## Air_Source_Heat_Pumps_and_Cold_
Brand | Outside model | Inside model | Furnace model | HSPF (Region IV) | Rated heating capacity (Btu/hour) | Grant amount | AHRI / Verification reference | Product group | AHRI Classification | Series name/product line (if applicable) | SEER | Rated cooling capacity (Btu/hour) | Coefficient of Performance (COP) at -15 °C (5 °F) (at maximum capacity) | Capacity Maintenance % (Max -15°C/5°F ÷ Rated 8.3°C/47°F)
FRIGIDAIRE | FFHP183CS2 | FFHP183WS2 |  | 10 | 8806 | $2,500: 2 indoor heads; $5,000: >=3 indoor heads | 8718585 | ccASHP | HRCU-A-CB-O |  | 20 |  | 1.84 | 186
PANASONIC | CU-E9SD3UA | CS-E9SD3UAW |  | 10 | 9000 | $2,500: 2 indoor heads; $5,000: >=3 indoor heads | 9125308 | ccASHP | HRCU-A-CB | Low-Profile Ducted | 20.5 | 9000 | 2.06 | 86
DENALI AIRE | DNMSHQCO9A | DNMSHQCW9A |  | 10 | 9500 | $2,500: 2 indoor heads; $5,000: >=3 indoor heads | 205300163 | ccASHP | HRCU-A-CB-O |  | 19.5 | 9000 | 2.08 | 78
PERFECT AIRE | 3PAMSHQCO09 | 3PAMSHQCW09 |  | 10 | 9500 | $2,500: 2 indoor heads; $5,000: >=3 indoor heads | 205653641 | ccASHP | HRCU-A-CB-O |  | 19.5 | 9000 | 2.08 | 78
FRIEDRICH | FPHSR09A1A | FPHSW09A1A |  | 10 | 9500 | $2,500: 2 indoor heads; $5,000: >=3 indoor heads | 203383867 | ccASHP | HRCU-A-CB-O | Floating Air Pro | 19.5 | 9000 | 2.08 | 78
FRIEDRICH | FPHSR09A1A-A | FPHSW09A1B |  | 10 | 9500 | $2,500: 2 indoor heads; $5,000: >=3 indoor heads | 205142781 | ccASHP | HRCU-A-CB-O | Floating Air Pro | 19.5 | 9000 | 2.08 | 78
HISENSE | AS-09UW1SVG00 | AS-09UW1SVG**00 |  | 10 | 9500 | $2,500: 2 indoor heads; $4,000: >=3 indoor heads | 203377559 | ASHP | HRCU-A-CB-O |  | 19.5 | 9000
HISENSE | AS-09UW1SVE00 | AS-09UW1SVE**00 |  | 10 | 9500 | $2,500: 2 indoor heads; $4,000: >=3 indoor heads | 203377293 | ASHP | HRCU-A-CB-O |  | 19.5 | 9000
HISENSE | AS-09UW1SVE00A | AS-09UW1SVE**00A |  | 10 | 9500 | $2,500: 2 indoor heads; $4,000: >=3 indoor heads | 205092754 | ASHP | HRCU-A-CB-O |  | 19.5 | 9000
HISENSE | AS-09UW1SVG00A | AS-09UW1SVG**00A |  | 10 | 9500 | $2,500: 2 indoor heads; $4,000: >=3 indoor heads | 205092755 | ASHP | HRCU-A-CB-O |  | 19.5 | 9000
EMERSON QUIET KOOL | 21S-EACH9R1C | 21S-EACH9R1W |  | 10 | 9500 | $2,500: 2 indoor heads; $4,000: >=3 indoor heads | 205747592 | ASHP | HRCU-A-CB-O |  | 19.5 | 9000
TRANE | 4TXK2709A10N0AA | 4MXW2709A10N0AA |  | 10 | 9800 | $2,500: 2 indoor heads; $5,000: >=3 indoor heads | 7151531 | ccASHP | HRCU-A-CB-O |  | 27 | 9000 | 2.13 | 81
AMERICAN STANDARD | 4TXK2709A10N0AA | 4MXW2709A10N0AA |  | 10 | 9800 | $2,500: 2 indoor heads; $5,000: >=3 indoor heads | 7151530 | ccASHP | HRCU-A-CB-O |  | 27 | 9000 | 2.13 | 81
KINGHOME | KW09HTBA3DO | KW09HTBA3DI |  | 10 | 9800 | $2,500: 2 indoor heads; $5,000: >=3 indoor heads | 10338157 | ccASHP | HRCU-A-CB-O |  | 27 | 9000 | 2.13 | 81
COLEMAN BY JOHNSON CONTROLS | DHY09CSB21S | DHY09NWB21S |  | 10 | 9800 | $2,500: 2 indoor heads; $4,000: >=3 indoor heads | 8578514 | ASHP | HRCU-A-CB-O |  | 27 | 9000
LUXAIRE BY JOHNSON CONTROLS | DHY09CSB21S | DHY09NWB21S |  | 10 | 9800 | $2,500: 2 indoor heads; $4,000: >=3 indoor heads | 8578515 | ASHP | HRCU-A-CB-O |  | 27 | 9000
GUARDIAN BY JOHNSON CONTROLS | DHY09CSB21S | DHY09NWB21S |  | 10 | 9800 | $2,500: 2 indoor heads; $4,000: >=3 indoor heads | 8578516 | ASHP | HRCU-A-CB-O |  | 27 | 9000
CHAMPION | DHY09CSB21S | DHY09NWB21S |  | 10 | 9800 | $2,500: 2 indoor heads; $4,000: >=3 indoor heads | 8657784 | ASHP | HRCU-A-CB-O |  | 27 | 9000
C&H | CH09KRL230VO | CH09KRL230VI |  | 10 | 9800 | $2,500: 2 indoor heads; $4,000: >=3 indoor heads | 9150141 | ASHP | HRCU-A-CB-O |  | 27 | 9000
ACD | COND-09-02 | COND-09-02-I |  | 10 | 9800 | $2,500: 2 indoor heads; $4,000: >=3 indoor heads | 202110490 | ASHP | HRCU-A-CB-O |  | 27 | 9000
GREE | GWH09TB-D3DNA1A/O | GWH09TB-D3DN***/I |  | 10 | 9800 | $2,500: 2 indoor heads; $4,000: >=3 indoor heads | 5080501 | ASHP | HRCU-A-CB-O |  | 27 | 9000
COAST AIR | A-CAD09-0 | B-CAD09-0 |  | 10 | 9800 | $2,500: 2 indoor heads; $4,000: >=3 indoor heads | 207192279 | ASHP | HRCU-A-CB-O |  | 20 | 9000
YORK BY JOHNSON CONTROLS | DHY09CSB21S | DHY09NWB21S |  | 10 | 9800 | $2,500: 2 indoor heads; $4,000: >=3 indoor heads | 8578513 | ASHP | HRCU-A-CB-O |  | 27 | 9000
LXG | LI009HO-270P432 | LI009HI-270P432 |  | 10 | 9800 | $2,500: 2 indoor heads; $4,000: >=3 indoor heads | 7151511 | ASHP | HRCU-A-CB-O |  | 27 | 9000
MDV | MOB30-09HFN1-BT0Q1W | MSABB-09HRFN1-MT0Q1W |  | 10 | 9800 | $2,500: 2 indoor heads; $4,000: >=3 indoor heads | 207192273 | ASHP | HRCU-A-CB-O |  | 20 | 9000
TRANE | 4TXK9509A1*00** | 4MXW9509A1000** |  | 10 | 9800 | $2,500: 2 indoor heads; $4,000: >=3 indoor heads | 7063897 | ASHP | HRCU-A-CB-O |  | 27 | 9000
DAIKIN | RX09AXVJU | FTX09AXVJU |  | 10 | 10000 | $2,500: 2 indoor heads; $4,000: >=3 indoor heads | 205782845 | ASHP | HRCU-A-CB-O |  | 19 | 8900
HISENSE | AUW-09U3SS | ACT-09UR3SCA |  | 10 | 10000 | $2,500: 2 indoor heads; $4,000: >=3 indoor heads | 204835478 | ASHP | HRCU-A-CB-O |  | 22 | 9000
FRIEDRICH | FPHFR09A3A | FPHFC09A3B |  | 10 | 10000 | $2,500: 2 indoor heads; $4,000: >=3 indoor heads | 205048197 | ASHP | HRCU-A-CB-O |  | 22 | 9000
MDV | MOX230-09HFN1-BS5W | MSABA-09HRFN1-BT5W |  | 10 | 10000 | $2,500: 2 indoor heads; $4,000: >=3 indoor heads | 207591130 | ASHP | HRCU-A-CB-O |  | 20.5 | 9000
MDV | MOX230-09HFN1-MT0W | MSABA-09HRFN1-MU5W |  | 10 | 10000 | $2,500: 2 indoor heads; $4,000: >=3 indoor heads | 207591132 | ASHP | HRCU-A-CB-O |  | 21.5 | 9000
SENVILLE | SENL/09CD/OY | SENL/09CD/IY |  | 10 | 10000 | $2,500: 2 indoor heads; $4,000: >=3 indoor heads | 207613963 | ASHP | HRCU-A-CB-O |  | 20.5 | 9000
SENVILLE | SENL/09CD220/OY | SENL/09CD220/IY |  | 10 | 10000 | $2,500: 2 indoor heads; $4,000: >=3 indoor heads | 207613965 | ASHP | HRCU-A-CB-O |  | 21.5 | 9000
KANIONCO | KWSM-09IR410AHS20.7MVL | KWSM-09IR410AHS20.6MVL |  | 10 | 10000 | $2,500: 2 indoor heads; $4,000: >=3 indoor heads | 207645883 | ASHP | HRCU-A-CB-O |  | 20.5 | 9000
KANIONCO | KWSM-09IR410AHS21.7MV | KWSM-09IR410AHS21.6MV |  | 10 | 10000 | $2,500: 2 indoor heads; $4,000: >=3 indoor heads | 207645885 | ASHP | HRCU-A-CB-O |  | 21.5 | 9000
DIAL | 9000-UNI-O | 9000Z-CAS-I |  | 10 | 10000 | $2,500: 2 indoor heads; $4,000: >=3 indoor heads | 206838614 | ASHP | HRCU-A-CB-O |  | 22 | 9000
MDV | MOB32-09HFN1-MX0W | MCA3U-09HRFN1-M(C) |  | 10 | 10000 | $2,500: 2 indoor heads; $4,000: >=3 indoor heads | 8779028 | ASHP | HRCU-A-CB-O |  | 19.5 | 9000
LENNOX | MLA009S4S-1P | M22A009S4-2P |  | 10 | 10000 | $2,500: 2 indoor heads; $4,000: >=3 indoor heads | 9920039 | ASHP | HRCU-A-CB-O |  | 19.5 | 9000
HITACHI | RAS-1.0PNNBDH1 | RCIM-1.0PNN1DH |  | 10 | 10000 | $2,500: 2 indoor heads; $4,000: >=3 indoor heads | 206750851 | ASHP | HRCU-A-CB-O |  | 22 | 9000
WESTINGHOUSE | WHU09SZA21S | WHU09CTA21S |  | 10 | 10000 | $2,500: 2 indoor heads; $4,000: >=3 indoor heads | 207237535 | ASHP | HRCU-A-CB-O |  | 22 | 9000
AIR-CON | ASLCI4H4S09 | ASLEC4H4S09 |  | 10 | 10000 | $2,500: 2 indoor heads; $4,000: >=3 indoor heads | 205129515 | ASHP | HRCU-A-CB-O |  | 22 | 9000
PAYNE | 38MAQB12R--3 | FV4CNF002 |  | 10 | 10400 | 5000 | 204344199 | ccASHP | HRCU-A-CB | Mid-tier | 18 | 11200 | 2.16 | 112
BRYANT | 38MAQB12R--3 | FV4CNF002 |  | 10 | 10400 | 5000 | 204344194 | ccASHP | HRCU-A-CB | Preferred Series | 18 | 11200 | 2.16 | 112
CARRIER | 38MAQB12R--3 | FV4CNF002 |  | 10 | 10400 | 5000 | 204344189 | ccASHP | HRCU-A-CB | Performance Series | 18 | 11200 | 2.16 | 112
MITSUBISHI ELECTRIC | MUZ-FE09NAH | MSZ-FE09NA |  | 10 | 10900 | $2,500: 2 indoor heads; $5,000: >=3 indoor heads | 201754425 | ccASHP | HRCU-A-CB-O | M-Series | 26 | 9000 | 2.06 | 102
SAMSUNG | AR09MSWXCWKX | AR09MSWXCWKN |  | 10 | 11000 | $2,500: 2 indoor heads; $4,000: >=3 indoor heads | 10103172 | ASHP | HRCU-A-CB-O | Wind-Free | 21 | 9000
MITSUBISHI ELECTRIC | SUZ-KA09NAHZ | SLZ-KF09NA |  | 10 | 11000 | $2,500: 2 indoor heads; $4,000: >=3 indoor heads | 204627031 | ASHP | HRCU-A-CB-O |  | 20.2 | 9000
PANASONIC | CU-E12SD3UA | CS-E12SD3UAW |  | 10 | 11500 | $2,500: 2 indoor heads; $5,000: >=3 indoor heads | 9125309 | ccASHP | HRCU-A-CB | Low-Profile Ducted | 20 | 11500 | 1.85 | 83
ARCOAIRE | DLCSRAH12AAK | DLFSHBH12XAK |  | 10 | 12000 | $2,500: 2 indoor heads; $5,000: >=3 indoor heads | 206396069 | ccASHP | HRCU-A-CB-O | DuraComfort | 21 | 12000 | 1.89 | 172
MIDEA | 38MAQB09R--3 | DHMAHBQ09XA3 |  | 10 | 12000 | $2,500: 2 indoor heads; $5,000: >=3 indoor heads | 206396051 | ccASHP | HRCU-A-CB-O | Excel | 23 | 9000 | 1.98 | 90
BRYANT | 38MAQB09R--3 | 619AHBQ09XA3 |  | 10 | 12000 | $2,500: 2 indoor heads; $5,000: >=3 indoor heads | 206396037 | ccASHP | HRCU-A-CB-O | Preferred | 23 | 9000 | 1.98 | 90
CARRIER | 38MAQB09R--3 | 40MAHBQ09XA3 |  | 10 | 12000 | $2,500: 2 indoor heads; $5,000: >=3 indoor heads | 206396030 | ccASHP | HRCU-A-CB-O | Performance | 23 | 9000 | 1.98 | 90
ELIOS | DE12HOS23230E2 | DM12HIFU230E5 |  | 10 | 12000 | $2,500: 2 indoor heads; $5,000: >=3 indoor heads | 205782170 | ccASHP | HRCU-A-CB-O |  | 20.5 | 12000 | 1.83 | 71
CONCERTO | MOB30-12HFN1-MV0W | MSVPC-12HRFN1-MU0W |  | 10 | 12000 | $2,500: 2 indoor heads; $5,000: >=3 indoor heads | 9008899 | ccASHP | HRCU-A-CB-O |  | 23.5 | 12000 | 1.81 | 100
COMFORTMAKER | DLCSRAH12AAK | DLFSHBH12XAK |  | 10 | 12000 | $2,500: 2 indoor heads; $5,000: >=3 indoor heads | 206396079 | ccASHP | HRCU-A-CB-O | QuietComfort | 21 | 12000 | 1.89 | 172
DAY & NIGHT | DLCSRAH12AAK | DLFSHBH12XAK |  | 10 | 12000 | $2,500: 2 indoor heads; $5,000: >=3 indoor heads | 206396089 | ccASHP | HRCU-A-CB-O | Constant Comfort | 21 | 12000 | 1.89 | 172
MDV | MOB30-12HFN1-MT0W | CFAU-12HRFN1-M(C) |  | 10 | 12000 | $2,500: 2 indoor heads; $5,000: >=3 indoor heads | 8739929 | ccASHP | HRCU-A-CB-O |  | 20.5 | 12000 | 1.83 | 71
KEEPRITE | DLCSRAH12AAK | DLFSHBH12XAK |  | 10 | 12000 | $2,500: 2 indoor heads; $5,000: >=3 indoor heads | 206396109 | ccASHP | HRCU-A-CB-O | ProComfort | 21 | 12000 | 1.89 | 172
HEIL | DLCSRAH12AAK | DLFSHBH12XAK |  | 10 | 12000 | $2,500: 2 indoor heads; $5,000: >=3 indoor heads | 206396099 | ccASHP | HRCU-A-CB-O | QuietComfort | 21 | 12000 | 1.89 | 172
KENMORE | DLCSRAH12AAK | DLFSHBH12XAK |  | 10 | 12000 | $2,500: 2 indoor heads; $5,000: >=3 indoor heads | 206396119 | ccASHP | HRCU-A-CB-O | Mid-Tier | 21 | 12000 | 1.89 | 172
LENNOX | MPB012S4S-1P | MFMA012S4-1P |  | 10 | 12000 | $2,500: 2 indoor heads; $5,000: >=3 indoor heads | 206188242 | ccASHP | HRCU-A-CB-O |  | 20.5 | 12000 | 1.83 | 71
MIDEA | DLCSRAH12AAK | DLFSHBH12XAK |  | 10 | 12000 | $2,500: 2 indoor heads; $5,000: >=3 indoor heads | 206396129 | ccASHP | HRCU-A-CB-O | Excel | 21 | 12000 | 1.89 | 172
MOOVAIR | DM12HOS23230E2 | DM12HIFU230E5 |  | 10 | 12000 | $2,500: 2 indoor heads; $5,000: >=3 indoor heads | 205782168 | ccASHP | HRCU-A-CB-O |  | 20.5 | 12000 | 1.83 | 71
PAYNE | 38MAQB09R--3 | DHMAHBQ09XA3 |  | 10 | 12000 | $2,500: 2 indoor heads; $5,000: >=3 indoor heads | 206396044 | ccASHP | HRCU-A-CB-O | Mid-Tier | 23 | 9000 | 1.98 | 90
TEMPSTAR | DLCSRAH12AAK | DLFSHBH12XAK |  | 10 | 12000 | $2,500: 2 indoor heads; $5,000: >=3 indoor heads | 206396139 | ccASHP | HRCU-A-CB-O | QuietComfort | 21 | 12000 | 1.89 | 172
AIRQUEST | DLCSRAH12AAK | DLFSHBH12XAK |  | 10 | 12000 | $2,500: 2 indoor heads; $5,000: >=3 indoor heads | 206396159 | ccASHP | HRCU-A-CB-O | QuietComfort | 21 | 12000 | 1.89 | 172
WEATHERMAKER | 38MAQB09R--3 | DHMAHBQ09XA3 |  | 10 | 12000 | $2,500: 2 indoor heads; $5,000: >=3 indoor heads | 206396058 | ccASHP | HRCU-A-CB-O | Mid-Tier | 23 | 9000 | 1.98 | 90
C&H | CH-12SPH-230VO | CH-12MSPHMC-230VI |  | 10 | 12000 | $2,500: 2 indoor heads; $5,000: >=3 indoor heads | 204098429 | ccASHP | HRCU-A-CB-O | Single Zone Sophia Series Mini Floor Consol | 20.5 | 12000 | 1.83 | 71
MRCOOL | DIY-12-HP-C-115B | DIY-12-HP-WMAH-115B |  | 10 | 12000 | $2,500: 2 indoor heads; $4,000: >=3 indoor heads | 204711122 | ASHP | HRCU-A-CB-O |  | 22 | 12000
MDV | MOB30-12HFN1-BT0Q1W | MSABB-12HRFN1-MT0Q1W |  | 10 | 12000 | $2,500: 2 indoor heads; $4,000: >=3 indoor heads | 204711116 | ASHP | HRCU-A-CB-O |  | 22 | 12000
THERMOCORE SYSTEMS | T322S-H212-C | T3-OS212-OC |  | 10 | 12000 | $2,500: 2 indoor heads; $4,000: >=3 indoor heads | 202353104 | ASHP | HRCU-A-CB-O |  | 20.5 | 12000
DIRECT AIR | MOB30-12HFN1-MT0W | CFAU-12HRFN1-M(C) |  | 10 | 12000 | $2,500: 2 indoor heads; $4,000: >=3 indoor heads | 8775847 | ASHP | HRCU-A-CB-O |  | 20.5 | 12000
COAST AIR | A-CAD12-0 | B-CAD12-0 |  | 10 | 12000 | $2,500: 2 indoor heads; $4,000: >=3 indoor heads | 207131746 | ASHP | HRCU-A-CB-O |  | 22 | 12000
DURASTAR | DRA1U12S1A | DRAS12F1B |  | 10 | 12000 | $2,500: 2 indoor heads; $4,000: >=3 indoor heads | 207430433 | ASHP | HRCU-A-CB-O |  | 20.5 | 12000
MDV | MOB32-12HFN1-MV0W | CS11M-12HRFN1-MU5W |  | 10 | 12000 | $2,500: 2 indoor heads; $4,000: >=3 indoor heads | 8779033 | ASHP | HRCU-A-CB-O |  | 22 | 12000
MDV | MOB32-12HFN1-MV0W | MCA3U-12HRFN1-M(C) |  | 10 | 12000 | $2,500: 2 indoor heads; $4,000: >=3 indoor heads | 8779031 | ASHP | HRCU-A-CB-O |  | 19 | 12000
LENNOX | MLA012S4S-1P | M22A012S4-2P |  | 10 | 12000 | $2,500: 2 indoor heads; $4,000: >=3 indoor heads | 9920042 | ASHP | HRCU-A-CB-O |  | 19 | 12000
LENNOX | MLA012S4S-1P | MWMA012S4-2P |  | 10 | 12000 | $2,500: 2 indoor heads; $4,000: >=3 indoor heads | 9920041 | ASHP | HRCU-A-CB-O |  | 22 | 12000
LENNOX | MLA012S4S-1P | MWMA012S4-3P |  | 10 | 12000 | $2,500: 2 indoor heads; $4,000: >=3 indoor heads | 201796633 | ASHP | HRCU-A-CB-O |  | 22 | 12000
MDV | MOB30-09HFN1-MX0W | MSEPB-09HRFN1-MY5W(GA) |  | 10 | 12000 | $2,500: 2 indoor heads; $4,000: >=3 indoor heads | 206396027 | ASHP | HRCU-A-CB-O |  | 23 | 9000
MDV | MOX230-12HFN1-MV5W | MFAU-12HRFN1-M(C) |  | 10 | 12000 | $2,500: 2 indoor heads; $4,000: >=3 indoor heads | 206330125 | ASHP | HRCU-A-CB-O |  | 21.5 | 12000
DURASTAR | DRA1U12S1A | DRAS12F1A |  | 10 | 12000 | $2,500: 2 indoor heads; $4,000: >=3 indoor heads | 206369523 | ASHP | HRCU-A-CB-O |  | 20.5 | 12000
MDV | MOX230-12HFN1-BW0W | MS11M-12HRFN1-BV0W |  | 10 | 12400 | $2,500: 2 indoor heads; $4,000: >=3 indoor heads | 205993851 | ASHP | HRCU-A-CB-O |  | 22 | 12000
GE APPLIANCES | ASH112URDSE* | USYF12UCDWA* |  | 10 | 12500 | $2,500: 2 indoor heads; $4,000: >=3 indoor heads | 206842139 | ASHP | HRCU-A-CB-O |  | 20 | 11500
HAIER | 1U12EH2VHE* | USYF12UCDWA* |  | 10 | 12500 | $2,500: 2 indoor heads; $4,000: >=3 indoor heads | 206389355 | ASHP | HRCU-A-CB-O |  | 20 | 11500
HAIER | 1U12EH2VHE* | AB12SC2VHA* |  | 10 | 13000 | $2,500: 2 indoor heads; $4,000: >=3 indoor heads | 206389356 | ASHP | HRCU-A-CB-O |  | 20 | 12000
GE APPLIANCES | ASH112URDSE* | AB12SC2VHA* |  | 10 | 13000 | $2,500: 2 indoor heads; $4,000: >=3 indoor heads | 206842142 | ASHP | HRCU-A-CB-O |  | 20 | 12000
MITSUBISHI ELECTRIC | SUZ-KA12NA | SVZ-KP12NA |  | 10 | 13500 | $2,500: 2 indoor heads; $4,000: >=3 indoor heads | 201810887 | ASHP | HRCU-A-CB | M-Series | 17 | 12000
DAIKIN | RX12AXVJU | FTX12AXVJU |  | 10 | 13500 | $2,500: 2 indoor heads; $4,000: >=3 indoor heads | 205782846 | ASHP | HRCU-A-CB-O |  | 19 | 10900
MITSUBISHI ELECTRIC | SUZ-KA12NAHZ | SLZ-KF12NA |  | 10 | 13800 | $2,500: 2 indoor heads; $5,000: >=3 indoor heads | 204627032 | ccASHP | HRCU-A-CB-O | M-Series H2i | 20.3 | 12000 | 1.84 | 100
MITSUBISHI ELECTRIC | SUZ-KA12NAHZ | NTXCKS12A112AA |  | 10 | 13800 | $2,500: 2 indoor heads; $5,000: >=3 indoor heads | 206328096 | ccASHP | HRCU-A-CB-O | M-Series H2i | 20.3 | 12000 | 1.84 | 100
AMERICAN STANDARD / MITSUBISHI ELECTRIC | NAXSKH12A112AA | NAXCKS12A112AA |  | 10 | 13800 | $2,500: 2 indoor heads; $5,000: >=3 indoor heads | 204793326 | ccASHP | HRCU-A-CB-O | Nv Series Pro Heat | 20.3 | 12000 | 1.84 | 100
TRANE / MITSUBISHI ELECTRIC | NTXSKH12A112AA | NTXCKS12A112AA |  | 10 | 13800 | $2,500: 2 indoor heads; $5,000: >=3 indoor heads | 204793343 | ccASHP | HRCU-A-CB-O | Nv Series Pro Heat | 20.3 | 12000 | 1.84 | 100
MITSUBISHI ELECTRIC | SUZ-KA12NAHZ | NAXCKS12A112AA |  | 10 | 13800 | $2,500: 2 indoor heads; $5,000: >=3 indoor heads | 206328116 | ccASHP | HRCU-A-CB-O | M-Series H2i | 20.3 | 12000 | 1.84 | 100
SAMSUNG | AR12KSWSPWKX | AR12KSWSPWKN |  | 10 | 14000 | $2,500: 2 indoor heads; $5,000: >=3 indoor heads | 9035284 | ccASHP | HRCU-A-CB-O | Max Heat RAC Series | 21.5 | 12000 | 1.85 | 101
DAIKIN | DZ17VSA181B* | CA*EA1818*4A* | D*96SC0603BUA* | 10 | 17000 | 5000 | 207172951 | ccASHP | HRCU-A-CB | Daikin Fit | 18 | 17100 | 2.19 | 75
DAIKIN | DZ17VSA181B* | CA*EA1818*4A* | D*80SC0604BUA* | 10 | 17000 | 5000 | 207172950 | ccASHP | HRCU-A-CB | Daikin Fit | 18 | 17100 | 2.19 | 75
DAIKIN | DZ17VSA181B* | CA*EA1818*4A*+MBVC1600**-1A* |  | 10 | 17100 | 5000 | 207172949 | ccASHP | HRCU-A-CB | Daikin Fit | 18 | 17100 | 2.19 | 74
DAIKIN | DZ17VSA181B* | CA*EA1818*4A*+MBVC1200**-1A* |  | 10 | 17100 | 5000 | 207172948 | ccASHP | HRCU-A-CB | Daikin Fit | 18 | 17100 | 2.19 | 74
DAIKIN | DZ17VSA181A* | CA*EA1818*4A* | DM96VC0803BNA* | 10 | 17100 | 5000 | 204875612 | ccASHP | HRCU-A-CB |  | 18 | 17100 | 2.19 | 74
DAIKIN | DZ17VSA181A* | CA*EA1818*4A* | D*96VC0804CNA* | 10 | 17100 | 5000 | 204875615 | ccASHP | HRCU-A-CB |  | 18 | 17100 | 2.19 | 74
DAIKIN | DZ17VSA181A* | CA*EA1818*4A* | D*97MC0603BNA* | 10 | 17100 | 5000 | 204875618 | ccASHP | HRCU-A-CB |  | 18 | 17100 | 2.19 | 74
DAIKIN | DZ17VSA181A* | CA*EA1818*4A* | D*97MC0803BNA* | 10 | 17100 | 5000 | 204875621 | ccASHP | HRCU-A-CB |  | 18 | 17100 | 2.19 | 74
DAIKIN | DZ17VSA181A* | DV24FECB14A* |  | 10 | 17100 | 5000 | 204875381 | ccASHP | HRCU-A-CB |  | 18 | 17100 | 2.22 | 75
DAIKIN | DZ17VSA181A* | CA*EA1818*4A* | D*96VC0403BNA* | 10 | 17100 | 5000 | 204875606 | ccASHP | HRCU-A-CB |  | 18 | 17100 | 2.19 | 74
DAIKIN | DZ17VSA181A* | CA*EA1818*4A* | D*97MC0804CNA* | 10 | 17100 | 5000 | 204875624 | ccASHP | HRCU-A-CB |  | 18 | 17100 | 2.19 | 74
DAIKIN | DZ17VSA181A* | CA*EA1818*4A* | D*80VC0603B*A* | 10 | 17100 | 5000 | 204875627 | ccASHP | HRCU-A-CB |  | 18 | 17100 | 2.19 | 74
DAIKIN | DZ17VSA181A* | CA*EA1818*4A* | DM80VC0604B*A* | 10 | 17100 | 5000 | 204875630 | ccASHP | HRCU-A-CB |  | 18 | 17100 | 2.19 | 74
DAIKIN | DZ17VSA181A* | CA*EA1818*4A* | D*80VC0803B*A* | 10 | 17100 | 5000 | 204875633 | ccASHP | HRCU-A-CB |  | 18 | 17100 | 2.19 | 74
DAIKIN | DZ17VSA181A* | CA*EA1818*4A* | DM80VC0804C*A* | 10 | 17100 | 5000 | 204875636 | ccASHP | HRCU-A-CB |  | 18 | 17100 | 2.19 | 74
DAIKIN | DZ17VSA181A* | CA*EA1818*4A*+MBVC1600**-1A* |  | 10 | 17100 | 5000 | 204875642 | ccASHP | HRCU-A-CB |  | 18 | 17100 | 2.19 | 74
DAIKIN | DZ17VSA181B* | DV24FECB14A* |  | 10 | 17100 | 5000 | 207168336 | ccASHP | HRCU-A-CB | Daikin Fit | 18 | 17100 | 2.22 | 75
DAIKIN | DZ17VSA181B* | CA*EA1818*4A* | D*96VC0403BNA* | 10 | 17100 | 5000 | 207172937 | ccASHP | HRCU-A-CB | Daikin Fit | 18 | 17100 | 2.19 | 74
DAIKIN | DZ17VSA181B* | CA*EA1818*4A* | D*96VC0603BNA* | 10 | 17100 | 5000 | 207172938 | ccASHP | HRCU-A-CB | Daikin Fit | 18 | 17100 | 2.19 | 74
DAIKIN | DZ17VSA181B* | CA*EA1818*4A* | DM96VC0803BNA* | 10 | 17100 | 5000 | 207172939 | ccASHP | HRCU-A-CB | Daikin Fit | 18 | 17100 | 2.19 | 74
DAIKIN | DZ17VSA181B* | CA*EA1818*4A* | D*96VC0804CNA* | 10 | 17100 | 5000 | 207172940 | ccASHP | HRCU-A-CB | Daikin Fit | 18 | 17100 | 2.19 | 74
DAIKIN | DZ17VSA181B* | CA*EA1818*4A* | D*97MC0603BNA* | 10 | 17100 | 5000 | 207172941 | ccASHP | HRCU-A-CB | Daikin Fit | 18 | 17100 | 2.19 | 74
DAIKIN | DZ17VSA181B* | CA*EA1818*4A* | D*97MC0803BNA* | 10 | 17100 | 5000 | 207172942 | ccASHP | HRCU-A-CB | Daikin Fit | 18 | 17100 | 2.19 | 74
DAIKIN | DZ17VSA181B* | CA*EA1818*4A* | D*97MC0804CNA* | 10 | 17100 | 5000 | 207172943 | ccASHP | HRCU-A-CB | Daikin Fit | 18 | 17100 | 2.19 | 74
DAIKIN | DZ17VSA181B* | CA*EA1818*4A* | D*80VC0603B*A* | 10 | 17100 | 5000 | 207172944 | ccASHP | HRCU-A-CB | Daikin Fit | 18 | 17100 | 2.19 | 74
DAIKIN | DZ17VSA181B* | CA*EA1818*4A* | DM80VC0604B*A* | 10 | 17100 | 5000 | 207172945 | ccASHP | HRCU-A-CB | Daikin Fit | 18 | 17100 | 2.19 | 74
DAIKIN | DZ17VSA181B* | CA*EA1818*4A* | D*80VC0803B*A* | 10 | 17100 | 5000 | 207172946 | ccASHP | HRCU-A-CB | Daikin Fit | 18 | 17100 | 2.19 | 74
DAIKIN | DZ17VSA181B* | CA*EA1818*4A* | DM80VC0804C*A* | 10 | 17100 | 5000 | 207172947 | ccASHP | HRCU-A-CB | Daikin Fit | 18 | 17100 | 2.19 | 74
DAIKIN | DZ17VSA181A* | CA*EA1818*4A* | D*96VC0603BNA* | 10 | 17100 | 5000 | 204875609 | ccASHP | HRCU-A-CB |  | 18 | 17100 | 2.19 | 74
COLEMAN | CH6B1821 | CF24ABAA1 | TMLE040A12MP11 | 10 | 17400 | 4000 | 203445072 | ASHP | HRCU-A-CB | LX SERIES | 17 | 18000
LUXAIRE | TH6B1821 | CF24ABAA1 | TMLE040A12MP11 | 10 | 17400 | 4000 | 203445073 | ASHP | HRCU-A-CB | LX SERIES | 17 | 18000
FRASER-JOHNSTON | TH6B1821 | CF24ABAA1 | TMLE040A12MP11 | 10 | 17400 | 4000 | 203445074 | ASHP | HRCU-A-CB | LX SERIES | 17 | 18000
CHAMPION HEATING AND COOLING | TH6B1821 | CF24ABAA1 | TMLE040A12MP11 | 10 | 17400 | 4000 | 203445075 | ASHP | HRCU-A-CB | LX SERIES | 17 | 18000
COLEMAN | CH6B1821 | CF/CM/CU24A+TXV | TM9E040A10MP12 | 10 | 17400 | 4000 | 202781806 | ASHP | HRCU-A-CB | LX SERIES | 17 | 18000
LUXAIRE | TH6B1821 | CF/CM/CU24A+TXV | TM9E040A10MP12 | 10 | 17400 | 4000 | 202781808 | ASHP | HRCU-A-CB | LX SERIES | 17 | 18000
FRASER-JOHNSTON | TH6B1821 | CF/CM/CU24A+TXV | TM9E040A10MP12 | 10 | 17400 | 4000 | 202781810 | ASHP | HRCU-A-CB | LX SERIES | 17 | 18000
CHAMPION HEATING AND COOLING | TH6B1821 | CF/CM/CU24A+TXV | TM9E040A10MP12 | 10 | 17400 | 4000 | 202781812 | ASHP | HRCU-A-CB | LX SERIES | 17 | 18000
GUARDIAN | RHP16L18B23 | CF/CM/CU24A+TXV | RGF19040AE10MP13 | 10 | 17400 | 4000 | 202781818 | ASHP | HRCU-A-CB |  | 17 | 18000
EVCON | RHP16L18B23 | CF/CM/CU24A+TXV | RGF19040AE10MP13 | 10 | 17400 | 4000 | 202781820 | ASHP | HRCU-A-CB |  | 17 | 18000
COLEMAN | CH6B1821 | CF/CM/CU24B+TXV | TL9E060B12UH11 | 10 | 17400 | 4000 | 202782109 | ASHP | HRCU-A-CB | LX SERIES | 17 | 18000
LUXAIRE | TH6B1821 | CF/CM/CU24B+TXV | TL9E060B12UH11 | 10 | 17400 | 4000 | 202782111 | ASHP | HRCU-A-CB | LX SERIES | 17 | 18000
FRASER-JOHNSTON | TH6B1821 | CF/CM/CU24B+TXV | TL9E060B12UH11 | 10 | 17400 | 4000 | 202782113 | ASHP | HRCU-A-CB | LX SERIES | 17 | 18000
CHAMPION HEATING AND COOLING | TH6B1821 | CF/CM/CU24B+TXV | TL9E060B12UH11 | 10 | 17400 | 4000 | 202782115 | ASHP | HRCU-A-CB | LX SERIES | 17 | 18000
COLEMAN | CH6B1821 | CF/CM/CU24B+TXV | TL8E060A12UH11 | 10 | 17400 | 4000 | 202782157 | ASHP | HRCU-A-CB | LX SERIES | 17 | 18000
LUXAIRE | TH6B1821 | CF/CM/CU24B+TXV | TL8E060A12UH11 | 10 | 17400 | 4000 | 202782159 | ASHP | HRCU-A-CB | LX SERIES | 17 | 18000
FRASER-JOHNSTON | TH6B1821 | CF/CM/CU24B+TXV | TL8E060A12UH11 | 10 | 17400 | 4000 | 202782161 | ASHP | HRCU-A-CB | LX SERIES | 17 | 18000
CHAMPION HEATING AND COOLING | TH6B1821 | CF/CM/CU24B+TXV | TL8E060A12UH11 | 10 | 17400 | 4000 | 202782163 | ASHP | HRCU-A-CB | LX SERIES | 17 | 18000
YORK | YHG18B21 | CF/CM/CU24A+TXV | TM9E040A10MP12 | 10 | 17400 | 4000 | 202636062 | ASHP | HRCU-A-CB | LX SERIES | 17 | 18000
YORK | YHG18B21 | CF/CM/CU24B+TXV | TL9E060B12UH11 | 10 | 17400 | 4000 | 202636082 | ASHP | HRCU-A-CB | LX SERIES | 17 | 18000
YORK | YHG18B21 | CF/CM/CU24B+TXV | TL8E060A12UH11 | 10 | 17400 | 4000 | 202636084 | ASHP | HRCU-A-CB | LX SERIES | 17 | 18000
CHAMPION HEATING AND COOLING | TH6B1821 | CF24BBAA1 | TL9E060B12UH11 | 10 | 17400 | 4000 | 202751919 | ASHP | HRCU-A-CB | LX SERIES | 17 | 18000
COLEMAN | CH6B1821 | CM24BBAA1 | TL8E060A12UH11 | 10 | 17400 | 4000 | 202751944 | ASHP | HRCU-A-CB | LX SERIES | 17 | 18000
LUXAIRE | TH6B1821 | CM24BBAA1 | TL8E060A12UH11 | 10 | 17400 | 4000 | 202751945 | ASHP | HRCU-A-CB | LX SERIES | 17 | 18000
FRASER-JOHNSTON | TH6B1821 | CM24BBAA1 | TL8E060A12UH11 | 10 | 17400 | 4000 | 202751946 | ASHP | HRCU-A-CB | LX SERIES | 17 | 18000
CHAMPION HEATING AND COOLING | TH6B1821 | CM24BBAA1 | TL8E060A12UH11 | 10 | 17400 | 4000 | 202751947 | ASHP | HRCU-A-CB | LX SERIES | 17 | 18000
COLEMAN | CH6B1821 | CF24BBAA1 | TL8E060A12UH11 | 10 | 17400 | 4000 | 202751948 | ASHP | HRCU-A-CB | LX SERIES | 17 | 18000
LUXAIRE | TH6B1821 | CF24BBAA1 | TL8E060A12UH11 | 10 | 17400 | 4000 | 202751949 | ASHP | HRCU-A-CB | LX SERIES | 17 | 18000
FRASER-JOHNSTON | TH6B1821 | CF24BBAA1 | TL8E060A12UH11 | 10 | 17400 | 4000 | 202751950 | ASHP | HRCU-A-CB | LX SERIES | 17 | 18000
CHAMPION HEATING AND COOLING | TH6B1821 | CF24BBAA1 | TL8E060A12UH11 | 10 | 17400 | 4000 | 202751951 | ASHP | HRCU-A-CB | LX SERIES | 17 | 18000
EVCON | RHP16L18B23 | CF24AXA1+TXV | RGF1L040AE12MP12 | 10 | 17400 | 4000 | 205527599 | ASHP | HRCU-A-CB |  | 17 | 18000
COLEMAN | CH6B1821 | CF24AXA1+TXV | TMLE040A12MP11 | 10 | 17400 | 4000 | 205527600 | ASHP | HRCU-A-CB | LX SERIES | 17 | 18000
LUXAIRE | TH6B1821 | CF24AXA1+TXV | TMLE040A12MP11 | 10 | 17400 | 4000 | 205527601 | ASHP | HRCU-A-CB | LX SERIES | 17 | 18000
FRASER-JOHNSTON | TH6B1821 | CF24AXA1+TXV | TMLE040A12MP11 | 10 | 17400 | 4000 | 205527602 | ASHP | HRCU-A-CB | LX SERIES | 17 | 18000
CHAMPION HEATING AND COOLING | TH6B1821 | CF24AXA1+TXV | TMLE040A12MP11 | 10 | 17400 | 4000 | 205527603 | ASHP | HRCU-A-CB | LX SERIES | 17 | 18000
COLEMAN | CH6B1821 | CM24AXA1+TXV | TM8E040A12MP11 | 10 | 17400 | 4000 | 205527604 | ASHP | HRCU-A-CB | LX SERIES | 17 | 18000
LUXAIRE | TH6B1821 | CM24AXA1+TXV | TM8E040A12MP11 | 10 | 17400 | 4000 | 205527605 | ASHP | HRCU-A-CB | LX SERIES | 17 | 18000
FRASER-JOHNSTON | TH6B1821 | CM24AXA1+TXV | TM8E040A12MP11 | 10 | 17400 | 4000 | 205527606 | ASHP | HRCU-A-CB | LX SERIES | 17 | 18000
CHAMPION HEATING AND COOLING | TH6B1821 | CM24AXA1+TXV | TM8E040A12MP11 | 10 | 17400 | 4000 | 205527607 | ASHP | HRCU-A-CB | LX SERIES | 17 | 18000
GUARDIAN | RHP16L18B21 | CM24AXA1+TXV | RGF1L040AE12MP12 | 10 | 17400 | 4000 | 205527608 | ASHP | HRCU-A-CB |  | 17 | 18000
CHAMPION HEATING AND COOLING | TH6B1821 | CU24AXA1+TXV | TMLE040A12MP11 | 10 | 17400 | 4000 | 205527627 | ASHP | HRCU-A-CB | LX SERIES | 17 | 18000
COLEMAN | CH6B1821 | CF24CXA1+TXV | TL9E060B12UH11 | 10 | 17400 | 4000 | 205527668 | ASHP | HRCU-A-CB | LX SERIES | 17 | 18000
LUXAIRE | TH6B1821 | CF24CXA1+TXV | TL9E060B12UH11 | 10 | 17400 | 4000 | 205527669 | ASHP | HRCU-A-CB | LX SERIES | 17 | 18000
FRASER-JOHNSTON | TH6B1821 | CF24CXA1+TXV | TL9E060B12UH11 | 10 | 17400 | 4000 | 205527670 | ASHP | HRCU-A-CB | LX SERIES | 17 | 18000
CHAMPION HEATING AND COOLING | TH6B1821 | CF24CXA1+TXV | TL9E060B12UH11 | 10 | 17400 | 4000 | 205527671 | ASHP | HRCU-A-CB | LX SERIES | 17 | 18000
COLEMAN | CH6B1821 | CM24CXA1+TXV | TL9E060B12UH11 | 10 | 17400 | 4000 | 205527676 | ASHP | HRCU-A-CB | LX SERIES | 17 | 18000
LUXAIRE | TH6B1821 | CM24CXA1+TXV | TL9E060B12UH11 | 10 | 17400 | 4000 | 205527677 | ASHP | HRCU-A-CB | LX SERIES | 17 | 18000
FRASER-JOHNSTON | TH6B1821 | CM24CXA1+TXV | TL9E060B12UH11 | 10 | 17400 | 4000 | 205527678 | ASHP | HRCU-A-CB | LX SERIES | 17 | 18000
CHAMPION HEATING AND COOLING | TH6B1821 | CM24CXA1+TXV | TL9E060B12UH11 | 10 | 17400 | 4000 | 205527679 | ASHP | HRCU-A-CB | LX SERIES | 17 | 18000
COLEMAN | CH6B1821 | CF24BXA1+TXV | TL9E060B12UH11 | 10 | 17400 | 4000 | 205527684 | ASHP | HRCU-A-CB | LX SERIES | 17 | 18000
LUXAIRE | TH6B1821 | CF24BXA1+TXV | TL9E060B12UH11 | 10 | 17400 | 4000 | 205527685 | ASHP | HRCU-A-CB | LX SERIES | 17 | 18000
FRASER-JOHNSTON | TH6B1821 | CF24BXA1+TXV | TL9E060B12UH11 | 10 | 17400 | 4000 | 205527686 | ASHP | HRCU-A-CB | LX SERIES | 17 | 18000
CHAMPION HEATING AND COOLING | TH6B1821 | CF24BXA1+TXV | TL9E060B12UH11 | 10 | 17400 | 4000 | 205527687 | ASHP | HRCU-A-CB | LX SERIES | 17 | 18000
COLEMAN | CH6B1821 | CM24BXA1+TXV | TL9E060B12UH11 | 10 | 17400 | 4000 | 205527692 | ASHP | HRCU-A-CB | LX SERIES | 17 | 18000
LUXAIRE | TH6B1821 | CM24BXA1+TXV | TL9E060B12UH11 | 10 | 17400 | 4000 | 205527693 | ASHP | HRCU-A-CB | LX SERIES | 17 | 18000
FRASER-JOHNSTON | TH6B1821 | CM24BXA1+TXV | TL9E060B12UH11 | 10 | 17400 | 4000 | 205527694 | ASHP | HRCU-A-CB | LX SERIES | 17 | 18000
CHAMPION HEATING AND COOLING | TH6B1821 | CM24BXA1+TXV | TL9E060B12UH11 | 10 | 17400 | 4000 | 205527695 | ASHP | HRCU-A-CB | LX SERIES | 17 | 18000
COLEMAN | CH6B1821 | CU24BXA1+TXV | TL9E060B12UH11 | 10 | 17400 | 4000 | 205527700 | ASHP | HRCU-A-CB | LX SERIES | 17 | 18000
LUXAIRE | TH6B1821 | CU24BXA1+TXV | TL9E060B12UH11 | 10 | 17400 | 4000 | 205527701 | ASHP | HRCU-A-CB | LX SERIES | 17 | 18000
FRASER-JOHNSTON | TH6B1821 | CU24BXA1+TXV | TL9E060B12UH11 | 10 | 17400 | 4000 | 205527702 | ASHP | HRCU-A-CB | LX SERIES | 17 | 18000
CHAMPION HEATING AND COOLING | TH6B1821 | CU24BXA1+TXV | TL9E060B12UH11 | 10 | 17400 | 4000 | 205527703 | ASHP | HRCU-A-CB | LX SERIES | 17 | 18000
COLEMAN | CH6B1821 | CF24BXA1+TXV | TL8E060A12UH11 | 10 | 17400 | 4000 | 205527732 | ASHP | HRCU-A-CB | LX SERIES | 17 | 18000
LUXAIRE | TH6B1821 | CF24BXA1+TXV | TL8E060A12UH11 | 10 | 17400 | 4000 | 205527733 | ASHP | HRCU-A-CB | LX SERIES | 17 | 18000
FRASER-JOHNSTON | TH6B1821 | CF24BXA1+TXV | TL8E060A12UH11 | 10 | 17400 | 4000 | 205527734 | ASHP | HRCU-A-CB | LX SERIES | 17 | 18000
CHAMPION HEATING AND COOLING | TH6B1821 | CF24BXA1+TXV | TL8E060A12UH11 | 10 | 17400 | 4000 | 205527735 | ASHP | HRCU-A-CB | LX SERIES | 17 | 18000
CHAMPION HEATING AND COOLING | TH6B1821 | CU24AXA1+TXV | TM8E040A12MP11 | 10 | 17400 | 4000 | 205527615 | ASHP | HRCU-A-CB | LX SERIES | 17 | 18000
GUARDIAN | RHP16L18B21 | CU24AXA1+TXV | RGF1L040AE12MP12 | 10 | 17400 | 4000 | 205527616 | ASHP | HRCU-A-CB |  | 17 | 18000
EVCON | RHP16L18B21 | CU24AXA1+TXV | RGF1L040AE12MP12 | 10 | 17400 | 4000 | 205527617 | ASHP | HRCU-A-CB |  | 17 | 18000
GUARDIAN | RHP16L18B23 | CU24AXA1+TXV | RGF1L040AE12MP12 | 10 | 17400 | 4000 | 205527618 | ASHP | HRCU-A-CB |  | 17 | 18000
EVCON | RHP16L18B23 | CU24AXA1+TXV | RGF1L040AE12MP12 | 10 | 17400 | 4000 | 205527619 | ASHP | HRCU-A-CB |  | 17 | 18000
COLEMAN | CH6B1821 | CM24AXA1+TXV | TMLE040A12MP11 | 10 | 17400 | 4000 | 205527620 | ASHP | HRCU-A-CB | LX SERIES | 17 | 18000
LUXAIRE | TH6B1821 | CM24AXA1+TXV | TMLE040A12MP11 | 10 | 17400 | 4000 | 205527621 | ASHP | HRCU-A-CB | LX SERIES | 17 | 18000
FRASER-JOHNSTON | TH6B1821 | CM24AXA1+TXV | TMLE040A12MP11 | 10 | 17400 | 4000 | 205527622 | ASHP | HRCU-A-CB | LX SERIES | 17 | 18000
CHAMPION HEATING AND COOLING | TH6B1821 | CM24AXA1+TXV | TMLE040A12MP11 | 10 | 17400 | 4000 | 205527623 | ASHP | HRCU-A-CB | LX SERIES | 17 | 18000
COLEMAN | CH6B1821 | CU24AXA1+TXV | TMLE040A12MP11 | 10 | 17400 | 4000 | 205527624 | ASHP | HRCU-A-CB | LX SERIES | 17 | 18000
LUXAIRE | TH6B1821 | CU24AXA1+TXV | TMLE040A12MP11 | 10 | 17400 | 4000 | 205527625 | ASHP | HRCU-A-CB | LX SERIES | 17 | 18000
FRASER-JOHNSTON | TH6B1821 | CU24AXA1+TXV | TMLE040A12MP11 | 10 | 17400 | 4000 | 205527626 | ASHP | HRCU-A-CB | LX SERIES | 17 | 18000
GUARDIAN | RHP16L18B23 | CF24ABAA1 | RGF1L040AE12MP12 | 10 | 17400 | 4000 | 203445078 | ASHP | HRCU-A-CB |  | 17 | 18000
EVCON | RHP16L18B23 | CF24ABAA1 | RGF1L040AE12MP12 | 10 | 17400 | 4000 | 203445079 | ASHP | HRCU-A-CB |  | 17 | 18000
YORK | YHG18B21 | CF/CM/CU24A+TXV | TMLE040A12MP11 | 10 | 17400 | 4000 | 203422075 | ASHP | HRCU-A-CB | LX SERIES | 17 | 18000
YORK | YHG18B21 | CM24ABAA1 | TMLE040A12MP11 | 10 | 17400 | 4000 | 203422077 | ASHP | HRCU-A-CB | LX SERIES | 17 | 18000
YORK | YHG18B21 | CF24ABAA1 | TMLE040A12MP11 | 10 | 17400 | 4000 | 203422079 | ASHP | HRCU-A-CB | LX SERIES | 17 | 18000
COLEMAN | CH6B1821 | CF/CM/CU24A+TXV | TMLE040A12MP11 | 10 | 17400 | 4000 | 203445056 | ASHP | HRCU-A-CB | LX SERIES | 17 | 18000
LUXAIRE | TH6B1821 | CF/CM/CU24A+TXV | TMLE040A12MP11 | 10 | 17400 | 4000 | 203445057 | ASHP | HRCU-A-CB | LX SERIES | 17 | 18000
FRASER-JOHNSTON | TH6B1821 | CF/CM/CU24A+TXV | TMLE040A12MP11 | 10 | 17400 | 4000 | 203445058 | ASHP | HRCU-A-CB | LX SERIES | 17 | 18000
CHAMPION HEATING AND COOLING | TH6B1821 | CF/CM/CU24A+TXV | TMLE040A12MP11 | 10 | 17400 | 4000 | 203445059 | ASHP | HRCU-A-CB | LX SERIES | 17 | 18000
GUARDIAN | RHP16L18B23 | CF/CM/CU24A+TXV | RGF1L040AE12MP12 | 10 | 17400 | 4000 | 203445062 | ASHP | HRCU-A-CB |  | 17 | 18000
EVCON | RHP16L18B23 | CF/CM/CU24A+TXV | RGF1L040AE12MP12 | 10 | 17400 | 4000 | 203445063 | ASHP | HRCU-A-CB |  | 17 | 18000
COLEMAN | CH6B1821 | CM24ABAA1 | TMLE040A12MP11 | 10 | 17400 | 4000 | 203445064 | ASHP | HRCU-A-CB | LX SERIES | 17 | 18000
LUXAIRE | TH6B1821 | CM24ABAA1 | TMLE040A12MP11 | 10 | 17400 | 4000 | 203445065 | ASHP | HRCU-A-CB | LX SERIES | 17 | 18000
FRASER-JOHNSTON | TH6B1821 | CM24ABAA1 | TMLE040A12MP11 | 10 | 17400 | 4000 | 203445066 | ASHP | HRCU-A-CB | LX SERIES | 17 | 18000
CHAMPION HEATING AND COOLING | TH6B1821 | CM24ABAA1 | TMLE040A12MP11 | 10 | 17400 | 4000 | 203445067 | ASHP | HRCU-A-CB | LX SERIES | 17 | 18000
GUARDIAN | RHP16L18B23 | CM24ABAA1 | RGF1L040AE12MP12 | 10 | 17400 | 4000 | 203445070 | ASHP | HRCU-A-CB |  | 17 | 18000
EVCON | RHP16L18B23 | CM24ABAA1 | RGF1L040AE12MP12 | 10 | 17400 | 4000 | 203445071 | ASHP | HRCU-A-CB |  | 17 | 18000
EVCON | RHP16L18B23 | CF24BBAA1 | RGF19026AE08MP13 | 10 | 17400 | 4000 | 202751731 | ASHP | HRCU-A-CB |  | 17 | 18000
COLEMAN | CH6B1821 | CM24BBAA1 | TL9E060B12UH11 | 10 | 17400 | 4000 | 202751908 | ASHP | HRCU-A-CB | LX SERIES | 17 | 18000
LUXAIRE | TH6B1821 | CM24BBAA1 | TL9E060B12UH11 | 10 | 17400 | 4000 | 202751909 | ASHP | HRCU-A-CB | LX SERIES | 17 | 18000
FRASER-JOHNSTON | TH6B1821 | CM24BBAA1 | TL9E060B12UH11 | 10 | 17400 | 4000 | 202751910 | ASHP | HRCU-A-CB | LX SERIES | 17 | 18000
CHAMPION HEATING AND COOLING | TH6B1821 | CM24BBAA1 | TL9E060B12UH11 | 10 | 17400 | 4000 | 202751911 | ASHP | HRCU-A-CB | LX SERIES | 17 | 18000
COLEMAN | CH6B1821 | CF24BBAA1 | TL9E060B12UH11 | 10 | 17400 | 4000 | 202751916 | ASHP | HRCU-A-CB | LX SERIES | 17 | 18000
LUXAIRE | TH6B1821 | CF24BBAA1 | TL9E060B12UH11 | 10 | 17400 | 4000 | 202751917 | ASHP | HRCU-A-CB | LX SERIES | 17 | 18000
FRASER-JOHNSTON | TH6B1821 | CF24BBAA1 | TL9E060B12UH11 | 10 | 17400 | 4000 | 202751918 | ASHP | HRCU-A-CB | LX SERIES | 17 | 18000
COLEMAN | CH6B1821 | CM24ABAA1 | TM9E040A10MP12 | 10 | 17400 | 4000 | 202751676 | ASHP | HRCU-A-CB | LX SERIES | 17 | 18000
LUXAIRE | TH6B1821 | CM24ABAA1 | TM9E040A10MP12 | 10 | 17400 | 4000 | 202751677 | ASHP | HRCU-A-CB | LX SERIES | 17 | 18000
FRASER-JOHNSTON | TH6B1821 | CM24ABAA1 | TM9E040A10MP12 | 10 | 17400 | 4000 | 202751678 | ASHP | HRCU-A-CB | LX SERIES | 17 | 18000
CHAMPION HEATING AND COOLING | TH6B1821 | CM24ABAA1 | TM9E040A10MP12 | 10 | 17400 | 4000 | 202751679 | ASHP | HRCU-A-CB | LX SERIES | 17 | 18000
GUARDIAN | RHP16L18B23 | CM24ABAA1 | RGF19040AE10MP13 | 10 | 17400 | 4000 | 202751682 | ASHP | HRCU-A-CB |  | 17 | 18000
EVCON | RHP16L18B23 | CM24ABAA1 | RGF19040AE10MP13 | 10 | 17400 | 4000 | 202751683 | ASHP | HRCU-A-CB |  | 17 | 18000
COLEMAN | CH6B1821 | CF24ABAA1 | TM9E040A10MP12 | 10 | 17400 | 4000 | 202751684 | ASHP | HRCU-A-CB | LX SERIES | 17 | 18000
LUXAIRE | TH6B1821 | CF24ABAA1 | TM9E040A10MP12 | 10 | 17400 | 4000 | 202751685 | ASHP | HRCU-A-CB | LX SERIES | 17 | 18000
FRASER-JOHNSTON | TH6B1821 | CF24ABAA1 | TM9E040A10MP12 | 10 | 17400 | 4000 | 202751686 | ASHP | HRCU-A-CB | LX SERIES | 17 | 18000
YORK | YHG18B21 | CM24BXA1+TXV | TM9E026A08MP12 | 10 | 17400 | 4000 | 206371042 | ASHP | HRCU-A-CB | LX SERIES | 17 | 18000
YORK | YHG18B21 | CU24BXA1+TXV | TM9E026A08MP12 | 10 | 17400 | 4000 | 206371045 | ASHP | HRCU-A-CB | LX SERIES | 17 | 18000
GUARDIAN | RHP16L18B21 | CU24BXA1+TXV | RGF19026AE08MP13 | 10 | 17400 | 4000 | 206373383 | ASHP | HRCU-A-CB |  | 17 | 18000
GUARDIAN | RHP16L18B21 | CF24BXA1+TXV | RGF19026AE08MP13 | 10 | 17400 | 4000 | 206373384 | ASHP | HRCU-A-CB |  | 17 | 18000
EVCON | RHP16L18B21 | CU24BXA1+TXV | RGF19026AE08MP13 | 10 | 17400 | 4000 | 206373385 | ASHP | HRCU-A-CB |  | 17 | 18000
GUARDIAN | RHP16L18B21 | CM24BXA1+TXV | RGF19026AE08MP13 | 10 | 17400 | 4000 | 206373386 | ASHP | HRCU-A-CB |  | 17 | 18000
EVCON | RHP16L18B21 | CM24BXA1+TXV | RGF19026AE08MP13 | 10 | 17400 | 4000 | 206373387 | ASHP | HRCU-A-CB |  | 17 | 18000
EVCON | RHP16L18B21 | CF24BXA1+TXV | RGF19026AE08MP13 | 10 | 17400 | 4000 | 206373389 | ASHP | HRCU-A-CB |  | 17 | 18000
COLEMAN | CH6B1821 | CF24BXA1+TXV | TM9E026A08MP12 | 10 | 17400 | 4000 | 206373405 | ASHP | HRCU-A-CB | LX SERIES | 17 | 18000
COLEMAN | CH6B1821 | CM24BXA1+TXV | TM9E026A08MP12 | 10 | 17400 | 4000 | 206373406 | ASHP | HRCU-A-CB | LX SERIES | 17 | 18000
COLEMAN | CH6B1821 | CU24BXA1+TXV | TM9E026A08MP12 | 10 | 17400 | 4000 | 206373407 | ASHP | HRCU-A-CB | LX SERIES | 17 | 18000
LUXAIRE | TH6B1821 | CU24BXA1+TXV | TM9E026A08MP12 | 10 | 17400 | 4000 | 206373408 | ASHP | HRCU-A-CB | LX SERIES | 17 | 18000
LUXAIRE | TH6B1821 | CM24BXA1+TXV | TM9E026A08MP12 | 10 | 17400 | 4000 | 206373409 | ASHP | HRCU-A-CB | LX SERIES | 17 | 18000
LUXAIRE | TH6B1821 | CF24BXA1+TXV | TM9E026A08MP12 | 10 | 17400 | 4000 | 206373410 | ASHP | HRCU-A-CB | LX SERIES | 17 | 18000
FRASER-JOHNSTON | TH6B1821 | CF24BXA1+TXV | TM9E026A08MP12 | 10 | 17400 | 4000 | 206373427 | ASHP | HRCU-A-CB | LX SERIES | 17 | 18000
FRASER-JOHNSTON | TH6B1821 | CM24BXA1+TXV | TM9E026A08MP12 | 10 | 17400 | 4000 | 206373428 | ASHP | HRCU-A-CB | LX SERIES | 17 | 18000
FRASER-JOHNSTON | TH6B1821 | CU24BXA1+TXV | TM9E026A08MP12 | 10 | 17400 | 4000 | 206373429 | ASHP | HRCU-A-CB | LX SERIES | 17 | 18000
CHAMPION HEATING AND COOLING | TH6B1821 | CU24BXA1+TXV | TM9E026A08MP12 | 10 | 17400 | 4000 | 206373430 | ASHP | HRCU-A-CB | LX SERIES | 17 | 18000
CHAMPION HEATING AND COOLING | TH6B1821 | CM24BXA1+TXV | TM9E026A08MP12 | 10 | 17400 | 4000 | 206373431 | ASHP | HRCU-A-CB | LX SERIES | 17 | 18000
CHAMPION HEATING AND COOLING | TH6B1821 | CF24BXA1+TXV | TM9E026A08MP12 | 10 | 17400 | 4000 | 206373432 | ASHP | HRCU-A-CB | LX SERIES | 17 | 18000
GUARDIAN | RHP16L18B23 | CF24BXA1+TXV | RGF19026AE08MP13 | 10 | 17400 | 4000 | 206373442 | ASHP | HRCU-A-CB |  | 17 | 18000
GUARDIAN | RHP16L18B23 | CU24BXA1+TXV | RGF19026AE08MP13 | 10 | 17400 | 4000 | 206373444 | ASHP | HRCU-A-CB |  | 17 | 18000
GUARDIAN | RHP16L18B23 | CM24BXA1+TXV | RGF19026AE08MP13 | 10 | 17400 | 4000 | 206373445 | ASHP | HRCU-A-CB |  | 17 | 18000
EVCON | RHP16L18B23 | CU24BXA1+TXV | RGF19026AE08MP13 | 10 | 17400 | 4000 | 206373452 | ASHP | HRCU-A-CB |  | 17 | 18000
EVCON | RHP16L18B23 | CM24BXA1+TXV | RGF19026AE08MP13 | 10 | 17400 | 4000 | 206373453 | ASHP | HRCU-A-CB |  | 17 | 18000
EVCON | RHP16L18B23 | CF24BXA1+TXV | RGF19026AE08MP13 | 10 | 17400 | 4000 | 206373460 | ASHP | HRCU-A-CB |  | 17 | 18000
GUARDIAN | RHP16L18B23 | CM24AXA1+TXV | RGF1L040AE12MP12 | 10 | 17400 | 4000 | 205527610 | ASHP | HRCU-A-CB |  | 17 | 18000
EVCON | RHP16L18B23 | CM24AXA1+TXV | RGF1L040AE12MP12 | 10 | 17400 | 4000 | 205527611 | ASHP | HRCU-A-CB |  | 17 | 18000
COLEMAN | CH6B1821 | CU24AXA1+TXV | TM8E040A12MP11 | 10 | 17400 | 4000 | 205527612 | ASHP | HRCU-A-CB | LX SERIES | 17 | 18000
LUXAIRE | TH6B1821 | CU24AXA1+TXV | TM8E040A12MP11 | 10 | 17400 | 4000 | 205527613 | ASHP | HRCU-A-CB | LX SERIES | 17 | 18000
FRASER-JOHNSTON | TH6B1821 | CU24AXA1+TXV | TM8E040A12MP11 | 10 | 17400 | 4000 | 205527614 | ASHP | HRCU-A-CB | LX SERIES | 17 | 18000
COLEMAN | CH6B1821 | CM24BXA1+TXV | TL8E060A12UH11 | 10 | 17400 | 4000 | 205527740 | ASHP | HRCU-A-CB | LX SERIES | 17 | 18000
LUXAIRE | TH6B1821 | CM24BXA1+TXV | TL8E060A12UH11 | 10 | 17400 | 4000 | 205527741 | ASHP | HRCU-A-CB | LX SERIES | 17 | 18000
FRASER-JOHNSTON | TH6B1821 | CM24BXA1+TXV | TL8E060A12UH11 | 10 | 17400 | 4000 | 205527742 | ASHP | HRCU-A-CB | LX SERIES | 17 | 18000
CHAMPION HEATING AND COOLING | TH6B1821 | CM24BXA1+TXV | TL8E060A12UH11 | 10 | 17400 | 4000 | 205527743 | ASHP | HRCU-A-CB | LX SERIES | 17 | 18000
COLEMAN | CH6B1821 | CU24BXA1+TXV | TL8E060A12UH11 | 10 | 17400 | 4000 | 205527748 | ASHP | HRCU-A-CB | LX SERIES | 17 | 18000
LUXAIRE | TH6B1821 | CU24BXA1+TXV | TL8E060A12UH11 | 10 | 17400 | 4000 | 205527749 | ASHP | HRCU-A-CB | LX SERIES | 17 | 18000
FRASER-JOHNSTON | TH6B1821 | CU24BXA1+TXV | TL8E060A12UH11 | 10 | 17400 | 4000 | 205527750 | ASHP | HRCU-A-CB | LX SERIES | 17 | 18000
CHAMPION HEATING AND COOLING | TH6B1821 | CU24BXA1+TXV | TL8E060A12UH11 | 10 | 17400 | 4000 | 205527751 | ASHP | HRCU-A-CB | LX SERIES | 17 | 18000
EVCON | RHP16L18B21 | CM24AXA1+TXV | RGF1L040AE12MP12 | 10 | 17400 | 4000 | 205527609 | ASHP | HRCU-A-CB |  | 17 | 18000
COLEMAN | CH6B1821 | CF24AXA1+TXV | TM8E040A12MP11 | 10 | 17400 | 4000 | 205527592 | ASHP | HRCU-A-CB | LX SERIES | 17 | 18000
LUXAIRE | TH6B1821 | CF24AXA1+TXV | TM8E040A12MP11 | 10 | 17400 | 4000 | 205527593 | ASHP | HRCU-A-CB | LX SERIES | 17 | 18000
FRASER-JOHNSTON | TH6B1821 | CF24AXA1+TXV | TM8E040A12MP11 | 10 | 17400 | 4000 | 205527594 | ASHP | HRCU-A-CB | LX SERIES | 17 | 18000
CHAMPION HEATING AND COOLING | TH6B1821 | CF24AXA1+TXV | TM8E040A12MP11 | 10 | 17400 | 4000 | 205527595 | ASHP | HRCU-A-CB | LX SERIES | 17 | 18000
GUARDIAN | RHP16L18B21 | CF24AXA1+TXV | RGF1L040AE12MP12 | 10 | 17400 | 4000 | 205527596 | ASHP | HRCU-A-CB |  | 17 | 18000
EVCON | RHP16L18B21 | CF24AXA1+TXV | RGF1L040AE12MP12 | 10 | 17400 | 4000 | 205527597 | ASHP | HRCU-A-CB |  | 17 | 18000
GUARDIAN | RHP16L18B23 | CF24AXA1+TXV | RGF1L040AE12MP12 | 10 | 17400 | 4000 | 205527598 | ASHP | HRCU-A-CB |  | 17 | 18000
YORK | YHG18B21 | CF24BXA1+TXV | TM9E026A08MP12 | 10 | 17400 | 4000 | 206371040 | ASHP | HRCU-A-CB | LX SERIES | 17 | 18000
GUARDIAN | RHP16L18B23 | CF24AXA1+TXV | RGF19040AE10MP13 | 10 | 17400 | 4000 | 205527238 | ASHP | HRCU-A-CB |  | 17 | 18000
EVCON | RHP16L18B23 | CF24AXA1+TXV | RGF19040AE10MP13 | 10 | 17400 | 4000 | 205527239 | ASHP | HRCU-A-CB |  | 17 | 18000
COLEMAN | CH6B1821 | CM24AXA1+TXV | TM9E040A10MP12 | 10 | 17400 | 4000 | 205527240 | ASHP | HRCU-A-CB | LX SERIES | 17 | 18000
LUXAIRE | TH6B1821 | CM24AXA1+TXV | TM9E040A10MP12 | 10 | 17400 | 4000 | 205527241 | ASHP | HRCU-A-CB | LX SERIES | 17 | 18000
FRASER-JOHNSTON | TH6B1821 | CM24AXA1+TXV | TM9E040A10MP12 | 10 | 17400 | 4000 | 205527242 | ASHP | HRCU-A-CB | LX SERIES | 17 | 18000
CHAMPION HEATING AND COOLING | TH6B1821 | CM24AXA1+TXV | TM9E040A10MP12 | 10 | 17400 | 4000 | 205527243 | ASHP | HRCU-A-CB | LX SERIES | 17 | 18000
GUARDIAN | RHP16L18B21 | CM24AXA1+TXV | RGF19040AE10MP13 | 10 | 17400 | 4000 | 205527244 | ASHP | HRCU-A-CB |  | 17 | 18000
EVCON | RHP16L18B21 | CM24AXA1+TXV | RGF19040AE10MP13 | 10 | 17400 | 4000 | 205527245 | ASHP | HRCU-A-CB |  | 17 | 18000
GUARDIAN | RHP16L18B23 | CM24AXA1+TXV | RGF19040AE10MP13 | 10 | 17400 | 4000 | 205527246 | ASHP | HRCU-A-CB |  | 17 | 18000
EVCON | RHP16L18B23 | CM24AXA1+TXV | RGF19040AE10MP13 | 10 | 17400 | 4000 | 205527247 | ASHP | HRCU-A-CB |  | 17 | 18000
COLEMAN | CH6B1821 | CU24AXA1+TXV | TM9E040A10MP12 | 10 | 17400 | 4000 | 205527248 | ASHP | HRCU-A-CB | LX SERIES | 17 | 18000
LUXAIRE | TH6B1821 | CU24AXA1+TXV | TM9E040A10MP12 | 10 | 17400 | 4000 | 205527249 | ASHP | HRCU-A-CB | LX SERIES | 17 | 18000
FRASER-JOHNSTON | TH6B1821 | CU24AXA1+TXV | TM9E040A10MP12 | 10 | 17400 | 4000 | 205527250 | ASHP | HRCU-A-CB | LX SERIES | 17 | 18000
CHAMPION HEATING AND COOLING | TH6B1821 | CU24AXA1+TXV | TM9E040A10MP12 | 10 | 17400 | 4000 | 205527251 | ASHP | HRCU-A-CB | LX SERIES | 17 | 18000
COLEMAN | CH6B1821 | CF24AXA1+TXV | TM9E040A10MP12 | 10 | 17400 | 4000 | 205527232 | ASHP | HRCU-A-CB | LX SERIES | 17 | 18000
LUXAIRE | TH6B1821 | CF24AXA1+TXV | TM9E040A10MP12 | 10 | 17400 | 4000 | 205527233 | ASHP | HRCU-A-CB | LX SERIES | 17 | 18000
FRASER-JOHNSTON | TH6B1821 | CF24AXA1+TXV | TM9E040A10MP12 | 10 | 17400 | 4000 | 205527234 | ASHP | HRCU-A-CB | LX SERIES | 17 | 18000
CHAMPION HEATING AND COOLING | TH6B1821 | CF24AXA1+TXV | TM9E040A10MP12 | 10 | 17400 | 4000 | 205527235 | ASHP | HRCU-A-CB | LX SERIES | 17 | 18000
GUARDIAN | RHP16L18B21 | CF24AXA1+TXV | RGF19040AE10MP13 | 10 | 17400 | 4000 | 205527236 | ASHP | HRCU-A-CB |  | 17 | 18000
EVCON | RHP16L18B21 | CF24AXA1+TXV | RGF19040AE10MP13 | 10 | 17400 | 4000 | 205527237 | ASHP | HRCU-A-CB |  | 17 | 18000
GUARDIAN | RHP16L18B21 | CU24AXA1+TXV | RGF19040AE10MP13 | 10 | 17400 | 4000 | 205527252 | ASHP | HRCU-A-CB |  | 17 | 18000
EVCON | RHP16L18B21 | CU24AXA1+TXV | RGF19040AE10MP13 | 10 | 17400 | 4000 | 205527253 | ASHP | HRCU-A-CB |  | 17 | 18000
GUARDIAN | RHP16L18B23 | CU24AXA1+TXV | RGF19040AE10MP13 | 10 | 17400 | 4000 | 205527254 | ASHP | HRCU-A-CB |  | 17 | 18000
EVCON | RHP16L18B23 | CU24AXA1+TXV | RGF19040AE10MP13 | 10 | 17400 | 4000 | 205527255 | ASHP | HRCU-A-CB |  | 17 | 18000
YORK | YHG18B21 | CU24BXA1+TXV | TL8E060A12UH11 | 10 | 17400 | 4000 | 205509407 | ASHP | HRCU-A-CB | LX SERIES | 17 | 18000
YORK | YHG18B21 | CF24AXA1+TXV | TM9E040A10MP12 | 10 | 17400 | 4000 | 205509247 | ASHP | HRCU-A-CB | LX SERIES | 17 | 18000
YORK | YHG18B21 | CM24AXA1+TXV | TM9E040A10MP12 | 10 | 17400 | 4000 | 205509249 | ASHP | HRCU-A-CB | LX SERIES | 17 | 18000
YORK | YHG18B21 | CU24AXA1+TXV | TM9E040A10MP12 | 10 | 17400 | 4000 | 205509252 | ASHP | HRCU-A-CB | LX SERIES | 17 | 18000
YORK | YHG18B21 | CF24AXA1+TXV | TM8E040A12MP11 | 10 | 17400 | 4000 | 205509366 | ASHP | HRCU-A-CB | LX SERIES | 17 | 18000
YORK | YHG18B21 | CF24AXA1+TXV | TMLE040A12MP11 | 10 | 17400 | 4000 | 205509368 | ASHP | HRCU-A-CB | LX SERIES | 17 | 18000
YORK | YHG18B21 | CM24AXA1+TXV | TM8E040A12MP11 | 10 | 17400 | 4000 | 205509370 | ASHP | HRCU-A-CB | LX SERIES | 17 | 18000
YORK | YHG18B21 | CU24AXA1+TXV | TM8E040A12MP11 | 10 | 17400 | 4000 | 205509373 | ASHP | HRCU-A-CB | LX SERIES | 17 | 18000
YORK | YHG18B21 | CM24AXA1+TXV | TMLE040A12MP11 | 10 | 17400 | 4000 | 205509374 | ASHP | HRCU-A-CB | LX SERIES | 17 | 18000
YORK | YHG18B21 | CU24AXA1+TXV | TMLE040A12MP11 | 10 | 17400 | 4000 | 205509376 | ASHP | HRCU-A-CB | LX SERIES | 17 | 18000
YORK | YHG18B21 | CF24BXA1+TXV | TL9E060B12UH11 | 10 | 17400 | 4000 | 205509394 | ASHP | HRCU-A-CB | LX SERIES | 17 | 18000
YORK | YHG18B21 | CM24BXA1+TXV | TL9E060B12UH11 | 10 | 17400 | 4000 | 205509396 | ASHP | HRCU-A-CB | LX SERIES | 17 | 18000
YORK | YHG18B21 | CU24BXA1+TXV | TL9E060B12UH11 | 10 | 17400 | 4000 | 205509397 | ASHP | HRCU-A-CB | LX SERIES | 17 | 18000
YORK | YHG18B21 | CF24BXA1+TXV | TL8E060A12UH11 | 10 | 17400 | 4000 | 205509404 | ASHP | HRCU-A-CB | LX SERIES | 17 | 18000
YORK | YHG18B21 | CM24BXA1+TXV | TL8E060A12UH11 | 10 | 17400 | 4000 | 205509405 | ASHP | HRCU-A-CB | LX SERIES | 17 | 18000
YORK | YHG18B21 | CM24ABAA1 | TM9E040A10MP12 | 10 | 17400 | 4000 | 202750277 | ASHP | HRCU-A-CB | LX SERIES | 17 | 18000
YORK | YHG18B21 | CF24ABAA1 | TM9E040A10MP12 | 10 | 17400 | 4000 | 202750278 | ASHP | HRCU-A-CB | LX SERIES | 17 | 18000
YORK | YHG18B21 | CM24BBAA1 | TL9E060B12UH11 | 10 | 17400 | 4000 | 202750306 | ASHP | HRCU-A-CB | LX SERIES | 17 | 18000
YORK | YHG18B21 | CF24BBAA1 | TL9E060B12UH11 | 10 | 17400 | 4000 | 202750307 | ASHP | HRCU-A-CB | LX SERIES | 17 | 18000
YORK | YHG18B21 | CM24BBAA1 | TL8E060A12UH11 | 10 | 17400 | 4000 | 202750310 | ASHP | HRCU-A-CB | LX SERIES | 17 | 18000
YORK | YHG18B21 | CF24BBAA1 | TL8E060A12UH11 | 10 | 17400 | 4000 | 202750311 | ASHP | HRCU-A-CB | LX SERIES | 17 | 18000
CHAMPION HEATING AND COOLING | TH6B1821 | CF24ABAA1 | TM9E040A10MP12 | 10 | 17400 | 4000 | 202751687 | ASHP | HRCU-A-CB | LX SERIES | 17 | 18000
GUARDIAN | RHP16L18B23 | CF24ABAA1 | RGF19040AE10MP13 | 10 | 17400 | 4000 | 202751690 | ASHP | HRCU-A-CB |  | 17 | 18000
EVCON | RHP16L18B23 | CF24ABAA1 | RGF19040AE10MP13 | 10 | 17400 | 4000 | 202751691 | ASHP | HRCU-A-CB |  | 17 | 18000
GUARDIAN | RHP16L18B23 | CM24BBAA1 | RGF19026AE08MP13 | 10 | 17400 | 4000 | 202751716 | ASHP | HRCU-A-CB |  | 17 | 18000
EVCON | RHP16L18B23 | CM24BBAA1 | RGF19026AE08MP13 | 10 | 17400 | 4000 | 202751717 | ASHP | HRCU-A-CB |  | 17 | 18000
COLEMAN | CH6B1821 | CM24BBAA1 | TM9E026A08MP12 | 10 | 17400 | 4000 | 202751718 | ASHP | HRCU-A-CB | LX SERIES | 17 | 18000
LUXAIRE | TH6B1821 | CM24BBAA1 | TM9E026A08MP12 | 10 | 17400 | 4000 | 202751719 | ASHP | HRCU-A-CB | LX SERIES | 17 | 18000
FRASER-JOHNSTON | TH6B1821 | CM24BBAA1 | TM9E026A08MP12 | 10 | 17400 | 4000 | 202751720 | ASHP | HRCU-A-CB | LX SERIES | 17 | 18000
CHAMPION HEATING AND COOLING | TH6B1821 | CM24BBAA1 | TM9E026A08MP12 | 10 | 17400 | 4000 | 202751721 | ASHP | HRCU-A-CB | LX SERIES | 17 | 18000
GUARDIAN | RHP16L18B21 | CM24BBAA1 | RGF19026AE08MP13 | 10 | 17400 | 4000 | 202751722 | ASHP | HRCU-A-CB |  | 17 | 18000
EVCON | RHP16L18B21 | CM24BBAA1 | RGF19026AE08MP13 | 10 | 17400 | 4000 | 202751723 | ASHP | HRCU-A-CB |  | 17 | 18000
COLEMAN | CH6B1821 | CF24BBAA1 | TM9E026A08MP12 | 10 | 17400 | 4000 | 202751724 | ASHP | HRCU-A-CB | LX SERIES | 17 | 18000
LUXAIRE | TH6B1821 | CF24BBAA1 | TM9E026A08MP12 | 10 | 17400 | 4000 | 202751725 | ASHP | HRCU-A-CB | LX SERIES | 17 | 18000
FRASER-JOHNSTON | TH6B1821 | CF24BBAA1 | TM9E026A08MP12 | 10 | 17400 | 4000 | 202751726 | ASHP | HRCU-A-CB | LX SERIES | 17 | 18000
CHAMPION HEATING AND COOLING | TH6B1821 | CF24BBAA1 | TM9E026A08MP12 | 10 | 17400 | 4000 | 202751727 | ASHP | HRCU-A-CB | LX SERIES | 17 | 18000
GUARDIAN | RHP16L18B21 | CF24BBAA1 | RGF19026AE08MP13 | 10 | 17400 | 4000 | 202751728 | ASHP | HRCU-A-CB |  | 17 | 18000
EVCON | RHP16L18B21 | CF24BBAA1 | RGF19026AE08MP13 | 10 | 17400 | 4000 | 202751729 | ASHP | HRCU-A-CB |  | 17 | 18000
GUARDIAN | RHP16L18B23 | CF24BBAA1 | RGF19026AE08MP13 | 10 | 17400 | 4000 | 202751730 | ASHP | HRCU-A-CB |  | 17 | 18000
CHAMPION HEATING AND COOLING | TH6B1821 | CM24BXA1+TXV | TMLE040A12MP11 | 10 | 17500 | 4000 | 205527587 | ASHP | HRCU-A-CB | LX SERIES | 17 | 18000
COLEMAN | CH6B1821 | CU24BXA1+TXV | TMLE040A12MP11 | 10 | 17500 | 4000 | 205527588 | ASHP | HRCU-A-CB | LX SERIES | 17 | 18000
LUXAIRE | TH6B1821 | CU24BXA1+TXV | TMLE040A12MP11 | 10 | 17500 | 4000 | 205527589 | ASHP | HRCU-A-CB | LX SERIES | 17 | 18000
FRASER-JOHNSTON | TH6B1821 | CU24BXA1+TXV | TMLE040A12MP11 | 10 | 17500 | 4000 | 205527590 | ASHP | HRCU-A-CB | LX SERIES | 17 | 18000
CHAMPION HEATING AND COOLING | TH6B1821 | CU24BXA1+TXV | TMLE040A12MP11 | 10 | 17500 | 4000 | 205527591 | ASHP | HRCU-A-CB | LX SERIES | 17 | 18000
LUXAIRE | TH6B1821 | CF24BXA1+TXV | TM8E040A12MP11 | 10 | 17500 | 4000 | 205527557 | ASHP | HRCU-A-CB | LX SERIES | 17 | 18000
FRASER-JOHNSTON | TH6B1821 | CF24BXA1+TXV | TM8E040A12MP11 | 10 | 17500 | 4000 | 205527558 | ASHP | HRCU-A-CB | LX SERIES | 17 | 18000
CHAMPION HEATING AND COOLING | TH6B1821 | CF24BXA1+TXV | TM8E040A12MP11 | 10 | 17500 | 4000 | 205527559 | ASHP | HRCU-A-CB | LX SERIES | 17 | 18000
GUARDIAN | RHP16L18B21 | CF24BXA1+TXV | RGF1L040AE12MP12 | 10 | 17500 | 4000 | 205527560 | ASHP | HRCU-A-CB |  | 17 | 18000
EVCON | RHP16L18B21 | CF24BXA1+TXV | RGF1L040AE12MP12 | 10 | 17500 | 4000 | 205527561 | ASHP | HRCU-A-CB |  | 17 | 18000
GUARDIAN | RHP16L18B23 | CF24BXA1+TXV | RGF1L040AE12MP12 | 10 | 17500 | 4000 | 205527562 | ASHP | HRCU-A-CB |  | 17 | 18000
EVCON | RHP16L18B23 | CF24BXA1+TXV | RGF1L040AE12MP12 | 10 | 17500 | 4000 | 205527563 | ASHP | HRCU-A-CB |  | 17 | 18000
COLEMAN | CH6B1821 | CF24BXA1+TXV | TMLE040A12MP11 | 10 | 17500 | 4000 | 205527564 | ASHP | HRCU-A-CB | LX SERIES | 17 | 18000
LUXAIRE | TH6B1821 | CF24BXA1+TXV | TMLE040A12MP11 | 10 | 17500 | 4000 | 205527565 | ASHP | HRCU-A-CB | LX SERIES | 17 | 18000
FRASER-JOHNSTON | TH6B1821 | CF24BXA1+TXV | TMLE040A12MP11 | 10 | 17500 | 4000 | 205527566 | ASHP | HRCU-A-CB | LX SERIES | 17 | 18000
CHAMPION HEATING AND COOLING | TH6B1821 | CF24BXA1+TXV | TMLE040A12MP11 | 10 | 17500 | 4000 | 205527567 | ASHP | HRCU-A-CB | LX SERIES | 17 | 18000
COLEMAN | CH6B1821 | CM24BXA1+TXV | TM8E040A12MP11 | 10 | 17500 | 4000 | 205527568 | ASHP | HRCU-A-CB | LX SERIES | 17 | 18000
LUXAIRE | TH6B1821 | CM24BXA1+TXV | TM8E040A12MP11 | 10 | 17500 | 4000 | 205527569 | ASHP | HRCU-A-CB | LX SERIES | 17 | 18000
COLEMAN | CH6B1821 | CF24BXA1+TXV | TM8E040A12MP11 | 10 | 17500 | 4000 | 205527556 | ASHP | HRCU-A-CB | LX SERIES | 17 | 18000
COLEMAN | CH6B1821 | CF/CM/CU24B+TXV | TM9E040A10MP12 | 10 | 17500 | 4000 | 202781790 | ASHP | HRCU-A-CB | LX SERIES | 17 | 18000
LUXAIRE | TH6B1821 | CF/CM/CU24B+TXV | TM9E040A10MP12 | 10 | 17500 | 4000 | 202781792 | ASHP | HRCU-A-CB | LX SERIES | 17 | 18000
YORK | YHG18B21 | CF/CM/CU24B+TXV | TMLE040A12MP11 | 10 | 17500 | 4000 | 203422070 | ASHP | HRCU-A-CB | LX SERIES | 17 | 18000
YORK | YHG18B21 | CM24BBAA1 | TMLE040A12MP11 | 10 | 17500 | 4000 | 203422071 | ASHP | HRCU-A-CB | LX SERIES | 17 | 18000
YORK | YHG18B21 | CF24BBAA1 | TMLE040A12MP11 | 10 | 17500 | 4000 | 203422074 | ASHP | HRCU-A-CB | LX SERIES | 17 | 18000
COLEMAN | CH6B1821 | CF/CM/CU24B+TXV | TMLE040A12MP11 | 10 | 17500 | 4000 | 203445032 | ASHP | HRCU-A-CB | LX SERIES | 17 | 18000
LUXAIRE | TH6B1821 | CF/CM/CU24B+TXV | TMLE040A12MP11 | 10 | 17500 | 4000 | 203445033 | ASHP | HRCU-A-CB | LX SERIES | 17 | 18000
FRASER-JOHNSTON | TH6B1821 | CF/CM/CU24B+TXV | TMLE040A12MP11 | 10 | 17500 | 4000 | 203445034 | ASHP | HRCU-A-CB | LX SERIES | 17 | 18000
CHAMPION HEATING AND COOLING | TH6B1821 | CF/CM/CU24B+TXV | TMLE040A12MP11 | 10 | 17500 | 4000 | 203445035 | ASHP | HRCU-A-CB | LX SERIES | 17 | 18000
GUARDIAN | RHP16L18B23 | CF/CM/CU24B+TXV | RGF1L040AE12MP12 | 10 | 17500 | 4000 | 203445038 | ASHP | HRCU-A-CB |  | 17 | 18000
EVCON | RHP16L18B23 | CF/CM/CU24B+TXV | RGF1L040AE12MP12 | 10 | 17500 | 4000 | 203445039 | ASHP | HRCU-A-CB |  | 17 | 18000
COLEMAN | CH6B1821 | CM24BBAA1 | TMLE040A12MP11 | 10 | 17500 | 4000 | 203445040 | ASHP | HRCU-A-CB | LX SERIES | 17 | 18000
LUXAIRE | TH6B1821 | CM24BBAA1 | TMLE040A12MP11 | 10 | 17500 | 4000 | 203445041 | ASHP | HRCU-A-CB | LX SERIES | 17 | 18000
FRASER-JOHNSTON | TH6B1821 | CM24BBAA1 | TMLE040A12MP11 | 10 | 17500 | 4000 | 203445042 | ASHP | HRCU-A-CB | LX SERIES | 17 | 18000
CHAMPION HEATING AND COOLING | TH6B1821 | CM24BBAA1 | TMLE040A12MP11 | 10 | 17500 | 4000 | 203445043 | ASHP | HRCU-A-CB | LX SERIES | 17 | 18000
GUARDIAN | RHP16L18B23 | CM24BBAA1 | RGF1L040AE12MP12 | 10 | 17500 | 4000 | 203445046 | ASHP | HRCU-A-CB |  | 17 | 18000
EVCON | RHP16L18B23 | CM24BBAA1 | RGF1L040AE12MP12 | 10 | 17500 | 4000 | 203445047 | ASHP | HRCU-A-CB |  | 17 | 18000
COLEMAN | CH6B1821 | CF24BBAA1 | TMLE040A12MP11 | 10 | 17500 | 4000 | 203445048 | ASHP | HRCU-A-CB | LX SERIES | 17 | 18000
LUXAIRE | TH6B1821 | CF24BBAA1 | TMLE040A12MP11 | 10 | 17500 | 4000 | 203445049 | ASHP | HRCU-A-CB | LX SERIES | 17 | 18000
FRASER-JOHNSTON | TH6B1821 | CF24BBAA1 | TMLE040A12MP11 | 10 | 17500 | 4000 | 203445050 | ASHP | HRCU-A-CB | LX SERIES | 17 | 18000
CHAMPION HEATING AND COOLING | TH6B1821 | CF24BBAA1 | TMLE040A12MP11 | 10 | 17500 | 4000 | 203445051 | ASHP | HRCU-A-CB | LX SERIES | 17 | 18000
GUARDIAN | RHP16L18B23 | CF24BBAA1 | RGF1L040AE12MP12 | 10 | 17500 | 4000 | 203445054 | ASHP | HRCU-A-CB |  | 17 | 18000
EVCON | RHP16L18B23 | CF24BBAA1 | RGF1L040AE12MP12 | 10 | 17500 | 4000 | 203445055 | ASHP | HRCU-A-CB |  | 17 | 18000
FRASER-JOHNSTON | TH6B1821 | CF/CM/CU24B+TXV | TM9E040A10MP12 | 10 | 17500 | 4000 | 202781794 | ASHP | HRCU-A-CB | LX SERIES | 17 | 18000
CHAMPION HEATING AND COOLING | TH6B1821 | CF/CM/CU24B+TXV | TM9E040A10MP12 | 10 | 17500 | 4000 | 202781796 | ASHP | HRCU-A-CB | LX SERIES | 17 | 18000
GUARDIAN | RHP16L18B23 | CF/CM/CU24B+TXV | RGF19040AE10MP13 | 10 | 17500 | 4000 | 202781802 | ASHP | HRCU-A-CB |  | 17 | 18000
EVCON | RHP16L18B23 | CF/CM/CU24B+TXV | RGF19040AE10MP13 | 10 | 17500 | 4000 | 202781804 | ASHP | HRCU-A-CB |  | 17 | 18000
YORK | YHG18B21 | CF/CM/CU24B+TXV | TM9E040A10MP12 | 10 | 17500 | 4000 | 202636061 | ASHP | HRCU-A-CB | LX SERIES | 17 | 18000
COLEMAN | CH6B1821 | CF24BXA1+TXV | TM9E040A10MP12 | 10 | 17500 | 4000 | 205527208 | ASHP | HRCU-A-CB | LX SERIES | 17 | 18000
LUXAIRE | TH6B1821 | CF24BXA1+TXV | TM9E040A10MP12 | 10 | 17500 | 4000 | 205527209 | ASHP | HRCU-A-CB | LX SERIES | 17 | 18000
FRASER-JOHNSTON | TH6B1821 | CF24BXA1+TXV | TM9E040A10MP12 | 10 | 17500 | 4000 | 205527210 | ASHP | HRCU-A-CB | LX SERIES | 17 | 18000
CHAMPION HEATING AND COOLING | TH6B1821 | CF24BXA1+TXV | TM9E040A10MP12 | 10 | 17500 | 4000 | 205527211 | ASHP | HRCU-A-CB | LX SERIES | 17 | 18000
GUARDIAN | RHP16L18B21 | CF24BXA1+TXV | RGF19040AE10MP13 | 10 | 17500 | 4000 | 205527212 | ASHP | HRCU-A-CB |  | 17 | 18000
EVCON | RHP16L18B21 | CF24BXA1+TXV | RGF19040AE10MP13 | 10 | 17500 | 4000 | 205527213 | ASHP | HRCU-A-CB |  | 17 | 18000
GUARDIAN | RHP16L18B23 | CF24BXA1+TXV | RGF19040AE10MP13 | 10 | 17500 | 4000 | 205527214 | ASHP | HRCU-A-CB |  | 17 | 18000
EVCON | RHP16L18B23 | CF24BXA1+TXV | RGF19040AE10MP13 | 10 | 17500 | 4000 | 205527215 | ASHP | HRCU-A-CB |  | 17 | 18000
COLEMAN | CH6B1821 | CM24BXA1+TXV | TM9E040A10MP12 | 10 | 17500 | 4000 | 205527216 | ASHP | HRCU-A-CB | LX SERIES | 17 | 18000
LUXAIRE | TH6B1821 | CM24BXA1+TXV | TM9E040A10MP12 | 10 | 17500 | 4000 | 205527217 | ASHP | HRCU-A-CB | LX SERIES | 17 | 18000
FRASER-JOHNSTON | TH6B1821 | CM24BXA1+TXV | TM9E040A10MP12 | 10 | 17500 | 4000 | 205527218 | ASHP | HRCU-A-CB | LX SERIES | 17 | 18000
CHAMPION HEATING AND COOLING | TH6B1821 | CM24BXA1+TXV | TM9E040A10MP12 | 10 | 17500 | 4000 | 205527219 | ASHP | HRCU-A-CB | LX SERIES | 17 | 18000
GUARDIAN | RHP16L18B21 | CM24BXA1+TXV | RGF19040AE10MP13 | 10 | 17500 | 4000 | 205527220 | ASHP | HRCU-A-CB |  | 17 | 18000
EVCON | RHP16L18B21 | CM24BXA1+TXV | RGF19040AE10MP13 | 10 | 17500 | 4000 | 205527221 | ASHP | HRCU-A-CB |  | 17 | 18000
GUARDIAN | RHP16L18B23 | CM24BXA1+TXV | RGF19040AE10MP13 | 10 | 17500 | 4000 | 205527222 | ASHP | HRCU-A-CB |  | 17 | 18000
EVCON | RHP16L18B23 | CM24BXA1+TXV | RGF19040AE10MP13 | 10 | 17500 | 4000 | 205527223 | ASHP | HRCU-A-CB |  | 17 | 18000
COLEMAN | CH6B1821 | CU24BXA1+TXV | TM9E040A10MP12 | 10 | 17500 | 4000 | 205527224 | ASHP | HRCU-A-CB | LX SERIES | 17 | 18000
LUXAIRE | TH6B1821 | CU24BXA1+TXV | TM9E040A10MP12 | 10 | 17500 | 4000 | 205527225 | ASHP | HRCU-A-CB | LX SERIES | 17 | 18000
FRASER-JOHNSTON | TH6B1821 | CU24BXA1+TXV | TM9E040A10MP12 | 10 | 17500 | 4000 | 205527226 | ASHP | HRCU-A-CB | LX SERIES | 17 | 18000
CHAMPION HEATING AND COOLING | TH6B1821 | CU24BXA1+TXV | TM9E040A10MP12 | 10 | 17500 | 4000 | 205527227 | ASHP | HRCU-A-CB | LX SERIES | 17 | 18000
GUARDIAN | RHP16L18B21 | CU24BXA1+TXV | RGF19040AE10MP13 | 10 | 17500 | 4000 | 205527228 | ASHP | HRCU-A-CB |  | 17 | 18000
EVCON | RHP16L18B21 | CU24BXA1+TXV | RGF19040AE10MP13 | 10 | 17500 | 4000 | 205527229 | ASHP | HRCU-A-CB |  | 17 | 18000
GUARDIAN | RHP16L18B23 | CU24BXA1+TXV | RGF19040AE10MP13 | 10 | 17500 | 4000 | 205527230 | ASHP | HRCU-A-CB |  | 17 | 18000
EVCON | RHP16L18B23 | CU24BXA1+TXV | RGF19040AE10MP13 | 10 | 17500 | 4000 | 205527231 | ASHP | HRCU-A-CB |  | 17 | 18000
YORK | YHG18B21 | CF24BXA1+TXV | TM9E040A10MP12 | 10 | 17500 | 4000 | 205509242 | ASHP | HRCU-A-CB | LX SERIES | 17 | 18000
YORK | YHG18B21 | CM24BXA1+TXV | TM9E040A10MP12 | 10 | 17500 | 4000 | 205509243 | ASHP | HRCU-A-CB | LX SERIES | 17 | 18000
YORK | YHG18B21 | CU24BXA1+TXV | TM9E040A10MP12 | 10 | 17500 | 4000 | 205509245 | ASHP | HRCU-A-CB | LX SERIES | 17 | 18000
YORK | YHG18B21 | CF24BXA1+TXV | TM8E040A12MP11 | 10 | 17500 | 4000 | 205509355 | ASHP | HRCU-A-CB | LX SERIES | 17 | 18000
YORK | YHG18B21 | CF24BXA1+TXV | TMLE040A12MP11 | 10 | 17500 | 4000 | 205509357 | ASHP | HRCU-A-CB | LX SERIES | 17 | 18000
YORK | YHG18B21 | CM24BXA1+TXV | TM8E040A12MP11 | 10 | 17500 | 4000 | 205509359 | ASHP | HRCU-A-CB | LX SERIES | 17 | 18000
YORK | YHG18B21 | CU24BXA1+TXV | TM8E040A12MP11 | 10 | 17500 | 4000 | 205509361 | ASHP | HRCU-A-CB | LX SERIES | 17 | 18000
YORK | YHG18B21 | CM24BXA1+TXV | TMLE040A12MP11 | 10 | 17500 | 4000 | 205509363 | ASHP | HRCU-A-CB | LX SERIES | 17 | 18000
YORK | YHG18B21 | CU24BXA1+TXV | TMLE040A12MP11 | 10 | 17500 | 4000 | 205509364 | ASHP | HRCU-A-CB | LX SERIES | 17 | 18000
YORK | YHG18B21 | CM24BBAA1 | TM9E040A10MP12 | 10 | 17500 | 4000 | 202750275 | ASHP | HRCU-A-CB | LX SERIES | 17 | 18000
YORK | YHG18B21 | CF24BBAA1 | TM9E040A10MP12 | 10 | 17500 | 4000 | 202750276 | ASHP | HRCU-A-CB | LX SERIES | 17 | 18000
FRASER-JOHNSTON | TH6B1821 | CM24BBAA1 | TM9E040A10MP12 | 10 | 17500 | 4000 | 202751664 | ASHP | HRCU-A-CB | LX SERIES | 17 | 18000
CHAMPION HEATING AND COOLING | TH6B1821 | CM24BBAA1 | TM9E040A10MP12 | 10 | 17500 | 4000 | 202751665 | ASHP | HRCU-A-CB | LX SERIES | 17 | 18000
GUARDIAN | RHP16L18B23 | CF24BBAA1 | RGF19040AE10MP13 | 10 | 17500 | 4000 | 202751668 | ASHP | HRCU-A-CB |  | 17 | 18000
EVCON | RHP16L18B23 | CF24BBAA1 | RGF19040AE10MP13 | 10 | 17500 | 4000 | 202751669 | ASHP | HRCU-A-CB |  | 17 | 18000
COLEMAN | CH6B1821 | CF24BBAA1 | TM9E040A10MP12 | 10 | 17500 | 4000 | 202751670 | ASHP | HRCU-A-CB | LX SERIES | 17 | 18000
LUXAIRE | TH6B1821 | CF24BBAA1 | TM9E040A10MP12 | 10 | 17500 | 4000 | 202751671 | ASHP | HRCU-A-CB | LX SERIES | 17 | 18000
FRASER-JOHNSTON | TH6B1821 | CF24BBAA1 | TM9E040A10MP12 | 10 | 17500 | 4000 | 202751672 | ASHP | HRCU-A-CB | LX SERIES | 17 | 18000
CHAMPION HEATING AND COOLING | TH6B1821 | CF24BBAA1 | TM9E040A10MP12 | 10 | 17500 | 4000 | 202751673 | ASHP | HRCU-A-CB | LX SERIES | 17 | 18000
GUARDIAN | RHP16L18B23 | CM24BBAA1 | RGF19040AE10MP13 | 10 | 17500 | 4000 | 202751660 | ASHP | HRCU-A-CB |  | 17 | 18000
EVCON | RHP16L18B23 | CM24BBAA1 | RGF19040AE10MP13 | 10 | 17500 | 4000 | 202751661 | ASHP | HRCU-A-CB |  | 17 | 18000
COLEMAN | CH6B1821 | CM24BBAA1 | TM9E040A10MP12 | 10 | 17500 | 4000 | 202751662 | ASHP | HRCU-A-CB | LX SERIES | 17 | 18000
LUXAIRE | TH6B1821 | CM24BBAA1 | TM9E040A10MP12 | 10 | 17500 | 4000 | 202751663 | ASHP | HRCU-A-CB | LX SERIES | 17 | 18000
FRASER-JOHNSTON | TH6B1821 | CM24BXA1+TXV | TM8E040A12MP11 | 10 | 17500 | 4000 | 205527570 | ASHP | HRCU-A-CB | LX SERIES | 17 | 18000
CHAMPION HEATING AND COOLING | TH6B1821 | CM24BXA1+TXV | TM8E040A12MP11 | 10 | 17500 | 4000 | 205527571 | ASHP | HRCU-A-CB | LX SERIES | 17 | 18000
GUARDIAN | RHP16L18B21 | CM24BXA1+TXV | RGF1L040AE12MP12 | 10 | 17500 | 4000 | 205527572 | ASHP | HRCU-A-CB |  | 17 | 18000
EVCON | RHP16L18B21 | CM24BXA1+TXV | RGF1L040AE12MP12 | 10 | 17500 | 4000 | 205527573 | ASHP | HRCU-A-CB |  | 17 | 18000
GUARDIAN | RHP16L18B23 | CM24BXA1+TXV | RGF1L040AE12MP12 | 10 | 17500 | 4000 | 205527574 | ASHP | HRCU-A-CB |  | 17 | 18000
EVCON | RHP16L18B23 | CM24BXA1+TXV | RGF1L040AE12MP12 | 10 | 17500 | 4000 | 205527575 | ASHP | HRCU-A-CB |  | 17 | 18000
COLEMAN | CH6B1821 | CU24BXA1+TXV | TM8E040A12MP11 | 10 | 17500 | 4000 | 205527576 | ASHP | HRCU-A-CB | LX SERIES | 17 | 18000
LUXAIRE | TH6B1821 | CU24BXA1+TXV | TM8E040A12MP11 | 10 | 17500 | 4000 | 205527577 | ASHP | HRCU-A-CB | LX SERIES | 17 | 18000
FRASER-JOHNSTON | TH6B1821 | CU24BXA1+TXV | TM8E040A12MP11 | 10 | 17500 | 4000 | 205527578 | ASHP | HRCU-A-CB | LX SERIES | 17 | 18000
CHAMPION HEATING AND COOLING | TH6B1821 | CU24BXA1+TXV | TM8E040A12MP11 | 10 | 17500 | 4000 | 205527579 | ASHP | HRCU-A-CB | LX SERIES | 17 | 18000
GUARDIAN | RHP16L18B21 | CU24BXA1+TXV | RGF1L040AE12MP12 | 10 | 17500 | 4000 | 205527580 | ASHP | HRCU-A-CB |  | 17 | 18000
EVCON | RHP16L18B21 | CU24BXA1+TXV | RGF1L040AE12MP12 | 10 | 17500 | 4000 | 205527581 | ASHP | HRCU-A-CB |  | 17 | 18000
GUARDIAN | RHP16L18B23 | CU24BXA1+TXV | RGF1L040AE12MP12 | 10 | 17500 | 4000 | 205527582 | ASHP | HRCU-A-CB |  | 17 | 18000
EVCON | RHP16L18B23 | CU24BXA1+TXV | RGF1L040AE12MP12 | 10 | 17500 | 4000 | 205527583 | ASHP | HRCU-A-CB |  | 17 | 18000
COLEMAN | CH6B1821 | CM24BXA1+TXV | TMLE040A12MP11 | 10 | 17500 | 4000 | 205527584 | ASHP | HRCU-A-CB | LX SERIES | 17 | 18000
LUXAIRE | TH6B1821 | CM24BXA1+TXV | TMLE040A12MP11 | 10 | 17500 | 4000 | 205527585 | ASHP | HRCU-A-CB | LX SERIES | 17 | 18000
FRASER-JOHNSTON | TH6B1821 | CM24BXA1+TXV | TMLE040A12MP11 | 10 | 17500 | 4000 | 205527586 | ASHP | HRCU-A-CB | LX SERIES | 17 | 18000
LUXAIRE | TH6B1821 | CF24BBAA1 | TMLE100B12MP11 | 10 | 17600 | 4000 | 203444897 | ASHP | HRCU-A-CB | LX SERIES | 17 | 18000
FRASER-JOHNSTON | TH6B1821 | CF24BBAA1 | TMLE100B12MP11 | 10 | 17600 | 4000 | 203444898 | ASHP | HRCU-A-CB | LX SERIES | 17 | 18000
CHAMPION HEATING AND COOLING | TH6B1821 | CF24BBAA1 | TMLE100B12MP11 | 10 | 17600 | 4000 | 203444899 | ASHP | HRCU-A-CB | LX SERIES | 17 | 18000
GUARDIAN | RHP16L18B23 | CF24BBAA1 | RGF1L100BE12MP12 | 10 | 17600 | 4000 | 203444902 | ASHP | HRCU-A-CB |  | 17 | 18000
EVCON | RHP16L18B23 | CF24BBAA1 | RGF1L100BE12MP12 | 10 | 17600 | 4000 | 203444903 | ASHP | HRCU-A-CB |  | 17 | 18000
YORK | YHG18B21 | CF/CM/CU24B+TXV | TMLE100B12MP11 | 10 | 17600 | 4000 | 203422041 | ASHP | HRCU-A-CB | LX SERIES | 17 | 18000
YORK | YHG18B21 | CM24BBAA1 | TMLE100B12MP11 | 10 | 17600 | 4000 | 203422043 | ASHP | HRCU-A-CB | LX SERIES | 17 | 18000
YORK | YHG18B21 | CF24BBAA1 | TMLE100B12MP11 | 10 | 17600 | 4000 | 203422045 | ASHP | HRCU-A-CB | LX SERIES | 17 | 18000
YORK | YHG18B21 | CF/CM/CU24B+TXV | TMLE080B12MP11 | 10 | 17600 | 4000 | 203422051 | ASHP | HRCU-A-CB | LX SERIES | 17 | 18000
YORK | YHG18B21 | CM24BBAA1 | TMLE080B12MP11 | 10 | 17600 | 4000 | 203422054 | ASHP | HRCU-A-CB | LX SERIES | 17 | 18000
YORK | YHG18B21 | CF24BBAA1 | TMLE080B12MP11 | 10 | 17600 | 4000 | 203422055 | ASHP | HRCU-A-CB | LX SERIES | 17 | 18000
YORK | YHG18B21 | CF/CM/CU24A+TXV | TMLE060A12MP11 | 10 | 17600 | 4000 | 203422060 | ASHP | HRCU-A-CB | LX SERIES | 17 | 18000
YORK | YHG18B21 | CM24ABAA1 | TMLE060A12MP11 | 10 | 17600 | 4000 | 203422061 | ASHP | HRCU-A-CB | LX SERIES | 17 | 18000
YORK | YHG18B21 | CF24ABAA1 | TMLE060A12MP11 | 10 | 17600 | 4000 | 203422062 | ASHP | HRCU-A-CB | LX SERIES | 17 | 18000
COLEMAN | CH6B1821 | CF/CM/CU24B+TXV | TMLE100B12MP11 | 10 | 17600 | 4000 | 203444880 | ASHP | HRCU-A-CB | LX SERIES | 17 | 18000
LUXAIRE | TH6B1821 | CF/CM/CU24B+TXV | TMLE100B12MP11 | 10 | 17600 | 4000 | 203444881 | ASHP | HRCU-A-CB | LX SERIES | 17 | 18000
FRASER-JOHNSTON | TH6B1821 | CF/CM/CU24B+TXV | TMLE100B12MP11 | 10 | 17600 | 4000 | 203444882 | ASHP | HRCU-A-CB | LX SERIES | 17 | 18000
COLEMAN | CH6B1821 | CM24BBAA1 | TMLE080B12MP11 | 10 | 17600 | 4000 | 203444936 | ASHP | HRCU-A-CB | LX SERIES | 17 | 18000
LUXAIRE | TH6B1821 | CM24BBAA1 | TMLE080B12MP11 | 10 | 17600 | 4000 | 203444937 | ASHP | HRCU-A-CB | LX SERIES | 17 | 18000
FRASER-JOHNSTON | TH6B1821 | CM24BBAA1 | TMLE080B12MP11 | 10 | 17600 | 4000 | 203444938 | ASHP | HRCU-A-CB | LX SERIES | 17 | 18000
CHAMPION HEATING AND COOLING | TH6B1821 | CM24BBAA1 | TMLE080B12MP11 | 10 | 17600 | 4000 | 203444939 | ASHP | HRCU-A-CB | LX SERIES | 17 | 18000
GUARDIAN | RHP16L18B23 | CM24BBAA1 | RGF1L080BE12MP12 | 10 | 17600 | 4000 | 203444942 | ASHP | HRCU-A-CB |  | 17 | 18000
EVCON | RHP16L18B23 | CM24BBAA1 | RGF1L080BE12MP12 | 10 | 17600 | 4000 | 203444943 | ASHP | HRCU-A-CB |  | 17 | 18000
COLEMAN | CH6B1821 | CF24BBAA1 | TMLE080B12MP11 | 10 | 17600 | 4000 | 203444944 | ASHP | HRCU-A-CB | LX SERIES | 17 | 18000
LUXAIRE | TH6B1821 | CF24BBAA1 | TMLE080B12MP11 | 10 | 17600 | 4000 | 203444945 | ASHP | HRCU-A-CB | LX SERIES | 17 | 18000
FRASER-JOHNSTON | TH6B1821 | CF24BBAA1 | TMLE080B12MP11 | 10 | 17600 | 4000 | 203444946 | ASHP | HRCU-A-CB | LX SERIES | 17 | 18000
CHAMPION HEATING AND COOLING | TH6B1821 | CF24BBAA1 | TMLE080B12MP11 | 10 | 17600 | 4000 | 203444947 | ASHP | HRCU-A-CB | LX SERIES | 17 | 18000
GUARDIAN | RHP16L18B23 | CF24BBAA1 | RGF1L080BE12MP12 | 10 | 17600 | 4000 | 203444950 | ASHP | HRCU-A-CB |  | 17 | 18000
EVCON | RHP16L18B23 | CF24BBAA1 | RGF1L080BE12MP12 | 10 | 17600 | 4000 | 203444951 | ASHP | HRCU-A-CB |  | 17 | 18000
COLEMAN | CH6B1821 | CF/CM/CU24A+TXV | TMLE060A12MP11 | 10 | 17600 | 4000 | 203444968 | ASHP | HRCU-A-CB | LX SERIES | 17 | 18000
LUXAIRE | TH6B1821 | CF/CM/CU24A+TXV | TMLE060A12MP11 | 10 | 17600 | 4000 | 203444969 | ASHP | HRCU-A-CB | LX SERIES | 17 | 18000
FRASER-JOHNSTON | TH6B1821 | CF/CM/CU24A+TXV | TMLE060A12MP11 | 10 | 17600 | 4000 | 203444970 | ASHP | HRCU-A-CB | LX SERIES | 17 | 18000
CHAMPION HEATING AND COOLING | TH6B1821 | CF/CM/CU24A+TXV | TMLE060A12MP11 | 10 | 17600 | 4000 | 203444971 | ASHP | HRCU-A-CB | LX SERIES | 17 | 18000
GUARDIAN | RHP16L18B23 | CF/CM/CU24A+TXV | RGF1L060AE12MP12 | 10 | 17600 | 4000 | 203444974 | ASHP | HRCU-A-CB |  | 17 | 18000
EVCON | RHP16L18B23 | CF/CM/CU24A+TXV | RGF1L060AE12MP12 | 10 | 17600 | 4000 | 203444975 | ASHP | HRCU-A-CB |  | 17 | 18000
COLEMAN | CH6B1821 | CM24ABAA1 | TMLE060A12MP11 | 10 | 17600 | 4000 | 203444976 | ASHP | HRCU-A-CB | LX SERIES | 17 | 18000
LUXAIRE | TH6B1821 | CM24ABAA1 | TMLE060A12MP11 | 10 | 17600 | 4000 | 203444977 | ASHP | HRCU-A-CB | LX SERIES | 17 | 18000
FRASER-JOHNSTON | TH6B1821 | CM24ABAA1 | TMLE060A12MP11 | 10 | 17600 | 4000 | 203444978 | ASHP | HRCU-A-CB | LX SERIES | 17 | 18000
CHAMPION HEATING AND COOLING | TH6B1821 | CM24ABAA1 | TMLE060A12MP11 | 10 | 17600 | 4000 | 203444979 | ASHP | HRCU-A-CB | LX SERIES | 17 | 18000
GUARDIAN | RHP16L18B23 | CM24ABAA1 | RGF1L060AE12MP12 | 10 | 17600 | 4000 | 203444982 | ASHP | HRCU-A-CB |  | 17 | 18000
EVCON | RHP16L18B23 | CM24ABAA1 | RGF1L060AE12MP12 | 10 | 17600 | 4000 | 203444983 | ASHP | HRCU-A-CB |  | 17 | 18000
COLEMAN | CH6B1821 | CF24ABAA1 | TMLE060A12MP11 | 10 | 17600 | 4000 | 203444984 | ASHP | HRCU-A-CB | LX SERIES | 17 | 18000
LUXAIRE | TH6B1821 | CF24ABAA1 | TMLE060A12MP11 | 10 | 17600 | 4000 | 203444985 | ASHP | HRCU-A-CB | LX SERIES | 17 | 18000
FRASER-JOHNSTON | TH6B1821 | CF24ABAA1 | TMLE060A12MP11 | 10 | 17600 | 4000 | 203444986 | ASHP | HRCU-A-CB | LX SERIES | 17 | 18000
CHAMPION HEATING AND COOLING | TH6B1821 | CF24ABAA1 | TMLE060A12MP11 | 10 | 17600 | 4000 | 203444987 | ASHP | HRCU-A-CB | LX SERIES | 17 | 18000
GUARDIAN | RHP16L18B23 | CF24ABAA1 | RGF1L060AE12MP12 | 10 | 17600 | 4000 | 203444990 | ASHP | HRCU-A-CB |  | 17 | 18000
EVCON | RHP16L18B23 | CF24ABAA1 | RGF1L060AE12MP12 | 10 | 17600 | 4000 | 203444991 | ASHP | HRCU-A-CB |  | 17 | 18000
COLEMAN | CH6B1821 | CF/CM/CU24B+TXV | TMLE080B12MP11 | 10 | 17600 | 4000 | 203444928 | ASHP | HRCU-A-CB | LX SERIES | 17 | 18000
LUXAIRE | TH6B1821 | CF/CM/CU24B+TXV | TMLE080B12MP11 | 10 | 17600 | 4000 | 203444929 | ASHP | HRCU-A-CB | LX SERIES | 17 | 18000
FRASER-JOHNSTON | TH6B1821 | CF/CM/CU24B+TXV | TMLE080B12MP11 | 10 | 17600 | 4000 | 203444930 | ASHP | HRCU-A-CB | LX SERIES | 17 | 18000
CHAMPION HEATING AND COOLING | TH6B1821 | CF/CM/CU24B+TXV | TMLE080B12MP11 | 10 | 17600 | 4000 | 203444931 | ASHP | HRCU-A-CB | LX SERIES | 17 | 18000
GUARDIAN | RHP16L18B23 | CF/CM/CU24B+TXV | RGF1L080BE12MP12 | 10 | 17600 | 4000 | 203444934 | ASHP | HRCU-A-CB |  | 17 | 18000
EVCON | RHP16L18B23 | CF/CM/CU24B+TXV | RGF1L080BE12MP12 | 10 | 17600 | 4000 | 203444935 | ASHP | HRCU-A-CB |  | 17 | 18000
CHAMPION HEATING AND COOLING | TH6B1821 | CU24BXA1+TXV | TMLE080B12MP11 | 10 | 17600 | 4000 | 205527447 | ASHP | HRCU-A-CB | LX SERIES | 17 | 18000
COLEMAN | CH6B1821 | CF24AXA1+TXV | TM8E060A12MP11 | 10 | 17600 | 4000 | 205527484 | ASHP | HRCU-A-CB | LX SERIES | 17 | 18000
LUXAIRE | TH6B1821 | CF24AXA1+TXV | TM8E060A12MP11 | 10 | 17600 | 4000 | 205527485 | ASHP | HRCU-A-CB | LX SERIES | 17 | 18000
FRASER-JOHNSTON | TH6B1821 | CF24AXA1+TXV | TM8E060A12MP11 | 10 | 17600 | 4000 | 205527486 | ASHP | HRCU-A-CB | LX SERIES | 17 | 18000
CHAMPION HEATING AND COOLING | TH6B1821 | CF24AXA1+TXV | TM8E060A12MP11 | 10 | 17600 | 4000 | 205527487 | ASHP | HRCU-A-CB | LX SERIES | 17 | 18000
GUARDIAN | RHP16L18B21 | CF24AXA1+TXV | RGF1L060AE12MP12 | 10 | 17600 | 4000 | 205527488 | ASHP | HRCU-A-CB |  | 17 | 18000
EVCON | RHP16L18B21 | CF24AXA1+TXV | RGF1L060AE12MP12 | 10 | 17600 | 4000 | 205527489 | ASHP | HRCU-A-CB |  | 17 | 18000
GUARDIAN | RHP16L18B23 | CF24AXA1+TXV | RGF1L060AE12MP12 | 10 | 17600 | 4000 | 205527490 | ASHP | HRCU-A-CB |  | 17 | 18000
EVCON | RHP16L18B23 | CF24AXA1+TXV | RGF1L060AE12MP12 | 10 | 17600 | 4000 | 205527491 | ASHP | HRCU-A-CB |  | 17 | 18000
COLEMAN | CH6B1821 | CF24AXA1+TXV | TMLE060A12MP11 | 10 | 17600 | 4000 | 205527492 | ASHP | HRCU-A-CB | LX SERIES | 17 | 18000
LUXAIRE | TH6B1821 | CF24AXA1+TXV | TMLE060A12MP11 | 10 | 17600 | 4000 | 205527493 | ASHP | HRCU-A-CB | LX SERIES | 17 | 18000
FRASER-JOHNSTON | TH6B1821 | CF24AXA1+TXV | TMLE060A12MP11 | 10 | 17600 | 4000 | 205527494 | ASHP | HRCU-A-CB | LX SERIES | 17 | 18000
CHAMPION HEATING AND COOLING | TH6B1821 | CF24AXA1+TXV | TMLE060A12MP11 | 10 | 17600 | 4000 | 205527495 | ASHP | HRCU-A-CB | LX SERIES | 17 | 18000
COLEMAN | CH6B1821 | CM24AXA1+TXV | TM8E060A12MP11 | 10 | 17600 | 4000 | 205527496 | ASHP | HRCU-A-CB | LX SERIES | 17 | 18000
LUXAIRE | TH6B1821 | CM24AXA1+TXV | TM8E060A12MP11 | 10 | 17600 | 4000 | 205527497 | ASHP | HRCU-A-CB | LX SERIES | 17 | 18000
FRASER-JOHNSTON | TH6B1821 | CM24AXA1+TXV | TM8E060A12MP11 | 10 | 17600 | 4000 | 205527498 | ASHP | HRCU-A-CB | LX SERIES | 17 | 18000
CHAMPION HEATING AND COOLING | TH6B1821 | CM24AXA1+TXV | TM8E060A12MP11 | 10 | 17600 | 4000 | 205527499 | ASHP | HRCU-A-CB | LX SERIES | 17 | 18000
GUARDIAN | RHP16L18B21 | CM24AXA1+TXV | RGF1L060AE12MP12 | 10 | 17600 | 4000 | 205527500 | ASHP | HRCU-A-CB |  | 17 | 18000
EVCON | RHP16L18B21 | CM24AXA1+TXV | RGF1L060AE12MP12 | 10 | 17600 | 4000 | 205527501 | ASHP | HRCU-A-CB |  | 17 | 18000
GUARDIAN | RHP16L18B23 | CM24AXA1+TXV | RGF1L060AE12MP12 | 10 | 17600 | 4000 | 205527502 | ASHP | HRCU-A-CB |  | 17 | 18000
GUARDIAN | RHP16L18B21 | CF24BXA1+TXV | RGF1L080BE12MP12 | 10 | 17600 | 4000 | 205527416 | ASHP | HRCU-A-CB |  | 17 | 18000
EVCON | RHP16L18B21 | CF24BXA1+TXV | RGF1L080BE12MP12 | 10 | 17600 | 4000 | 205527417 | ASHP | HRCU-A-CB |  | 17 | 18000
GUARDIAN | RHP16L18B23 | CF24BXA1+TXV | RGF1L080BE12MP12 | 10 | 17600 | 4000 | 205527418 | ASHP | HRCU-A-CB |  | 17 | 18000
EVCON | RHP16L18B23 | CF24BXA1+TXV | RGF1L080BE12MP12 | 10 | 17600 | 4000 | 205527419 | ASHP | HRCU-A-CB |  | 17 | 18000
COLEMAN | CH6B1821 | CF24BXA1+TXV | TMLE080B12MP11 | 10 | 17600 | 4000 | 205527420 | ASHP | HRCU-A-CB | LX SERIES | 17 | 18000
LUXAIRE | TH6B1821 | CF24BXA1+TXV | TMLE080B12MP11 | 10 | 17600 | 4000 | 205527421 | ASHP | HRCU-A-CB | LX SERIES | 17 | 18000
FRASER-JOHNSTON | TH6B1821 | CF24BXA1+TXV | TMLE080B12MP11 | 10 | 17600 | 4000 | 205527422 | ASHP | HRCU-A-CB | LX SERIES | 17 | 18000
CHAMPION HEATING AND COOLING | TH6B1821 | CF24BXA1+TXV | TMLE080B12MP11 | 10 | 17600 | 4000 | 205527423 | ASHP | HRCU-A-CB | LX SERIES | 17 | 18000
COLEMAN | CH6B1821 | CM24BXA1+TXV | TM8E080B12MP11 | 10 | 17600 | 4000 | 205527424 | ASHP | HRCU-A-CB | LX SERIES | 17 | 18000
LUXAIRE | TH6B1821 | CM24BXA1+TXV | TM8E080B12MP11 | 10 | 17600 | 4000 | 205527425 | ASHP | HRCU-A-CB | LX SERIES | 17 | 18000
FRASER-JOHNSTON | TH6B1821 | CM24BXA1+TXV | TM8E080B12MP11 | 10 | 17600 | 4000 | 205527426 | ASHP | HRCU-A-CB | LX SERIES | 17 | 18000
LUXAIRE | TH6B1821 | CM24BXA1+TXV | TMLE100B12MP11 | 10 | 17600 | 4000 | 205527369 | ASHP | HRCU-A-CB | LX SERIES | 17 | 18000
FRASER-JOHNSTON | TH6B1821 | CM24BXA1+TXV | TMLE100B12MP11 | 10 | 17600 | 4000 | 205527370 | ASHP | HRCU-A-CB | LX SERIES | 17 | 18000
CHAMPION HEATING AND COOLING | TH6B1821 | CM24BXA1+TXV | TMLE100B12MP11 | 10 | 17600 | 4000 | 205527371 | ASHP | HRCU-A-CB | LX SERIES | 17 | 18000
COLEMAN | CH6B1821 | CU24BXA1+TXV | TMLE100B12MP11 | 10 | 17600 | 4000 | 205527372 | ASHP | HRCU-A-CB | LX SERIES | 17 | 18000
LUXAIRE | TH6B1821 | CU24BXA1+TXV | TMLE100B12MP11 | 10 | 17600 | 4000 | 205527373 | ASHP | HRCU-A-CB | LX SERIES | 17 | 18000
FRASER-JOHNSTON | TH6B1821 | CU24BXA1+TXV | TMLE100B12MP11 | 10 | 17600 | 4000 | 205527374 | ASHP | HRCU-A-CB | LX SERIES | 17 | 18000
CHAMPION HEATING AND COOLING | TH6B1821 | CU24BXA1+TXV | TMLE100B12MP11 | 10 | 17600 | 4000 | 205527375 | ASHP | HRCU-A-CB | LX SERIES | 17 | 18000
COLEMAN | CH6B1821 | CF24BXA1+TXV | TM8E080B12MP11 | 10 | 17600 | 4000 | 205527412 | ASHP | HRCU-A-CB | LX SERIES | 17 | 18000
LUXAIRE | TH6B1821 | CF24BXA1+TXV | TM8E080B12MP11 | 10 | 17600 | 4000 | 205527413 | ASHP | HRCU-A-CB | LX SERIES | 17 | 18000
FRASER-JOHNSTON | TH6B1821 | CF24BXA1+TXV | TM8E080B12MP11 | 10 | 17600 | 4000 | 205527414 | ASHP | HRCU-A-CB | LX SERIES | 17 | 18000
CHAMPION HEATING AND COOLING | TH6B1821 | CF24BXA1+TXV | TM8E080B12MP11 | 10 | 17600 | 4000 | 205527415 | ASHP | HRCU-A-CB | LX SERIES | 17 | 18000
COLEMAN | CH6B1821 | CF/CM/CU24B+TXV | TM9E060A10MP12 | 10 | 17600 | 4000 | 202781722 | ASHP | HRCU-A-CB | LX SERIES | 17 | 18000
LUXAIRE | TH6B1821 | CF/CM/CU24B+TXV | TM9E060A10MP12 | 10 | 17600 | 4000 | 202781724 | ASHP | HRCU-A-CB | LX SERIES | 17 | 18000
FRASER-JOHNSTON | TH6B1821 | CF/CM/CU24B+TXV | TM9E060A10MP12 | 10 | 17600 | 4000 | 202781726 | ASHP | HRCU-A-CB | LX SERIES | 17 | 18000
CHAMPION HEATING AND COOLING | TH6B1821 | CF/CM/CU24B+TXV | TM9E060A10MP12 | 10 | 17600 | 4000 | 202781728 | ASHP | HRCU-A-CB | LX SERIES | 17 | 18000
GUARDIAN | RHP16L18B23 | CF/CM/CU24B+TXV | RGF19060AE10MP13 | 10 | 17600 | 4000 | 202781734 | ASHP | HRCU-A-CB |  | 17 | 18000
EVCON | RHP16L18B23 | CF/CM/CU24B+TXV | RGF19060AE10MP13 | 10 | 17600 | 4000 | 202781736 | ASHP | HRCU-A-CB |  | 17 | 18000
COLEMAN | CH6B1821 | CF/CM/CU24A+TXV | TM9E060A10MP12 | 10 | 17600 | 4000 | 202781738 | ASHP | HRCU-A-CB | LX SERIES | 17 | 18000
LUXAIRE | TH6B1821 | CF/CM/CU24A+TXV | TM9E060A10MP12 | 10 | 17600 | 4000 | 202781740 | ASHP | HRCU-A-CB | LX SERIES | 17 | 18000
FRASER-JOHNSTON | TH6B1821 | CF/CM/CU24A+TXV | TM9E060A10MP12 | 10 | 17600 | 4000 | 202781742 | ASHP | HRCU-A-CB | LX SERIES | 17 | 18000
CHAMPION HEATING AND COOLING | TH6B1821 | CF/CM/CU24A+TXV | TM9E060A10MP12 | 10 | 17600 | 4000 | 202781744 | ASHP | HRCU-A-CB | LX SERIES | 17 | 18000
GUARDIAN | RHP16L18B23 | CF/CM/CU24A+TXV | RGF19060AE10MP13 | 10 | 17600 | 4000 | 202781750 | ASHP | HRCU-A-CB |  | 17 | 18000
EVCON | RHP16L18B23 | CF/CM/CU24A+TXV | RGF19060AE10MP13 | 10 | 17600 | 4000 | 202781752 | ASHP | HRCU-A-CB |  | 17 | 18000
CHAMPION HEATING AND COOLING | TH6B1821 | CF/CM/CU24B+TXV | TMLE100B12MP11 | 10 | 17600 | 4000 | 203444883 | ASHP | HRCU-A-CB | LX SERIES | 17 | 18000
GUARDIAN | RHP16L18B23 | CF/CM/CU24B+TXV | RGF1L100BE12MP12 | 10 | 17600 | 4000 | 203444886 | ASHP | HRCU-A-CB |  | 17 | 18000
EVCON | RHP16L18B23 | CF/CM/CU24B+TXV | RGF1L100BE12MP12 | 10 | 17600 | 4000 | 203444887 | ASHP | HRCU-A-CB |  | 17 | 18000
COLEMAN | CH6B1821 | CM24BBAA1 | TMLE100B12MP11 | 10 | 17600 | 4000 | 203444888 | ASHP | HRCU-A-CB | LX SERIES | 17 | 18000
LUXAIRE | TH6B1821 | CM24BBAA1 | TMLE100B12MP11 | 10 | 17600 | 4000 | 203444889 | ASHP | HRCU-A-CB | LX SERIES | 17 | 18000
FRASER-JOHNSTON | TH6B1821 | CM24BBAA1 | TMLE100B12MP11 | 10 | 17600 | 4000 | 203444890 | ASHP | HRCU-A-CB | LX SERIES | 17 | 18000
CHAMPION HEATING AND COOLING | TH6B1821 | CM24BBAA1 | TMLE100B12MP11 | 10 | 17600 | 4000 | 203444891 | ASHP | HRCU-A-CB | LX SERIES | 17 | 18000
GUARDIAN | RHP16L18B23 | CM24BBAA1 | RGF1L100BE12MP12 | 10 | 17600 | 4000 | 203444894 | ASHP | HRCU-A-CB |  | 17 | 18000
EVCON | RHP16L18B23 | CM24BBAA1 | RGF1L100BE12MP12 | 10 | 17600 | 4000 | 203444895 | ASHP | HRCU-A-CB |  | 17 | 18000
COLEMAN | CH6B1821 | CF24BBAA1 | TMLE100B12MP11 | 10 | 17600 | 4000 | 203444896 | ASHP | HRCU-A-CB | LX SERIES | 17 | 18000
CHAMPION HEATING AND COOLING | TH6B1821 | CM24BBAA1 | TM9E060A10MP12 | 10 | 17600 | 4000 | 202751607 | ASHP | HRCU-A-CB | LX SERIES | 17 | 18000
GUARDIAN | RHP16L18B23 | CM24BBAA1 | RGF19060AE10MP13 | 10 | 17600 | 4000 | 202751610 | ASHP | HRCU-A-CB |  | 17 | 18000
EVCON | RHP16L18B23 | CM24BBAA1 | RGF19060AE10MP13 | 10 | 17600 | 4000 | 202751611 | ASHP | HRCU-A-CB |  | 17 | 18000
COLEMAN | CH6B1821 | CF24BBAA1 | TM9E060A10MP12 | 10 | 17600 | 4000 | 202751612 | ASHP | HRCU-A-CB | LX SERIES | 17 | 18000
LUXAIRE | TH6B1821 | CF24BBAA1 | TM9E060A10MP12 | 10 | 17600 | 4000 | 202751613 | ASHP | HRCU-A-CB | LX SERIES | 17 | 18000
FRASER-JOHNSTON | TH6B1821 | CF24BBAA1 | TM9E060A10MP12 | 10 | 17600 | 4000 | 202751614 | ASHP | HRCU-A-CB | LX SERIES | 17 | 18000
CHAMPION HEATING AND COOLING | TH6B1821 | CF24BBAA1 | TM9E060A10MP12 | 10 | 17600 | 4000 | 202751615 | ASHP | HRCU-A-CB | LX SERIES | 17 | 18000
GUARDIAN | RHP16L18B23 | CF24BBAA1 | RGF19060AE10MP13 | 10 | 17600 | 4000 | 202751618 | ASHP | HRCU-A-CB |  | 17 | 18000
YORK | YHG18B21 | CM24BBAA1 | TM9E060A10MP12 | 10 | 17600 | 4000 | 202750268 | ASHP | HRCU-A-CB | LX SERIES | 17 | 18000
YORK | YHG18B21 | CF24BBAA1 | TM9E060A10MP12 | 10 | 17600 | 4000 | 202750269 | ASHP | HRCU-A-CB | LX SERIES | 17 | 18000
YORK | YHG18B21 | CM24ABAA1 | TM9E060A10MP12 | 10 | 17600 | 4000 | 202750270 | ASHP | HRCU-A-CB | LX SERIES | 17 | 18000
YORK | YHG18B21 | CF24ABAA1 | TM9E060A10MP12 | 10 | 17600 | 4000 | 202750271 | ASHP | HRCU-A-CB | LX SERIES | 17 | 18000
YORK | YHG18B21 | CF/CM/CU24B+TXV | TM9E060A10MP12 | 10 | 17600 | 4000 | 202636057 | ASHP | HRCU-A-CB | LX SERIES | 17 | 18000
YORK | YHG18B21 | CF/CM/CU24A+TXV | TM9E060A10MP12 | 10 | 17600 | 4000 | 202636058 | ASHP | HRCU-A-CB | LX SERIES | 17 | 18000
COLEMAN | CH6B1821 | CM24ABAA1 | TM9E060A10MP12 | 10 | 17600 | 4000 | 202751620 | ASHP | HRCU-A-CB | LX SERIES | 17 | 18000
LUXAIRE | TH6B1821 | CM24ABAA1 | TM9E060A10MP12 | 10 | 17600 | 4000 | 202751621 | ASHP | HRCU-A-CB | LX SERIES | 17 | 18000
FRASER-JOHNSTON | TH6B1821 | CM24ABAA1 | TM9E060A10MP12 | 10 | 17600 | 4000 | 202751622 | ASHP | HRCU-A-CB | LX SERIES | 17 | 18000
CHAMPION HEATING AND COOLING | TH6B1821 | CM24ABAA1 | TM9E060A10MP12 | 10 | 17600 | 4000 | 202751623 | ASHP | HRCU-A-CB | LX SERIES | 17 | 18000
GUARDIAN | RHP16L18B23 | CM24ABAA1 | RGF19060AE10MP13 | 10 | 17600 | 4000 | 202751626 | ASHP | HRCU-A-CB |  | 17 | 18000
EVCON | RHP16L18B23 | CM24ABAA1 | RGF19060AE10MP13 | 10 | 17600 | 4000 | 202751627 | ASHP | HRCU-A-CB |  | 17 | 18000
GUARDIAN | RHP16L18B23 | CF24ABAA1 | RGF19060AE10MP13 | 10 | 17600 | 4000 | 202751630 | ASHP | HRCU-A-CB |  | 17 | 18000
EVCON | RHP16L18B23 | CF24ABAA1 | RGF19060AE10MP13 | 10 | 17600 | 4000 | 202751631 | ASHP | HRCU-A-CB |  | 17 | 18000
COLEMAN | CH6B1821 | CF24ABAA1 | TM9E060A10MP12 | 10 | 17600 | 4000 | 202751632 | ASHP | HRCU-A-CB | LX SERIES | 17 | 18000
LUXAIRE | TH6B1821 | CF24ABAA1 | TM9E060A10MP12 | 10 | 17600 | 4000 | 202751633 | ASHP | HRCU-A-CB | LX SERIES | 17 | 18000
FRASER-JOHNSTON | TH6B1821 | CF24ABAA1 | TM9E060A10MP12 | 10 | 17600 | 4000 | 202751634 | ASHP | HRCU-A-CB | LX SERIES | 17 | 18000
CHAMPION HEATING AND COOLING | TH6B1821 | CF24ABAA1 | TM9E060A10MP12 | 10 | 17600 | 4000 | 202751635 | ASHP | HRCU-A-CB | LX SERIES | 17 | 18000
EVCON | RHP16L18B23 | CF24BBAA1 | RGF19060AE10MP13 | 10 | 17600 | 4000 | 202751619 | ASHP | HRCU-A-CB |  | 17 | 18000
EVCON | RHP16L18B23 | CM24AXA1+TXV | RGF1L060AE12MP12 | 10 | 17600 | 4000 | 205527503 | ASHP | HRCU-A-CB |  | 17 | 18000
COLEMAN | CH6B1821 | CU24AXA1+TXV | TM8E060A12MP11 | 10 | 17600 | 4000 | 205527504 | ASHP | HRCU-A-CB | LX SERIES | 17 | 18000
LUXAIRE | TH6B1821 | CU24AXA1+TXV | TM8E060A12MP11 | 10 | 17600 | 4000 | 205527505 | ASHP | HRCU-A-CB | LX SERIES | 17 | 18000
FRASER-JOHNSTON | TH6B1821 | CU24AXA1+TXV | TM8E060A12MP11 | 10 | 17600 | 4000 | 205527506 | ASHP | HRCU-A-CB | LX SERIES | 17 | 18000
CHAMPION HEATING AND COOLING | TH6B1821 | CU24AXA1+TXV | TM8E060A12MP11 | 10 | 17600 | 4000 | 205527507 | ASHP | HRCU-A-CB | LX SERIES | 17 | 18000
GUARDIAN | RHP16L18B21 | CU24AXA1+TXV | RGF1L060AE12MP12 | 10 | 17600 | 4000 | 205527508 | ASHP | HRCU-A-CB |  | 17 | 18000
EVCON | RHP16L18B21 | CU24AXA1+TXV | RGF1L060AE12MP12 | 10 | 17600 | 4000 | 205527509 | ASHP | HRCU-A-CB |  | 17 | 18000
GUARDIAN | RHP16L18B23 | CU24AXA1+TXV | RGF1L060AE12MP12 | 10 | 17600 | 4000 | 205527510 | ASHP | HRCU-A-CB |  | 17 | 18000
EVCON | RHP16L18B23 | CU24AXA1+TXV | RGF1L060AE12MP12 | 10 | 17600 | 4000 | 205527511 | ASHP | HRCU-A-CB |  | 17 | 18000
COLEMAN | CH6B1821 | CM24AXA1+TXV | TMLE060A12MP11 | 10 | 17600 | 4000 | 205527512 | ASHP | HRCU-A-CB | LX SERIES | 17 | 18000
LUXAIRE | TH6B1821 | CM24AXA1+TXV | TMLE060A12MP11 | 10 | 17600 | 4000 | 205527513 | ASHP | HRCU-A-CB | LX SERIES | 17 | 18000
FRASER-JOHNSTON | TH6B1821 | CM24AXA1+TXV | TMLE060A12MP11 | 10 | 17600 | 4000 | 205527514 | ASHP | HRCU-A-CB | LX SERIES | 17 | 18000
CHAMPION HEATING AND COOLING | TH6B1821 | CM24AXA1+TXV | TMLE060A12MP11 | 10 | 17600 | 4000 | 205527515 | ASHP | HRCU-A-CB | LX SERIES | 17 | 18000
COLEMAN | CH6B1821 | CU24AXA1+TXV | TMLE060A12MP11 | 10 | 17600 | 4000 | 205527516 | ASHP | HRCU-A-CB | LX SERIES | 17 | 18000
LUXAIRE | TH6B1821 | CU24AXA1+TXV | TMLE060A12MP11 | 10 | 17600 | 4000 | 205527517 | ASHP | HRCU-A-CB | LX SERIES | 17 | 18000
FRASER-JOHNSTON | TH6B1821 | CU24AXA1+TXV | TMLE060A12MP11 | 10 | 17600 | 4000 | 205527518 | ASHP | HRCU-A-CB | LX SERIES | 17 | 18000
CHAMPION HEATING AND COOLING | TH6B1821 | CU24AXA1+TXV | TMLE060A12MP11 | 10 | 17600 | 4000 | 205527519 | ASHP | HRCU-A-CB | LX SERIES | 17 | 18000
CHAMPION HEATING AND COOLING | TH6B1821 | CM24BXA1+TXV | TM8E080B12MP11 | 10 | 17600 | 4000 | 205527427 | ASHP | HRCU-A-CB | LX SERIES | 17 | 18000
GUARDIAN | RHP16L18B21 | CM24BXA1+TXV | RGF1L080BE12MP12 | 10 | 17600 | 4000 | 205527428 | ASHP | HRCU-A-CB |  | 17 | 18000
EVCON | RHP16L18B21 | CM24BXA1+TXV | RGF1L080BE12MP12 | 10 | 17600 | 4000 | 205527429 | ASHP | HRCU-A-CB |  | 17 | 18000
GUARDIAN | RHP16L18B23 | CM24BXA1+TXV | RGF1L080BE12MP12 | 10 | 17600 | 4000 | 205527430 | ASHP | HRCU-A-CB |  | 17 | 18000
EVCON | RHP16L18B23 | CM24BXA1+TXV | RGF1L080BE12MP12 | 10 | 17600 | 4000 | 205527431 | ASHP | HRCU-A-CB |  | 17 | 18000
COLEMAN | CH6B1821 | CU24BXA1+TXV | TM8E080B12MP11 | 10 | 17600 | 4000 | 205527432 | ASHP | HRCU-A-CB | LX SERIES | 17 | 18000
LUXAIRE | TH6B1821 | CU24BXA1+TXV | TM8E080B12MP11 | 10 | 17600 | 4000 | 205527433 | ASHP | HRCU-A-CB | LX SERIES | 17 | 18000
FRASER-JOHNSTON | TH6B1821 | CU24BXA1+TXV | TM8E080B12MP11 | 10 | 17600 | 4000 | 205527434 | ASHP | HRCU-A-CB | LX SERIES | 17 | 18000
CHAMPION HEATING AND COOLING | TH6B1821 | CU24BXA1+TXV | TM8E080B12MP11 | 10 | 17600 | 4000 | 205527435 | ASHP | HRCU-A-CB | LX SERIES | 17 | 18000
GUARDIAN | RHP16L18B21 | CU24BXA1+TXV | RGF1L080BE12MP12 | 10 | 17600 | 4000 | 205527436 | ASHP | HRCU-A-CB |  | 17 | 18000
EVCON | RHP16L18B21 | CU24BXA1+TXV | RGF1L080BE12MP12 | 10 | 17600 | 4000 | 205527437 | ASHP | HRCU-A-CB |  | 17 | 18000
GUARDIAN | RHP16L18B23 | CU24BXA1+TXV | RGF1L080BE12MP12 | 10 | 17600 | 4000 | 205527438 | ASHP | HRCU-A-CB |  | 17 | 18000
EVCON | RHP16L18B23 | CU24BXA1+TXV | RGF1L080BE12MP12 | 10 | 17600 | 4000 | 205527439 | ASHP | HRCU-A-CB |  | 17 | 18000
COLEMAN | CH6B1821 | CM24BXA1+TXV | TMLE080B12MP11 | 10 | 17600 | 4000 | 205527440 | ASHP | HRCU-A-CB | LX SERIES | 17 | 18000
LUXAIRE | TH6B1821 | CM24BXA1+TXV | TMLE080B12MP11 | 10 | 17600 | 4000 | 205527441 | ASHP | HRCU-A-CB | LX SERIES | 17 | 18000
FRASER-JOHNSTON | TH6B1821 | CM24BXA1+TXV | TMLE080B12MP11 | 10 | 17600 | 4000 | 205527442 | ASHP | HRCU-A-CB | LX SERIES | 17 | 18000
CHAMPION HEATING AND COOLING | TH6B1821 | CM24BXA1+TXV | TMLE080B12MP11 | 10 | 17600 | 4000 | 205527443 | ASHP | HRCU-A-CB | LX SERIES | 17 | 18000
COLEMAN | CH6B1821 | CU24BXA1+TXV | TMLE080B12MP11 | 10 | 17600 | 4000 | 205527444 | ASHP | HRCU-A-CB | LX SERIES | 17 | 18000
LUXAIRE | TH6B1821 | CU24BXA1+TXV | TMLE080B12MP11 | 10 | 17600 | 4000 | 205527445 | ASHP | HRCU-A-CB | LX SERIES | 17 | 18000
FRASER-JOHNSTON | TH6B1821 | CU24BXA1+TXV | TMLE080B12MP11 | 10 | 17600 | 4000 | 205527446 | ASHP | HRCU-A-CB | LX SERIES | 17 | 18000
CHAMPION HEATING AND COOLING | TH6B1821 | CF24CXA1+TXV | TMLE100B12MP11 | 10 | 17600 | 4000 | 205527327 | ASHP | HRCU-A-CB | LX SERIES | 17 | 18000
COLEMAN | CH6B1821 | CM24CXA1+TXV | TM8E100B12MP11 | 10 | 17600 | 4000 | 205527328 | ASHP | HRCU-A-CB | LX SERIES | 17 | 18000
LUXAIRE | TH6B1821 | CM24CXA1+TXV | TM8E100B12MP11 | 10 | 17600 | 4000 | 205527329 | ASHP | HRCU-A-CB | LX SERIES | 17 | 18000
FRASER-JOHNSTON | TH6B1821 | CM24CXA1+TXV | TM8E100B12MP11 | 10 | 17600 | 4000 | 205527330 | ASHP | HRCU-A-CB | LX SERIES | 17 | 18000
CHAMPION HEATING AND COOLING | TH6B1821 | CM24CXA1+TXV | TM8E100B12MP11 | 10 | 17600 | 4000 | 205527331 | ASHP | HRCU-A-CB | LX SERIES | 17 | 18000
GUARDIAN | RHP16L18B21 | CM24CXA1+TXV | RGF1L100BE12MP12 | 10 | 17600 | 4000 | 205527332 | ASHP | HRCU-A-CB |  | 17 | 18000
EVCON | RHP16L18B21 | CM24CXA1+TXV | RGF1L100BE12MP12 | 10 | 17600 | 4000 | 205527333 | ASHP | HRCU-A-CB |  | 17 | 18000
GUARDIAN | RHP16L18B23 | CM24CXA1+TXV | RGF1L100BE12MP12 | 10 | 17600 | 4000 | 205527334 | ASHP | HRCU-A-CB |  | 17 | 18000
EVCON | RHP16L18B23 | CM24CXA1+TXV | RGF1L100BE12MP12 | 10 | 17600 | 4000 | 205527335 | ASHP | HRCU-A-CB |  | 17 | 18000
COLEMAN | CH6B1821 | CM24CXA1+TXV | TMLE100B12MP11 | 10 | 17600 | 4000 | 205527336 | ASHP | HRCU-A-CB | LX SERIES | 17 | 18000
LUXAIRE | TH6B1821 | CM24CXA1+TXV | TMLE100B12MP11 | 10 | 17600 | 4000 | 205527337 | ASHP | HRCU-A-CB | LX SERIES | 17 | 18000
FRASER-JOHNSTON | TH6B1821 | CM24CXA1+TXV | TMLE100B12MP11 | 10 | 17600 | 4000 | 205527338 | ASHP | HRCU-A-CB | LX SERIES | 17 | 18000
CHAMPION HEATING AND COOLING | TH6B1821 | CM24CXA1+TXV | TMLE100B12MP11 | 10 | 17600 | 4000 | 205527339 | ASHP | HRCU-A-CB | LX SERIES | 17 | 18000
COLEMAN | CH6B1821 | CF24BXA1+TXV | TM8E100B12MP11 | 10 | 17600 | 4000 | 205527340 | ASHP | HRCU-A-CB | LX SERIES | 17 | 18000
LUXAIRE | TH6B1821 | CF24BXA1+TXV | TM8E100B12MP11 | 10 | 17600 | 4000 | 205527341 | ASHP | HRCU-A-CB | LX SERIES | 17 | 18000
FRASER-JOHNSTON | TH6B1821 | CF24BXA1+TXV | TM8E100B12MP11 | 10 | 17600 | 4000 | 205527342 | ASHP | HRCU-A-CB | LX SERIES | 17 | 18000
CHAMPION HEATING AND COOLING | TH6B1821 | CF24BXA1+TXV | TM8E100B12MP11 | 10 | 17600 | 4000 | 205527343 | ASHP | HRCU-A-CB | LX SERIES | 17 | 18000
GUARDIAN | RHP16L18B21 | CF24BXA1+TXV | RGF1L100BE12MP12 | 10 | 17600 | 4000 | 205527344 | ASHP | HRCU-A-CB |  | 17 | 18000
EVCON | RHP16L18B21 | CF24BXA1+TXV | RGF1L100BE12MP12 | 10 | 17600 | 4000 | 205527345 | ASHP | HRCU-A-CB |  | 17 | 18000
GUARDIAN | RHP16L18B23 | CF24BXA1+TXV | RGF1L100BE12MP12 | 10 | 17600 | 4000 | 205527346 | ASHP | HRCU-A-CB |  | 17 | 18000
EVCON | RHP16L18B23 | CF24BXA1+TXV | RGF1L100BE12MP12 | 10 | 17600 | 4000 | 205527347 | ASHP | HRCU-A-CB |  | 17 | 18000
COLEMAN | CH6B1821 | CF24BXA1+TXV | TMLE100B12MP11 | 10 | 17600 | 4000 | 205527348 | ASHP | HRCU-A-CB | LX SERIES | 17 | 18000
LUXAIRE | TH6B1821 | CM24AXA1+TXV | TM9E060A10MP12 | 10 | 17600 | 4000 | 205527145 | ASHP | HRCU-A-CB | LX SERIES | 17 | 18000
FRASER-JOHNSTON | TH6B1821 | CM24AXA1+TXV | TM9E060A10MP12 | 10 | 17600 | 4000 | 205527146 | ASHP | HRCU-A-CB | LX SERIES | 17 | 18000
CHAMPION HEATING AND COOLING | TH6B1821 | CM24AXA1+TXV | TM9E060A10MP12 | 10 | 17600 | 4000 | 205527147 | ASHP | HRCU-A-CB | LX SERIES | 17 | 18000
GUARDIAN | RHP16L18B21 | CM24AXA1+TXV | RGF19060AE10MP13 | 10 | 17600 | 4000 | 205527148 | ASHP | HRCU-A-CB |  | 17 | 18000
EVCON | RHP16L18B21 | CM24AXA1+TXV | RGF19060AE10MP13 | 10 | 17600 | 4000 | 205527149 | ASHP | HRCU-A-CB |  | 17 | 18000
GUARDIAN | RHP16L18B23 | CM24AXA1+TXV | RGF19060AE10MP13 | 10 | 17600 | 4000 | 205527150 | ASHP | HRCU-A-CB |  | 17 | 18000
EVCON | RHP16L18B23 | CM24AXA1+TXV | RGF19060AE10MP13 | 10 | 17600 | 4000 | 205527151 | ASHP | HRCU-A-CB |  | 17 | 18000
COLEMAN | CH6B1821 | CU24AXA1+TXV | TM9E060A10MP12 | 10 | 17600 | 4000 | 205527152 | ASHP | HRCU-A-CB | LX SERIES | 17 | 18000
LUXAIRE | TH6B1821 | CU24AXA1+TXV | TM9E060A10MP12 | 10 | 17600 | 4000 | 205527153 | ASHP | HRCU-A-CB | LX SERIES | 17 | 18000
FRASER-JOHNSTON | TH6B1821 | CU24AXA1+TXV | TM9E060A10MP12 | 10 | 17600 | 4000 | 205527154 | ASHP | HRCU-A-CB | LX SERIES | 17 | 18000
CHAMPION HEATING AND COOLING | TH6B1821 | CU24AXA1+TXV | TM9E060A10MP12 | 10 | 17600 | 4000 | 205527155 | ASHP | HRCU-A-CB | LX SERIES | 17 | 18000
GUARDIAN | RHP16L18B21 | CU24AXA1+TXV | RGF19060AE10MP13 | 10 | 17600 | 4000 | 205527156 | ASHP | HRCU-A-CB |  | 17 | 18000
EVCON | RHP16L18B21 | CU24AXA1+TXV | RGF19060AE10MP13 | 10 | 17600 | 4000 | 205527157 | ASHP | HRCU-A-CB |  | 17 | 18000
GUARDIAN | RHP16L18B23 | CU24AXA1+TXV | RGF19060AE10MP13 | 10 | 17600 | 4000 | 205527158 | ASHP | HRCU-A-CB |  | 17 | 18000
EVCON | RHP16L18B23 | CU24AXA1+TXV | RGF19060AE10MP13 | 10 | 17600 | 4000 | 205527159 | ASHP | HRCU-A-CB |  | 17 | 18000
YORK | YHG18B21 | CM24AXA1+TXV | TM9E060A10MP12 | 10 | 17600 | 4000 | 205509225 | ASHP | HRCU-A-CB | LX SERIES | 17 | 18000
YORK | YHG18B21 | CU24AXA1+TXV | TM9E060A10MP12 | 10 | 17600 | 4000 | 205509228 | ASHP | HRCU-A-CB | LX SERIES | 17 | 18000
YORK | YHG18B21 | CF24BXA1+TXV | TM8E100B12MP11 | 10 | 17600 | 4000 | 205509283 | ASHP | HRCU-A-CB | LX SERIES | 17 | 18000
YORK | YHG18B21 | CF24BXA1+TXV | TMLE100B12MP11 | 10 | 17600 | 4000 | 205509285 | ASHP | HRCU-A-CB | LX SERIES | 17 | 18000
YORK | YHG18B21 | CM24BXA1+TXV | TM8E100B12MP11 | 10 | 17600 | 4000 | 205509287 | ASHP | HRCU-A-CB | LX SERIES | 17 | 18000
YORK | YHG18B21 | CU24BXA1+TXV | TM8E100B12MP11 | 10 | 17600 | 4000 | 205509289 | ASHP | HRCU-A-CB | LX SERIES | 17 | 18000
YORK | YHG18B21 | CM24BXA1+TXV | TMLE100B12MP11 | 10 | 17600 | 4000 | 205509291 | ASHP | HRCU-A-CB | LX SERIES | 17 | 18000
YORK | YHG18B21 | CU24BXA1+TXV | TMLE100B12MP11 | 10 | 17600 | 4000 | 205509293 | ASHP | HRCU-A-CB | LX SERIES | 17 | 18000
YORK | YHG18B21 | CF24BXA1+TXV | TM8E080B12MP11 | 10 | 17600 | 4000 | 205509307 | ASHP | HRCU-A-CB | LX SERIES | 17 | 18000
YORK | YHG18B21 | CF24BXA1+TXV | TMLE080B12MP11 | 10 | 17600 | 4000 | 205509309 | ASHP | HRCU-A-CB | LX SERIES | 17 | 18000
YORK | YHG18B21 | CM24BXA1+TXV | TM8E080B12MP11 | 10 | 17600 | 4000 | 205509311 | ASHP | HRCU-A-CB | LX SERIES | 17 | 18000
YORK | YHG18B21 | CU24BXA1+TXV | TM8E080B12MP11 | 10 | 17600 | 4000 | 205509313 | ASHP | HRCU-A-CB | LX SERIES | 17 | 18000
YORK | YHG18B21 | CM24BXA1+TXV | TMLE080B12MP11 | 10 | 17600 | 4000 | 205509315 | ASHP | HRCU-A-CB | LX SERIES | 17 | 18000
YORK | YHG18B21 | CU24BXA1+TXV | TMLE080B12MP11 | 10 | 17600 | 4000 | 205509317 | ASHP | HRCU-A-CB | LX SERIES | 17 | 18000
YORK | YHG18B21 | CF24AXA1+TXV | TM8E060A12MP11 | 10 | 17600 | 4000 | 205509331 | ASHP | HRCU-A-CB | LX SERIES | 17 | 18000
YORK | YHG18B21 | CF24AXA1+TXV | TMLE060A12MP11 | 10 | 17600 | 4000 | 205509333 | ASHP | HRCU-A-CB | LX SERIES | 17 | 18000
YORK | YHG18B21 | CM24AXA1+TXV | TM8E060A12MP11 | 10 | 17600 | 4000 | 205509335 | ASHP | HRCU-A-CB | LX SERIES | 17 | 18000
YORK | YHG18B21 | CU24AXA1+TXV | TM8E060A12MP11 | 10 | 17600 | 4000 | 205509337 | ASHP | HRCU-A-CB | LX SERIES | 17 | 18000
YORK | YHG18B21 | CM24AXA1+TXV | TMLE060A12MP11 | 10 | 17600 | 4000 | 205509338 | ASHP | HRCU-A-CB | LX SERIES | 17 | 18000
YORK | YHG18B21 | CU24AXA1+TXV | TMLE060A12MP11 | 10 | 17600 | 4000 | 205509340 | ASHP | HRCU-A-CB | LX SERIES | 17 | 18000
YORK | YHG18B21 | CM24BXA1+TXV | TM9E060A10MP12 | 10 | 17600 | 4000 | 205509218 | ASHP | HRCU-A-CB | LX SERIES | 17 | 18000
YORK | YHG18B21 | CU24BXA1+TXV | TM9E060A10MP12 | 10 | 17600 | 4000 | 205509220 | ASHP | HRCU-A-CB | LX SERIES | 17 | 18000
YORK | YHG18B21 | CF24AXA1+TXV | TM9E060A10MP12 | 10 | 17600 | 4000 | 205509223 | ASHP | HRCU-A-CB | LX SERIES | 17 | 18000
YORK | YHG18B21 | CF24BXA1+TXV | TM9E060A10MP12 | 10 | 17600 | 4000 | 205509216 | ASHP | HRCU-A-CB | LX SERIES | 17 | 18000
COLEMAN | CH6B1821 | CM24BBAA1 | TM9E060A10MP12 | 10 | 17600 | 4000 | 202751604 | ASHP | HRCU-A-CB | LX SERIES | 17 | 18000
LUXAIRE | TH6B1821 | CM24BBAA1 | TM9E060A10MP12 | 10 | 17600 | 4000 | 202751605 | ASHP | HRCU-A-CB | LX SERIES | 17 | 18000
FRASER-JOHNSTON | TH6B1821 | CM24BBAA1 | TM9E060A10MP12 | 10 | 17600 | 4000 | 202751606 | ASHP | HRCU-A-CB | LX SERIES | 17 | 18000
EVCON | RHP16L18B23 | CF24AXA1+TXV | RGF19060AE10MP13 | 10 | 17600 | 4000 | 205527143 | ASHP | HRCU-A-CB |  | 17 | 18000
COLEMAN | CH6B1821 | CM24AXA1+TXV | TM9E060A10MP12 | 10 | 17600 | 4000 | 205527144 | ASHP | HRCU-A-CB | LX SERIES | 17 | 18000
FRASER-JOHNSTON | TH6B1821 | CF24AXA1+TXV | TM9E060A10MP12 | 10 | 17600 | 4000 | 205527138 | ASHP | HRCU-A-CB | LX SERIES | 17 | 18000
CHAMPION HEATING AND COOLING | TH6B1821 | CF24AXA1+TXV | TM9E060A10MP12 | 10 | 17600 | 4000 | 205527139 | ASHP | HRCU-A-CB | LX SERIES | 17 | 18000
GUARDIAN | RHP16L18B21 | CF24AXA1+TXV | RGF19060AE10MP13 | 10 | 17600 | 4000 | 205527140 | ASHP | HRCU-A-CB |  | 17 | 18000
EVCON | RHP16L18B21 | CF24AXA1+TXV | RGF19060AE10MP13 | 10 | 17600 | 4000 | 205527141 | ASHP | HRCU-A-CB |  | 17 | 18000
GUARDIAN | RHP16L18B23 | CF24AXA1+TXV | RGF19060AE10MP13 | 10 | 17600 | 4000 | 205527142 | ASHP | HRCU-A-CB |  | 17 | 18000
LUXAIRE | TH6B1821 | CU24BXA1+TXV | TM8E100B12MP11 | 10 | 17600 | 4000 | 205527361 | ASHP | HRCU-A-CB | LX SERIES | 17 | 18000
FRASER-JOHNSTON | TH6B1821 | CU24BXA1+TXV | TM8E100B12MP11 | 10 | 17600 | 4000 | 205527362 | ASHP | HRCU-A-CB | LX SERIES | 17 | 18000
CHAMPION HEATING AND COOLING | TH6B1821 | CU24BXA1+TXV | TM8E100B12MP11 | 10 | 17600 | 4000 | 205527363 | ASHP | HRCU-A-CB | LX SERIES | 17 | 18000
GUARDIAN | RHP16L18B21 | CU24BXA1+TXV | RGF1L100BE12MP12 | 10 | 17600 | 4000 | 205527364 | ASHP | HRCU-A-CB |  | 17 | 18000
EVCON | RHP16L18B21 | CU24BXA1+TXV | RGF1L100BE12MP12 | 10 | 17600 | 4000 | 205527365 | ASHP | HRCU-A-CB |  | 17 | 18000
GUARDIAN | RHP16L18B23 | CU24BXA1+TXV | RGF1L100BE12MP12 | 10 | 17600 | 4000 | 205527366 | ASHP | HRCU-A-CB |  | 17 | 18000
EVCON | RHP16L18B23 | CU24BXA1+TXV | RGF1L100BE12MP12 | 10 | 17600 | 4000 | 205527367 | ASHP | HRCU-A-CB |  | 17 | 18000
COLEMAN | CH6B1821 | CM24BXA1+TXV | TMLE100B12MP11 | 10 | 17600 | 4000 | 205527368 | ASHP | HRCU-A-CB | LX SERIES | 17 | 18000
COLEMAN | CH6B1821 | CF24BXA1+TXV | TM9E060A10MP12 | 10 | 17600 | 4000 | 205527112 | ASHP | HRCU-A-CB | LX SERIES | 17 | 18000
LUXAIRE | TH6B1821 | CF24BXA1+TXV | TM9E060A10MP12 | 10 | 17600 | 4000 | 205527113 | ASHP | HRCU-A-CB | LX SERIES | 17 | 18000
FRASER-JOHNSTON | TH6B1821 | CF24BXA1+TXV | TM9E060A10MP12 | 10 | 17600 | 4000 | 205527114 | ASHP | HRCU-A-CB | LX SERIES | 17 | 18000
CHAMPION HEATING AND COOLING | TH6B1821 | CF24BXA1+TXV | TM9E060A10MP12 | 10 | 17600 | 4000 | 205527115 | ASHP | HRCU-A-CB | LX SERIES | 17 | 18000
GUARDIAN | RHP16L18B21 | CF24BXA1+TXV | RGF19060AE10MP13 | 10 | 17600 | 4000 | 205527116 | ASHP | HRCU-A-CB |  | 17 | 18000
EVCON | RHP16L18B21 | CF24BXA1+TXV | RGF19060AE10MP13 | 10 | 17600 | 4000 | 205527117 | ASHP | HRCU-A-CB |  | 17 | 18000
GUARDIAN | RHP16L18B23 | CF24BXA1+TXV | RGF19060AE10MP13 | 10 | 17600 | 4000 | 205527118 | ASHP | HRCU-A-CB |  | 17 | 18000
EVCON | RHP16L18B23 | CF24BXA1+TXV | RGF19060AE10MP13 | 10 | 17600 | 4000 | 205527119 | ASHP | HRCU-A-CB |  | 17 | 18000
COLEMAN | CH6B1821 | CM24BXA1+TXV | TM9E060A10MP12 | 10 | 17600 | 4000 | 205527120 | ASHP | HRCU-A-CB | LX SERIES | 17 | 18000
LUXAIRE | TH6B1821 | CM24BXA1+TXV | TM9E060A10MP12 | 10 | 17600 | 4000 | 205527121 | ASHP | HRCU-A-CB | LX SERIES | 17 | 18000
FRASER-JOHNSTON | TH6B1821 | CM24BXA1+TXV | TM9E060A10MP12 | 10 | 17600 | 4000 | 205527122 | ASHP | HRCU-A-CB | LX SERIES | 17 | 18000
CHAMPION HEATING AND COOLING | TH6B1821 | CM24BXA1+TXV | TM9E060A10MP12 | 10 | 17600 | 4000 | 205527123 | ASHP | HRCU-A-CB | LX SERIES | 17 | 18000
GUARDIAN | RHP16L18B21 | CM24BXA1+TXV | RGF19060AE10MP13 | 10 | 17600 | 4000 | 205527124 | ASHP | HRCU-A-CB |  | 17 | 18000
EVCON | RHP16L18B21 | CM24BXA1+TXV | RGF19060AE10MP13 | 10 | 17600 | 4000 | 205527125 | ASHP | HRCU-A-CB |  | 17 | 18000
GUARDIAN | RHP16L18B23 | CM24BXA1+TXV | RGF19060AE10MP13 | 10 | 17600 | 4000 | 205527126 | ASHP | HRCU-A-CB |  | 17 | 18000
EVCON | RHP16L18B23 | CM24BXA1+TXV | RGF19060AE10MP13 | 10 | 17600 | 4000 | 205527127 | ASHP | HRCU-A-CB |  | 17 | 18000
COLEMAN | CH6B1821 | CU24BXA1+TXV | TM9E060A10MP12 | 10 | 17600 | 4000 | 205527128 | ASHP | HRCU-A-CB | LX SERIES | 17 | 18000
LUXAIRE | TH6B1821 | CU24BXA1+TXV | TM9E060A10MP12 | 10 | 17600 | 4000 | 205527129 | ASHP | HRCU-A-CB | LX SERIES | 17 | 18000
FRASER-JOHNSTON | TH6B1821 | CU24BXA1+TXV | TM9E060A10MP12 | 10 | 17600 | 4000 | 205527130 | ASHP | HRCU-A-CB | LX SERIES | 17 | 18000
CHAMPION HEATING AND COOLING | TH6B1821 | CU24BXA1+TXV | TM9E060A10MP12 | 10 | 17600 | 4000 | 205527131 | ASHP | HRCU-A-CB | LX SERIES | 17 | 18000
GUARDIAN | RHP16L18B21 | CU24BXA1+TXV | RGF19060AE10MP13 | 10 | 17600 | 4000 | 205527132 | ASHP | HRCU-A-CB |  | 17 | 18000
EVCON | RHP16L18B21 | CU24BXA1+TXV | RGF19060AE10MP13 | 10 | 17600 | 4000 | 205527133 | ASHP | HRCU-A-CB |  | 17 | 18000
GUARDIAN | RHP16L18B23 | CU24BXA1+TXV | RGF19060AE10MP13 | 10 | 17600 | 4000 | 205527134 | ASHP | HRCU-A-CB |  | 17 | 18000
EVCON | RHP16L18B23 | CU24BXA1+TXV | RGF19060AE10MP13 | 10 | 17600 | 4000 | 205527135 | ASHP | HRCU-A-CB |  | 17 | 18000
COLEMAN | CH6B1821 | CF24AXA1+TXV | TM9E060A10MP12 | 10 | 17600 | 4000 | 205527136 | ASHP | HRCU-A-CB | LX SERIES | 17 | 18000
LUXAIRE | TH6B1821 | CF24AXA1+TXV | TM9E060A10MP12 | 10 | 17600 | 4000 | 205527137 | ASHP | HRCU-A-CB | LX SERIES | 17 | 18000
LUXAIRE | TH6B1821 | CF24BXA1+TXV | TMLE100B12MP11 | 10 | 17600 | 4000 | 205527349 | ASHP | HRCU-A-CB | LX SERIES | 17 | 18000
FRASER-JOHNSTON | TH6B1821 | CF24BXA1+TXV | TMLE100B12MP11 | 10 | 17600 | 4000 | 205527350 | ASHP | HRCU-A-CB | LX SERIES | 17 | 18000
CHAMPION HEATING AND COOLING | TH6B1821 | CF24BXA1+TXV | TMLE100B12MP11 | 10 | 17600 | 4000 | 205527351 | ASHP | HRCU-A-CB | LX SERIES | 17 | 18000
COLEMAN | CH6B1821 | CM24BXA1+TXV | TM8E100B12MP11 | 10 | 17600 | 4000 | 205527352 | ASHP | HRCU-A-CB | LX SERIES | 17 | 18000
LUXAIRE | TH6B1821 | CM24BXA1+TXV | TM8E100B12MP11 | 10 | 17600 | 4000 | 205527353 | ASHP | HRCU-A-CB | LX SERIES | 17 | 18000
FRASER-JOHNSTON | TH6B1821 | CM24BXA1+TXV | TM8E100B12MP11 | 10 | 17600 | 4000 | 205527354 | ASHP | HRCU-A-CB | LX SERIES | 17 | 18000
CHAMPION HEATING AND COOLING | TH6B1821 | CM24BXA1+TXV | TM8E100B12MP11 | 10 | 17600 | 4000 | 205527355 | ASHP | HRCU-A-CB | LX SERIES | 17 | 18000
GUARDIAN | RHP16L18B21 | CM24BXA1+TXV | RGF1L100BE12MP12 | 10 | 17600 | 4000 | 205527356 | ASHP | HRCU-A-CB |  | 17 | 18000
EVCON | RHP16L18B21 | CM24BXA1+TXV | RGF1L100BE12MP12 | 10 | 17600 | 4000 | 205527357 | ASHP | HRCU-A-CB |  | 17 | 18000
GUARDIAN | RHP16L18B23 | CM24BXA1+TXV | RGF1L100BE12MP12 | 10 | 17600 | 4000 | 205527358 | ASHP | HRCU-A-CB |  | 17 | 18000
EVCON | RHP16L18B23 | CM24BXA1+TXV | RGF1L100BE12MP12 | 10 | 17600 | 4000 | 205527359 | ASHP | HRCU-A-CB |  | 17 | 18000
COLEMAN | CH6B1821 | CU24BXA1+TXV | TM8E100B12MP11 | 10 | 17600 | 4000 | 205527360 | ASHP | HRCU-A-CB | LX SERIES | 17 | 18000
COLEMAN | CH6B1821 | CF24CXA1+TXV | TM8E100B12MP11 | 10 | 17600 | 4000 | 205527316 | ASHP | HRCU-A-CB | LX SERIES | 17 | 18000
LUXAIRE | TH6B1821 | CF24CXA1+TXV | TM8E100B12MP11 | 10 | 17600 | 4000 | 205527317 | ASHP | HRCU-A-CB | LX SERIES | 17 | 18000
FRASER-JOHNSTON | TH6B1821 | CF24CXA1+TXV | TM8E100B12MP11 | 10 | 17600 | 4000 | 205527318 | ASHP | HRCU-A-CB | LX SERIES | 17 | 18000
CHAMPION HEATING AND COOLING | TH6B1821 | CF24CXA1+TXV | TM8E100B12MP11 | 10 | 17600 | 4000 | 205527319 | ASHP | HRCU-A-CB | LX SERIES | 17 | 18000
GUARDIAN | RHP16L18B21 | CF24CXA1+TXV | RGF1L100BE12MP12 | 10 | 17600 | 4000 | 205527320 | ASHP | HRCU-A-CB |  | 17 | 18000
EVCON | RHP16L18B21 | CF24CXA1+TXV | RGF1L100BE12MP12 | 10 | 17600 | 4000 | 205527321 | ASHP | HRCU-A-CB |  | 17 | 18000
GUARDIAN | RHP16L18B23 | CF24CXA1+TXV | RGF1L100BE12MP12 | 10 | 17600 | 4000 | 205527322 | ASHP | HRCU-A-CB |  | 17 | 18000
EVCON | RHP16L18B23 | CF24CXA1+TXV | RGF1L100BE12MP12 | 10 | 17600 | 4000 | 205527323 | ASHP | HRCU-A-CB |  | 17 | 18000
COLEMAN | CH6B1821 | CF24CXA1+TXV | TMLE100B12MP11 | 10 | 17600 | 4000 | 205527324 | ASHP | HRCU-A-CB | LX SERIES | 17 | 18000
LUXAIRE | TH6B1821 | CF24CXA1+TXV | TMLE100B12MP11 | 10 | 17600 | 4000 | 205527325 | ASHP | HRCU-A-CB | LX SERIES | 17 | 18000
FRASER-JOHNSTON | TH6B1821 | CF24CXA1+TXV | TMLE100B12MP11 | 10 | 17600 | 4000 | 205527326 | ASHP | HRCU-A-CB | LX SERIES | 17 | 18000
FRASER-JOHNSTON | TH6B1821 | CF/CM30C+TXV | TMLE100B12MP11 | 10 | 17800 | 4000 | 203444842 | ASHP | HRCU-A-CB | LX SERIES | 17 | 18000
CHAMPION HEATING AND COOLING | TH6B1821 | CF/CM30C+TXV | TMLE100B12MP11 | 10 | 17800 | 4000 | 203444843 | ASHP | HRCU-A-CB | LX SERIES | 17 | 18000
GUARDIAN | RHP16L18B23 | CF/CM30C+TXV | RGF1L100BE12MP12 | 10 | 17800 | 4000 | 203444846 | ASHP | HRCU-A-CB |  | 17 | 18000
EVCON | RHP16L18B23 | CF/CM30C+TXV | RGF1L100BE12MP12 | 10 | 17800 | 4000 | 203444847 | ASHP | HRCU-A-CB |  | 17 | 18000
COLEMAN | CH6B1821 | CF/CM/CU30B+TXV | TMLE100B12MP11 | 10 | 17800 | 4000 | 203444848 | ASHP | HRCU-A-CB | LX SERIES | 17 | 18000
LUXAIRE | TH6B1821 | CF/CM/CU30B+TXV | TMLE100B12MP11 | 10 | 17800 | 4000 | 203444849 | ASHP | HRCU-A-CB | LX SERIES | 17 | 18000
FRASER-JOHNSTON | TH6B1821 | CF/CM/CU30B+TXV | TMLE100B12MP11 | 10 | 17800 | 4000 | 203444850 | ASHP | HRCU-A-CB | LX SERIES | 17 | 18000
CHAMPION HEATING AND COOLING | TH6B1821 | CF/CM/CU30B+TXV | TMLE100B12MP11 | 10 | 17800 | 4000 | 203444851 | ASHP | HRCU-A-CB | LX SERIES | 17 | 18000
GUARDIAN | RHP16L18B23 | CF/CM/CU30B+TXV | RGF1L100BE12MP12 | 10 | 17800 | 4000 | 203444854 | ASHP | HRCU-A-CB |  | 17 | 18000
EVCON | RHP16L18B23 | CF/CM/CU30B+TXV | RGF1L100BE12MP12 | 10 | 17800 | 4000 | 203444855 | ASHP | HRCU-A-CB |  | 17 | 18000
COLEMAN | CH6B1821 | CF30BBAA1 | TMLE100B12MP11 | 10 | 17800 | 4000 | 203444856 | ASHP | HRCU-A-CB | LX SERIES | 17 | 18000
LUXAIRE | TH6B1821 | CF30BBAA1 | TMLE100B12MP11 | 10 | 17800 | 4000 | 203444857 | ASHP | HRCU-A-CB | LX SERIES | 17 | 18000
FRASER-JOHNSTON | TH6B1821 | CF30BBAA1 | TMLE100B12MP11 | 10 | 17800 | 4000 | 203444858 | ASHP | HRCU-A-CB | LX SERIES | 17 | 18000
CHAMPION HEATING AND COOLING | TH6B1821 | CF30BBAA1 | TMLE100B12MP11 | 10 | 17800 | 4000 | 203444859 | ASHP | HRCU-A-CB | LX SERIES | 17 | 18000
GUARDIAN | RHP16L18B23 | CF30BBAA1 | RGF1L100BE12MP12 | 10 | 17800 | 4000 | 203444862 | ASHP | HRCU-A-CB |  | 17 | 18000
EVCON | RHP16L18B23 | CF30BBAA1 | RGF1L100BE12MP12 | 10 | 17800 | 4000 | 203444863 | ASHP | HRCU-A-CB |  | 17 | 18000
COLEMAN | CH6B1821 | CM30BBAA1 | TMLE100B12MP11 | 10 | 17800 | 4000 | 203444864 | ASHP | HRCU-A-CB | LX SERIES | 17 | 18000
LUXAIRE | TH6B1821 | CM30BBAA1 | TMLE100B12MP11 | 10 | 17800 | 4000 | 203444865 | ASHP | HRCU-A-CB | LX SERIES | 17 | 18000
FRASER-JOHNSTON | TH6B1821 | CM30BBAA1 | TMLE100B12MP11 | 10 | 17800 | 4000 | 203444866 | ASHP | HRCU-A-CB | LX SERIES | 17 | 18000
CHAMPION HEATING AND COOLING | TH6B1821 | CM30BBAA1 | TMLE100B12MP11 | 10 | 17800 | 4000 | 203444867 | ASHP | HRCU-A-CB | LX SERIES | 17 | 18000
GUARDIAN | RHP16L18B23 | CM30BBAA1 | RGF1L100BE12MP12 | 10 | 17800 | 4000 | 203444870 | ASHP | HRCU-A-CB |  | 17 | 18000
EVCON | RHP16L18B23 | CM30BBAA1 | RGF1L100BE12MP12 | 10 | 17800 | 4000 | 203444871 | ASHP | HRCU-A-CB |  | 17 | 18000
LUXAIRE | TH6B1821 | CF30BBAA1 | TMLE080B12MP11 | 10 | 17800 | 4000 | 203444913 | ASHP | HRCU-A-CB | LX SERIES | 17 | 18000
FRASER-JOHNSTON | TH6B1821 | CF30BBAA1 | TMLE080B12MP11 | 10 | 17800 | 4000 | 203444914 | ASHP | HRCU-A-CB | LX SERIES | 17 | 18000
CHAMPION HEATING AND COOLING | TH6B1821 | CF30BBAA1 | TMLE080B12MP11 | 10 | 17800 | 4000 | 203444915 | ASHP | HRCU-A-CB | LX SERIES | 17 | 18000
GUARDIAN | RHP16L18B23 | CF30BBAA1 | RGF1L080BE12MP12 | 10 | 17800 | 4000 | 203444918 | ASHP | HRCU-A-CB |  | 17 | 18000
EVCON | RHP16L18B23 | CF30BBAA1 | RGF1L080BE12MP12 | 10 | 17800 | 4000 | 203444919 | ASHP | HRCU-A-CB |  | 17 | 18000
COLEMAN | CH6B1821 | CM30BBAA1 | TMLE080B12MP11 | 10 | 17800 | 4000 | 203444920 | ASHP | HRCU-A-CB | LX SERIES | 17 | 18000
LUXAIRE | TH6B1821 | CM30BBAA1 | TMLE080B12MP11 | 10 | 17800 | 4000 | 203444921 | ASHP | HRCU-A-CB | LX SERIES | 17 | 18000
FRASER-JOHNSTON | TH6B1821 | CM30BBAA1 | TMLE080B12MP11 | 10 | 17800 | 4000 | 203444922 | ASHP | HRCU-A-CB | LX SERIES | 17 | 18000
CHAMPION HEATING AND COOLING | TH6B1821 | CM30BBAA1 | TMLE080B12MP11 | 10 | 17800 | 4000 | 203444923 | ASHP | HRCU-A-CB | LX SERIES | 17 | 18000
GUARDIAN | RHP16L18B23 | CM30BBAA1 | RGF1L080BE12MP12 | 10 | 17800 | 4000 | 203444926 | ASHP | HRCU-A-CB |  | 17 | 18000
EVCON | RHP16L18B23 | CM30BBAA1 | RGF1L080BE12MP12 | 10 | 17800 | 4000 | 203444927 | ASHP | HRCU-A-CB |  | 17 | 18000
YORK | YHG18B21 | CF30BXA1+TXV | TM8E100B12MP11 | 10 | 17800 | 4000 | 205509262 | ASHP | HRCU-A-CB | LX SERIES | 17 | 18000
YORK | YHG18B21 | CF30BXA1+TXV | TMLE100B12MP11 | 10 | 17800 | 4000 | 205509264 | ASHP | HRCU-A-CB | LX SERIES | 17 | 18000
YORK | YHG18B21 | CM30BXA1+TXV | TM8E100B12MP11 | 10 | 17800 | 4000 | 205509266 | ASHP | HRCU-A-CB | LX SERIES | 17 | 18000
YORK | YHG18B21 | CU30BXA1+TXV | TM8E100B12MP11 | 10 | 17800 | 4000 | 205509268 | ASHP | HRCU-A-CB | LX SERIES | 17 | 18000
YORK | YHG18B21 | CM30BXA1+TXV | TMLE100B12MP11 | 10 | 17800 | 4000 | 205509270 | ASHP | HRCU-A-CB | LX SERIES | 17 | 18000
YORK | YHG18B21 | CU30BXA1+TXV | TMLE100B12MP11 | 10 | 17800 | 4000 | 205509272 | ASHP | HRCU-A-CB | LX SERIES | 17 | 18000
YORK | YHG18B21 | CF30BXA1+TXV | TM8E080B12MP11 | 10 | 17800 | 4000 | 205509295 | ASHP | HRCU-A-CB | LX SERIES | 17 | 18000
YORK | YHG18B21 | CF30BXA1+TXV | TMLE080B12MP11 | 10 | 17800 | 4000 | 205509297 | ASHP | HRCU-A-CB | LX SERIES | 17 | 18000
YORK | YHG18B21 | CM30BXA1+TXV | TM8E080B12MP11 | 10 | 17800 | 4000 | 205509299 | ASHP | HRCU-A-CB | LX SERIES | 17 | 18000
YORK | YHG18B21 | CU30BXA1+TXV | TM8E080B12MP11 | 10 | 17800 | 4000 | 205509301 | ASHP | HRCU-A-CB | LX SERIES | 17 | 18000
YORK | YHG18B21 | CM30BXA1+TXV | TMLE080B12MP11 | 10 | 17800 | 4000 | 205509303 | ASHP | HRCU-A-CB | LX SERIES | 17 | 18000
YORK | YHG18B21 | CU30BXA1+TXV | TMLE080B12MP11 | 10 | 17800 | 4000 | 205509305 | ASHP | HRCU-A-CB | LX SERIES | 17 | 18000
COLEMAN | CH6B1821 | CF30BXA1+TXV | TM8E080B12MP11 | 10 | 17800 | 4000 | 205527376 | ASHP | HRCU-A-CB | LX SERIES | 17 | 18000
LUXAIRE | TH6B1821 | CF30BXA1+TXV | TM8E080B12MP11 | 10 | 17800 | 4000 | 205527377 | ASHP | HRCU-A-CB | LX SERIES | 17 | 18000
FRASER-JOHNSTON | TH6B1821 | CF30BXA1+TXV | TM8E080B12MP11 | 10 | 17800 | 4000 | 205527378 | ASHP | HRCU-A-CB | LX SERIES | 17 | 18000
CHAMPION HEATING AND COOLING | TH6B1821 | CF30BXA1+TXV | TM8E080B12MP11 | 10 | 17800 | 4000 | 205527379 | ASHP | HRCU-A-CB | LX SERIES | 17 | 18000
GUARDIAN | RHP16L18B21 | CF30BXA1+TXV | RGF1L080BE12MP12 | 10 | 17800 | 4000 | 205527380 | ASHP | HRCU-A-CB |  | 17 | 18000
EVCON | RHP16L18B21 | CF30BXA1+TXV | RGF1L080BE12MP12 | 10 | 17800 | 4000 | 205527381 | ASHP | HRCU-A-CB |  | 17 | 18000
GUARDIAN | RHP16L18B23 | CF30BXA1+TXV | RGF1L080BE12MP12 | 10 | 17800 | 4000 | 205527382 | ASHP | HRCU-A-CB |  | 17 | 18000
EVCON | RHP16L18B23 | CF30BXA1+TXV | RGF1L080BE12MP12 | 10 | 17800 | 4000 | 205527383 | ASHP | HRCU-A-CB |  | 17 | 18000
COLEMAN | CH6B1821 | CF30BXA1+TXV | TMLE080B12MP11 | 10 | 17800 | 4000 | 205527384 | ASHP | HRCU-A-CB | LX SERIES | 17 | 18000
LUXAIRE | TH6B1821 | CF30BXA1+TXV | TMLE080B12MP11 | 10 | 17800 | 4000 | 205527385 | ASHP | HRCU-A-CB | LX SERIES | 17 | 18000
FRASER-JOHNSTON | TH6B1821 | CF30BXA1+TXV | TMLE080B12MP11 | 10 | 17800 | 4000 | 205527386 | ASHP | HRCU-A-CB | LX SERIES | 17 | 18000
CHAMPION HEATING AND COOLING | TH6B1821 | CF30BXA1+TXV | TMLE080B12MP11 | 10 | 17800 | 4000 | 205527387 | ASHP | HRCU-A-CB | LX SERIES | 17 | 18000
COLEMAN | CH6B1821 | CM30BXA1+TXV | TM8E080B12MP11 | 10 | 17800 | 4000 | 205527388 | ASHP | HRCU-A-CB | LX SERIES | 17 | 18000
LUXAIRE | TH6B1821 | CM30BXA1+TXV | TM8E080B12MP11 | 10 | 17800 | 4000 | 205527389 | ASHP | HRCU-A-CB | LX SERIES | 17 | 18000
FRASER-JOHNSTON | TH6B1821 | CM30BXA1+TXV | TM8E080B12MP11 | 10 | 17800 | 4000 | 205527390 | ASHP | HRCU-A-CB | LX SERIES | 17 | 18000
CHAMPION HEATING AND COOLING | TH6B1821 | CM30BXA1+TXV | TM8E080B12MP11 | 10 | 17800 | 4000 | 205527391 | ASHP | HRCU-A-CB | LX SERIES | 17 | 18000
GUARDIAN | RHP16L18B21 | CM30BXA1+TXV | RGF1L080BE12MP12 | 10 | 17800 | 4000 | 205527392 | ASHP | HRCU-A-CB |  | 17 | 18000
EVCON | RHP16L18B21 | CM30BXA1+TXV | RGF1L080BE12MP12 | 10 | 17800 | 4000 | 205527393 | ASHP | HRCU-A-CB |  | 17 | 18000
GUARDIAN | RHP16L18B23 | CM30BXA1+TXV | RGF1L080BE12MP12 | 10 | 17800 | 4000 | 205527394 | ASHP | HRCU-A-CB |  | 17 | 18000
EVCON | RHP16L18B23 | CM30BXA1+TXV | RGF1L080BE12MP12 | 10 | 17800 | 4000 | 205527395 | ASHP | HRCU-A-CB |  | 17 | 18000
COLEMAN | CH6B1821 | CU30BXA1+TXV | TM8E080B12MP11 | 10 | 17800 | 4000 | 205527396 | ASHP | HRCU-A-CB | LX SERIES | 17 | 18000
LUXAIRE | TH6B1821 | CU30BXA1+TXV | TM8E080B12MP11 | 10 | 17800 | 4000 | 205527397 | ASHP | HRCU-A-CB | LX SERIES | 17 | 18000
FRASER-JOHNSTON | TH6B1821 | CU30BXA1+TXV | TM8E080B12MP11 | 10 | 17800 | 4000 | 205527398 | ASHP | HRCU-A-CB | LX SERIES | 17 | 18000
CHAMPION HEATING AND COOLING | TH6B1821 | CU30BXA1+TXV | TM8E080B12MP11 | 10 | 17800 | 4000 | 205527399 | ASHP | HRCU-A-CB | LX SERIES | 17 | 18000
GUARDIAN | RHP16L18B21 | CU30BXA1+TXV | RGF1L080BE12MP12 | 10 | 17800 | 4000 | 205527400 | ASHP | HRCU-A-CB |  | 17 | 18000
EVCON | RHP16L18B21 | CU30BXA1+TXV | RGF1L080BE12MP12 | 10 | 17800 | 4000 | 205527401 | ASHP | HRCU-A-CB |  | 17 | 18000
GUARDIAN | RHP16L18B23 | CU30BXA1+TXV | RGF1L080BE12MP12 | 10 | 17800 | 4000 | 205527402 | ASHP | HRCU-A-CB |  | 17 | 18000
EVCON | RHP16L18B23 | CU30BXA1+TXV | RGF1L080BE12MP12 | 10 | 17800 | 4000 | 205527403 | ASHP | HRCU-A-CB |  | 17 | 18000
COLEMAN | CH6B1821 | CM30BXA1+TXV | TMLE080B12MP11 | 10 | 17800 | 4000 | 205527404 | ASHP | HRCU-A-CB | LX SERIES | 17 | 18000
LUXAIRE | TH6B1821 | CM30BXA1+TXV | TMLE080B12MP11 | 10 | 17800 | 4000 | 205527405 | ASHP | HRCU-A-CB | LX SERIES | 17 | 18000
FRASER-JOHNSTON | TH6B1821 | CM30BXA1+TXV | TMLE080B12MP11 | 10 | 17800 | 4000 | 205527406 | ASHP | HRCU-A-CB | LX SERIES | 17 | 18000
CHAMPION HEATING AND COOLING | TH6B1821 | CM30BXA1+TXV | TMLE080B12MP11 | 10 | 17800 | 4000 | 205527407 | ASHP | HRCU-A-CB | LX SERIES | 17 | 18000
COLEMAN | CH6B1821 | CU30BXA1+TXV | TMLE080B12MP11 | 10 | 17800 | 4000 | 205527408 | ASHP | HRCU-A-CB | LX SERIES | 17 | 18000
LUXAIRE | TH6B1821 | CU30BXA1+TXV | TMLE080B12MP11 | 10 | 17800 | 4000 | 205527409 | ASHP | HRCU-A-CB | LX SERIES | 17 | 18000
FRASER-JOHNSTON | TH6B1821 | CU30BXA1+TXV | TMLE080B12MP11 | 10 | 17800 | 4000 | 205527410 | ASHP | HRCU-A-CB | LX SERIES | 17 | 18000
CHAMPION HEATING AND COOLING | TH6B1821 | CU30BXA1+TXV | TMLE080B12MP11 | 10 | 17800 | 4000 | 205527411 | ASHP | HRCU-A-CB | LX SERIES | 17 | 18000
COLEMAN | CH6B1821 | CF/CM/CU30B+TXV | TMLE080B12MP11 | 10 | 17800 | 4000 | 203444904 | ASHP | HRCU-A-CB | LX SERIES | 17 | 18000
LUXAIRE | TH6B1821 | CF/CM/CU30B+TXV | TMLE080B12MP11 | 10 | 17800 | 4000 | 203444905 | ASHP | HRCU-A-CB | LX SERIES | 17 | 18000
FRASER-JOHNSTON | TH6B1821 | CF/CM/CU30B+TXV | TMLE080B12MP11 | 10 | 17800 | 4000 | 203444906 | ASHP | HRCU-A-CB | LX SERIES | 17 | 18000
CHAMPION HEATING AND COOLING | TH6B1821 | CF/CM/CU30B+TXV | TMLE080B12MP11 | 10 | 17800 | 4000 | 203444907 | ASHP | HRCU-A-CB | LX SERIES | 17 | 18000
GUARDIAN | RHP16L18B23 | CF/CM/CU30B+TXV | RGF1L080BE12MP12 | 10 | 17800 | 4000 | 203444910 | ASHP | HRCU-A-CB |  | 17 | 18000
EVCON | RHP16L18B23 | CF/CM/CU30B+TXV | RGF1L080BE12MP12 | 10 | 17800 | 4000 | 203444911 | ASHP | HRCU-A-CB |  | 17 | 18000
COLEMAN | CH6B1821 | CF30BBAA1 | TMLE080B12MP11 | 10 | 17800 | 4000 | 203444912 | ASHP | HRCU-A-CB | LX SERIES | 17 | 18000
YORK | YHG18B21 | CF/CM30C+TXV | TMLE100B12MP11 | 10 | 17800 | 4000 | 203422032 | ASHP | HRCU-A-CB | LX SERIES | 17 | 18000
YORK | YHG18B21 | CF/CM/CU30B+TXV | TMLE100B12MP11 | 10 | 17800 | 4000 | 203422035 | ASHP | HRCU-A-CB | LX SERIES | 17 | 18000
YORK | YHG18B21 | CF30BBAA1 | TMLE100B12MP11 | 10 | 17800 | 4000 | 203422036 | ASHP | HRCU-A-CB | LX SERIES | 17 | 18000
YORK | YHG18B21 | CM30BBAA1 | TMLE100B12MP11 | 10 | 17800 | 4000 | 203422037 | ASHP | HRCU-A-CB | LX SERIES | 17 | 18000
YORK | YHG18B21 | CF/CM/CU30B+TXV | TMLE080B12MP11 | 10 | 17800 | 4000 | 203422046 | ASHP | HRCU-A-CB | LX SERIES | 17 | 18000
YORK | YHG18B21 | CF30BBAA1 | TMLE080B12MP11 | 10 | 17800 | 4000 | 203422049 | ASHP | HRCU-A-CB | LX SERIES | 17 | 18000
YORK | YHG18B21 | CM30BBAA1 | TMLE080B12MP11 | 10 | 17800 | 4000 | 203422050 | ASHP | HRCU-A-CB | LX SERIES | 17 | 18000
COLEMAN | CH6B1821 | CF/CM30C+TXV | TMLE100B12MP11 | 10 | 17800 | 4000 | 203444840 | ASHP | HRCU-A-CB | LX SERIES | 17 | 18000
LUXAIRE | TH6B1821 | CF/CM30C+TXV | TMLE100B12MP11 | 10 | 17800 | 4000 | 203444841 | ASHP | HRCU-A-CB | LX SERIES | 17 | 18000
CHAMPION HEATING AND COOLING | TH6B1821 | CM30BXA1+TXV | TMLE100B12MP11 | 10 | 17800 | 4000 | 205527311 | ASHP | HRCU-A-CB | LX SERIES | 17 | 18000
COLEMAN | CH6B1821 | CU30BXA1+TXV | TMLE100B12MP11 | 10 | 17800 | 4000 | 205527312 | ASHP | HRCU-A-CB | LX SERIES | 17 | 18000
LUXAIRE | TH6B1821 | CU30BXA1+TXV | TMLE100B12MP11 | 10 | 17800 | 4000 | 205527313 | ASHP | HRCU-A-CB | LX SERIES | 17 | 18000
FRASER-JOHNSTON | TH6B1821 | CU30BXA1+TXV | TMLE100B12MP11 | 10 | 17800 | 4000 | 205527314 | ASHP | HRCU-A-CB | LX SERIES | 17 | 18000
CHAMPION HEATING AND COOLING | TH6B1821 | CU30BXA1+TXV | TMLE100B12MP11 | 10 | 17800 | 4000 | 205527315 | ASHP | HRCU-A-CB | LX SERIES | 17 | 18000
LUXAIRE | TH6B1821 | CU30BXA1+TXV | TM8E100B12MP11 | 10 | 17800 | 4000 | 205527301 | ASHP | HRCU-A-CB | LX SERIES | 17 | 18000
FRASER-JOHNSTON | TH6B1821 | CU30BXA1+TXV | TM8E100B12MP11 | 10 | 17800 | 4000 | 205527302 | ASHP | HRCU-A-CB | LX SERIES | 17 | 18000
CHAMPION HEATING AND COOLING | TH6B1821 | CU30BXA1+TXV | TM8E100B12MP11 | 10 | 17800 | 4000 | 205527303 | ASHP | HRCU-A-CB | LX SERIES | 17 | 18000
GUARDIAN | RHP16L18B21 | CU30BXA1+TXV | RGF1L100BE12MP12 | 10 | 17800 | 4000 | 205527304 | ASHP | HRCU-A-CB |  | 17 | 18000
EVCON | RHP16L18B21 | CU30BXA1+TXV | RGF1L100BE12MP12 | 10 | 17800 | 4000 | 205527305 | ASHP | HRCU-A-CB |  | 17 | 18000
GUARDIAN | RHP16L18B23 | CU30BXA1+TXV | RGF1L100BE12MP12 | 10 | 17800 | 4000 | 205527306 | ASHP | HRCU-A-CB |  | 17 | 18000
EVCON | RHP16L18B23 | CU30BXA1+TXV | RGF1L100BE12MP12 | 10 | 17800 | 4000 | 205527307 | ASHP | HRCU-A-CB |  | 17 | 18000
COLEMAN | CH6B1821 | CM30BXA1+TXV | TMLE100B12MP11 | 10 | 17800 | 4000 | 205527308 | ASHP | HRCU-A-CB | LX SERIES | 17 | 18000
LUXAIRE | TH6B1821 | CM30BXA1+TXV | TMLE100B12MP11 | 10 | 17800 | 4000 | 205527309 | ASHP | HRCU-A-CB | LX SERIES | 17 | 18000
FRASER-JOHNSTON | TH6B1821 | CM30BXA1+TXV | TMLE100B12MP11 | 10 | 17800 | 4000 | 205527310 | ASHP | HRCU-A-CB | LX SERIES | 17 | 18000
GUARDIAN | RHP16L18B23 | CF30BXA1+TXV | RGF1L100BE12MP12 | 10 | 17800 | 4000 | 205527286 | ASHP | HRCU-A-CB |  | 17 | 18000
EVCON | RHP16L18B23 | CF30BXA1+TXV | RGF1L100BE12MP12 | 10 | 17800 | 4000 | 205527287 | ASHP | HRCU-A-CB |  | 17 | 18000
COLEMAN | CH6B1821 | CF30BXA1+TXV | TMLE100B12MP11 | 10 | 17800 | 4000 | 205527288 | ASHP | HRCU-A-CB | LX SERIES | 17 | 18000
LUXAIRE | TH6B1821 | CF30BXA1+TXV | TMLE100B12MP11 | 10 | 17800 | 4000 | 205527289 | ASHP | HRCU-A-CB | LX SERIES | 17 | 18000
FRASER-JOHNSTON | TH6B1821 | CF30BXA1+TXV | TMLE100B12MP11 | 10 | 17800 | 4000 | 205527290 | ASHP | HRCU-A-CB | LX SERIES | 17 | 18000
CHAMPION HEATING AND COOLING | TH6B1821 | CF30BXA1+TXV | TMLE100B12MP11 | 10 | 17800 | 4000 | 205527291 | ASHP | HRCU-A-CB | LX SERIES | 17 | 18000
COLEMAN | CH6B1821 | CM30BXA1+TXV | TM8E100B12MP11 | 10 | 17800 | 4000 | 205527292 | ASHP | HRCU-A-CB | LX SERIES | 17 | 18000
LUXAIRE | TH6B1821 | CM30BXA1+TXV | TM8E100B12MP11 | 10 | 17800 | 4000 | 205527293 | ASHP | HRCU-A-CB | LX SERIES | 17 | 18000
FRASER-JOHNSTON | TH6B1821 | CM30BXA1+TXV | TM8E100B12MP11 | 10 | 17800 | 4000 | 205527294 | ASHP | HRCU-A-CB | LX SERIES | 17 | 18000
CHAMPION HEATING AND COOLING | TH6B1821 | CM30BXA1+TXV | TM8E100B12MP11 | 10 | 17800 | 4000 | 205527295 | ASHP | HRCU-A-CB | LX SERIES | 17 | 18000
GUARDIAN | RHP16L18B21 | CM30BXA1+TXV | RGF1L100BE12MP12 | 10 | 17800 | 4000 | 205527296 | ASHP | HRCU-A-CB |  | 17 | 18000
EVCON | RHP16L18B21 | CM30BXA1+TXV | RGF1L100BE12MP12 | 10 | 17800 | 4000 | 205527297 | ASHP | HRCU-A-CB |  | 17 | 18000
GUARDIAN | RHP16L18B23 | CM30BXA1+TXV | RGF1L100BE12MP12 | 10 | 17800 | 4000 | 205527298 | ASHP | HRCU-A-CB |  | 17 | 18000
EVCON | RHP16L18B23 | CM30BXA1+TXV | RGF1L100BE12MP12 | 10 | 17800 | 4000 | 205527299 | ASHP | HRCU-A-CB |  | 17 | 18000
COLEMAN | CH6B1821 | CU30BXA1+TXV | TM8E100B12MP11 | 10 | 17800 | 4000 | 205527300 | ASHP | HRCU-A-CB | LX SERIES | 17 | 18000
COLEMAN | CH6B1821 | CF30CXA1+TXV | TM8E100B12MP11 | 10 | 17800 | 4000 | 205527256 | ASHP | HRCU-A-CB | LX SERIES | 17 | 18000
LUXAIRE | TH6B1821 | CF30CXA1+TXV | TM8E100B12MP11 | 10 | 17800 | 4000 | 205527257 | ASHP | HRCU-A-CB | LX SERIES | 17 | 18000
FRASER-JOHNSTON | TH6B1821 | CF30CXA1+TXV | TM8E100B12MP11 | 10 | 17800 | 4000 | 205527258 | ASHP | HRCU-A-CB | LX SERIES | 17 | 18000
CHAMPION HEATING AND COOLING | TH6B1821 | CF30CXA1+TXV | TM8E100B12MP11 | 10 | 17800 | 4000 | 205527259 | ASHP | HRCU-A-CB | LX SERIES | 17 | 18000
GUARDIAN | RHP16L18B21 | CF30CXA1+TXV | RGF1L100BE12MP12 | 10 | 17800 | 4000 | 205527260 | ASHP | HRCU-A-CB |  | 17 | 18000
EVCON | RHP16L18B21 | CF30CXA1+TXV | RGF1L100BE12MP12 | 10 | 17800 | 4000 | 205527261 | ASHP | HRCU-A-CB |  | 17 | 18000
GUARDIAN | RHP16L18B23 | CF30CXA1+TXV | RGF1L100BE12MP12 | 10 | 17800 | 4000 | 205527262 | ASHP | HRCU-A-CB |  | 17 | 18000
EVCON | RHP16L18B23 | CF30CXA1+TXV | RGF1L100BE12MP12 | 10 | 17800 | 4000 | 205527263 | ASHP | HRCU-A-CB |  | 17 | 18000
COLEMAN | CH6B1821 | CF30CXA1+TXV | TMLE100B12MP11 | 10 | 17800 | 4000 | 205527264 | ASHP | HRCU-A-CB | LX SERIES | 17 | 18000
LUXAIRE | TH6B1821 | CF30CXA1+TXV | TMLE100B12MP11 | 10 | 17800 | 4000 | 205527265 | ASHP | HRCU-A-CB | LX SERIES | 17 | 18000
FRASER-JOHNSTON | TH6B1821 | CF30CXA1+TXV | TMLE100B12MP11 | 10 | 17800 | 4000 | 205527266 | ASHP | HRCU-A-CB | LX SERIES | 17 | 18000
CHAMPION HEATING AND COOLING | TH6B1821 | CF30CXA1+TXV | TMLE100B12MP11 | 10 | 17800 | 4000 | 205527267 | ASHP | HRCU-A-CB | LX SERIES | 17 | 18000
COLEMAN | CH6B1821 | CM30CXA1+TXV | TM8E100B12MP11 | 10 | 17800 | 4000 | 205527268 | ASHP | HRCU-A-CB | LX SERIES | 17 | 18000
LUXAIRE | TH6B1821 | CM30CXA1+TXV | TM8E100B12MP11 | 10 | 17800 | 4000 | 205527269 | ASHP | HRCU-A-CB | LX SERIES | 17 | 18000
FRASER-JOHNSTON | TH6B1821 | CM30CXA1+TXV | TM8E100B12MP11 | 10 | 17800 | 4000 | 205527270 | ASHP | HRCU-A-CB | LX SERIES | 17 | 18000
CHAMPION HEATING AND COOLING | TH6B1821 | CM30CXA1+TXV | TM8E100B12MP11 | 10 | 17800 | 4000 | 205527271 | ASHP | HRCU-A-CB | LX SERIES | 17 | 18000
GUARDIAN | RHP16L18B21 | CM30CXA1+TXV | RGF1L100BE12MP12 | 10 | 17800 | 4000 | 205527272 | ASHP | HRCU-A-CB |  | 17 | 18000
EVCON | RHP16L18B21 | CM30CXA1+TXV | RGF1L100BE12MP12 | 10 | 17800 | 4000 | 205527273 | ASHP | HRCU-A-CB |  | 17 | 18000
GUARDIAN | RHP16L18B23 | CM30CXA1+TXV | RGF1L100BE12MP12 | 10 | 17800 | 4000 | 205527274 | ASHP | HRCU-A-CB |  | 17 | 18000
EVCON | RHP16L18B23 | CM30CXA1+TXV | RGF1L100BE12MP12 | 10 | 17800 | 4000 | 205527275 | ASHP | HRCU-A-CB |  | 17 | 18000
COLEMAN | CH6B1821 | CM30CXA1+TXV | TMLE100B12MP11 | 10 | 17800 | 4000 | 205527276 | ASHP | HRCU-A-CB | LX SERIES | 17 | 18000
LUXAIRE | TH6B1821 | CM30CXA1+TXV | TMLE100B12MP11 | 10 | 17800 | 4000 | 205527277 | ASHP | HRCU-A-CB | LX SERIES | 17 | 18000
FRASER-JOHNSTON | TH6B1821 | CM30CXA1+TXV | TMLE100B12MP11 | 10 | 17800 | 4000 | 205527278 | ASHP | HRCU-A-CB | LX SERIES | 17 | 18000
CHAMPION HEATING AND COOLING | TH6B1821 | CM30CXA1+TXV | TMLE100B12MP11 | 10 | 17800 | 4000 | 205527279 | ASHP | HRCU-A-CB | LX SERIES | 17 | 18000
COLEMAN | CH6B1821 | CF30BXA1+TXV | TM8E100B12MP11 | 10 | 17800 | 4000 | 205527280 | ASHP | HRCU-A-CB | LX SERIES | 17 | 18000
LUXAIRE | TH6B1821 | CF30BXA1+TXV | TM8E100B12MP11 | 10 | 17800 | 4000 | 205527281 | ASHP | HRCU-A-CB | LX SERIES | 17 | 18000
FRASER-JOHNSTON | TH6B1821 | CF30BXA1+TXV | TM8E100B12MP11 | 10 | 17800 | 4000 | 205527282 | ASHP | HRCU-A-CB | LX SERIES | 17 | 18000
CHAMPION HEATING AND COOLING | TH6B1821 | CF30BXA1+TXV | TM8E100B12MP11 | 10 | 17800 | 4000 | 205527283 | ASHP | HRCU-A-CB | LX SERIES | 17 | 18000
GUARDIAN | RHP16L18B21 | CF30BXA1+TXV | RGF1L100BE12MP12 | 10 | 17800 | 4000 | 205527284 | ASHP | HRCU-A-CB |  | 17 | 18000
EVCON | RHP16L18B21 | CF30BXA1+TXV | RGF1L100BE12MP12 | 10 | 17800 | 4000 | 205527285 | ASHP | HRCU-A-CB |  | 17 | 18000
YORK | YHG18B21 | CF30CXA1+TXV | TM8E100B12MP11 | 10 | 17800 | 4000 | 205509254 | ASHP | HRCU-A-CB | LX SERIES | 17 | 18000
YORK | YHG18B21 | CF30CXA1+TXV | TMLE100B12MP11 | 10 | 17800 | 4000 | 205509255 | ASHP | HRCU-A-CB | LX SERIES | 17 | 18000
YORK | YHG18B21 | CM30CXA1+TXV | TM8E100B12MP11 | 10 | 17800 | 4000 | 205509257 | ASHP | HRCU-A-CB | LX SERIES | 17 | 18000
YORK | YHG18B21 | CM30CXA1+TXV | TMLE100B12MP11 | 10 | 17800 | 4000 | 205509259 | ASHP | HRCU-A-CB | LX SERIES | 17 | 18000
AMERICAN STANDARD | 4A6V0024A1 | 4PX*BU36BS3 | *DHMB060BCV3 | 10 | 18000 | 5000 | 202366079 | ccASHP | HRCU-A-CB |  | 17.5 | 22800 | 1.93 | 70
TRANE | 4TWV0024A1 | 4PX*BU36BS3 | *DHMB060BCV3 | 10 | 18000 | 5000 | 202365939 | ccASHP | HRCU-A-CB |  | 17.5 | 22800 | 1.93 | 70
TRANE | 4TWV0X24A1 | 4PX*BU36BS3 | *DHMB060BCV3 | 10 | 18000 | 5000 | 207526505 | ccASHP | HRCU-A-CB |  | 17.5 | 22800 | 1.93 | 70
AMERICAN STANDARD | 4A6V0X24A1 | 4PX*BU36BS3 | *DHMB060BCV3 | 10 | 18000 | 5000 | 207590219 | ccASHP | HRCU-A-CB |  | 17.5 | 22800 | 1.93 | 70
YORK | YHG18B21 | CM30BBAA1 | TM9E060B12MP11 | 10 | 18000 | 4000 | 202750110 | ASHP | HRCU-A-CB | LX SERIES | 17 | 18000
GUARDIAN | RHP16L18B23 | CM24BBAA1 | TM8X080B12MP11 | 10 | 18000 | 4000 | 202750890 | ASHP | HRCU-A-CB |  | 17 | 18000
EVCON | RHP16L18B23 | CM24BBAA1 | TM8X080B12MP11 | 10 | 18000 | 4000 | 202750891 | ASHP | HRCU-A-CB |  | 17 | 18000
COLEMAN | CH6B1821 | CM24BBAA1 | TMLX080B12MP11 | 10 | 18000 | 4000 | 202750892 | ASHP | HRCU-A-CB | LX SERIES | 17 | 18000
LUXAIRE | TH6B1821 | CM24BBAA1 | TMLX080B12MP11 | 10 | 18000 | 4000 | 202750893 | ASHP | HRCU-A-CB | LX SERIES | 17 | 18000
FRASER-JOHNSTON | TH6B1821 | CM24BBAA1 | TMLX080B12MP11 | 10 | 18000 | 4000 | 202750894 | ASHP | HRCU-A-CB | LX SERIES | 17 | 18000
CHAMPION HEATING AND COOLING | TH6B1821 | CM24BBAA1 | TMLX080B12MP11 | 10 | 18000 | 4000 | 202750895 | ASHP | HRCU-A-CB | LX SERIES | 17 | 18000
GUARDIAN | RHP16L18B23 | CM24BBAA1 | TMLX080B12MP11 | 10 | 18000 | 4000 | 202750900 | ASHP | HRCU-A-CB |  | 17 | 18000
EVCON | RHP16L18B23 | CM24BBAA1 | TMLX080B12MP11 | 10 | 18000 | 4000 | 202750902 | ASHP | HRCU-A-CB |  | 17 | 18000
COLEMAN | CH6B1821 | CM24BBAA1 | TM8Y080B12MP11 | 10 | 18000 | 4000 | 202750904 | ASHP | HRCU-A-CB | LX SERIES | 17 | 18000
LUXAIRE | TH6B1821 | CM24BBAA1 | TM8Y080B12MP11 | 10 | 18000 | 4000 | 202750905 | ASHP | HRCU-A-CB | LX SERIES | 17 | 18000
FRASER-JOHNSTON | TH6B1821 | CM24BBAA1 | TM8Y080B12MP11 | 10 | 18000 | 4000 | 202750906 | ASHP | HRCU-A-CB | LX SERIES | 17 | 18000
CHAMPION HEATING AND COOLING | TH6B1821 | CM24BBAA1 | TM8Y080B12MP11 | 10 | 18000 | 4000 | 202750907 | ASHP | HRCU-A-CB | LX SERIES | 17 | 18000
GUARDIAN | RHP16L18B23 | CM24BBAA1 | TM8Y080B12MP11 | 10 | 18000 | 4000 | 202750912 | ASHP | HRCU-A-CB |  | 17 | 18000
GUARDIAN | RHP16L18B23 | CM24BBAA1 | RGF2L080BE12MP11 | 10 | 18000 | 4000 | 202750913 | ASHP | HRCU-A-CB |  | 17 | 18000
EVCON | RHP16L18B23 | CM24BBAA1 | TM8Y080B12MP11 | 10 | 18000 | 4000 | 202750914 | ASHP | HRCU-A-CB |  | 17 | 18000
EVCON | RHP16L18B23 | CM24BBAA1 | RGF2L080BE12MP11 | 10 | 18000 | 4000 | 202750915 | ASHP | HRCU-A-CB |  | 17 | 18000
COLEMAN | CH6B1821 | CF24BBAA1 | TM8X080B12MP11 | 10 | 18000 | 4000 | 202750916 | ASHP | HRCU-A-CB | LX SERIES | 17 | 18000
LUXAIRE | TH6B1821 | CF24BBAA1 | TM8X080B12MP11 | 10 | 18000 | 4000 | 202750917 | ASHP | HRCU-A-CB | LX SERIES | 17 | 18000
FRASER-JOHNSTON | TH6B1821 | CF24BBAA1 | TM8X080B12MP11 | 10 | 18000 | 4000 | 202750918 | ASHP | HRCU-A-CB | LX SERIES | 17 | 18000
CHAMPION HEATING AND COOLING | TH6B1821 | CF24BBAA1 | TM8X080B12MP11 | 10 | 18000 | 4000 | 202750919 | ASHP | HRCU-A-CB | LX SERIES | 17 | 18000
GUARDIAN | RHP16L18B23 | CF24BBAA1 | TM8X080B12MP11 | 10 | 18000 | 4000 | 202750922 | ASHP | HRCU-A-CB |  | 17 | 18000
EVCON | RHP16L18B23 | CF/CM30C+TXV | TM9Y060B12MP11 | 10 | 18000 | 4000 | 202781066 | ASHP | HRCU-A-CB |  | 17 | 18000
GUARDIAN | RHP16L18B23 | CF/CM/CU30B+TXV | RGF19060BE12MP12 | 10 | 18000 | 4000 | 202781068 | ASHP | HRCU-A-CB |  | 17 | 18000
GUARDIAN | RHP16L18B23 | CF/CM/CU30B+TXV | TM9E060B12MP11 | 10 | 18000 | 4000 | 202781070 | ASHP | HRCU-A-CB |  | 17 | 18000
EVCON | RHP16L18B23 | CF/CM/CU30B+TXV | RGF19060BE12MP12 | 10 | 18000 | 4000 | 202781071 | ASHP | HRCU-A-CB |  | 17 | 18000
EVCON | RHP16L18B23 | CF/CM/CU30B+TXV | TM9E060B12MP11 | 10 | 18000 | 4000 | 202781073 | ASHP | HRCU-A-CB |  | 17 | 18000
GUARDIAN | RHP16L18B23 | CF/CM/CU24B+TXV | TM9Y060B12MP11 | 10 | 18000 | 4000 | 202781083 | ASHP | HRCU-A-CB |  | 17 | 18000
EVCON | RHP16L18B23 | CF/CM/CU24B+TXV | TM9Y060B12MP11 | 10 | 18000 | 4000 | 202781089 | ASHP | HRCU-A-CB |  | 17 | 18000
GUARDIAN | RHP16L18B23 | CF/CM/CU24B+TXV | RGF19060BE12MP12 | 10 | 18000 | 4000 | 202781099 | ASHP | HRCU-A-CB |  | 17 | 18000
GUARDIAN | RHP16L18B23 | CF/CM/CU24B+TXV | TM9E060B12MP11 | 10 | 18000 | 4000 | 202781101 | ASHP | HRCU-A-CB |  | 17 | 18000
EVCON | RHP16L18B23 | CF/CM/CU24B+TXV | RGF19060BE12MP12 | 10 | 18000 | 4000 | 202781103 | ASHP | HRCU-A-CB |  | 17 | 18000
EVCON | RHP16L18B23 | CF/CM/CU24B+TXV | TM9E060B12MP11 | 10 | 18000 | 4000 | 202781105 | ASHP | HRCU-A-CB |  | 17 | 18000
GUARDIAN | RHP16L18B23 | CF/CM/CU24B+TXV | TM9E040A10MP11 | 10 | 18000 | 4000 | 202781139 | ASHP | HRCU-A-CB |  | 17 | 18000
EVCON | RHP16L18B23 | CF/CM/CU24B+TXV | TM9E040A10MP11 | 10 | 18000 | 4000 | 202781143 | ASHP | HRCU-A-CB |  | 17 | 18000
GUARDIAN | RHP16L18B23 | CF/CM/CU24B+TXV | RGF29040AE12MP11 | 10 | 18000 | 4000 | 202781147 | ASHP | HRCU-A-CB |  | 17 | 18000
EVCON | RHP16L18B23 | CF24BBAA1 | TM8X080B12MP11 | 10 | 18000 | 4000 | 202750923 | ASHP | HRCU-A-CB |  | 17 | 18000
COLEMAN | CH6B1821 | CF24BBAA1 | TMLX080B12MP11 | 10 | 18000 | 4000 | 202750924 | ASHP | HRCU-A-CB | LX SERIES | 17 | 18000
LUXAIRE | TH6B1821 | CF24BBAA1 | TMLX080B12MP11 | 10 | 18000 | 4000 | 202750925 | ASHP | HRCU-A-CB | LX SERIES | 17 | 18000
FRASER-JOHNSTON | TH6B1821 | CF24BBAA1 | TMLX080B12MP11 | 10 | 18000 | 4000 | 202750926 | ASHP | HRCU-A-CB | LX SERIES | 17 | 18000
CHAMPION HEATING AND COOLING | TH6B1821 | CF24BBAA1 | TMLX080B12MP11 | 10 | 18000 | 4000 | 202750927 | ASHP | HRCU-A-CB | LX SERIES | 17 | 18000
GUARDIAN | RHP16L18B23 | CF24BBAA1 | TMLX080B12MP11 | 10 | 18000 | 4000 | 202750932 | ASHP | HRCU-A-CB |  | 17 | 18000
EVCON | RHP16L18B23 | CF24BBAA1 | TMLX080B12MP11 | 10 | 18000 | 4000 | 202750934 | ASHP | HRCU-A-CB |  | 17 | 18000
COLEMAN | CH6B1821 | CF24BBAA1 | TM8Y080B12MP11 | 10 | 18000 | 4000 | 202750936 | ASHP | HRCU-A-CB | LX SERIES | 17 | 18000
LUXAIRE | TH6B1821 | CF24BBAA1 | TM8Y080B12MP11 | 10 | 18000 | 4000 | 202750937 | ASHP | HRCU-A-CB | LX SERIES | 17 | 18000
FRASER-JOHNSTON | TH6B1821 | CF24BBAA1 | TM8Y080B12MP11 | 10 | 18000 | 4000 | 202750938 | ASHP | HRCU-A-CB | LX SERIES | 17 | 18000
CHAMPION HEATING AND COOLING | TH6B1821 | CF24BBAA1 | TM8Y080B12MP11 | 10 | 18000 | 4000 | 202750939 | ASHP | HRCU-A-CB | LX SERIES | 17 | 18000
GUARDIAN | RHP16L18B23 | CF24BBAA1 | TM8Y080B12MP11 | 10 | 18000 | 4000 | 202750944 | ASHP | HRCU-A-CB |  | 17 | 18000
GUARDIAN | RHP16L18B23 | CF24BBAA1 | RGF2L080BE12MP11 | 10 | 18000 | 4000 | 202750945 | ASHP | HRCU-A-CB |  | 17 | 18000
EVCON | RHP16L18B23 | CF24BBAA1 | TM8Y080B12MP11 | 10 | 18000 | 4000 | 202750946 | ASHP | HRCU-A-CB |  | 17 | 18000
EVCON | RHP16L18B23 | CF24BBAA1 | RGF2L080BE12MP11 | 10 | 18000 | 4000 | 202750947 | ASHP | HRCU-A-CB |  | 17 | 18000
COLEMAN | CH6B1821 | CF30BBAA1 | TM8X060A12MP11 | 10 | 18000 | 4000 | 202750948 | ASHP | HRCU-A-CB | LX SERIES | 17 | 18000
LUXAIRE | TH6B1821 | CF30BBAA1 | TM8X060A12MP11 | 10 | 18000 | 4000 | 202750949 | ASHP | HRCU-A-CB | LX SERIES | 17 | 18000
FRASER-JOHNSTON | TH6B1821 | CF30BBAA1 | TM8X060A12MP11 | 10 | 18000 | 4000 | 202750950 | ASHP | HRCU-A-CB | LX SERIES | 17 | 18000
CHAMPION HEATING AND COOLING | TH6B1821 | CF30BBAA1 | TM8X060A12MP11 | 10 | 18000 | 4000 | 202750951 | ASHP | HRCU-A-CB | LX SERIES | 17 | 18000
GUARDIAN | RHP16L18B23 | CF30BBAA1 | TM8X060A12MP11 | 10 | 18000 | 4000 | 202750954 | ASHP | HRCU-A-CB |  | 17 | 18000
EVCON | RHP16L18B23 | CF30BBAA1 | TM8X060A12MP11 | 10 | 18000 | 4000 | 202750955 | ASHP | HRCU-A-CB |  | 17 | 18000
COLEMAN | CH6B1821 | CF30BBAA1 | TMLX060A12MP11 | 10 | 18000 | 4000 | 202750956 | ASHP | HRCU-A-CB | LX SERIES | 17 | 18000
LUXAIRE | TH6B1821 | CF30BBAA1 | TMLX060A12MP11 | 10 | 18000 | 4000 | 202750957 | ASHP | HRCU-A-CB | LX SERIES | 17 | 18000
FRASER-JOHNSTON | TH6B1821 | CF30BBAA1 | TMLX060A12MP11 | 10 | 18000 | 4000 | 202750958 | ASHP | HRCU-A-CB | LX SERIES | 17 | 18000
CHAMPION HEATING AND COOLING | TH6B1821 | CF30BBAA1 | TMLX060A12MP11 | 10 | 18000 | 4000 | 202750959 | ASHP | HRCU-A-CB | LX SERIES | 17 | 18000
GUARDIAN | RHP16L18B23 | CF30BBAA1 | TMLX060A12MP11 | 10 | 18000 | 4000 | 202750964 | ASHP | HRCU-A-CB |  | 17 | 18000
GUARDIAN | RHP16L18B23 | CF30BBAA1 | RGF1L060AE12MP11 | 10 | 18000 | 4000 | 202750965 | ASHP | HRCU-A-CB |  | 17 | 18000
EVCON | RHP16L18B23 | CF30BBAA1 | TMLX060A12MP11 | 10 | 18000 | 4000 | 202750966 | ASHP | HRCU-A-CB |  | 17 | 18000
EVCON | RHP16L18B23 | CF30BBAA1 | RGF1L060AE12MP11 | 10 | 18000 | 4000 | 202750967 | ASHP | HRCU-A-CB |  | 17 | 18000
COLEMAN | CH6B1821 | CF30BBAA1 | TM8Y060A12MP11 | 10 | 18000 | 4000 | 202750968 | ASHP | HRCU-A-CB | LX SERIES | 17 | 18000
LUXAIRE | TH6B1821 | CF30BBAA1 | TM8Y060A12MP11 | 10 | 18000 | 4000 | 202750969 | ASHP | HRCU-A-CB | LX SERIES | 17 | 18000
FRASER-JOHNSTON | TH6B1821 | CF30BBAA1 | TM8Y060A12MP11 | 10 | 18000 | 4000 | 202750970 | ASHP | HRCU-A-CB | LX SERIES | 17 | 18000
CHAMPION HEATING AND COOLING | TH6B1821 | CF30BBAA1 | TM8Y060A12MP11 | 10 | 18000 | 4000 | 202750971 | ASHP | HRCU-A-CB | LX SERIES | 17 | 18000
GUARDIAN | RHP16L18B23 | CF30BBAA1 | TM8Y060A12MP11 | 10 | 18000 | 4000 | 202750976 | ASHP | HRCU-A-CB |  | 17 | 18000
EVCON | RHP16L18B23 | CF30BBAA1 | TM8Y060A12MP11 | 10 | 18000 | 4000 | 202750978 | ASHP | HRCU-A-CB |  | 17 | 18000
COLEMAN | CH6B1821 | CM30BBAA1 | TM8X060A12MP11 | 10 | 18000 | 4000 | 202750980 | ASHP | HRCU-A-CB | LX SERIES | 17 | 18000
LUXAIRE | TH6B1821 | CM30BBAA1 | TM8X060A12MP11 | 10 | 18000 | 4000 | 202750981 | ASHP | HRCU-A-CB | LX SERIES | 17 | 18000
FRASER-JOHNSTON | TH6B1821 | CM30BBAA1 | TM8X060A12MP11 | 10 | 18000 | 4000 | 202750982 | ASHP | HRCU-A-CB | LX SERIES | 17 | 18000
CHAMPION HEATING AND COOLING | TH6B1821 | CM30BBAA1 | TM8X060A12MP11 | 10 | 18000 | 4000 | 202750983 | ASHP | HRCU-A-CB | LX SERIES | 17 | 18000
GUARDIAN | RHP16L18B23 | CM30BBAA1 | TM8X060A12MP11 | 10 | 18000 | 4000 | 202750986 | ASHP | HRCU-A-CB |  | 17 | 18000
YORK | YHG18B21 | CM24BBAA1+ME12BN21 |  | 10 | 18000 | 4000 | 202751957 | ASHP | HRCU-A-CB | LX SERIES | 17 | 18000
GUARDIAN | RHP16L18B23 | CM24BBAA1+ME12BN21 |  | 10 | 18000 | 4000 | 202751965 | ASHP | HRCU-A-CB |  | 17 | 18000
EVCON | RHP16L18B23 | CM24BBAA1+ME12BN21 |  | 10 | 18000 | 4000 | 202751966 | ASHP | HRCU-A-CB |  | 17 | 18000
COLEMAN | CH6B1821 | CM24BBAA1+ME12BN21 |  | 10 | 18000 | 4000 | 202751967 | ASHP | HRCU-A-CB | LX SERIES | 17 | 18000
LUXAIRE | TH6B1821 | CM24BBAA1+ME12BN21 |  | 10 | 18000 | 4000 | 202751968 | ASHP | HRCU-A-CB | LX SERIES | 17 | 18000
FRASER-JOHNSTON | TH6B1821 | CM24BBAA1+ME12BN21 |  | 10 | 18000 | 4000 | 202751969 | ASHP | HRCU-A-CB | LX SERIES | 17 | 18000
CHAMPION HEATING AND COOLING | TH6B1821 | CM24BBAA1+ME12BN21 |  | 10 | 18000 | 4000 | 202751970 | ASHP | HRCU-A-CB | LX SERIES | 17 | 18000
YORK | YHG18B21 | CF24BBAA1 | TM9Y080B12MP11 | 10 | 18000 | 4000 | 202750107 | ASHP | HRCU-A-CB | LX SERIES | 17 | 18000
YORK | YHG18B21 | CF30BBAA1 | TM9E060B12MP11 | 10 | 18000 | 4000 | 202750108 | ASHP | HRCU-A-CB | LX SERIES | 17 | 18000
YORK | YHG18B21 | CF30BBAA1 | TM9Y060B12MP11 | 10 | 18000 | 4000 | 202750109 | ASHP | HRCU-A-CB | LX SERIES | 17 | 18000
EVCON | RHP16L18B23 | CF/CM30C+TXV | TM8Y080B12MP11 | 10 | 18000 | 4000 | 202781274 | ASHP | HRCU-A-CB |  | 17 | 18000
EVCON | RHP16L18B23 | CF/CM30C+TXV | RGF2L080BE12MP11 | 10 | 18000 | 4000 | 202781276 | ASHP | HRCU-A-CB |  | 17 | 18000
GUARDIAN | RHP16L18B23 | CF/CM/CU30B+TXV | TM8X080B12MP11 | 10 | 18000 | 4000 | 202781278 | ASHP | HRCU-A-CB |  | 17 | 18000
EVCON | RHP16L18B23 | CF/CM/CU30B+TXV | TM8X080B12MP11 | 10 | 18000 | 4000 | 202781280 | ASHP | HRCU-A-CB |  | 17 | 18000
GUARDIAN | RHP16L18B23 | CF/CM/CU30B+TXV | TMLX080B12MP11 | 10 | 18000 | 4000 | 202781282 | ASHP | HRCU-A-CB |  | 17 | 18000
EVCON | RHP16L18B23 | CF/CM/CU30B+TXV | TMLX080B12MP11 | 10 | 18000 | 4000 | 202781286 | ASHP | HRCU-A-CB |  | 17 | 18000
GUARDIAN | RHP16L18B23 | CF/CM/CU24B+TXV | TM8Y080B12MP11 | 10 | 18000 | 4000 | 202781306 | ASHP | HRCU-A-CB |  | 17 | 18000
GUARDIAN | RHP16L18B23 | CF/CM/CU24B+TXV | RGF2L080BE12MP11 | 10 | 18000 | 4000 | 202781308 | ASHP | HRCU-A-CB |  | 17 | 18000
EVCON | RHP16L18B23 | CF/CM/CU24B+TXV | TM8Y080B12MP11 | 10 | 18000 | 4000 | 202781310 | ASHP | HRCU-A-CB |  | 17 | 18000
EVCON | RHP16L18B23 | CF/CM/CU24B+TXV | RGF2L080BE12MP11 | 10 | 18000 | 4000 | 202781312 | ASHP | HRCU-A-CB |  | 17 | 18000
GUARDIAN | RHP16L18B23 | CF/CM/CU30B+TXV | TM8Y060A12MP11 | 10 | 18000 | 4000 | 202781314 | ASHP | HRCU-A-CB |  | 17 | 18000
EVCON | RHP16L18B23 | CF/CM/CU30B+TXV | TM8Y060A12MP11 | 10 | 18000 | 4000 | 202781318 | ASHP | HRCU-A-CB |  | 17 | 18000
GUARDIAN | RHP16L18B23 | CF/CM/CU24B+TXV | TM8X080B12MP11 | 10 | 18000 | 4000 | 202781322 | ASHP | HRCU-A-CB |  | 17 | 18000
EVCON | RHP16L18B23 | CF/CM/CU24B+TXV | TM8X080B12MP11 | 10 | 18000 | 4000 | 202781324 | ASHP | HRCU-A-CB |  | 17 | 18000
GUARDIAN | RHP16L18B23 | CF/CM/CU24B+TXV | TMLX080B12MP11 | 10 | 18000 | 4000 | 202781326 | ASHP | HRCU-A-CB |  | 17 | 18000
YORK | YHG18B21 | CF/CM30C+TXV | TP9C080B12MP12 | 10 | 18000 | 4000 | 202779201 | ASHP | HRCU-A-CB | LX SERIES | 17 | 18000
YORK | YHG18B21 | CF/CM/CU30B+TXV | TP9C080B12MP12 | 10 | 18000 | 4000 | 202779207 | ASHP | HRCU-A-CB | LX SERIES | 17 | 18000
YORK | YHG18B21 | CF/CM/CU24B+TXV | TP9C080B12MP12 | 10 | 18000 | 4000 | 202779219 | ASHP | HRCU-A-CB | LX SERIES | 17 | 18000
YORK | YHG18B21 | CF/CM30C+TXV | TPLC080B12MP12 | 10 | 18000 | 4000 | 202779227 | ASHP | HRCU-A-CB | LX SERIES | 17 | 18000
YORK | YHG18B21 | CF/CM/CU30B+TXV | TPLC080B12MP12 | 10 | 18000 | 4000 | 202779235 | ASHP | HRCU-A-CB | LX SERIES | 17 | 18000
YORK | YHG18B21 | CF/CM/CU24B+TXV | TPLC080B12MP12 | 10 | 18000 | 4000 | 202779251 | ASHP | HRCU-A-CB | LX SERIES | 17 | 18000
COLEMAN | CH6B1821 | CF/CM30C+TXV | TP9C080B12MP12 | 10 | 18000 | 4000 | 202780844 | ASHP | HRCU-A-CB | LX SERIES | 17 | 18000
LUXAIRE | TH6B1821 | CF/CM30C+TXV | TP9C080B12MP12 | 10 | 18000 | 4000 | 202780846 | ASHP | HRCU-A-CB | LX SERIES | 17 | 18000
FRASER-JOHNSTON | TH6B1821 | CF/CM30C+TXV | TP9C080B12MP12 | 10 | 18000 | 4000 | 202780847 | ASHP | HRCU-A-CB | LX SERIES | 17 | 18000
CHAMPION HEATING AND COOLING | TH6B1821 | CF/CM30C+TXV | TP9C080B12MP12 | 10 | 18000 | 4000 | 202780850 | ASHP | HRCU-A-CB | LX SERIES | 17 | 18000
COLEMAN | CH6B1821 | CF/CM/CU30B+TXV | TP9C080B12MP12 | 10 | 18000 | 4000 | 202780864 | ASHP | HRCU-A-CB | LX SERIES | 17 | 18000
LUXAIRE | TH6B1821 | CF/CM/CU30B+TXV | TP9C080B12MP12 | 10 | 18000 | 4000 | 202780865 | ASHP | HRCU-A-CB | LX SERIES | 17 | 18000
FRASER-JOHNSTON | TH6B1821 | CF/CM/CU30B+TXV | TP9C080B12MP12 | 10 | 18000 | 4000 | 202780867 | ASHP | HRCU-A-CB | LX SERIES | 17 | 18000
CHAMPION HEATING AND COOLING | TH6B1821 | CF/CM/CU30B+TXV | TP9C080B12MP12 | 10 | 18000 | 4000 | 202780869 | ASHP | HRCU-A-CB | LX SERIES | 17 | 18000
COLEMAN | CH6B1821 | CF/CM/CU24B+TXV | TP9C080B12MP12 | 10 | 18000 | 4000 | 202780903 | ASHP | HRCU-A-CB | LX SERIES | 17 | 18000
LUXAIRE | TH6B1821 | CF/CM/CU24B+TXV | TP9C080B12MP12 | 10 | 18000 | 4000 | 202780905 | ASHP | HRCU-A-CB | LX SERIES | 17 | 18000
FRASER-JOHNSTON | TH6B1821 | CF/CM/CU24B+TXV | TP9C080B12MP12 | 10 | 18000 | 4000 | 202780907 | ASHP | HRCU-A-CB | LX SERIES | 17 | 18000
CHAMPION HEATING AND COOLING | TH6B1821 | CF/CM/CU24B+TXV | TP9C080B12MP12 | 10 | 18000 | 4000 | 202780909 | ASHP | HRCU-A-CB | LX SERIES | 17 | 18000
GUARDIAN | RHP16L18B23 | CF/CM30C+TXV | RGF19100CE16MP12 | 10 | 18000 | 4000 | 202780916 | ASHP | HRCU-A-CB |  | 17 | 18000
GUARDIAN | RHP16L18B23 | CF/CM30C+TXV | TM9E100C16MP11 | 10 | 18000 | 4000 | 202780918 | ASHP | HRCU-A-CB |  | 17 | 18000
EVCON | RHP16L18B23 | CF/CM30C+TXV | RGF19100CE16MP12 | 10 | 18000 | 4000 | 202780920 | ASHP | HRCU-A-CB |  | 17 | 18000
EVCON | RHP16L18B23 | CF/CM30C+TXV | TM9E100C16MP11 | 10 | 18000 | 4000 | 202780922 | ASHP | HRCU-A-CB |  | 17 | 18000
GUARDIAN | RHP16L18B23 | CF/CM30C+TXV | TM9Y100C16MP11 | 10 | 18000 | 4000 | 202780924 | ASHP | HRCU-A-CB |  | 17 | 18000
EVCON | RHP16L18B23 | CF/CM30C+TXV | TM9Y100C16MP11 | 10 | 18000 | 4000 | 202780930 | ASHP | HRCU-A-CB |  | 17 | 18000
GUARDIAN | RHP16L18B23 | CF/CM30C+TXV | RGF19080CE16MP12 | 10 | 18000 | 4000 | 202780948 | ASHP | HRCU-A-CB |  | 17 | 18000
GUARDIAN | RHP16L18B23 | CF/CM30C+TXV | TM9E080C16MP11 | 10 | 18000 | 4000 | 202780950 | ASHP | HRCU-A-CB |  | 17 | 18000
EVCON | RHP16L18B23 | CF/CM30C+TXV | RGF19080CE16MP12 | 10 | 18000 | 4000 | 202780952 | ASHP | HRCU-A-CB |  | 17 | 18000
EVCON | RHP16L18B23 | CF/CM30C+TXV | TM9E080C16MP11 | 10 | 18000 | 4000 | 202780954 | ASHP | HRCU-A-CB |  | 17 | 18000
GUARDIAN | RHP16L18B23 | CF/CM30C+TXV | TM9Y080C16MP11 | 10 | 18000 | 4000 | 202780956 | ASHP | HRCU-A-CB |  | 17 | 18000
EVCON | RHP16L18B23 | CF/CM30C+TXV | TM9Y080C16MP11 | 10 | 18000 | 4000 | 202780962 | ASHP | HRCU-A-CB |  | 17 | 18000
GUARDIAN | RHP16L18B23 | CF/CM30C+TXV | TM9E080B12MP11 | 10 | 18000 | 4000 | 202780982 | ASHP | HRCU-A-CB |  | 17 | 18000
EVCON | RHP16L18B23 | CF/CM30C+TXV | TM9E080B12MP11 | 10 | 18000 | 4000 | 202780986 | ASHP | HRCU-A-CB |  | 17 | 18000
GUARDIAN | RHP16L18B23 | CF/CM/CU30B+TXV | TM9Y080B12MP11 | 10 | 18000 | 4000 | 202780988 | ASHP | HRCU-A-CB |  | 17 | 18000
EVCON | RHP16L18B23 | CF/CM/CU30B+TXV | TM9Y080B12MP11 | 10 | 18000 | 4000 | 202780994 | ASHP | HRCU-A-CB |  | 17 | 18000
GUARDIAN | RHP16L18B23 | CF/CM30C+TXV | TM9Y080B12MP11 | 10 | 18000 | 4000 | 202780996 | ASHP | HRCU-A-CB |  | 17 | 18000
EVCON | RHP16L18B23 | CF/CM30C+TXV | TM9Y080B12MP11 | 10 | 18000 | 4000 | 202781002 | ASHP | HRCU-A-CB |  | 17 | 18000
GUARDIAN | RHP16L18B23 | CF/CM/CU30B+TXV | TM9E080B12MP11 | 10 | 18000 | 4000 | 202781006 | ASHP | HRCU-A-CB |  | 17 | 18000
EVCON | RHP16L18B23 | CF/CM/CU30B+TXV | TM9E080B12MP11 | 10 | 18000 | 4000 | 202781010 | ASHP | HRCU-A-CB |  | 17 | 18000
GUARDIAN | RHP16L18B23 | CF/CM/CU24B+TXV | TM9Y080B12MP11 | 10 | 18000 | 4000 | 202781020 | ASHP | HRCU-A-CB |  | 17 | 18000
EVCON | RHP16L18B23 | CF/CM/CU24B+TXV | TM9Y080B12MP11 | 10 | 18000 | 4000 | 202781026 | ASHP | HRCU-A-CB |  | 17 | 18000
GUARDIAN | RHP16L18B23 | CF/CM/CU24B+TXV | TM9E080B12MP11 | 10 | 18000 | 4000 | 202781038 | ASHP | HRCU-A-CB |  | 17 | 18000
EVCON | RHP16L18B23 | CF/CM/CU24B+TXV | TM9E080B12MP11 | 10 | 18000 | 4000 | 202781042 | ASHP | HRCU-A-CB |  | 17 | 18000
GUARDIAN | RHP16L18B23 | CF/CM30C+TXV | RGF19060BE12MP12 | 10 | 18000 | 4000 | 202781044 | ASHP | HRCU-A-CB |  | 17 | 18000
GUARDIAN | RHP16L18B23 | CF/CM30C+TXV | TM9E060B12MP11 | 10 | 18000 | 4000 | 202781046 | ASHP | HRCU-A-CB |  | 17 | 18000
EVCON | RHP16L18B23 | CF/CM30C+TXV | RGF19060BE12MP12 | 10 | 18000 | 4000 | 202781048 | ASHP | HRCU-A-CB |  | 17 | 18000
EVCON | RHP16L18B23 | CF/CM30C+TXV | TM9E060B12MP11 | 10 | 18000 | 4000 | 202781050 | ASHP | HRCU-A-CB |  | 17 | 18000
GUARDIAN | RHP16L18B23 | CF/CM/CU30B+TXV | TM9Y060B12MP11 | 10 | 18000 | 4000 | 202781052 | ASHP | HRCU-A-CB |  | 17 | 18000
EVCON | RHP16L18B23 | CF/CM/CU30B+TXV | TM9Y060B12MP11 | 10 | 18000 | 4000 | 202781058 | ASHP | HRCU-A-CB |  | 17 | 18000
GUARDIAN | RHP16L18B23 | CF/CM30C+TXV | TM9Y060B12MP11 | 10 | 18000 | 4000 | 202781060 | ASHP | HRCU-A-CB |  | 17 | 18000
LUXAIRE | TH6B1821 | CF/CM/CU24A+TXV | TM9V040A10MP12 | 10 | 18000 | 4000 | 202415100 | ASHP | HRCU-A-CB | LX SERIES | 17 | 18000
FRASER-JOHNSTON | TH6B1821 | CF/CM/CU24A+TXV | TM9V040A10MP12 | 10 | 18000 | 4000 | 202415101 | ASHP | HRCU-A-CB | LX SERIES | 17 | 18000
CHAMPION HEATING AND COOLING | TH6B1821 | CF/CM/CU24A+TXV | TM9V040A10MP12 | 10 | 18000 | 4000 | 202415102 | ASHP | HRCU-A-CB | LX SERIES | 17 | 18000
COLEMAN | CH6B1821 | CF/CM30C+TXV | TM9E100C16MP11 | 10 | 18000 | 4000 | 202415103 | ASHP | HRCU-A-CB | LX SERIES | 17 | 18000
LUXAIRE | TH6B1821 | CF/CM30C+TXV | TM9E100C16MP11 | 10 | 18000 | 4000 | 202415104 | ASHP | HRCU-A-CB | LX SERIES | 17 | 18000
FRASER-JOHNSTON | TH6B1821 | CF/CM30C+TXV | TM9E100C16MP11 | 10 | 18000 | 4000 | 202415105 | ASHP | HRCU-A-CB | LX SERIES | 17 | 18000
CHAMPION HEATING AND COOLING | TH6B1821 | CF/CM30C+TXV | TM9E100C16MP11 | 10 | 18000 | 4000 | 202415106 | ASHP | HRCU-A-CB | LX SERIES | 17 | 18000
COLEMAN | CH6B1821 | CF/CM30C+TXV | TM9Y100C16MP11 | 10 | 18000 | 4000 | 202415107 | ASHP | HRCU-A-CB | LX SERIES | 17 | 18000
LUXAIRE | TH6B1821 | CF/CM30C+TXV | TM9Y100C16MP11 | 10 | 18000 | 4000 | 202415108 | ASHP | HRCU-A-CB | LX SERIES | 17 | 18000
FRASER-JOHNSTON | TH6B1821 | CF/CM30C+TXV | TM9Y100C16MP11 | 10 | 18000 | 4000 | 202415109 | ASHP | HRCU-A-CB | LX SERIES | 17 | 18000
CHAMPION HEATING AND COOLING | TH6B1821 | CF/CM30C+TXV | TM9Y100C16MP11 | 10 | 18000 | 4000 | 202415110 | ASHP | HRCU-A-CB | LX SERIES | 17 | 18000
COLEMAN | CH6B1821 | CF/CM30C+TXV | TM9E080C16MP11 | 10 | 18000 | 4000 | 202415119 | ASHP | HRCU-A-CB | LX SERIES | 17 | 18000
LUXAIRE | TH6B1821 | CF/CM30C+TXV | TM9E080C16MP11 | 10 | 18000 | 4000 | 202415120 | ASHP | HRCU-A-CB | LX SERIES | 17 | 18000
FRASER-JOHNSTON | TH6B1821 | CF/CM30C+TXV | TM9E080C16MP11 | 10 | 18000 | 4000 | 202415121 | ASHP | HRCU-A-CB | LX SERIES | 17 | 18000
CHAMPION HEATING AND COOLING | TH6B1821 | CF/CM30C+TXV | TM9E080C16MP11 | 10 | 18000 | 4000 | 202415122 | ASHP | HRCU-A-CB | LX SERIES | 17 | 18000
COLEMAN | CH6B1821 | CF/CM30C+TXV | TM9Y080C16MP11 | 10 | 18000 | 4000 | 202415123 | ASHP | HRCU-A-CB | LX SERIES | 17 | 18000
LUXAIRE | TH6B1821 | CF/CM30C+TXV | TM9Y080C16MP11 | 10 | 18000 | 4000 | 202415124 | ASHP | HRCU-A-CB | LX SERIES | 17 | 18000
FRASER-JOHNSTON | TH6B1821 | CF/CM30C+TXV | TM9Y080C16MP11 | 10 | 18000 | 4000 | 202415125 | ASHP | HRCU-A-CB | LX SERIES | 17 | 18000
CHAMPION HEATING AND COOLING | TH6B1821 | CF/CM30C+TXV | TM9Y080C16MP11 | 10 | 18000 | 4000 | 202415126 | ASHP | HRCU-A-CB | LX SERIES | 17 | 18000
COLEMAN | CH6B1821 | CF/CM30C+TXV | TM9E080B12MP11 | 10 | 18000 | 4000 | 202415135 | ASHP | HRCU-A-CB | LX SERIES | 17 | 18000
LUXAIRE | TH6B1821 | CF/CM30C+TXV | TM9E080B12MP11 | 10 | 18000 | 4000 | 202415136 | ASHP | HRCU-A-CB | LX SERIES | 17 | 18000
FRASER-JOHNSTON | TH6B1821 | CF/CM30C+TXV | TM9E080B12MP11 | 10 | 18000 | 4000 | 202415137 | ASHP | HRCU-A-CB | LX SERIES | 17 | 18000
CHAMPION HEATING AND COOLING | TH6B1821 | CF/CM30C+TXV | TM9E080B12MP11 | 10 | 18000 | 4000 | 202415138 | ASHP | HRCU-A-CB | LX SERIES | 17 | 18000
COLEMAN | CH6B1821 | CF/CM30C+TXV | TM9Y080B12MP11 | 10 | 18000 | 4000 | 202415139 | ASHP | HRCU-A-CB | LX SERIES | 17 | 18000
LUXAIRE | TH6B1821 | CF/CM30C+TXV | TM9Y080B12MP11 | 10 | 18000 | 4000 | 202415140 | ASHP | HRCU-A-CB | LX SERIES | 17 | 18000
FRASER-JOHNSTON | TH6B1821 | CF/CM30C+TXV | TM9Y080B12MP11 | 10 | 18000 | 4000 | 202415141 | ASHP | HRCU-A-CB | LX SERIES | 17 | 18000
CHAMPION HEATING AND COOLING | TH6B1821 | CF/CM30C+TXV | TM9Y080B12MP11 | 10 | 18000 | 4000 | 202415142 | ASHP | HRCU-A-CB | LX SERIES | 17 | 18000
COLEMAN | CH6B1821 | CF/CM/CU30B+TXV | TM9E080B12MP11 | 10 | 18000 | 4000 | 202415143 | ASHP | HRCU-A-CB | LX SERIES | 17 | 18000
LUXAIRE | TH6B1821 | CF/CM/CU30B+TXV | TM9E080B12MP11 | 10 | 18000 | 4000 | 202415144 | ASHP | HRCU-A-CB | LX SERIES | 17 | 18000
FRASER-JOHNSTON | TH6B1821 | CF/CM/CU30B+TXV | TM9E080B12MP11 | 10 | 18000 | 4000 | 202415145 | ASHP | HRCU-A-CB | LX SERIES | 17 | 18000
CHAMPION HEATING AND COOLING | TH6B1821 | CF/CM/CU30B+TXV | TM9E080B12MP11 | 10 | 18000 | 4000 | 202415146 | ASHP | HRCU-A-CB | LX SERIES | 17 | 18000
GUARDIAN | RHP16L18B23 | CF/CM/CU24B+TXV | TM9Y040A10MP11 | 10 | 18000 | 4000 | 202781149 | ASHP | HRCU-A-CB |  | 17 | 18000
EVCON | RHP16L18B23 | CF/CM/CU24B+TXV | RGF29040AE12MP11 | 10 | 18000 | 4000 | 202781151 | ASHP | HRCU-A-CB |  | 17 | 18000
EVCON | RHP16L18B23 | CF/CM/CU24B+TXV | TM9Y040A10MP11 | 10 | 18000 | 4000 | 202781153 | ASHP | HRCU-A-CB |  | 17 | 18000
GUARDIAN | RHP16L18B23 | CF/CM/CU24A+TXV | RGF29040AE12MP11 | 10 | 18000 | 4000 | 202781155 | ASHP | HRCU-A-CB |  | 17 | 18000
GUARDIAN | RHP16L18B23 | CF/CM/CU24A+TXV | TM9Y040A10MP11 | 10 | 18000 | 4000 | 202781157 | ASHP | HRCU-A-CB |  | 17 | 18000
EVCON | RHP16L18B23 | CF/CM/CU24A+TXV | RGF29040AE12MP11 | 10 | 18000 | 4000 | 202781159 | ASHP | HRCU-A-CB |  | 17 | 18000
EVCON | RHP16L18B23 | CF/CM/CU24A+TXV | TM9Y040A10MP11 | 10 | 18000 | 4000 | 202781161 | ASHP | HRCU-A-CB |  | 17 | 18000
GUARDIAN | RHP16L18B23 | CF/CM/CU24A+TXV | TM9E040A10MP11 | 10 | 18000 | 4000 | 202781163 | ASHP | HRCU-A-CB |  | 17 | 18000
EVCON | RHP16L18B23 | CF/CM/CU24A+TXV | TM9E040A10MP11 | 10 | 18000 | 4000 | 202781167 | ASHP | HRCU-A-CB |  | 17 | 18000
GUARDIAN | RHP16L18B23 | CF/CM30C+TXV | TM8X100C16MP11 | 10 | 18000 | 4000 | 202781171 | ASHP | HRCU-A-CB |  | 17 | 18000
EVCON | RHP16L18B23 | CF/CM30C+TXV | TM8X100C16MP11 | 10 | 18000 | 4000 | 202781173 | ASHP | HRCU-A-CB |  | 17 | 18000
GUARDIAN | RHP16L18B23 | CF/CM30C+TXV | TM8X080C16MP11 | 10 | 18000 | 4000 | 202781175 | ASHP | HRCU-A-CB |  | 17 | 18000
EVCON | RHP16L18B23 | CF/CM30C+TXV | TM8X080C16MP11 | 10 | 18000 | 4000 | 202781177 | ASHP | HRCU-A-CB |  | 17 | 18000
GUARDIAN | RHP16L18B23 | CF/CM30C+TXV | TMLX080C16MP11 | 10 | 18000 | 4000 | 202781179 | ASHP | HRCU-A-CB |  | 17 | 18000
GUARDIAN | RHP16L18B23 | CF/CM30C+TXV | RGF1L080CE16MP11 | 10 | 18000 | 4000 | 202781181 | ASHP | HRCU-A-CB |  | 17 | 18000
EVCON | RHP16L18B23 | CF/CM30C+TXV | TMLX080C16MP11 | 10 | 18000 | 4000 | 202781183 | ASHP | HRCU-A-CB |  | 17 | 18000
EVCON | RHP16L18B23 | CF/CM30C+TXV | RGF1L080CE16MP11 | 10 | 18000 | 4000 | 202781185 | ASHP | HRCU-A-CB |  | 17 | 18000
GUARDIAN | RHP16L18B23 | CF/CM30C+TXV | TM8Y100C16MP11 | 10 | 18000 | 4000 | 202781195 | ASHP | HRCU-A-CB |  | 17 | 18000
GUARDIAN | RHP16L18B23 | CF/CM30C+TXV | RGF2L100CE16MP11 | 10 | 18000 | 4000 | 202781197 | ASHP | HRCU-A-CB |  | 17 | 18000
EVCON | RHP16L18B23 | CF/CM30C+TXV | TM8Y100C16MP11 | 10 | 18000 | 4000 | 202781199 | ASHP | HRCU-A-CB |  | 17 | 18000
EVCON | RHP16L18B23 | CF/CM30C+TXV | RGF2L100CE16MP11 | 10 | 18000 | 4000 | 202781201 | ASHP | HRCU-A-CB |  | 17 | 18000
GUARDIAN | RHP16L18B23 | CF/CM30C+TXV | TM8Y080C16MP11 | 10 | 18000 | 4000 | 202781203 | ASHP | HRCU-A-CB |  | 17 | 18000
EVCON | RHP16L18B23 | CF/CM30C+TXV | TM8Y080C16MP11 | 10 | 18000 | 4000 | 202781207 | ASHP | HRCU-A-CB |  | 17 | 18000
GUARDIAN | RHP16L18B23 | CF/CM/CU30B+TXV | TM8Y080B12MP11 | 10 | 18000 | 4000 | 202781250 | ASHP | HRCU-A-CB |  | 17 | 18000
GUARDIAN | RHP16L18B23 | CF/CM/CU30B+TXV | RGF2L080BE12MP11 | 10 | 18000 | 4000 | 202781252 | ASHP | HRCU-A-CB |  | 17 | 18000
EVCON | RHP16L18B23 | CF/CM/CU30B+TXV | TM8Y080B12MP11 | 10 | 18000 | 4000 | 202781254 | ASHP | HRCU-A-CB |  | 17 | 18000
EVCON | RHP16L18B23 | CF/CM/CU30B+TXV | RGF2L080BE12MP11 | 10 | 18000 | 4000 | 202781256 | ASHP | HRCU-A-CB |  | 17 | 18000
GUARDIAN | RHP16L18B23 | CF/CM30C+TXV | TM8X080B12MP11 | 10 | 18000 | 4000 | 202781259 | ASHP | HRCU-A-CB |  | 17 | 18000
EVCON | RHP16L18B23 | CF/CM30C+TXV | TM8X080B12MP11 | 10 | 18000 | 4000 | 202781261 | ASHP | HRCU-A-CB |  | 17 | 18000
GUARDIAN | RHP16L18B23 | CF/CM30C+TXV | TMLX080B12MP11 | 10 | 18000 | 4000 | 202781263 | ASHP | HRCU-A-CB |  | 17 | 18000
EVCON | RHP16L18B23 | CF/CM30C+TXV | TMLX080B12MP11 | 10 | 18000 | 4000 | 202781266 | ASHP | HRCU-A-CB |  | 17 | 18000
GUARDIAN | RHP16L18B23 | CF/CM30C+TXV | TM8Y080B12MP11 | 10 | 18000 | 4000 | 202781270 | ASHP | HRCU-A-CB |  | 17 | 18000
GUARDIAN | RHP16L18B23 | CF/CM30C+TXV | RGF2L080BE12MP11 | 10 | 18000 | 4000 | 202781272 | ASHP | HRCU-A-CB |  | 17 | 18000
YORK | YHG18B21 | CF24BBAA1 | TM9E080B12MP11 | 10 | 18000 | 4000 | 202750106 | ASHP | HRCU-A-CB | LX SERIES | 17 | 18000
COLEMAN | CH6B1821 | CF/CM/CU30B+TXV | TM9Y080B12MP11 | 10 | 18000 | 4000 | 202415147 | ASHP | HRCU-A-CB | LX SERIES | 17 | 18000
LUXAIRE | TH6B1821 | CF/CM/CU30B+TXV | TM9Y080B12MP11 | 10 | 18000 | 4000 | 202415148 | ASHP | HRCU-A-CB | LX SERIES | 17 | 18000
FRASER-JOHNSTON | TH6B1821 | CF/CM/CU30B+TXV | TM9Y080B12MP11 | 10 | 18000 | 4000 | 202415149 | ASHP | HRCU-A-CB | LX SERIES | 17 | 18000
CHAMPION HEATING AND COOLING | TH6B1821 | CF/CM/CU30B+TXV | TM9Y080B12MP11 | 10 | 18000 | 4000 | 202415150 | ASHP | HRCU-A-CB | LX SERIES | 17 | 18000
COLEMAN | CH6B1821 | CF/CM/CU24B+TXV | TM9E080B12MP11 | 10 | 18000 | 4000 | 202415159 | ASHP | HRCU-A-CB | LX SERIES | 17 | 18000
LUXAIRE | TH6B1821 | CF/CM/CU24B+TXV | TM9E080B12MP11 | 10 | 18000 | 4000 | 202415160 | ASHP | HRCU-A-CB | LX SERIES | 17 | 18000
FRASER-JOHNSTON | TH6B1821 | CF/CM/CU24B+TXV | TM9E080B12MP11 | 10 | 18000 | 4000 | 202415161 | ASHP | HRCU-A-CB | LX SERIES | 17 | 18000
CHAMPION HEATING AND COOLING | TH6B1821 | CF/CM/CU24B+TXV | TM9E080B12MP11 | 10 | 18000 | 4000 | 202415162 | ASHP | HRCU-A-CB | LX SERIES | 17 | 18000
COLEMAN | CH6B1821 | CF/CM/CU24B+TXV | TM9Y080B12MP11 | 10 | 18000 | 4000 | 202415163 | ASHP | HRCU-A-CB | LX SERIES | 17 | 18000
LUXAIRE | TH6B1821 | CF/CM/CU24B+TXV | TM9Y080B12MP11 | 10 | 18000 | 4000 | 202415164 | ASHP | HRCU-A-CB | LX SERIES | 17 | 18000
FRASER-JOHNSTON | TH6B1821 | CF/CM/CU24B+TXV | TM9Y080B12MP11 | 10 | 18000 | 4000 | 202415165 | ASHP | HRCU-A-CB | LX SERIES | 17 | 18000
YORK | YHG18B21 | CF30BBAA1 | TM9V080B12MP12 | 10 | 18000 | 4000 | 202750057 | ASHP | HRCU-A-CB | LX SERIES | 17 | 18000
YORK | YHG18B21 | CF30BBAA1 | TP9C080B12MP13 | 10 | 18000 | 4000 | 202750058 | ASHP | HRCU-A-CB | LX SERIES | 17 | 18000
YORK | YHG18B21 | CF30BBAA1 | YP9C080B12MP13 | 10 | 18000 | 4000 | 202750059 | ASHP | HRCU-A-CB | LX SERIES | 17 | 18000
YORK | YHG18B21 | CM30BBAA1 | TM9V080B12MP12 | 10 | 18000 | 4000 | 202750060 | ASHP | HRCU-A-CB | LX SERIES | 17 | 18000
YORK | YHG18B21 | CM30BBAA1 | TP9C080B12MP13 | 10 | 18000 | 4000 | 202750061 | ASHP | HRCU-A-CB | LX SERIES | 17 | 18000
YORK | YHG18B21 | CM30BBAA1 | YP9C080B12MP13 | 10 | 18000 | 4000 | 202750062 | ASHP | HRCU-A-CB | LX SERIES | 17 | 18000
YORK | YHG18B21 | CF30BBAA1 | TP9C080B12MP12 | 10 | 18000 | 4000 | 202750064 | ASHP | HRCU-A-CB | LX SERIES | 17 | 18000
YORK | YHG18B21 | CM30BBAA1 | TP9C080B12MP12 | 10 | 18000 | 4000 | 202750067 | ASHP | HRCU-A-CB | LX SERIES | 17 | 18000
YORK | YHG18B21 | CM24BBAA1 | TM9V080B12MP12 | 10 | 18000 | 4000 | 202750069 | ASHP | HRCU-A-CB | LX SERIES | 17 | 18000
YORK | YHG18B21 | CM24BBAA1 | TP9C080B12MP13 | 10 | 18000 | 4000 | 202750070 | ASHP | HRCU-A-CB | LX SERIES | 17 | 18000
YORK | YHG18B21 | CM24BBAA1 | YP9C080B12MP13 | 10 | 18000 | 4000 | 202750071 | ASHP | HRCU-A-CB | LX SERIES | 17 | 18000
YORK | YHG18B21 | CF24BBAA1 | TM9V080B12MP12 | 10 | 18000 | 4000 | 202750072 | ASHP | HRCU-A-CB | LX SERIES | 17 | 18000
YORK | YHG18B21 | CF24BBAA1 | TP9C080B12MP13 | 10 | 18000 | 4000 | 202750073 | ASHP | HRCU-A-CB | LX SERIES | 17 | 18000
YORK | YHG18B21 | CF24BBAA1 | YP9C080B12MP13 | 10 | 18000 | 4000 | 202750074 | ASHP | HRCU-A-CB | LX SERIES | 17 | 18000
YORK | YHG18B21 | CM24BBAA1 | TP9C080B12MP12 | 10 | 18000 | 4000 | 202750076 | ASHP | HRCU-A-CB | LX SERIES | 17 | 18000
YORK | YHG18B21 | CF24BBAA1 | TP9C080B12MP12 | 10 | 18000 | 4000 | 202750079 | ASHP | HRCU-A-CB | LX SERIES | 17 | 18000
YORK | YHG18B21 | CF30BBAA1 | TM9V060B12MP12 | 10 | 18000 | 4000 | 202750081 | ASHP | HRCU-A-CB | LX SERIES | 17 | 18000
YORK | YHG18B21 | CF30BBAA1 | TP9C060B12MP13 | 10 | 18000 | 4000 | 202750082 | ASHP | HRCU-A-CB | LX SERIES | 17 | 18000
YORK | YHG18B21 | CF30BBAA1 | YP9C060B12MP13 | 10 | 18000 | 4000 | 202750083 | ASHP | HRCU-A-CB | LX SERIES | 17 | 18000
YORK | YHG18B21 | CM30BBAA1 | TM9V060B12MP12 | 10 | 18000 | 4000 | 202750084 | ASHP | HRCU-A-CB | LX SERIES | 17 | 18000
YORK | YHG18B21 | CM30BBAA1 | TP9C060B12MP13 | 10 | 18000 | 4000 | 202750085 | ASHP | HRCU-A-CB | LX SERIES | 17 | 18000
YORK | YHG18B21 | CM30BBAA1 | YP9C060B12MP13 | 10 | 18000 | 4000 | 202750086 | ASHP | HRCU-A-CB | LX SERIES | 17 | 18000
YORK | YHG18B21 | CM24BBAA1 | TM9V060B12MP12 | 10 | 18000 | 4000 | 202750087 | ASHP | HRCU-A-CB | LX SERIES | 17 | 18000
YORK | YHG18B21 | CM24BBAA1 | TP9C060B12MP13 | 10 | 18000 | 4000 | 202750088 | ASHP | HRCU-A-CB | LX SERIES | 17 | 18000
YORK | YHG18B21 | CM24BBAA1 | YP9C060B12MP13 | 10 | 18000 | 4000 | 202750089 | ASHP | HRCU-A-CB | LX SERIES | 17 | 18000
YORK | YHG18B21 | CF24BBAA1 | TM9V060B12MP12 | 10 | 18000 | 4000 | 202750090 | ASHP | HRCU-A-CB | LX SERIES | 17 | 18000
YORK | YHG18B21 | CF24BBAA1 | TP9C060B12MP13 | 10 | 18000 | 4000 | 202750091 | ASHP | HRCU-A-CB | LX SERIES | 17 | 18000
YORK | YHG18B21 | CF24BBAA1 | YP9C060B12MP13 | 10 | 18000 | 4000 | 202750092 | ASHP | HRCU-A-CB | LX SERIES | 17 | 18000
YORK | YHG18B21 | CM24BBAA1 | TM9V040A10MP12 | 10 | 18000 | 4000 | 202750096 | ASHP | HRCU-A-CB | LX SERIES | 17 | 18000
YORK | YHG18B21 | CF24BBAA1 | TM9V040A10MP12 | 10 | 18000 | 4000 | 202750097 | ASHP | HRCU-A-CB | LX SERIES | 17 | 18000
YORK | YHG18B21 | CM24ABAA1 | TM9V040A10MP12 | 10 | 18000 | 4000 | 202750098 | ASHP | HRCU-A-CB | LX SERIES | 17 | 18000
YORK | YHG18B21 | CF24ABAA1 | TM9V040A10MP12 | 10 | 18000 | 4000 | 202750099 | ASHP | HRCU-A-CB | LX SERIES | 17 | 18000
YORK | YHG18B21 | CF30BBAA1 | TM9E080B12MP11 | 10 | 18000 | 4000 | 202750100 | ASHP | HRCU-A-CB | LX SERIES | 17 | 18000
YORK | YHG18B21 | CF30BBAA1 | TM9Y080B12MP11 | 10 | 18000 | 4000 | 202750101 | ASHP | HRCU-A-CB | LX SERIES | 17 | 18000
YORK | YHG18B21 | CM30BBAA1 | TM9E080B12MP11 | 10 | 18000 | 4000 | 202750102 | ASHP | HRCU-A-CB | LX SERIES | 17 | 18000
YORK | YHG18B21 | CM30BBAA1 | TM9Y080B12MP11 | 10 | 18000 | 4000 | 202750103 | ASHP | HRCU-A-CB | LX SERIES | 17 | 18000
YORK | YHG18B21 | CM24BBAA1 | TM9E080B12MP11 | 10 | 18000 | 4000 | 202750104 | ASHP | HRCU-A-CB | LX SERIES | 17 | 18000
LUXAIRE | TH6B1821 | CF/CM/CU24B+TXV | TM9V060B12MP12 | 10 | 18000 | 4000 | 202415078 | ASHP | HRCU-A-CB | LX SERIES | 17 | 18000
FRASER-JOHNSTON | TH6B1821 | CF/CM/CU24B+TXV | TM9V060B12MP12 | 10 | 18000 | 4000 | 202415079 | ASHP | HRCU-A-CB | LX SERIES | 17 | 18000
CHAMPION HEATING AND COOLING | TH6B1821 | CF/CM/CU24B+TXV | TM9V060B12MP12 | 10 | 18000 | 4000 | 202415080 | ASHP | HRCU-A-CB | LX SERIES | 17 | 18000
COLEMAN | CH6B1821 | CF/CM/CU24B+TXV | TP9C060B12MP13 | 10 | 18000 | 4000 | 202415081 | ASHP | HRCU-A-CB | LX SERIES | 17 | 18000
LUXAIRE | TH6B1821 | CF/CM/CU24B+TXV | TP9C060B12MP13 | 10 | 18000 | 4000 | 202415082 | ASHP | HRCU-A-CB | LX SERIES | 17 | 18000
FRASER-JOHNSTON | TH6B1821 | CF/CM/CU24B+TXV | TP9C060B12MP13 | 10 | 18000 | 4000 | 202415083 | ASHP | HRCU-A-CB | LX SERIES | 17 | 18000
CHAMPION HEATING AND COOLING | TH6B1821 | CF/CM/CU24B+TXV | TP9C060B12MP13 | 10 | 18000 | 4000 | 202415084 | ASHP | HRCU-A-CB | LX SERIES | 17 | 18000
COLEMAN | CH6B1821 | CF/CM/CU24B+TXV | CP9C060B12MP13 | 10 | 18000 | 4000 | 202415085 | ASHP | HRCU-A-CB | LX SERIES | 17 | 18000
LUXAIRE | TH6B1821 | CF/CM/CU24B+TXV | LP9C060B12MP13 | 10 | 18000 | 4000 | 202415086 | ASHP | HRCU-A-CB | LX SERIES | 17 | 18000
COLEMAN | CH6B1821 | CF/CM/CU24B+TXV | TM9V040A10MP12 | 10 | 18000 | 4000 | 202415095 | ASHP | HRCU-A-CB | LX SERIES | 17 | 18000
LUXAIRE | TH6B1821 | CF/CM/CU24B+TXV | TM9V040A10MP12 | 10 | 18000 | 4000 | 202415096 | ASHP | HRCU-A-CB | LX SERIES | 17 | 18000
FRASER-JOHNSTON | TH6B1821 | CF/CM/CU24B+TXV | TM9V040A10MP12 | 10 | 18000 | 4000 | 202415097 | ASHP | HRCU-A-CB | LX SERIES | 17 | 18000
CHAMPION HEATING AND COOLING | TH6B1821 | CF/CM/CU24B+TXV | TM9V040A10MP12 | 10 | 18000 | 4000 | 202415098 | ASHP | HRCU-A-CB | LX SERIES | 17 | 18000
COLEMAN | CH6B1821 | CF/CM/CU24A+TXV | TM9V040A10MP12 | 10 | 18000 | 4000 | 202415099 | ASHP | HRCU-A-CB | LX SERIES | 17 | 18000
EVCON | RHP16L18B23 | CF/CM30B+ME08BN21+TXV |  | 10 | 18000 | 4000 | 202781652 | ASHP | HRCU-A-CB |  | 17 | 18000
GUARDIAN | RHP16L18B23 | CF/CM24B+ME08BN21+TXV |  | 10 | 18000 | 4000 | 202781654 | ASHP | HRCU-A-CB |  | 17 | 18000
EVCON | RHP16L18B23 | CF/CM24B+ME08BN21+TXV |  | 10 | 18000 | 4000 | 202781656 | ASHP | HRCU-A-CB |  | 17 | 18000
GUARDIAN | RHP16L18B23 | RFCX30BE10MP22+TXV |  | 10 | 18000 | 4000 | 202781666 | ASHP | HRCU-A-CB |  | 17 | 18000
GUARDIAN | RHP16L18B23 | AE30BX21+TXV |  | 10 | 18000 | 4000 | 202781668 | ASHP | HRCU-A-CB |  | 17 | 18000
EVCON | RHP16L18B23 | AE30BX21+TXV |  | 10 | 18000 | 4000 | 202781670 | ASHP | HRCU-A-CB |  | 17 | 18000
EVCON | RHP16L18B23 | RFCX30BE10MP22+TXV |  | 10 | 18000 | 4000 | 202781672 | ASHP | HRCU-A-CB |  | 17 | 18000
GUARDIAN | RHP16L18B23 | RFCX24BE08MP22+TXV |  | 10 | 18000 | 4000 | 202781674 | ASHP | HRCU-A-CB |  | 17 | 18000
GUARDIAN | RHP16L18B23 | AE24BX21+TXV |  | 10 | 18000 | 4000 | 202781676 | ASHP | HRCU-A-CB |  | 17 | 18000
EVCON | RHP16L18B23 | AE24BX21+TXV |  | 10 | 18000 | 4000 | 202781678 | ASHP | HRCU-A-CB |  | 17 | 18000
EVCON | RHP16L18B23 | RFCX24BE08MP22+TXV |  | 10 | 18000 | 4000 | 202781680 | ASHP | HRCU-A-CB |  | 17 | 18000
EVCON | RHP16L18B23 | CF/CM/CU24B+TXV | TMLX080B12MP11 | 10 | 18000 | 4000 | 202781330 | ASHP | HRCU-A-CB |  | 17 | 18000
GUARDIAN | RHP16L18B23 | CF/CM/CU30B+TXV | TM8X060A12MP11 | 10 | 18000 | 4000 | 202781338 | ASHP | HRCU-A-CB |  | 17 | 18000
EVCON | RHP16L18B23 | CF/CM/CU30B+TXV | TM8X060A12MP11 | 10 | 18000 | 4000 | 202781340 | ASHP | HRCU-A-CB |  | 17 | 18000
EVCON | RHP16L18B23 | CF/CM/CU30B+TXV | TMLX060A12MP11 | 10 | 18000 | 4000 | 202781342 | ASHP | HRCU-A-CB |  | 17 | 18000
EVCON | RHP16L18B23 | CF/CM/CU30B+TXV | RGF1L060AE12MP11 | 10 | 18000 | 4000 | 202781344 | ASHP | HRCU-A-CB |  | 17 | 18000
GUARDIAN | RHP16L18B23 | CF/CM/CU24B+TXV | TM8Y060A12MP11 | 10 | 18000 | 4000 | 202781354 | ASHP | HRCU-A-CB |  | 17 | 18000
EVCON | RHP16L18B23 | CF/CM/CU24B+TXV | TM8Y060A12MP11 | 10 | 18000 | 4000 | 202781358 | ASHP | HRCU-A-CB |  | 17 | 18000
GUARDIAN | RHP16L18B23 | CF/CM/CU30B+TXV | TMLX060A12MP11 | 10 | 18000 | 4000 | 202781362 | ASHP | HRCU-A-CB |  | 17 | 18000
GUARDIAN | RHP16L18B23 | CF/CM/CU30B+TXV | RGF1L060AE12MP11 | 10 | 18000 | 4000 | 202781364 | ASHP | HRCU-A-CB |  | 17 | 18000
GUARDIAN | RHP16L18B23 | CF/CM/CU24B+TXV | TM8X060A12MP11 | 10 | 18000 | 4000 | 202781378 | ASHP | HRCU-A-CB |  | 17 | 18000
EVCON | RHP16L18B23 | CF/CM/CU24B+TXV | TM8X060A12MP11 | 10 | 18000 | 4000 | 202781380 | ASHP | HRCU-A-CB |  | 17 | 18000
GUARDIAN | RHP16L18B23 | CF/CM/CU24B+TXV | TMLX060A12MP11 | 10 | 18000 | 4000 | 202781382 | ASHP | HRCU-A-CB |  | 17 | 18000
GUARDIAN | RHP16L18B23 | CF/CM/CU24B+TXV | RGF1L060AE12MP11 | 10 | 18000 | 4000 | 202781384 | ASHP | HRCU-A-CB |  | 17 | 18000
EVCON | RHP16L18B23 | CF/CM/CU24B+TXV | TMLX060A12MP11 | 10 | 18000 | 4000 | 202781386 | ASHP | HRCU-A-CB |  | 17 | 18000
EVCON | RHP16L18B23 | CF/CM/CU24B+TXV | RGF1L060AE12MP11 | 10 | 18000 | 4000 | 202781388 | ASHP | HRCU-A-CB |  | 17 | 18000
GUARDIAN | RHP16L18B23 | CF/CM/CU24A+TXV | TM8X060A12MP11 | 10 | 18000 | 4000 | 202781390 | ASHP | HRCU-A-CB |  | 17 | 18000
EVCON | RHP16L18B23 | CF/CM/CU24A+TXV | TM8X060A12MP11 | 10 | 18000 | 4000 | 202781392 | ASHP | HRCU-A-CB |  | 17 | 18000
GUARDIAN | RHP16L18B23 | CF/CM/CU24A+TXV | TMLX060A12MP11 | 10 | 18000 | 4000 | 202781394 | ASHP | HRCU-A-CB |  | 17 | 18000
GUARDIAN | RHP16L18B23 | CF/CM/CU24A+TXV | RGF1L060AE12MP11 | 10 | 18000 | 4000 | 202781396 | ASHP | HRCU-A-CB |  | 17 | 18000
EVCON | RHP16L18B23 | CF/CM/CU24A+TXV | TMLX060A12MP11 | 10 | 18000 | 4000 | 202781398 | ASHP | HRCU-A-CB |  | 17 | 18000
EVCON | RHP16L18B23 | CF/CM/CU24A+TXV | RGF1L060AE12MP11 | 10 | 18000 | 4000 | 202781400 | ASHP | HRCU-A-CB |  | 17 | 18000
GUARDIAN | RHP16L18B23 | CF/CM/CU24A+TXV | TM8Y060A12MP11 | 10 | 18000 | 4000 | 202781402 | ASHP | HRCU-A-CB |  | 17 | 18000
EVCON | RHP16L18B23 | CF/CM/CU24A+TXV | TM8Y060A12MP11 | 10 | 18000 | 4000 | 202781406 | ASHP | HRCU-A-CB |  | 17 | 18000
COLEMAN | CH6B1821 | CF/CM30C+TXV | TPLC080B12MP12 | 10 | 18000 | 4000 | 202781427 | ASHP | HRCU-A-CB | LX SERIES | 17 | 18000
LUXAIRE | TH6B1821 | CF/CM30C+TXV | TPLC080B12MP12 | 10 | 18000 | 4000 | 202781429 | ASHP | HRCU-A-CB | LX SERIES | 17 | 18000
FRASER-JOHNSTON | TH6B1821 | CF/CM30C+TXV | TPLC080B12MP12 | 10 | 18000 | 4000 | 202781431 | ASHP | HRCU-A-CB | LX SERIES | 17 | 18000
CHAMPION HEATING AND COOLING | TH6B1821 | CF/CM30C+TXV | TPLC080B12MP12 | 10 | 18000 | 4000 | 202781433 | ASHP | HRCU-A-CB | LX SERIES | 17 | 18000
COLEMAN | CH6B1821 | CF/CM/CU30B+TXV | TPLC080B12MP12 | 10 | 18000 | 4000 | 202781455 | ASHP | HRCU-A-CB | LX SERIES | 17 | 18000
LUXAIRE | TH6B1821 | CF/CM/CU30B+TXV | TPLC080B12MP12 | 10 | 18000 | 4000 | 202781457 | ASHP | HRCU-A-CB | LX SERIES | 17 | 18000
FRASER-JOHNSTON | TH6B1821 | CF/CM/CU30B+TXV | TPLC080B12MP12 | 10 | 18000 | 4000 | 202781459 | ASHP | HRCU-A-CB | LX SERIES | 17 | 18000
CHAMPION HEATING AND COOLING | TH6B1821 | CF/CM/CU30B+TXV | TPLC080B12MP12 | 10 | 18000 | 4000 | 202781461 | ASHP | HRCU-A-CB | LX SERIES | 17 | 18000
COLEMAN | CH6B1821 | CF/CM/CU24B+TXV | TPLC080B12MP12 | 10 | 18000 | 4000 | 202781511 | ASHP | HRCU-A-CB | LX SERIES | 17 | 18000
LUXAIRE | TH6B1821 | CF/CM/CU24B+TXV | TPLC080B12MP12 | 10 | 18000 | 4000 | 202781514 | ASHP | HRCU-A-CB | LX SERIES | 17 | 18000
FRASER-JOHNSTON | TH6B1821 | CF/CM/CU24B+TXV | TPLC080B12MP12 | 10 | 18000 | 4000 | 202781516 | ASHP | HRCU-A-CB | LX SERIES | 17 | 18000
CHAMPION HEATING AND COOLING | TH6B1821 | CF/CM/CU24B+TXV | TPLC080B12MP12 | 10 | 18000 | 4000 | 202781517 | ASHP | HRCU-A-CB | LX SERIES | 17 | 18000
GUARDIAN | RHP16L18B23 | CF/CM30C+ME12CN21+TXV |  | 10 | 18000 | 4000 | 202781634 | ASHP | HRCU-A-CB |  | 17 | 18000
EVCON | RHP16L18B23 | CF/CM30C+ME12CN21+TXV |  | 10 | 18000 | 4000 | 202781636 | ASHP | HRCU-A-CB |  | 17 | 18000
GUARDIAN | RHP16L18B23 | CF/CM30B+ME12BN21+TXV |  | 10 | 18000 | 4000 | 202781642 | ASHP | HRCU-A-CB |  | 17 | 18000
EVCON | RHP16L18B23 | CF/CM30B+ME12BN21+TXV |  | 10 | 18000 | 4000 | 202781644 | ASHP | HRCU-A-CB |  | 17 | 18000
GUARDIAN | RHP16L18B23 | CF/CM24B+ME12BN21+TXV |  | 10 | 18000 | 4000 | 202781646 | ASHP | HRCU-A-CB |  | 17 | 18000
EVCON | RHP16L18B23 | CF/CM24B+ME12BN21+TXV |  | 10 | 18000 | 4000 | 202781648 | ASHP | HRCU-A-CB |  | 17 | 18000
GUARDIAN | RHP16L18B23 | CF/CM30B+ME08BN21+TXV |  | 10 | 18000 | 4000 | 202781650 | ASHP | HRCU-A-CB |  | 17 | 18000
YORK | YHG18B21 | CM24BBAA1 | TM9Y080B12MP11 | 10 | 18000 | 4000 | 202750105 | ASHP | HRCU-A-CB | LX SERIES | 17 | 18000
CHAMPION HEATING AND COOLING | TH6B1821 | CF30BBAA1 | TPLC080B12MP13 | 10 | 18000 | 4000 | 202751183 | ASHP | HRCU-A-CB | LX SERIES | 17 | 18000
LUXAIRE | TH6B1821 | CF30BBAA1 | LPLC080B12MP13 | 10 | 18000 | 4000 | 202751185 | ASHP | HRCU-A-CB | LX SERIES | 17 | 18000
COLEMAN | CH6B1821 | CM30BBAA1 | TM8V080B12MP12 | 10 | 18000 | 4000 | 202751186 | ASHP | HRCU-A-CB | LX SERIES | 17 | 18000
LUXAIRE | TH6B1821 | CM30BBAA1 | TM8V080B12MP12 | 10 | 18000 | 4000 | 202751187 | ASHP | HRCU-A-CB | LX SERIES | 17 | 18000
FRASER-JOHNSTON | TH6B1821 | CM30BBAA1 | TM8V080B12MP12 | 10 | 18000 | 4000 | 202751188 | ASHP | HRCU-A-CB | LX SERIES | 17 | 18000
CHAMPION HEATING AND COOLING | TH6B1821 | CM30BBAA1 | TM8V080B12MP12 | 10 | 18000 | 4000 | 202751189 | ASHP | HRCU-A-CB | LX SERIES | 17 | 18000
COLEMAN | CH6B1821 | CM30BBAA1 | TPLC080B12MP13 | 10 | 18000 | 4000 | 202751194 | ASHP | HRCU-A-CB | LX SERIES | 17 | 18000
LUXAIRE | TH6B1821 | CM30BBAA1 | TPLC080B12MP13 | 10 | 18000 | 4000 | 202751195 | ASHP | HRCU-A-CB | LX SERIES | 17 | 18000
FRASER-JOHNSTON | TH6B1821 | CM30BBAA1 | TPLC080B12MP13 | 10 | 18000 | 4000 | 202751196 | ASHP | HRCU-A-CB | LX SERIES | 17 | 18000
CHAMPION HEATING AND COOLING | TH6B1821 | CM30BBAA1 | TPLC080B12MP13 | 10 | 18000 | 4000 | 202751197 | ASHP | HRCU-A-CB | LX SERIES | 17 | 18000
LUXAIRE | TH6B1821 | CM30BBAA1 | LPLC080B12MP13 | 10 | 18000 | 4000 | 202751199 | ASHP | HRCU-A-CB | LX SERIES | 17 | 18000
COLEMAN | CH6B1821 | CF30BBAA1 | TPLC080B12MP12 | 10 | 18000 | 4000 | 202751208 | ASHP | HRCU-A-CB | LX SERIES | 17 | 18000
LUXAIRE | TH6B1821 | CF30BBAA1 | TPLC080B12MP12 | 10 | 18000 | 4000 | 202751209 | ASHP | HRCU-A-CB | LX SERIES | 17 | 18000
FRASER-JOHNSTON | TH6B1821 | CF30BBAA1 | TPLC080B12MP12 | 10 | 18000 | 4000 | 202751210 | ASHP | HRCU-A-CB | LX SERIES | 17 | 18000
CHAMPION HEATING AND COOLING | TH6B1821 | CF30BBAA1 | TPLC080B12MP12 | 10 | 18000 | 4000 | 202751211 | ASHP | HRCU-A-CB | LX SERIES | 17 | 18000
COLEMAN | CH6B1821 | CM30BBAA1 | TPLC080B12MP12 | 10 | 18000 | 4000 | 202751222 | ASHP | HRCU-A-CB | LX SERIES | 17 | 18000
LUXAIRE | TH6B1821 | CM30BBAA1 | TPLC080B12MP12 | 10 | 18000 | 4000 | 202751223 | ASHP | HRCU-A-CB | LX SERIES | 17 | 18000
FRASER-JOHNSTON | TH6B1821 | CM30BBAA1 | TPLC080B12MP12 | 10 | 18000 | 4000 | 202751224 | ASHP | HRCU-A-CB | LX SERIES | 17 | 18000
CHAMPION HEATING AND COOLING | TH6B1821 | CM30BBAA1 | TPLC080B12MP12 | 10 | 18000 | 4000 | 202751225 | ASHP | HRCU-A-CB | LX SERIES | 17 | 18000
COLEMAN | CH6B1821 | CM24BBAA1 | TM8V080B12MP12 | 10 | 18000 | 4000 | 202751228 | ASHP | HRCU-A-CB | LX SERIES | 17 | 18000
LUXAIRE | TH6B1821 | CM24BBAA1 | TM8V080B12MP12 | 10 | 18000 | 4000 | 202751229 | ASHP | HRCU-A-CB | LX SERIES | 17 | 18000
FRASER-JOHNSTON | TH6B1821 | CM24BBAA1 | TM8V080B12MP12 | 10 | 18000 | 4000 | 202751230 | ASHP | HRCU-A-CB | LX SERIES | 17 | 18000
CHAMPION HEATING AND COOLING | TH6B1821 | CM24BBAA1 | TM8V080B12MP12 | 10 | 18000 | 4000 | 202751231 | ASHP | HRCU-A-CB | LX SERIES | 17 | 18000
COLEMAN | CH6B1821 | CM24BBAA1 | TPLC080B12MP13 | 10 | 18000 | 4000 | 202751236 | ASHP | HRCU-A-CB | LX SERIES | 17 | 18000
LUXAIRE | TH6B1821 | CM24BBAA1 | TPLC080B12MP13 | 10 | 18000 | 4000 | 202751237 | ASHP | HRCU-A-CB | LX SERIES | 17 | 18000
FRASER-JOHNSTON | TH6B1821 | CM24BBAA1 | TPLC080B12MP13 | 10 | 18000 | 4000 | 202751238 | ASHP | HRCU-A-CB | LX SERIES | 17 | 18000
CHAMPION HEATING AND COOLING | TH6B1821 | CM24BBAA1 | TPLC080B12MP13 | 10 | 18000 | 4000 | 202751239 | ASHP | HRCU-A-CB | LX SERIES | 17 | 18000
LUXAIRE | TH6B1821 | CM24BBAA1 | LPLC080B12MP13 | 10 | 18000 | 4000 | 202751241 | ASHP | HRCU-A-CB | LX SERIES | 17 | 18000
COLEMAN | CH6B1821 | CF24BBAA1 | TM8V080B12MP12 | 10 | 18000 | 4000 | 202751242 | ASHP | HRCU-A-CB | LX SERIES | 17 | 18000
LUXAIRE | TH6B1821 | CF24BBAA1 | TM8V080B12MP12 | 10 | 18000 | 4000 | 202751243 | ASHP | HRCU-A-CB | LX SERIES | 17 | 18000
FRASER-JOHNSTON | TH6B1821 | CF24BBAA1 | TM8V080B12MP12 | 10 | 18000 | 4000 | 202751244 | ASHP | HRCU-A-CB | LX SERIES | 17 | 18000
CHAMPION HEATING AND COOLING | TH6B1821 | CF24BBAA1 | TM8V080B12MP12 | 10 | 18000 | 4000 | 202751245 | ASHP | HRCU-A-CB | LX SERIES | 17 | 18000
COLEMAN | CH6B1821 | CF24BBAA1 | TPLC080B12MP13 | 10 | 18000 | 4000 | 202751250 | ASHP | HRCU-A-CB | LX SERIES | 17 | 18000
LUXAIRE | TH6B1821 | CF24BBAA1 | TPLC080B12MP13 | 10 | 18000 | 4000 | 202751251 | ASHP | HRCU-A-CB | LX SERIES | 17 | 18000
FRASER-JOHNSTON | TH6B1821 | CF24BBAA1 | TPLC080B12MP13 | 10 | 18000 | 4000 | 202751252 | ASHP | HRCU-A-CB | LX SERIES | 17 | 18000
CHAMPION HEATING AND COOLING | TH6B1821 | CF24BBAA1 | TPLC080B12MP13 | 10 | 18000 | 4000 | 202751253 | ASHP | HRCU-A-CB | LX SERIES | 17 | 18000
LUXAIRE | TH6B1821 | CF24BBAA1 | LPLC080B12MP13 | 10 | 18000 | 4000 | 202751255 | ASHP | HRCU-A-CB | LX SERIES | 17 | 18000
COLEMAN | CH6B1821 | CM24BBAA1 | TPLC080B12MP12 | 10 | 18000 | 4000 | 202751264 | ASHP | HRCU-A-CB | LX SERIES | 17 | 18000
LUXAIRE | TH6B1821 | CM24BBAA1 | TPLC080B12MP12 | 10 | 18000 | 4000 | 202751265 | ASHP | HRCU-A-CB | LX SERIES | 17 | 18000
FRASER-JOHNSTON | TH6B1821 | CM24BBAA1 | TPLC080B12MP12 | 10 | 18000 | 4000 | 202751266 | ASHP | HRCU-A-CB | LX SERIES | 17 | 18000
CHAMPION HEATING AND COOLING | TH6B1821 | CM24BBAA1 | TPLC080B12MP12 | 10 | 18000 | 4000 | 202751267 | ASHP | HRCU-A-CB | LX SERIES | 17 | 18000
LUXAIRE | TH6B1821 | CF30BBAA1 | TMLV060A12MP12 | 10 | 18000 | 4000 | 202751289 | ASHP | HRCU-A-CB | LX SERIES | 17 | 18000
FRASER-JOHNSTON | TH6B1821 | CF30BBAA1 | TMLV060A12MP12 | 10 | 18000 | 4000 | 202751290 | ASHP | HRCU-A-CB | LX SERIES | 17 | 18000
CHAMPION HEATING AND COOLING | TH6B1821 | CF30BBAA1 | TMLV060A12MP12 | 10 | 18000 | 4000 | 202751291 | ASHP | HRCU-A-CB | LX SERIES | 17 | 18000
COLEMAN | CH6B1821 | CF30BBAA1 | TPLC060A12MP13 | 10 | 18000 | 4000 | 202751292 | ASHP | HRCU-A-CB | LX SERIES | 17 | 18000
GUARDIAN | RHP16L18B23 | CF24BBAA1 | RGF19060BE12MP12 | 10 | 18000 | 4000 | 202750636 | ASHP | HRCU-A-CB |  | 17 | 18000
GUARDIAN | RHP16L18B23 | CF24BBAA1 | TM9E060B12MP11 | 10 | 18000 | 4000 | 202750637 | ASHP | HRCU-A-CB |  | 17 | 18000
EVCON | RHP16L18B23 | CF24BBAA1 | RGF19060BE12MP12 | 10 | 18000 | 4000 | 202750638 | ASHP | HRCU-A-CB |  | 17 | 18000
EVCON | RHP16L18B23 | CF24BBAA1 | TM9E060B12MP11 | 10 | 18000 | 4000 | 202750639 | ASHP | HRCU-A-CB |  | 17 | 18000
COLEMAN | CH6B1821 | CF24BBAA1 | TM9Y060B12MP11 | 10 | 18000 | 4000 | 202750640 | ASHP | HRCU-A-CB | LX SERIES | 17 | 18000
LUXAIRE | TH6B1821 | CF24BBAA1 | TM9Y060B12MP11 | 10 | 18000 | 4000 | 202750641 | ASHP | HRCU-A-CB | LX SERIES | 17 | 18000
FRASER-JOHNSTON | TH6B1821 | CF24BBAA1 | TM9Y060B12MP11 | 10 | 18000 | 4000 | 202750642 | ASHP | HRCU-A-CB | LX SERIES | 17 | 18000
CHAMPION HEATING AND COOLING | TH6B1821 | CF24BBAA1 | TM9Y060B12MP11 | 10 | 18000 | 4000 | 202750643 | ASHP | HRCU-A-CB | LX SERIES | 17 | 18000
GUARDIAN | RHP16L18B23 | CF24BBAA1 | TM9Y060B12MP11 | 10 | 18000 | 4000 | 202750648 | ASHP | HRCU-A-CB |  | 17 | 18000
EVCON | RHP16L18B23 | CF24BBAA1 | TM9Y060B12MP11 | 10 | 18000 | 4000 | 202750651 | ASHP | HRCU-A-CB |  | 17 | 18000
GUARDIAN | RHP16L18B23 | CM24BBAA1 | TM9E040A10MP11 | 10 | 18000 | 4000 | 202750726 | ASHP | HRCU-A-CB |  | 17 | 18000
EVCON | RHP16L18B23 | CM24BBAA1 | TM9E040A10MP11 | 10 | 18000 | 4000 | 202750728 | ASHP | HRCU-A-CB |  | 17 | 18000
COLEMAN | CH6B1821 | CM24BBAA1 | TM9E040A10MP11 | 10 | 18000 | 4000 | 202750730 | ASHP | HRCU-A-CB | LX SERIES | 17 | 18000
LUXAIRE | TH6B1821 | CM24BBAA1 | TM9E040A10MP11 | 10 | 18000 | 4000 | 202750731 | ASHP | HRCU-A-CB | LX SERIES | 17 | 18000
FRASER-JOHNSTON | TH6B1821 | CM24BBAA1 | TM9E040A10MP11 | 10 | 18000 | 4000 | 202750732 | ASHP | HRCU-A-CB | LX SERIES | 17 | 18000
CHAMPION HEATING AND COOLING | TH6B1821 | CM24BBAA1 | TM9E040A10MP11 | 10 | 18000 | 4000 | 202750733 | ASHP | HRCU-A-CB | LX SERIES | 17 | 18000
COLEMAN | CH6B1821 | CM24BBAA1 | TM9Y040A10MP11 | 10 | 18000 | 4000 | 202750736 | ASHP | HRCU-A-CB | LX SERIES | 17 | 18000
LUXAIRE | TH6B1821 | CM24BBAA1 | TM9Y040A10MP11 | 10 | 18000 | 4000 | 202750737 | ASHP | HRCU-A-CB | LX SERIES | 17 | 18000
FRASER-JOHNSTON | TH6B1821 | CM24BBAA1 | TM9Y040A10MP11 | 10 | 18000 | 4000 | 202750738 | ASHP | HRCU-A-CB | LX SERIES | 17 | 18000
CHAMPION HEATING AND COOLING | TH6B1821 | CM24BBAA1 | TM9Y040A10MP11 | 10 | 18000 | 4000 | 202750739 | ASHP | HRCU-A-CB | LX SERIES | 17 | 18000
GUARDIAN | RHP16L18B23 | CM24BBAA1 | RGF29040AE12MP11 | 10 | 18000 | 4000 | 202750744 | ASHP | HRCU-A-CB |  | 17 | 18000
GUARDIAN | RHP16L18B23 | CM24BBAA1 | TM9Y040A10MP11 | 10 | 18000 | 4000 | 202750745 | ASHP | HRCU-A-CB |  | 17 | 18000
EVCON | RHP16L18B23 | CM24BBAA1 | RGF29040AE12MP11 | 10 | 18000 | 4000 | 202750746 | ASHP | HRCU-A-CB |  | 17 | 18000
EVCON | RHP16L18B23 | CM24BBAA1 | TM9Y040A10MP11 | 10 | 18000 | 4000 | 202750747 | ASHP | HRCU-A-CB |  | 17 | 18000
COLEMAN | CH6B1821 | CF24BBAA1 | TM9E040A10MP11 | 10 | 18000 | 4000 | 202750748 | ASHP | HRCU-A-CB | LX SERIES | 17 | 18000
LUXAIRE | TH6B1821 | CF24BBAA1 | TM9E040A10MP11 | 10 | 18000 | 4000 | 202750749 | ASHP | HRCU-A-CB | LX SERIES | 17 | 18000
FRASER-JOHNSTON | TH6B1821 | CF24BBAA1 | TM9E040A10MP11 | 10 | 18000 | 4000 | 202750750 | ASHP | HRCU-A-CB | LX SERIES | 17 | 18000
CHAMPION HEATING AND COOLING | TH6B1821 | CF24BBAA1 | TM9E040A10MP11 | 10 | 18000 | 4000 | 202750751 | ASHP | HRCU-A-CB | LX SERIES | 17 | 18000
GUARDIAN | RHP16L18B23 | CF24BBAA1 | TM9E040A10MP11 | 10 | 18000 | 4000 | 202750756 | ASHP | HRCU-A-CB |  | 17 | 18000
EVCON | RHP16L18B23 | CF24BBAA1 | TM9E040A10MP11 | 10 | 18000 | 4000 | 202750758 | ASHP | HRCU-A-CB |  | 17 | 18000
COLEMAN | CH6B1821 | CF24BBAA1 | TM9Y040A10MP11 | 10 | 18000 | 4000 | 202750760 | ASHP | HRCU-A-CB | LX SERIES | 17 | 18000
LUXAIRE | TH6B1821 | CF24BBAA1 | TM9Y040A10MP11 | 10 | 18000 | 4000 | 202750761 | ASHP | HRCU-A-CB | LX SERIES | 17 | 18000
FRASER-JOHNSTON | TH6B1821 | CF24BBAA1 | TM9Y040A10MP11 | 10 | 18000 | 4000 | 202750762 | ASHP | HRCU-A-CB | LX SERIES | 17 | 18000
CHAMPION HEATING AND COOLING | TH6B1821 | CF24BBAA1 | TM9Y040A10MP11 | 10 | 18000 | 4000 | 202750763 | ASHP | HRCU-A-CB | LX SERIES | 17 | 18000
GUARDIAN | RHP16L18B23 | CF24BBAA1 | RGF29040AE12MP11 | 10 | 18000 | 4000 | 202750768 | ASHP | HRCU-A-CB |  | 17 | 18000
GUARDIAN | RHP16L18B23 | CF24BBAA1 | TM9Y040A10MP11 | 10 | 18000 | 4000 | 202750769 | ASHP | HRCU-A-CB |  | 17 | 18000
EVCON | RHP16L18B23 | CF24BBAA1 | RGF29040AE12MP11 | 10 | 18000 | 4000 | 202750770 | ASHP | HRCU-A-CB |  | 17 | 18000
EVCON | RHP16L18B23 | CF24BBAA1 | TM9Y040A10MP11 | 10 | 18000 | 4000 | 202750771 | ASHP | HRCU-A-CB |  | 17 | 18000
COLEMAN | CH6B1821 | CM24ABAA1 | TM9E040A10MP11 | 10 | 18000 | 4000 | 202750772 | ASHP | HRCU-A-CB | LX SERIES | 17 | 18000
LUXAIRE | TH6B1821 | CM24ABAA1 | TM9E040A10MP11 | 10 | 18000 | 4000 | 202750773 | ASHP | HRCU-A-CB | LX SERIES | 17 | 18000
FRASER-JOHNSTON | TH6B1821 | CM24ABAA1 | TM9E040A10MP11 | 10 | 18000 | 4000 | 202750774 | ASHP | HRCU-A-CB | LX SERIES | 17 | 18000
CHAMPION HEATING AND COOLING | TH6B1821 | CM24ABAA1 | TM9E040A10MP11 | 10 | 18000 | 4000 | 202750775 | ASHP | HRCU-A-CB | LX SERIES | 17 | 18000
GUARDIAN | RHP16L18B23 | CM24ABAA1 | TM9E040A10MP11 | 10 | 18000 | 4000 | 202750780 | ASHP | HRCU-A-CB |  | 17 | 18000
EVCON | RHP16L18B23 | CM24ABAA1 | TM9E040A10MP11 | 10 | 18000 | 4000 | 202750782 | ASHP | HRCU-A-CB |  | 17 | 18000
GUARDIAN | RHP16L18B23 | CM24ABAA1 | RGF29040AE12MP11 | 10 | 18000 | 4000 | 202750786 | ASHP | HRCU-A-CB |  | 17 | 18000
GUARDIAN | RHP16L18B23 | CM24ABAA1 | TM9Y040A10MP11 | 10 | 18000 | 4000 | 202750787 | ASHP | HRCU-A-CB |  | 17 | 18000
EVCON | RHP16L18B23 | CM24ABAA1 | RGF29040AE12MP11 | 10 | 18000 | 4000 | 202750788 | ASHP | HRCU-A-CB |  | 17 | 18000
EVCON | RHP16L18B23 | CM24ABAA1 | TM9Y040A10MP11 | 10 | 18000 | 4000 | 202750789 | ASHP | HRCU-A-CB |  | 17 | 18000
COLEMAN | CH6B1821 | CM24ABAA1 | TM9Y040A10MP11 | 10 | 18000 | 4000 | 202750790 | ASHP | HRCU-A-CB | LX SERIES | 17 | 18000
LUXAIRE | TH6B1821 | CM24ABAA1 | TM9Y040A10MP11 | 10 | 18000 | 4000 | 202750791 | ASHP | HRCU-A-CB | LX SERIES | 17 | 18000
COLEMAN | CH6B1821 | CM30BBAA1 | TM9V060B12MP12 | 10 | 18000 | 4000 | 202750402 | ASHP | HRCU-A-CB | LX SERIES | 17 | 18000
LUXAIRE | TH6B1821 | CM30BBAA1 | TM9V060B12MP12 | 10 | 18000 | 4000 | 202750403 | ASHP | HRCU-A-CB | LX SERIES | 17 | 18000
FRASER-JOHNSTON | TH6B1821 | CM30BBAA1 | TM9V060B12MP12 | 10 | 18000 | 4000 | 202750404 | ASHP | HRCU-A-CB | LX SERIES | 17 | 18000
CHAMPION HEATING AND COOLING | TH6B1821 | CM30BBAA1 | TM9V060B12MP12 | 10 | 18000 | 4000 | 202750405 | ASHP | HRCU-A-CB | LX SERIES | 17 | 18000
COLEMAN | CH6B1821 | CM30BBAA1 | TP9C060B12MP13 | 10 | 18000 | 4000 | 202750406 | ASHP | HRCU-A-CB | LX SERIES | 17 | 18000
LUXAIRE | TH6B1821 | CM30BBAA1 | TP9C060B12MP13 | 10 | 18000 | 4000 | 202750407 | ASHP | HRCU-A-CB | LX SERIES | 17 | 18000
FRASER-JOHNSTON | TH6B1821 | CM30BBAA1 | TP9C060B12MP13 | 10 | 18000 | 4000 | 202750408 | ASHP | HRCU-A-CB | LX SERIES | 17 | 18000
CHAMPION HEATING AND COOLING | TH6B1821 | CM30BBAA1 | TP9C060B12MP13 | 10 | 18000 | 4000 | 202750409 | ASHP | HRCU-A-CB | LX SERIES | 17 | 18000
COLEMAN | CH6B1821 | CM30BBAA1 | CP9C060B12MP13 | 10 | 18000 | 4000 | 202750410 | ASHP | HRCU-A-CB | LX SERIES | 17 | 18000
FRASER-JOHNSTON | TH6B1821 | CF30BBAA1 | TPLC080B12MP13 | 10 | 18000 | 4000 | 202751182 | ASHP | HRCU-A-CB | LX SERIES | 17 | 18000
FRASER-JOHNSTON | TH6B1821 | CF/CM/CU24B+TXV | TMLV060A12MP12 | 10 | 18000 | 4000 | 202415465 | ASHP | HRCU-A-CB | LX SERIES | 17 | 18000
CHAMPION HEATING AND COOLING | TH6B1821 | CF/CM/CU24B+TXV | TMLV060A12MP12 | 10 | 18000 | 4000 | 202415466 | ASHP | HRCU-A-CB | LX SERIES | 17 | 18000
COLEMAN | CH6B1821 | CF/CM/CU24B+TXV | TPLC060A12MP13 | 10 | 18000 | 4000 | 202415467 | ASHP | HRCU-A-CB | LX SERIES | 17 | 18000
LUXAIRE | TH6B1821 | CF/CM/CU24B+TXV | TPLC060A12MP13 | 10 | 18000 | 4000 | 202415468 | ASHP | HRCU-A-CB | LX SERIES | 17 | 18000
FRASER-JOHNSTON | TH6B1821 | CF/CM/CU24B+TXV | TPLC060A12MP13 | 10 | 18000 | 4000 | 202415469 | ASHP | HRCU-A-CB | LX SERIES | 17 | 18000
CHAMPION HEATING AND COOLING | TH6B1821 | CF/CM/CU24B+TXV | TPLC060A12MP13 | 10 | 18000 | 4000 | 202415470 | ASHP | HRCU-A-CB | LX SERIES | 17 | 18000
COLEMAN | CH6B1821 | CF/CM/CU24A+TXV | TM8V060A12MP12 | 10 | 18000 | 4000 | 202415473 | ASHP | HRCU-A-CB | LX SERIES | 17 | 18000
CHAMPION HEATING AND COOLING | TH6B1821 | CF/CM/CU24B+TXV | TM9Y080B12MP11 | 10 | 18000 | 4000 | 202415166 | ASHP | HRCU-A-CB | LX SERIES | 17 | 18000
COLEMAN | CH6B1821 | CF/CM30C+TXV | TM9E060B12MP11 | 10 | 18000 | 4000 | 202415167 | ASHP | HRCU-A-CB | LX SERIES | 17 | 18000
LUXAIRE | TH6B1821 | CF/CM30C+TXV | TM9E060B12MP11 | 10 | 18000 | 4000 | 202415168 | ASHP | HRCU-A-CB | LX SERIES | 17 | 18000
FRASER-JOHNSTON | TH6B1821 | CF/CM30C+TXV | TM9E060B12MP11 | 10 | 18000 | 4000 | 202415169 | ASHP | HRCU-A-CB | LX SERIES | 17 | 18000
CHAMPION HEATING AND COOLING | TH6B1821 | CF/CM30C+TXV | TM9E060B12MP11 | 10 | 18000 | 4000 | 202415170 | ASHP | HRCU-A-CB | LX SERIES | 17 | 18000
COLEMAN | CH6B1821 | CF/CM30C+TXV | TM9Y060B12MP11 | 10 | 18000 | 4000 | 202415171 | ASHP | HRCU-A-CB | LX SERIES | 17 | 18000
LUXAIRE | TH6B1821 | CF/CM30C+TXV | TM9Y060B12MP11 | 10 | 18000 | 4000 | 202415172 | ASHP | HRCU-A-CB | LX SERIES | 17 | 18000
FRASER-JOHNSTON | TH6B1821 | CF/CM30C+TXV | TM9Y060B12MP11 | 10 | 18000 | 4000 | 202415173 | ASHP | HRCU-A-CB | LX SERIES | 17 | 18000
CHAMPION HEATING AND COOLING | TH6B1821 | CF/CM30C+TXV | TM9Y060B12MP11 | 10 | 18000 | 4000 | 202415174 | ASHP | HRCU-A-CB | LX SERIES | 17 | 18000
COLEMAN | CH6B1821 | CF/CM/CU30B+TXV | TM9E060B12MP11 | 10 | 18000 | 4000 | 202415175 | ASHP | HRCU-A-CB | LX SERIES | 17 | 18000
LUXAIRE | TH6B1821 | CF/CM/CU30B+TXV | TM9E060B12MP11 | 10 | 18000 | 4000 | 202415176 | ASHP | HRCU-A-CB | LX SERIES | 17 | 18000
FRASER-JOHNSTON | TH6B1821 | CF/CM/CU30B+TXV | TM9E060B12MP11 | 10 | 18000 | 4000 | 202415177 | ASHP | HRCU-A-CB | LX SERIES | 17 | 18000
CHAMPION HEATING AND COOLING | TH6B1821 | CF/CM/CU30B+TXV | TM9E060B12MP11 | 10 | 18000 | 4000 | 202415178 | ASHP | HRCU-A-CB | LX SERIES | 17 | 18000
COLEMAN | CH6B1821 | CF/CM/CU30B+TXV | TM9Y060B12MP11 | 10 | 18000 | 4000 | 202415179 | ASHP | HRCU-A-CB | LX SERIES | 17 | 18000
LUXAIRE | TH6B1821 | CF/CM/CU30B+TXV | TM9Y060B12MP11 | 10 | 18000 | 4000 | 202415180 | ASHP | HRCU-A-CB | LX SERIES | 17 | 18000
FRASER-JOHNSTON | TH6B1821 | CF/CM/CU30B+TXV | TM9Y060B12MP11 | 10 | 18000 | 4000 | 202415181 | ASHP | HRCU-A-CB | LX SERIES | 17 | 18000
CHAMPION HEATING AND COOLING | TH6B1821 | CF/CM/CU30B+TXV | TM9Y060B12MP11 | 10 | 18000 | 4000 | 202415182 | ASHP | HRCU-A-CB | LX SERIES | 17 | 18000
COLEMAN | CH6B1821 | CF/CM/CU24B+TXV | TM9E060B12MP11 | 10 | 18000 | 4000 | 202415191 | ASHP | HRCU-A-CB | LX SERIES | 17 | 18000
LUXAIRE | TH6B1821 | CF/CM/CU24B+TXV | TM9E060B12MP11 | 10 | 18000 | 4000 | 202415192 | ASHP | HRCU-A-CB | LX SERIES | 17 | 18000
FRASER-JOHNSTON | TH6B1821 | CF/CM/CU24B+TXV | TM9E060B12MP11 | 10 | 18000 | 4000 | 202415193 | ASHP | HRCU-A-CB | LX SERIES | 17 | 18000
CHAMPION HEATING AND COOLING | TH6B1821 | CF/CM/CU24B+TXV | TM9E060B12MP11 | 10 | 18000 | 4000 | 202415194 | ASHP | HRCU-A-CB | LX SERIES | 17 | 18000
COLEMAN | CH6B1821 | CF/CM/CU24B+TXV | TM9Y060B12MP11 | 10 | 18000 | 4000 | 202415195 | ASHP | HRCU-A-CB | LX SERIES | 17 | 18000
LUXAIRE | TH6B1821 | CF/CM/CU24B+TXV | TM9Y060B12MP11 | 10 | 18000 | 4000 | 202415196 | ASHP | HRCU-A-CB | LX SERIES | 17 | 18000
FRASER-JOHNSTON | TH6B1821 | CF/CM/CU24B+TXV | TM9Y060B12MP11 | 10 | 18000 | 4000 | 202415197 | ASHP | HRCU-A-CB | LX SERIES | 17 | 18000
CHAMPION HEATING AND COOLING | TH6B1821 | CF/CM/CU24B+TXV | TM9Y060B12MP11 | 10 | 18000 | 4000 | 202415198 | ASHP | HRCU-A-CB | LX SERIES | 17 | 18000
COLEMAN | CH6B1821 | CF/CM/CU24B+TXV | TM9E040A10MP11 | 10 | 18000 | 4000 | 202415215 | ASHP | HRCU-A-CB | LX SERIES | 17 | 18000
LUXAIRE | TH6B1821 | CF/CM/CU24B+TXV | TM9E040A10MP11 | 10 | 18000 | 4000 | 202415216 | ASHP | HRCU-A-CB | LX SERIES | 17 | 18000
FRASER-JOHNSTON | TH6B1821 | CF/CM/CU24B+TXV | TM9E040A10MP11 | 10 | 18000 | 4000 | 202415217 | ASHP | HRCU-A-CB | LX SERIES | 17 | 18000
CHAMPION HEATING AND COOLING | TH6B1821 | CF/CM/CU24B+TXV | TM9E040A10MP11 | 10 | 18000 | 4000 | 202415218 | ASHP | HRCU-A-CB | LX SERIES | 17 | 18000
COLEMAN | CH6B1821 | CF/CM/CU24B+TXV | TM9Y040A10MP11 | 10 | 18000 | 4000 | 202415219 | ASHP | HRCU-A-CB | LX SERIES | 17 | 18000
LUXAIRE | TH6B1821 | CF/CM/CU24B+TXV | TM9Y040A10MP11 | 10 | 18000 | 4000 | 202415220 | ASHP | HRCU-A-CB | LX SERIES | 17 | 18000
COLEMAN | CH6B1821 | CF24BBAA1 | TPLC080B12MP12 | 10 | 18000 | 4000 | 202751278 | ASHP | HRCU-A-CB | LX SERIES | 17 | 18000
LUXAIRE | TH6B1821 | CF24BBAA1 | TPLC080B12MP12 | 10 | 18000 | 4000 | 202751279 | ASHP | HRCU-A-CB | LX SERIES | 17 | 18000
FRASER-JOHNSTON | TH6B1821 | CF24BBAA1 | TPLC080B12MP12 | 10 | 18000 | 4000 | 202751280 | ASHP | HRCU-A-CB | LX SERIES | 17 | 18000
CHAMPION HEATING AND COOLING | TH6B1821 | CF24BBAA1 | TPLC080B12MP12 | 10 | 18000 | 4000 | 202751281 | ASHP | HRCU-A-CB | LX SERIES | 17 | 18000
COLEMAN | CH6B1821 | CF30BBAA1 | TM8V060A12MP12 | 10 | 18000 | 4000 | 202751284 | ASHP | HRCU-A-CB | LX SERIES | 17 | 18000
LUXAIRE | TH6B1821 | CF30BBAA1 | TM8V060A12MP12 | 10 | 18000 | 4000 | 202751285 | ASHP | HRCU-A-CB | LX SERIES | 17 | 18000
FRASER-JOHNSTON | TH6B1821 | CF30BBAA1 | TM8V060A12MP12 | 10 | 18000 | 4000 | 202751286 | ASHP | HRCU-A-CB | LX SERIES | 17 | 18000
CHAMPION HEATING AND COOLING | TH6B1821 | CF30BBAA1 | TM8V060A12MP12 | 10 | 18000 | 4000 | 202751287 | ASHP | HRCU-A-CB | LX SERIES | 17 | 18000
COLEMAN | CH6B1821 | CF30BBAA1 | TMLV060A12MP12 | 10 | 18000 | 4000 | 202751288 | ASHP | HRCU-A-CB | LX SERIES | 17 | 18000
CHAMPION HEATING AND COOLING | TH6B1821 | CF/CM/CU24A+TXV | TPLC060A12MP13 | 10 | 18000 | 4000 | 202415484 | ASHP | HRCU-A-CB | LX SERIES | 17 | 18000
COLEMAN | CH6B1821 | CF/CM30C+MVC12CN21+TXV |  | 10 | 18000 | 4000 | 202415487 | ASHP | HRCU-A-CB | LX SERIES | 17 | 18000
LUXAIRE | TH6B1821 | CF/CM30C+MVC12CN21+TXV |  | 10 | 18000 | 4000 | 202415488 | ASHP | HRCU-A-CB | LX SERIES | 17 | 18000
COLEMAN | CH6B1821 | CF/CM30C+TXV | TM8X080C16MP11 | 10 | 18000 | 4000 | 202415235 | ASHP | HRCU-A-CB | LX SERIES | 17 | 18000
LUXAIRE | TH6B1821 | CF/CM30C+TXV | TM8X080C16MP11 | 10 | 18000 | 4000 | 202415236 | ASHP | HRCU-A-CB | LX SERIES | 17 | 18000
FRASER-JOHNSTON | TH6B1821 | CF/CM30C+TXV | TM8X080C16MP11 | 10 | 18000 | 4000 | 202415237 | ASHP | HRCU-A-CB | LX SERIES | 17 | 18000
CHAMPION HEATING AND COOLING | TH6B1821 | CF/CM30C+TXV | TM8X080C16MP11 | 10 | 18000 | 4000 | 202415238 | ASHP | HRCU-A-CB | LX SERIES | 17 | 18000
COLEMAN | CH6B1821 | CF/CM30C+TXV | TMLX080C16MP11 | 10 | 18000 | 4000 | 202415239 | ASHP | HRCU-A-CB | LX SERIES | 17 | 18000
LUXAIRE | TH6B1821 | CF/CM30C+TXV | TMLX080C16MP11 | 10 | 18000 | 4000 | 202415240 | ASHP | HRCU-A-CB | LX SERIES | 17 | 18000
FRASER-JOHNSTON | TH6B1821 | CF/CM30C+TXV | TMLX080C16MP11 | 10 | 18000 | 4000 | 202415241 | ASHP | HRCU-A-CB | LX SERIES | 17 | 18000
CHAMPION HEATING AND COOLING | TH6B1821 | CF/CM30C+TXV | TMLX080C16MP11 | 10 | 18000 | 4000 | 202415242 | ASHP | HRCU-A-CB | LX SERIES | 17 | 18000
COLEMAN | CH6B1821 | CF/CM30C+TXV | TM8Y100C16MP11 | 10 | 18000 | 4000 | 202415247 | ASHP | HRCU-A-CB | LX SERIES | 17 | 18000
LUXAIRE | TH6B1821 | CF/CM30C+TXV | TM8Y100C16MP11 | 10 | 18000 | 4000 | 202415248 | ASHP | HRCU-A-CB | LX SERIES | 17 | 18000
FRASER-JOHNSTON | TH6B1821 | CF/CM30C+TXV | TM8Y100C16MP11 | 10 | 18000 | 4000 | 202415249 | ASHP | HRCU-A-CB | LX SERIES | 17 | 18000
YORK | YHG18B21 | CM30BBAA1 | TM9Y060B12MP11 | 10 | 18000 | 4000 | 202750111 | ASHP | HRCU-A-CB | LX SERIES | 17 | 18000
YORK | YHG18B21 | CM24BBAA1 | TM9E060B12MP11 | 10 | 18000 | 4000 | 202750112 | ASHP | HRCU-A-CB | LX SERIES | 17 | 18000
YORK | YHG18B21 | CM24BBAA1 | TM9Y060B12MP11 | 10 | 18000 | 4000 | 202750113 | ASHP | HRCU-A-CB | LX SERIES | 17 | 18000
YORK | YHG18B21 | CF24BBAA1 | TM9E060B12MP11 | 10 | 18000 | 4000 | 202750114 | ASHP | HRCU-A-CB | LX SERIES | 17 | 18000
YORK | YHG18B21 | CF24BBAA1 | TM9Y060B12MP11 | 10 | 18000 | 4000 | 202750115 | ASHP | HRCU-A-CB | LX SERIES | 17 | 18000
YORK | YHG18B21 | CM24BBAA1 | TM9E040A10MP11 | 10 | 18000 | 4000 | 202750122 | ASHP | HRCU-A-CB | LX SERIES | 17 | 18000
COLEMAN | CH6B1821 | CF/CM30C+TXV | TM9V080B12MP12 | 10 | 18000 | 4000 | 202415007 | ASHP | HRCU-A-CB | LX SERIES | 17 | 18000
LUXAIRE | TH6B1821 | CF/CM30C+TXV | TM9V080B12MP12 | 10 | 18000 | 4000 | 202415008 | ASHP | HRCU-A-CB | LX SERIES | 17 | 18000
FRASER-JOHNSTON | TH6B1821 | CF/CM30C+TXV | TM9V080B12MP12 | 10 | 18000 | 4000 | 202415009 | ASHP | HRCU-A-CB | LX SERIES | 17 | 18000
CHAMPION HEATING AND COOLING | TH6B1821 | CF/CM30C+TXV | TM9V080B12MP12 | 10 | 18000 | 4000 | 202415010 | ASHP | HRCU-A-CB | LX SERIES | 17 | 18000
COLEMAN | CH6B1821 | CF/CM30C+TXV | TP9C080B12MP13 | 10 | 18000 | 4000 | 202415011 | ASHP | HRCU-A-CB | LX SERIES | 17 | 18000
LUXAIRE | TH6B1821 | CF/CM30C+TXV | TP9C080B12MP13 | 10 | 18000 | 4000 | 202415012 | ASHP | HRCU-A-CB | LX SERIES | 17 | 18000
FRASER-JOHNSTON | TH6B1821 | CF/CM30C+TXV | TP9C080B12MP13 | 10 | 18000 | 4000 | 202415013 | ASHP | HRCU-A-CB | LX SERIES | 17 | 18000
CHAMPION HEATING AND COOLING | TH6B1821 | CF/CM30C+TXV | TP9C080B12MP13 | 10 | 18000 | 4000 | 202415014 | ASHP | HRCU-A-CB | LX SERIES | 17 | 18000
COLEMAN | CH6B1821 | CF/CM30C+TXV | CP9C080B12MP13 | 10 | 18000 | 4000 | 202415015 | ASHP | HRCU-A-CB | LX SERIES | 17 | 18000
LUXAIRE | TH6B1821 | CF/CM30C+TXV | LP9C080B12MP13 | 10 | 18000 | 4000 | 202415016 | ASHP | HRCU-A-CB | LX SERIES | 17 | 18000
COLEMAN | CH6B1821 | CF/CM/CU30B+TXV | TM9V080B12MP12 | 10 | 18000 | 4000 | 202415017 | ASHP | HRCU-A-CB | LX SERIES | 17 | 18000
LUXAIRE | TH6B1821 | CF/CM/CU30B+TXV | TM9V080B12MP12 | 10 | 18000 | 4000 | 202415018 | ASHP | HRCU-A-CB | LX SERIES | 17 | 18000
FRASER-JOHNSTON | TH6B1821 | CF/CM/CU30B+TXV | TM9V080B12MP12 | 10 | 18000 | 4000 | 202415019 | ASHP | HRCU-A-CB | LX SERIES | 17 | 18000
CHAMPION HEATING AND COOLING | TH6B1821 | CF/CM/CU30B+TXV | TM9V080B12MP12 | 10 | 18000 | 4000 | 202415020 | ASHP | HRCU-A-CB | LX SERIES | 17 | 18000
COLEMAN | CH6B1821 | CF/CM/CU30B+TXV | TP9C080B12MP13 | 10 | 18000 | 4000 | 202415021 | ASHP | HRCU-A-CB | LX SERIES | 17 | 18000
LUXAIRE | TH6B1821 | CF/CM/CU30B+TXV | TP9C080B12MP13 | 10 | 18000 | 4000 | 202415022 | ASHP | HRCU-A-CB | LX SERIES | 17 | 18000
FRASER-JOHNSTON | TH6B1821 | CF/CM/CU24B+TXV | TM9Y040A10MP11 | 10 | 18000 | 4000 | 202415221 | ASHP | HRCU-A-CB | LX SERIES | 17 | 18000
CHAMPION HEATING AND COOLING | TH6B1821 | CF/CM/CU24B+TXV | TM9Y040A10MP11 | 10 | 18000 | 4000 | 202415222 | ASHP | HRCU-A-CB | LX SERIES | 17 | 18000
COLEMAN | CH6B1821 | CF/CM/CU24A+TXV | TM9E040A10MP11 | 10 | 18000 | 4000 | 202415223 | ASHP | HRCU-A-CB | LX SERIES | 17 | 18000
LUXAIRE | TH6B1821 | CF/CM/CU24A+TXV | TM9E040A10MP11 | 10 | 18000 | 4000 | 202415224 | ASHP | HRCU-A-CB | LX SERIES | 17 | 18000
FRASER-JOHNSTON | TH6B1821 | CF/CM/CU24A+TXV | TM9E040A10MP11 | 10 | 18000 | 4000 | 202415225 | ASHP | HRCU-A-CB | LX SERIES | 17 | 18000
CHAMPION HEATING AND COOLING | TH6B1821 | CF/CM/CU24A+TXV | TM9E040A10MP11 | 10 | 18000 | 4000 | 202415226 | ASHP | HRCU-A-CB | LX SERIES | 17 | 18000
COLEMAN | CH6B1821 | CF/CM/CU24A+TXV | TM9Y040A10MP11 | 10 | 18000 | 4000 | 202415227 | ASHP | HRCU-A-CB | LX SERIES | 17 | 18000
LUXAIRE | TH6B1821 | CF/CM/CU24A+TXV | TM9Y040A10MP11 | 10 | 18000 | 4000 | 202415228 | ASHP | HRCU-A-CB | LX SERIES | 17 | 18000
FRASER-JOHNSTON | TH6B1821 | CF/CM/CU24A+TXV | TM9Y040A10MP11 | 10 | 18000 | 4000 | 202415229 | ASHP | HRCU-A-CB | LX SERIES | 17 | 18000
CHAMPION HEATING AND COOLING | TH6B1821 | CF/CM/CU24A+TXV | TM9Y040A10MP11 | 10 | 18000 | 4000 | 202415230 | ASHP | HRCU-A-CB | LX SERIES | 17 | 18000
COLEMAN | CH6B1821 | CF/CM30C+TXV | TM8X100C16MP11 | 10 | 18000 | 4000 | 202415231 | ASHP | HRCU-A-CB | LX SERIES | 17 | 18000
LUXAIRE | TH6B1821 | CF/CM30C+TXV | TM8X100C16MP11 | 10 | 18000 | 4000 | 202415232 | ASHP | HRCU-A-CB | LX SERIES | 17 | 18000
FRASER-JOHNSTON | TH6B1821 | CF/CM30C+TXV | TM8X100C16MP11 | 10 | 18000 | 4000 | 202415233 | ASHP | HRCU-A-CB | LX SERIES | 17 | 18000
CHAMPION HEATING AND COOLING | TH6B1821 | CF/CM30C+TXV | TM8X100C16MP11 | 10 | 18000 | 4000 | 202415234 | ASHP | HRCU-A-CB | LX SERIES | 17 | 18000
LUXAIRE | TH6B1821 | CF30BBAA1 | TPLC060A12MP13 | 10 | 18000 | 4000 | 202751293 | ASHP | HRCU-A-CB | LX SERIES | 17 | 18000
FRASER-JOHNSTON | TH6B1821 | CF30BBAA1 | TPLC060A12MP13 | 10 | 18000 | 4000 | 202751294 | ASHP | HRCU-A-CB | LX SERIES | 17 | 18000
CHAMPION HEATING AND COOLING | TH6B1821 | CF30BBAA1 | TPLC060A12MP13 | 10 | 18000 | 4000 | 202751295 | ASHP | HRCU-A-CB | LX SERIES | 17 | 18000
COLEMAN | CH6B1821 | CF/CM/CU30B+TXV | TPLC060A12MP13 | 10 | 18000 | 4000 | 202415439 | ASHP | HRCU-A-CB | LX SERIES | 17 | 18000
LUXAIRE | TH6B1821 | CF/CM/CU30B+TXV | TPLC060A12MP13 | 10 | 18000 | 4000 | 202415440 | ASHP | HRCU-A-CB | LX SERIES | 17 | 18000
FRASER-JOHNSTON | TH6B1821 | CF/CM/CU30B+TXV | TPLC060A12MP13 | 10 | 18000 | 4000 | 202415441 | ASHP | HRCU-A-CB | LX SERIES | 17 | 18000
CHAMPION HEATING AND COOLING | TH6B1821 | CF/CM/CU30B+TXV | TPLC060A12MP13 | 10 | 18000 | 4000 | 202415442 | ASHP | HRCU-A-CB | LX SERIES | 17 | 18000
COLEMAN | CH6B1821 | CF/CM/CU24B+TXV | TM8V060A12MP12 | 10 | 18000 | 4000 | 202415459 | ASHP | HRCU-A-CB | LX SERIES | 17 | 18000
LUXAIRE | TH6B1821 | CF/CM/CU24B+TXV | TM8V060A12MP12 | 10 | 18000 | 4000 | 202415460 | ASHP | HRCU-A-CB | LX SERIES | 17 | 18000
FRASER-JOHNSTON | TH6B1821 | CF/CM/CU24B+TXV | TM8V060A12MP12 | 10 | 18000 | 4000 | 202415461 | ASHP | HRCU-A-CB | LX SERIES | 17 | 18000
CHAMPION HEATING AND COOLING | TH6B1821 | CF/CM/CU24B+TXV | TM8V060A12MP12 | 10 | 18000 | 4000 | 202415462 | ASHP | HRCU-A-CB | LX SERIES | 17 | 18000
COLEMAN | CH6B1821 | CF/CM/CU24B+TXV | TMLV060A12MP12 | 10 | 18000 | 4000 | 202415463 | ASHP | HRCU-A-CB | LX SERIES | 17 | 18000
LUXAIRE | TH6B1821 | CF/CM/CU24B+TXV | TMLV060A12MP12 | 10 | 18000 | 4000 | 202415464 | ASHP | HRCU-A-CB | LX SERIES | 17 | 18000
FRASER-JOHNSTON | TH6B1821 | CF/CM/CU24B+TXV | TP9C080B12MP13 | 10 | 18000 | 4000 | 202415043 | ASHP | HRCU-A-CB | LX SERIES | 17 | 18000
CHAMPION HEATING AND COOLING | TH6B1821 | CF/CM/CU24B+TXV | TP9C080B12MP13 | 10 | 18000 | 4000 | 202415044 | ASHP | HRCU-A-CB | LX SERIES | 17 | 18000
COLEMAN | CH6B1821 | CF/CM/CU24B+TXV | CP9C080B12MP13 | 10 | 18000 | 4000 | 202415045 | ASHP | HRCU-A-CB | LX SERIES | 17 | 18000
YORK | YHG18B21 | CM24BBAA1 | TM9Y040A10MP11 | 10 | 18000 | 4000 | 202750123 | ASHP | HRCU-A-CB | LX SERIES | 17 | 18000
YORK | YHG18B21 | CF24BBAA1 | TM9E040A10MP11 | 10 | 18000 | 4000 | 202750124 | ASHP | HRCU-A-CB | LX SERIES | 17 | 18000
YORK | YHG18B21 | CF24BBAA1 | TM9Y040A10MP11 | 10 | 18000 | 4000 | 202750125 | ASHP | HRCU-A-CB | LX SERIES | 17 | 18000
YORK | YHG18B21 | CM24ABAA1 | TM9E040A10MP11 | 10 | 18000 | 4000 | 202750126 | ASHP | HRCU-A-CB | LX SERIES | 17 | 18000
YORK | YHG18B21 | CM24ABAA1 | TM9Y040A10MP11 | 10 | 18000 | 4000 | 202750127 | ASHP | HRCU-A-CB | LX SERIES | 17 | 18000
YORK | YHG18B21 | CF24ABAA1 | TM9E040A10MP11 | 10 | 18000 | 4000 | 202750128 | ASHP | HRCU-A-CB | LX SERIES | 17 | 18000
YORK | YHG18B21 | CF24ABAA1 | TM9Y040A10MP11 | 10 | 18000 | 4000 | 202750129 | ASHP | HRCU-A-CB | LX SERIES | 17 | 18000
YORK | YHG18B21 | CF30BBAA1 | TM8X080B12MP11 | 10 | 18000 | 4000 | 202750130 | ASHP | HRCU-A-CB | LX SERIES | 17 | 18000
YORK | YHG18B21 | CF30BBAA1 | TMLX080B12MP11 | 10 | 18000 | 4000 | 202750131 | ASHP | HRCU-A-CB | LX SERIES | 17 | 18000
YORK | YHG18B21 | CF30BBAA1 | TM8Y080B12MP11 | 10 | 18000 | 4000 | 202750132 | ASHP | HRCU-A-CB | LX SERIES | 17 | 18000
YORK | YHG18B21 | CM30BBAA1 | TM8X080B12MP11 | 10 | 18000 | 4000 | 202750133 | ASHP | HRCU-A-CB | LX SERIES | 17 | 18000
YORK | YHG18B21 | CM30BBAA1 | TMLX080B12MP11 | 10 | 18000 | 4000 | 202750134 | ASHP | HRCU-A-CB | LX SERIES | 17 | 18000
YORK | YHG18B21 | CM30BBAA1 | TM8Y080B12MP11 | 10 | 18000 | 4000 | 202750135 | ASHP | HRCU-A-CB | LX SERIES | 17 | 18000
YORK | YHG18B21 | CM24BBAA1 | TM8X080B12MP11 | 10 | 18000 | 4000 | 202750136 | ASHP | HRCU-A-CB | LX SERIES | 17 | 18000
YORK | YHG18B21 | CM24BBAA1 | TMLX080B12MP11 | 10 | 18000 | 4000 | 202750137 | ASHP | HRCU-A-CB | LX SERIES | 17 | 18000
YORK | YHG18B21 | CM24BBAA1 | TM8Y080B12MP11 | 10 | 18000 | 4000 | 202750138 | ASHP | HRCU-A-CB | LX SERIES | 17 | 18000
YORK | YHG18B21 | CF24BBAA1 | TM8X080B12MP11 | 10 | 18000 | 4000 | 202750139 | ASHP | HRCU-A-CB | LX SERIES | 17 | 18000
YORK | YHG18B21 | CF24BBAA1 | TMLX080B12MP11 | 10 | 18000 | 4000 | 202750140 | ASHP | HRCU-A-CB | LX SERIES | 17 | 18000
YORK | YHG18B21 | CF24BBAA1 | TM8Y080B12MP11 | 10 | 18000 | 4000 | 202750141 | ASHP | HRCU-A-CB | LX SERIES | 17 | 18000
YORK | YHG18B21 | CF30BBAA1 | TM8X060A12MP11 | 10 | 18000 | 4000 | 202750142 | ASHP | HRCU-A-CB | LX SERIES | 17 | 18000
YORK | YHG18B21 | CF30BBAA1 | TMLX060A12MP11 | 10 | 18000 | 4000 | 202750143 | ASHP | HRCU-A-CB | LX SERIES | 17 | 18000
YORK | YHG18B21 | CF30BBAA1 | TM8Y060A12MP11 | 10 | 18000 | 4000 | 202750144 | ASHP | HRCU-A-CB | LX SERIES | 17 | 18000
YORK | YHG18B21 | CM30BBAA1 | TM8X060A12MP11 | 10 | 18000 | 4000 | 202750145 | ASHP | HRCU-A-CB | LX SERIES | 17 | 18000
YORK | YHG18B21 | CM30BBAA1 | TMLX060A12MP11 | 10 | 18000 | 4000 | 202750146 | ASHP | HRCU-A-CB | LX SERIES | 17 | 18000
YORK | YHG18B21 | CM30BBAA1 | TM8Y060A12MP11 | 10 | 18000 | 4000 | 202750147 | ASHP | HRCU-A-CB | LX SERIES | 17 | 18000
YORK | YHG18B21 | CF30ABAA1 | TM8X060A12MP11 | 10 | 18000 | 4000 | 202750148 | ASHP | HRCU-A-CB | LX SERIES | 17 | 18000
YORK | YHG18B21 | CF30ABAA1 | TMLX060A12MP11 | 10 | 18000 | 4000 | 202750149 | ASHP | HRCU-A-CB | LX SERIES | 17 | 18000
YORK | YHG18B21 | CF30ABAA1 | TM8Y060A12MP11 | 10 | 18000 | 4000 | 202750150 | ASHP | HRCU-A-CB | LX SERIES | 17 | 18000
YORK | YHG18B21 | CM24BBAA1 | TM8X060A12MP11 | 10 | 18000 | 4000 | 202750151 | ASHP | HRCU-A-CB | LX SERIES | 17 | 18000
YORK | YHG18B21 | CM24BBAA1 | TMLX060A12MP11 | 10 | 18000 | 4000 | 202750152 | ASHP | HRCU-A-CB | LX SERIES | 17 | 18000
YORK | YHG18B21 | CM24BBAA1 | TM8Y060A12MP11 | 10 | 18000 | 4000 | 202750153 | ASHP | HRCU-A-CB | LX SERIES | 17 | 18000
YORK | YHG18B21 | CF24BBAA1 | TM8X060A12MP11 | 10 | 18000 | 4000 | 202750154 | ASHP | HRCU-A-CB | LX SERIES | 17 | 18000
YORK | YHG18B21 | CF24BBAA1 | TMLX060A12MP11 | 10 | 18000 | 4000 | 202750155 | ASHP | HRCU-A-CB | LX SERIES | 17 | 18000
YORK | YHG18B21 | CF24BBAA1 | TM8Y060A12MP11 | 10 | 18000 | 4000 | 202750156 | ASHP | HRCU-A-CB | LX SERIES | 17 | 18000
YORK | YHG18B21 | CM24ABAA1 | TM8X060A12MP11 | 10 | 18000 | 4000 | 202750157 | ASHP | HRCU-A-CB | LX SERIES | 17 | 18000
YORK | YHG18B21 | CM24ABAA1 | TMLX060A12MP11 | 10 | 18000 | 4000 | 202750158 | ASHP | HRCU-A-CB | LX SERIES | 17 | 18000
YORK | YHG18B21 | CM24ABAA1 | TM8Y060A12MP11 | 10 | 18000 | 4000 | 202750159 | ASHP | HRCU-A-CB | LX SERIES | 17 | 18000
YORK | YHG18B21 | CF24ABAA1 | TM8X060A12MP11 | 10 | 18000 | 4000 | 202750160 | ASHP | HRCU-A-CB | LX SERIES | 17 | 18000
YORK | YHG18B21 | CF24ABAA1 | TMLX060A12MP11 | 10 | 18000 | 4000 | 202750161 | ASHP | HRCU-A-CB | LX SERIES | 17 | 18000
YORK | YHG18B21 | CF24ABAA1 | TM8Y060A12MP11 | 10 | 18000 | 4000 | 202750162 | ASHP | HRCU-A-CB | LX SERIES | 17 | 18000
YORK | YHG18B21 | CF30BBAA1 | TM8V080B12MP12 | 10 | 18000 | 4000 | 202750163 | ASHP | HRCU-A-CB | LX SERIES | 17 | 18000
YORK | YHG18B21 | CF30BBAA1 | TPLC080B12MP13 | 10 | 18000 | 4000 | 202750165 | ASHP | HRCU-A-CB | LX SERIES | 17 | 18000
YORK | YHG18B21 | CF30BBAA1 | YPLC080B12MP13 | 10 | 18000 | 4000 | 202750166 | ASHP | HRCU-A-CB | LX SERIES | 17 | 18000
YORK | YHG18B21 | CM30BBAA1 | TM8V080B12MP12 | 10 | 18000 | 4000 | 202750167 | ASHP | HRCU-A-CB | LX SERIES | 17 | 18000
YORK | YHG18B21 | CM30BBAA1 | TPLC080B12MP13 | 10 | 18000 | 4000 | 202750169 | ASHP | HRCU-A-CB | LX SERIES | 17 | 18000
YORK | YHG18B21 | CM30BBAA1 | YPLC080B12MP13 | 10 | 18000 | 4000 | 202750170 | ASHP | HRCU-A-CB | LX SERIES | 17 | 18000
YORK | YHG18B21 | CF30BBAA1 | TPLC080B12MP12 | 10 | 18000 | 4000 | 202750173 | ASHP | HRCU-A-CB | LX SERIES | 17 | 18000
YORK | YHG18B21 | CM30BBAA1 | TPLC080B12MP12 | 10 | 18000 | 4000 | 202750177 | ASHP | HRCU-A-CB | LX SERIES | 17 | 18000
YORK | YHG18B21 | CM24BBAA1 | TM8V080B12MP12 | 10 | 18000 | 4000 | 202750179 | ASHP | HRCU-A-CB | LX SERIES | 17 | 18000
YORK | YHG18B21 | CM24BBAA1 | TPLC080B12MP13 | 10 | 18000 | 4000 | 202750181 | ASHP | HRCU-A-CB | LX SERIES | 17 | 18000
YORK | YHG18B21 | CM24BBAA1 | YPLC080B12MP13 | 10 | 18000 | 4000 | 202750182 | ASHP | HRCU-A-CB | LX SERIES | 17 | 18000
LUXAIRE | TH6B1821 | CF/CM/CU24A+TXV | TM8V060A12MP12 | 10 | 18000 | 4000 | 202415474 | ASHP | HRCU-A-CB | LX SERIES | 17 | 18000
FRASER-JOHNSTON | TH6B1821 | CF/CM/CU24A+TXV | TM8V060A12MP12 | 10 | 18000 | 4000 | 202415475 | ASHP | HRCU-A-CB | LX SERIES | 17 | 18000
CHAMPION HEATING AND COOLING | TH6B1821 | CF/CM/CU24A+TXV | TM8V060A12MP12 | 10 | 18000 | 4000 | 202415476 | ASHP | HRCU-A-CB | LX SERIES | 17 | 18000
COLEMAN | CH6B1821 | CF/CM/CU24A+TXV | TMLV060A12MP12 | 10 | 18000 | 4000 | 202415477 | ASHP | HRCU-A-CB | LX SERIES | 17 | 18000
LUXAIRE | TH6B1821 | CF/CM/CU24A+TXV | TMLV060A12MP12 | 10 | 18000 | 4000 | 202415478 | ASHP | HRCU-A-CB | LX SERIES | 17 | 18000
FRASER-JOHNSTON | TH6B1821 | CF/CM/CU24A+TXV | TMLV060A12MP12 | 10 | 18000 | 4000 | 202415479 | ASHP | HRCU-A-CB | LX SERIES | 17 | 18000
CHAMPION HEATING AND COOLING | TH6B1821 | CF/CM/CU24A+TXV | TMLV060A12MP12 | 10 | 18000 | 4000 | 202415480 | ASHP | HRCU-A-CB | LX SERIES | 17 | 18000
COLEMAN | CH6B1821 | CF/CM/CU24A+TXV | TPLC060A12MP13 | 10 | 18000 | 4000 | 202415481 | ASHP | HRCU-A-CB | LX SERIES | 17 | 18000
LUXAIRE | TH6B1821 | CF/CM/CU24A+TXV | TPLC060A12MP13 | 10 | 18000 | 4000 | 202415482 | ASHP | HRCU-A-CB | LX SERIES | 17 | 18000
FRASER-JOHNSTON | TH6B1821 | CF/CM/CU24A+TXV | TPLC060A12MP13 | 10 | 18000 | 4000 | 202415483 | ASHP | HRCU-A-CB | LX SERIES | 17 | 18000
COLEMAN | CH6B1821 | CF/CM/CU30B+TXV | CP9C060B12MP13 | 10 | 18000 | 4000 | 202415065 | ASHP | HRCU-A-CB | LX SERIES | 17 | 18000
LUXAIRE | TH6B1821 | CF/CM/CU30B+TXV | LP9C060B12MP13 | 10 | 18000 | 4000 | 202415066 | ASHP | HRCU-A-CB | LX SERIES | 17 | 18000
COLEMAN | CH6B1821 | CF/CM/CU24B+TXV | TM9V060B12MP12 | 10 | 18000 | 4000 | 202415077 | ASHP | HRCU-A-CB | LX SERIES | 17 | 18000
FRASER-JOHNSTON | TH6B1821 | CF/CM30C+MVC12CN21+TXV |  | 10 | 18000 | 4000 | 202415489 | ASHP | HRCU-A-CB | LX SERIES | 17 | 18000
CHAMPION HEATING AND COOLING | TH6B1821 | CF/CM30C+MVC12CN21+TXV |  | 10 | 18000 | 4000 | 202415490 | ASHP | HRCU-A-CB | LX SERIES | 17 | 18000
COLEMAN | CH6B1821 | CF/CM30C+ME12CN21+TXV |  | 10 | 18000 | 4000 | 202415503 | ASHP | HRCU-A-CB | LX SERIES | 17 | 18000
LUXAIRE | TH6B1821 | CF/CM30C+ME12CN21+TXV |  | 10 | 18000 | 4000 | 202415504 | ASHP | HRCU-A-CB | LX SERIES | 17 | 18000
FRASER-JOHNSTON | TH6B1821 | CF/CM30C+ME12CN21+TXV |  | 10 | 18000 | 4000 | 202415505 | ASHP | HRCU-A-CB | LX SERIES | 17 | 18000
CHAMPION HEATING AND COOLING | TH6B1821 | CF/CM30C+ME12CN21+TXV |  | 10 | 18000 | 4000 | 202415506 | ASHP | HRCU-A-CB | LX SERIES | 17 | 18000
COLEMAN | CH6B1821 | CF/CM30B+ME12BN21+TXV |  | 10 | 18000 | 4000 | 202415511 | ASHP | HRCU-A-CB | LX SERIES | 17 | 18000
LUXAIRE | TH6B1821 | CF/CM30B+ME12BN21+TXV |  | 10 | 18000 | 4000 | 202415512 | ASHP | HRCU-A-CB | LX SERIES | 17 | 18000
FRASER-JOHNSTON | TH6B1821 | CF/CM30B+ME12BN21+TXV |  | 10 | 18000 | 4000 | 202415513 | ASHP | HRCU-A-CB | LX SERIES | 17 | 18000
CHAMPION HEATING AND COOLING | TH6B1821 | CF/CM30B+ME12BN21+TXV |  | 10 | 18000 | 4000 | 202415514 | ASHP | HRCU-A-CB | LX SERIES | 17 | 18000
COLEMAN | CH6B1821 | CF/CM24B+ME12BN21+TXV |  | 10 | 18000 | 4000 | 202415515 | ASHP | HRCU-A-CB | LX SERIES | 17 | 18000
LUXAIRE | TH6B1821 | CF/CM24B+ME12BN21+TXV |  | 10 | 18000 | 4000 | 202415516 | ASHP | HRCU-A-CB | LX SERIES | 17 | 18000
FRASER-JOHNSTON | TH6B1821 | CF/CM24B+ME12BN21+TXV |  | 10 | 18000 | 4000 | 202415517 | ASHP | HRCU-A-CB | LX SERIES | 17 | 18000
CHAMPION HEATING AND COOLING | TH6B1821 | CF/CM24B+ME12BN21+TXV |  | 10 | 18000 | 4000 | 202415518 | ASHP | HRCU-A-CB | LX SERIES | 17 | 18000
COLEMAN | CH6B1821 | CF/CM30B+ME08BN21+TXV |  | 10 | 18000 | 4000 | 202415519 | ASHP | HRCU-A-CB | LX SERIES | 17 | 18000
LUXAIRE | TH6B1821 | CF/CM30B+ME08BN21+TXV |  | 10 | 18000 | 4000 | 202415520 | ASHP | HRCU-A-CB | LX SERIES | 17 | 18000
FRASER-JOHNSTON | TH6B1821 | CF/CM30B+ME08BN21+TXV |  | 10 | 18000 | 4000 | 202415521 | ASHP | HRCU-A-CB | LX SERIES | 17 | 18000
CHAMPION HEATING AND COOLING | TH6B1821 | CF/CM30B+ME08BN21+TXV |  | 10 | 18000 | 4000 | 202415522 | ASHP | HRCU-A-CB | LX SERIES | 17 | 18000
COLEMAN | CH6B1821 | CF/CM24B+ME08BN21+TXV |  | 10 | 18000 | 4000 | 202415523 | ASHP | HRCU-A-CB | LX SERIES | 17 | 18000
LUXAIRE | TH6B1821 | CF/CM24B+ME08BN21+TXV |  | 10 | 18000 | 4000 | 202415524 | ASHP | HRCU-A-CB | LX SERIES | 17 | 18000
FRASER-JOHNSTON | TH6B1821 | CF/CM24B+ME08BN21+TXV |  | 10 | 18000 | 4000 | 202415525 | ASHP | HRCU-A-CB | LX SERIES | 17 | 18000
CHAMPION HEATING AND COOLING | TH6B1821 | CF/CM24B+ME08BN21+TXV |  | 10 | 18000 | 4000 | 202415526 | ASHP | HRCU-A-CB | LX SERIES | 17 | 18000
COLEMAN | CH6B1821 | AVC24BX21+TXV |  | 10 | 18000 | 4000 | 202415527 | ASHP | HRCU-A-CB | LX SERIES | 17 | 18000
LUXAIRE | TH6B1821 | AVC24BX21+TXV |  | 10 | 18000 | 4000 | 202415528 | ASHP | HRCU-A-CB | LX SERIES | 17 | 18000
FRASER-JOHNSTON | TH6B1821 | AVC24BX21+TXV |  | 10 | 18000 | 4000 | 202415529 | ASHP | HRCU-A-CB | LX SERIES | 17 | 18000
CHAMPION HEATING AND COOLING | TH6B1821 | AVC24BX21+TXV |  | 10 | 18000 | 4000 | 202415530 | ASHP | HRCU-A-CB | LX SERIES | 17 | 18000
COLEMAN | CH6B1821 | AE30BX21+TXV |  | 10 | 18000 | 4000 | 202415535 | ASHP | HRCU-A-CB | LX SERIES | 17 | 18000
LUXAIRE | TH6B1821 | AE30BX21+TXV |  | 10 | 18000 | 4000 | 202415536 | ASHP | HRCU-A-CB | LX SERIES | 17 | 18000
LUXAIRE | TH6B1821 | CM30BBAA1 | LP9C060B12MP13 | 10 | 18000 | 4000 | 202750411 | ASHP | HRCU-A-CB | LX SERIES | 17 | 18000
COLEMAN | CH6B1821 | CM24BBAA1 | TM9V060B12MP12 | 10 | 18000 | 4000 | 202750412 | ASHP | HRCU-A-CB | LX SERIES | 17 | 18000
LUXAIRE | TH6B1821 | CM24BBAA1 | TM9V060B12MP12 | 10 | 18000 | 4000 | 202750413 | ASHP | HRCU-A-CB | LX SERIES | 17 | 18000
FRASER-JOHNSTON | TH6B1821 | CM24BBAA1 | TM9V060B12MP12 | 10 | 18000 | 4000 | 202750414 | ASHP | HRCU-A-CB | LX SERIES | 17 | 18000
CHAMPION HEATING AND COOLING | TH6B1821 | CM24BBAA1 | TM9V060B12MP12 | 10 | 18000 | 4000 | 202750415 | ASHP | HRCU-A-CB | LX SERIES | 17 | 18000
COLEMAN | CH6B1821 | CM24BBAA1 | TP9C060B12MP13 | 10 | 18000 | 4000 | 202750416 | ASHP | HRCU-A-CB | LX SERIES | 17 | 18000
LUXAIRE | TH6B1821 | CM24BBAA1 | TP9C060B12MP13 | 10 | 18000 | 4000 | 202750417 | ASHP | HRCU-A-CB | LX SERIES | 17 | 18000
FRASER-JOHNSTON | TH6B1821 | CM24BBAA1 | TP9C060B12MP13 | 10 | 18000 | 4000 | 202750418 | ASHP | HRCU-A-CB | LX SERIES | 17 | 18000
CHAMPION HEATING AND COOLING | TH6B1821 | CM24BBAA1 | TP9C060B12MP13 | 10 | 18000 | 4000 | 202750419 | ASHP | HRCU-A-CB | LX SERIES | 17 | 18000
COLEMAN | CH6B1821 | CM24BBAA1 | CP9C060B12MP13 | 10 | 18000 | 4000 | 202750420 | ASHP | HRCU-A-CB | LX SERIES | 17 | 18000
LUXAIRE | TH6B1821 | CM24BBAA1 | LP9C060B12MP13 | 10 | 18000 | 4000 | 202750421 | ASHP | HRCU-A-CB | LX SERIES | 17 | 18000
COLEMAN | CH6B1821 | CF24BBAA1 | TM9V060B12MP12 | 10 | 18000 | 4000 | 202750422 | ASHP | HRCU-A-CB | LX SERIES | 17 | 18000
LUXAIRE | TH6B1821 | CF24BBAA1 | TM9V060B12MP12 | 10 | 18000 | 4000 | 202750423 | ASHP | HRCU-A-CB | LX SERIES | 17 | 18000
FRASER-JOHNSTON | TH6B1821 | CF24BBAA1 | TM9V060B12MP12 | 10 | 18000 | 4000 | 202750424 | ASHP | HRCU-A-CB | LX SERIES | 17 | 18000
CHAMPION HEATING AND COOLING | TH6B1821 | CF24BBAA1 | TM9V060B12MP12 | 10 | 18000 | 4000 | 202750425 | ASHP | HRCU-A-CB | LX SERIES | 17 | 18000
COLEMAN | CH6B1821 | CF24BBAA1 | TP9C060B12MP13 | 10 | 18000 | 4000 | 202750426 | ASHP | HRCU-A-CB | LX SERIES | 17 | 18000
LUXAIRE | TH6B1821 | CF24BBAA1 | TP9C060B12MP13 | 10 | 18000 | 4000 | 202750427 | ASHP | HRCU-A-CB | LX SERIES | 17 | 18000
FRASER-JOHNSTON | TH6B1821 | CF24BBAA1 | TP9C060B12MP13 | 10 | 18000 | 4000 | 202750428 | ASHP | HRCU-A-CB | LX SERIES | 17 | 18000
CHAMPION HEATING AND COOLING | TH6B1821 | CF24BBAA1 | TP9C060B12MP13 | 10 | 18000 | 4000 | 202750429 | ASHP | HRCU-A-CB | LX SERIES | 17 | 18000
COLEMAN | CH6B1821 | CF24BBAA1 | CP9C060B12MP13 | 10 | 18000 | 4000 | 202750430 | ASHP | HRCU-A-CB | LX SERIES | 17 | 18000
LUXAIRE | TH6B1821 | CF24BBAA1 | LP9C060B12MP13 | 10 | 18000 | 4000 | 202750431 | ASHP | HRCU-A-CB | LX SERIES | 17 | 18000
COLEMAN | CH6B1821 | CM24BBAA1 | TM9V040A10MP12 | 10 | 18000 | 4000 | 202750444 | ASHP | HRCU-A-CB | LX SERIES | 17 | 18000
LUXAIRE | TH6B1821 | CM24BBAA1 | TM9V040A10MP12 | 10 | 18000 | 4000 | 202750445 | ASHP | HRCU-A-CB | LX SERIES | 17 | 18000
FRASER-JOHNSTON | TH6B1821 | CF/CM/CU30B+TXV | TP9C080B12MP13 | 10 | 18000 | 4000 | 202415023 | ASHP | HRCU-A-CB | LX SERIES | 17 | 18000
CHAMPION HEATING AND COOLING | TH6B1821 | CF/CM/CU30B+TXV | TP9C080B12MP13 | 10 | 18000 | 4000 | 202415024 | ASHP | HRCU-A-CB | LX SERIES | 17 | 18000
COLEMAN | CH6B1821 | CF/CM/CU30B+TXV | CP9C080B12MP13 | 10 | 18000 | 4000 | 202415025 | ASHP | HRCU-A-CB | LX SERIES | 17 | 18000
LUXAIRE | TH6B1821 | CF/CM/CU30B+TXV | LP9C080B12MP13 | 10 | 18000 | 4000 | 202415026 | ASHP | HRCU-A-CB | LX SERIES | 17 | 18000
COLEMAN | CH6B1821 | CF/CM/CU24B+TXV | TM9V080B12MP12 | 10 | 18000 | 4000 | 202415037 | ASHP | HRCU-A-CB | LX SERIES | 17 | 18000
LUXAIRE | TH6B1821 | CF/CM/CU24B+TXV | TM9V080B12MP12 | 10 | 18000 | 4000 | 202415038 | ASHP | HRCU-A-CB | LX SERIES | 17 | 18000
FRASER-JOHNSTON | TH6B1821 | CF/CM/CU24B+TXV | TM9V080B12MP12 | 10 | 18000 | 4000 | 202415039 | ASHP | HRCU-A-CB | LX SERIES | 17 | 18000
CHAMPION HEATING AND COOLING | TH6B1821 | CF/CM/CU24B+TXV | TM9V080B12MP12 | 10 | 18000 | 4000 | 202415040 | ASHP | HRCU-A-CB | LX SERIES | 17 | 18000
COLEMAN | CH6B1821 | CF/CM/CU24B+TXV | TP9C080B12MP13 | 10 | 18000 | 4000 | 202415041 | ASHP | HRCU-A-CB | LX SERIES | 17 | 18000
LUXAIRE | TH6B1821 | CF/CM/CU24B+TXV | TP9C080B12MP13 | 10 | 18000 | 4000 | 202415042 | ASHP | HRCU-A-CB | LX SERIES | 17 | 18000
GUARDIAN | RHP16L18B23 | CM30BBAA1 | TM9E080B12MP11 | 10 | 18000 | 4000 | 202750493 | ASHP | HRCU-A-CB |  | 17 | 18000
EVCON | RHP16L18B23 | CM30BBAA1 | TM9E080B12MP11 | 10 | 18000 | 4000 | 202750495 | ASHP | HRCU-A-CB |  | 17 | 18000
COLEMAN | CH6B1821 | CM30BBAA1 | TM9Y080B12MP11 | 10 | 18000 | 4000 | 202750496 | ASHP | HRCU-A-CB | LX SERIES | 17 | 18000
LUXAIRE | TH6B1821 | CM30BBAA1 | TM9Y080B12MP11 | 10 | 18000 | 4000 | 202750497 | ASHP | HRCU-A-CB | LX SERIES | 17 | 18000
FRASER-JOHNSTON | TH6B1821 | CM30BBAA1 | TM9Y080B12MP11 | 10 | 18000 | 4000 | 202750498 | ASHP | HRCU-A-CB | LX SERIES | 17 | 18000
CHAMPION HEATING AND COOLING | TH6B1821 | CM30BBAA1 | TM9Y080B12MP11 | 10 | 18000 | 4000 | 202750499 | ASHP | HRCU-A-CB | LX SERIES | 17 | 18000
YORK | YHG18B21 | CF24BBAA1 | TM8V080B12MP12 | 10 | 18000 | 4000 | 202750183 | ASHP | HRCU-A-CB | LX SERIES | 17 | 18000
YORK | YHG18B21 | CF24BBAA1 | TPLC080B12MP13 | 10 | 18000 | 4000 | 202750185 | ASHP | HRCU-A-CB | LX SERIES | 17 | 18000
YORK | YHG18B21 | CF24BBAA1 | YPLC080B12MP13 | 10 | 18000 | 4000 | 202750186 | ASHP | HRCU-A-CB | LX SERIES | 17 | 18000
YORK | YHG18B21 | CM24BBAA1 | TPLC080B12MP12 | 10 | 18000 | 4000 | 202750189 | ASHP | HRCU-A-CB | LX SERIES | 17 | 18000
YORK | YHG18B21 | CF24BBAA1 | TPLC080B12MP12 | 10 | 18000 | 4000 | 202750193 | ASHP | HRCU-A-CB | LX SERIES | 17 | 18000
YORK | YHG18B21 | CF30BBAA1 | TM8V060A12MP12 | 10 | 18000 | 4000 | 202750195 | ASHP | HRCU-A-CB | LX SERIES | 17 | 18000
EVCON | RHP16L18B23 | CM30BBAA1 | TM8X060A12MP11 | 10 | 18000 | 4000 | 202750987 | ASHP | HRCU-A-CB |  | 17 | 18000
COLEMAN | CH6B1821 | CM30BBAA1 | TMLX060A12MP11 | 10 | 18000 | 4000 | 202750988 | ASHP | HRCU-A-CB | LX SERIES | 17 | 18000
LUXAIRE | TH6B1821 | CM30BBAA1 | TMLX060A12MP11 | 10 | 18000 | 4000 | 202750989 | ASHP | HRCU-A-CB | LX SERIES | 17 | 18000
FRASER-JOHNSTON | TH6B1821 | CM30BBAA1 | TMLX060A12MP11 | 10 | 18000 | 4000 | 202750990 | ASHP | HRCU-A-CB | LX SERIES | 17 | 18000
CHAMPION HEATING AND COOLING | TH6B1821 | CM30BBAA1 | TMLX060A12MP11 | 10 | 18000 | 4000 | 202750991 | ASHP | HRCU-A-CB | LX SERIES | 17 | 18000
GUARDIAN | RHP16L18B23 | CM30BBAA1 | TMLX060A12MP11 | 10 | 18000 | 4000 | 202750996 | ASHP | HRCU-A-CB |  | 17 | 18000
GUARDIAN | RHP16L18B23 | CM30BBAA1 | RGF1L060AE12MP11 | 10 | 18000 | 4000 | 202750997 | ASHP | HRCU-A-CB |  | 17 | 18000
EVCON | RHP16L18B23 | CM30BBAA1 | TMLX060A12MP11 | 10 | 18000 | 4000 | 202750998 | ASHP | HRCU-A-CB |  | 17 | 18000
EVCON | RHP16L18B23 | CM30BBAA1 | RGF1L060AE12MP11 | 10 | 18000 | 4000 | 202750999 | ASHP | HRCU-A-CB |  | 17 | 18000
COLEMAN | CH6B1821 | CM30BBAA1 | TM8Y060A12MP11 | 10 | 18000 | 4000 | 202751000 | ASHP | HRCU-A-CB | LX SERIES | 17 | 18000
LUXAIRE | TH6B1821 | CM30BBAA1 | TM8Y060A12MP11 | 10 | 18000 | 4000 | 202751001 | ASHP | HRCU-A-CB | LX SERIES | 17 | 18000
FRASER-JOHNSTON | TH6B1821 | CM30BBAA1 | TM8Y060A12MP11 | 10 | 18000 | 4000 | 202751002 | ASHP | HRCU-A-CB | LX SERIES | 17 | 18000
CHAMPION HEATING AND COOLING | TH6B1821 | CM30BBAA1 | TM8Y060A12MP11 | 10 | 18000 | 4000 | 202751003 | ASHP | HRCU-A-CB | LX SERIES | 17 | 18000
GUARDIAN | RHP16L18B23 | CM30BBAA1 | TM8Y060A12MP11 | 10 | 18000 | 4000 | 202751008 | ASHP | HRCU-A-CB |  | 17 | 18000
EVCON | RHP16L18B23 | CM30BBAA1 | TM8Y060A12MP11 | 10 | 18000 | 4000 | 202751010 | ASHP | HRCU-A-CB |  | 17 | 18000
COLEMAN | CH6B1821 | CF30ABAA1 | TM8X060A12MP11 | 10 | 18000 | 4000 | 202751012 | ASHP | HRCU-A-CB | LX SERIES | 17 | 18000
LUXAIRE | TH6B1821 | CF30ABAA1 | TM8X060A12MP11 | 10 | 18000 | 4000 | 202751013 | ASHP | HRCU-A-CB | LX SERIES | 17 | 18000
FRASER-JOHNSTON | TH6B1821 | CF30ABAA1 | TM8X060A12MP11 | 10 | 18000 | 4000 | 202751014 | ASHP | HRCU-A-CB | LX SERIES | 17 | 18000
CHAMPION HEATING AND COOLING | TH6B1821 | CF30ABAA1 | TM8X060A12MP11 | 10 | 18000 | 4000 | 202751015 | ASHP | HRCU-A-CB | LX SERIES | 17 | 18000
GUARDIAN | RHP16L18B23 | CF30ABAA1 | TM8X060A12MP11 | 10 | 18000 | 4000 | 202751018 | ASHP | HRCU-A-CB |  | 17 | 18000
EVCON | RHP16L18B23 | CF30ABAA1 | TM8X060A12MP11 | 10 | 18000 | 4000 | 202751019 | ASHP | HRCU-A-CB |  | 17 | 18000
COLEMAN | CH6B1821 | CF30ABAA1 | TMLX060A12MP11 | 10 | 18000 | 4000 | 202751020 | ASHP | HRCU-A-CB | LX SERIES | 17 | 18000
LUXAIRE | TH6B1821 | CF30ABAA1 | TMLX060A12MP11 | 10 | 18000 | 4000 | 202751021 | ASHP | HRCU-A-CB | LX SERIES | 17 | 18000
FRASER-JOHNSTON | TH6B1821 | CF30ABAA1 | TMLX060A12MP11 | 10 | 18000 | 4000 | 202751022 | ASHP | HRCU-A-CB | LX SERIES | 17 | 18000
CHAMPION HEATING AND COOLING | TH6B1821 | CF30ABAA1 | TMLX060A12MP11 | 10 | 18000 | 4000 | 202751023 | ASHP | HRCU-A-CB | LX SERIES | 17 | 18000
GUARDIAN | RHP16L18B23 | CF30ABAA1 | TMLX060A12MP11 | 10 | 18000 | 4000 | 202751028 | ASHP | HRCU-A-CB |  | 17 | 18000
GUARDIAN | RHP16L18B23 | CF30ABAA1 | RGF1L060AE12MP11 | 10 | 18000 | 4000 | 202751029 | ASHP | HRCU-A-CB |  | 17 | 18000
EVCON | RHP16L18B23 | CF30ABAA1 | TMLX060A12MP11 | 10 | 18000 | 4000 | 202751030 | ASHP | HRCU-A-CB |  | 17 | 18000
EVCON | RHP16L18B23 | CF30ABAA1 | RGF1L060AE12MP11 | 10 | 18000 | 4000 | 202751031 | ASHP | HRCU-A-CB |  | 17 | 18000
COLEMAN | CH6B1821 | CF30ABAA1 | TM8Y060A12MP11 | 10 | 18000 | 4000 | 202751032 | ASHP | HRCU-A-CB | LX SERIES | 17 | 18000
LUXAIRE | TH6B1821 | CF30ABAA1 | TM8Y060A12MP11 | 10 | 18000 | 4000 | 202751033 | ASHP | HRCU-A-CB | LX SERIES | 17 | 18000
FRASER-JOHNSTON | TH6B1821 | CF30ABAA1 | TM8Y060A12MP11 | 10 | 18000 | 4000 | 202751034 | ASHP | HRCU-A-CB | LX SERIES | 17 | 18000
CHAMPION HEATING AND COOLING | TH6B1821 | CF30ABAA1 | TM8Y060A12MP11 | 10 | 18000 | 4000 | 202751035 | ASHP | HRCU-A-CB | LX SERIES | 17 | 18000
LUXAIRE | TH6B1821 | CF/CM/CU24B+TXV | LP9C080B12MP13 | 10 | 18000 | 4000 | 202415046 | ASHP | HRCU-A-CB | LX SERIES | 17 | 18000
COLEMAN | CH6B1821 | CF/CM30C+TXV | TM9V060B12MP12 | 10 | 18000 | 4000 | 202415047 | ASHP | HRCU-A-CB | LX SERIES | 17 | 18000
LUXAIRE | TH6B1821 | CF/CM30C+TXV | TM9V060B12MP12 | 10 | 18000 | 4000 | 202415048 | ASHP | HRCU-A-CB | LX SERIES | 17 | 18000
FRASER-JOHNSTON | TH6B1821 | CF/CM30C+TXV | TM9V060B12MP12 | 10 | 18000 | 4000 | 202415049 | ASHP | HRCU-A-CB | LX SERIES | 17 | 18000
CHAMPION HEATING AND COOLING | TH6B1821 | CF/CM30C+TXV | TM9V060B12MP12 | 10 | 18000 | 4000 | 202415050 | ASHP | HRCU-A-CB | LX SERIES | 17 | 18000
COLEMAN | CH6B1821 | CF/CM30C+TXV | TP9C060B12MP13 | 10 | 18000 | 4000 | 202415051 | ASHP | HRCU-A-CB | LX SERIES | 17 | 18000
LUXAIRE | TH6B1821 | CF/CM30C+TXV | TP9C060B12MP13 | 10 | 18000 | 4000 | 202415052 | ASHP | HRCU-A-CB | LX SERIES | 17 | 18000
FRASER-JOHNSTON | TH6B1821 | CF/CM30C+TXV | TP9C060B12MP13 | 10 | 18000 | 4000 | 202415053 | ASHP | HRCU-A-CB | LX SERIES | 17 | 18000
CHAMPION HEATING AND COOLING | TH6B1821 | CF/CM30C+TXV | TP9C060B12MP13 | 10 | 18000 | 4000 | 202415054 | ASHP | HRCU-A-CB | LX SERIES | 17 | 18000
COLEMAN | CH6B1821 | CF/CM30C+TXV | CP9C060B12MP13 | 10 | 18000 | 4000 | 202415055 | ASHP | HRCU-A-CB | LX SERIES | 17 | 18000
LUXAIRE | TH6B1821 | CF/CM30C+TXV | LP9C060B12MP13 | 10 | 18000 | 4000 | 202415056 | ASHP | HRCU-A-CB | LX SERIES | 17 | 18000
COLEMAN | CH6B1821 | CF/CM/CU30B+TXV | TM9V060B12MP12 | 10 | 18000 | 4000 | 202415057 | ASHP | HRCU-A-CB | LX SERIES | 17 | 18000
LUXAIRE | TH6B1821 | CF/CM/CU30B+TXV | TM9V060B12MP12 | 10 | 18000 | 4000 | 202415058 | ASHP | HRCU-A-CB | LX SERIES | 17 | 18000
FRASER-JOHNSTON | TH6B1821 | CF/CM/CU30B+TXV | TM9V060B12MP12 | 10 | 18000 | 4000 | 202415059 | ASHP | HRCU-A-CB | LX SERIES | 17 | 18000
CHAMPION HEATING AND COOLING | TH6B1821 | CF/CM/CU30B+TXV | TM9V060B12MP12 | 10 | 18000 | 4000 | 202415060 | ASHP | HRCU-A-CB | LX SERIES | 17 | 18000
COLEMAN | CH6B1821 | CF/CM/CU30B+TXV | TP9C060B12MP13 | 10 | 18000 | 4000 | 202415061 | ASHP | HRCU-A-CB | LX SERIES | 17 | 18000
LUXAIRE | TH6B1821 | CF/CM/CU30B+TXV | TP9C060B12MP13 | 10 | 18000 | 4000 | 202415062 | ASHP | HRCU-A-CB | LX SERIES | 17 | 18000
FRASER-JOHNSTON | TH6B1821 | CF/CM/CU30B+TXV | TP9C060B12MP13 | 10 | 18000 | 4000 | 202415063 | ASHP | HRCU-A-CB | LX SERIES | 17 | 18000
CHAMPION HEATING AND COOLING | TH6B1821 | CF/CM/CU30B+TXV | TP9C060B12MP13 | 10 | 18000 | 4000 | 202415064 | ASHP | HRCU-A-CB | LX SERIES | 17 | 18000
COLEMAN | CH6B1821 | CF30BBAA1 | TM8Y080B12MP11 | 10 | 18000 | 4000 | 202750840 | ASHP | HRCU-A-CB | LX SERIES | 17 | 18000
LUXAIRE | TH6B1821 | CF30BBAA1 | TM8Y080B12MP11 | 10 | 18000 | 4000 | 202750841 | ASHP | HRCU-A-CB | LX SERIES | 17 | 18000
FRASER-JOHNSTON | TH6B1821 | CF30BBAA1 | TM8Y080B12MP11 | 10 | 18000 | 4000 | 202750842 | ASHP | HRCU-A-CB | LX SERIES | 17 | 18000
CHAMPION HEATING AND COOLING | TH6B1821 | CF30BBAA1 | TM8Y080B12MP11 | 10 | 18000 | 4000 | 202750843 | ASHP | HRCU-A-CB | LX SERIES | 17 | 18000
GUARDIAN | RHP16L18B23 | CF30BBAA1 | TM8Y080B12MP11 | 10 | 18000 | 4000 | 202750848 | ASHP | HRCU-A-CB |  | 17 | 18000
GUARDIAN | RHP16L18B23 | CF30BBAA1 | RGF2L080BE12MP11 | 10 | 18000 | 4000 | 202750849 | ASHP | HRCU-A-CB |  | 17 | 18000
GUARDIAN | RHP16L18B23 | CF30ABAA1 | TM8Y060A12MP11 | 10 | 18000 | 4000 | 202751040 | ASHP | HRCU-A-CB |  | 17 | 18000
EVCON | RHP16L18B23 | CF30ABAA1 | TM8Y060A12MP11 | 10 | 18000 | 4000 | 202751042 | ASHP | HRCU-A-CB |  | 17 | 18000
COLEMAN | CH6B1821 | CM24BBAA1 | TM8X060A12MP11 | 10 | 18000 | 4000 | 202751044 | ASHP | HRCU-A-CB | LX SERIES | 17 | 18000
LUXAIRE | TH6B1821 | CM24BBAA1 | TM8X060A12MP11 | 10 | 18000 | 4000 | 202751045 | ASHP | HRCU-A-CB | LX SERIES | 17 | 18000
FRASER-JOHNSTON | TH6B1821 | CM24BBAA1 | TM8X060A12MP11 | 10 | 18000 | 4000 | 202751046 | ASHP | HRCU-A-CB | LX SERIES | 17 | 18000
CHAMPION HEATING AND COOLING | TH6B1821 | CM24BBAA1 | TM8X060A12MP11 | 10 | 18000 | 4000 | 202751047 | ASHP | HRCU-A-CB | LX SERIES | 17 | 18000
GUARDIAN | RHP16L18B23 | CM24BBAA1 | TM8X060A12MP11 | 10 | 18000 | 4000 | 202751050 | ASHP | HRCU-A-CB |  | 17 | 18000
EVCON | RHP16L18B23 | CM24BBAA1 | TM8X060A12MP11 | 10 | 18000 | 4000 | 202751051 | ASHP | HRCU-A-CB |  | 17 | 18000
COLEMAN | CH6B1821 | CM24BBAA1 | TMLX060A12MP11 | 10 | 18000 | 4000 | 202751052 | ASHP | HRCU-A-CB | LX SERIES | 17 | 18000
LUXAIRE | TH6B1821 | CM24BBAA1 | TMLX060A12MP11 | 10 | 18000 | 4000 | 202751053 | ASHP | HRCU-A-CB | LX SERIES | 17 | 18000
FRASER-JOHNSTON | TH6B1821 | CM24BBAA1 | TMLX060A12MP11 | 10 | 18000 | 4000 | 202751054 | ASHP | HRCU-A-CB | LX SERIES | 17 | 18000
CHAMPION HEATING AND COOLING | TH6B1821 | CM24BBAA1 | TMLX060A12MP11 | 10 | 18000 | 4000 | 202751055 | ASHP | HRCU-A-CB | LX SERIES | 17 | 18000
GUARDIAN | RHP16L18B23 | CM24BBAA1 | TMLX060A12MP11 | 10 | 18000 | 4000 | 202751060 | ASHP | HRCU-A-CB |  | 17 | 18000
GUARDIAN | RHP16L18B23 | CM24BBAA1 | RGF1L060AE12MP11 | 10 | 18000 | 4000 | 202751061 | ASHP | HRCU-A-CB |  | 17 | 18000
EVCON | RHP16L18B23 | CM24BBAA1 | TMLX060A12MP11 | 10 | 18000 | 4000 | 202751062 | ASHP | HRCU-A-CB |  | 17 | 18000
EVCON | RHP16L18B23 | CM24BBAA1 | RGF1L060AE12MP11 | 10 | 18000 | 4000 | 202751063 | ASHP | HRCU-A-CB |  | 17 | 18000
COLEMAN | CH6B1821 | CM24BBAA1 | TM8Y060A12MP11 | 10 | 18000 | 4000 | 202751064 | ASHP | HRCU-A-CB | LX SERIES | 17 | 18000
LUXAIRE | TH6B1821 | CM24BBAA1 | TM8Y060A12MP11 | 10 | 18000 | 4000 | 202751065 | ASHP | HRCU-A-CB | LX SERIES | 17 | 18000
FRASER-JOHNSTON | TH6B1821 | CM24BBAA1 | TM8Y060A12MP11 | 10 | 18000 | 4000 | 202751066 | ASHP | HRCU-A-CB | LX SERIES | 17 | 18000
CHAMPION HEATING AND COOLING | TH6B1821 | CM24BBAA1 | TM8Y060A12MP11 | 10 | 18000 | 4000 | 202751067 | ASHP | HRCU-A-CB | LX SERIES | 17 | 18000
GUARDIAN | RHP16L18B23 | CM24BBAA1 | TM8Y060A12MP11 | 10 | 18000 | 4000 | 202751072 | ASHP | HRCU-A-CB |  | 17 | 18000
EVCON | RHP16L18B23 | CM24BBAA1 | TM8Y060A12MP11 | 10 | 18000 | 4000 | 202751074 | ASHP | HRCU-A-CB |  | 17 | 18000
COLEMAN | CH6B1821 | CF24BBAA1 | TM8X060A12MP11 | 10 | 18000 | 4000 | 202751076 | ASHP | HRCU-A-CB | LX SERIES | 17 | 18000
LUXAIRE | TH6B1821 | CF24BBAA1 | TM8X060A12MP11 | 10 | 18000 | 4000 | 202751077 | ASHP | HRCU-A-CB | LX SERIES | 17 | 18000
FRASER-JOHNSTON | TH6B1821 | CF24BBAA1 | TM8X060A12MP11 | 10 | 18000 | 4000 | 202751078 | ASHP | HRCU-A-CB | LX SERIES | 17 | 18000
CHAMPION HEATING AND COOLING | TH6B1821 | CF24BBAA1 | TM8X060A12MP11 | 10 | 18000 | 4000 | 202751079 | ASHP | HRCU-A-CB | LX SERIES | 17 | 18000
GUARDIAN | RHP16L18B23 | CF24BBAA1 | TM8X060A12MP11 | 10 | 18000 | 4000 | 202751082 | ASHP | HRCU-A-CB |  | 17 | 18000
EVCON | RHP16L18B23 | CF24BBAA1 | TM8X060A12MP11 | 10 | 18000 | 4000 | 202751083 | ASHP | HRCU-A-CB |  | 17 | 18000
FRASER-JOHNSTON | TH6B1821 | CM24BBAA1 | TM9V040A10MP12 | 10 | 18000 | 4000 | 202750446 | ASHP | HRCU-A-CB | LX SERIES | 17 | 18000
CHAMPION HEATING AND COOLING | TH6B1821 | CM24BBAA1 | TM9V040A10MP12 | 10 | 18000 | 4000 | 202750447 | ASHP | HRCU-A-CB | LX SERIES | 17 | 18000
COLEMAN | CH6B1821 | CF24BBAA1 | TM9V040A10MP12 | 10 | 18000 | 4000 | 202750448 | ASHP | HRCU-A-CB | LX SERIES | 17 | 18000
LUXAIRE | TH6B1821 | CF24BBAA1 | TM9V040A10MP12 | 10 | 18000 | 4000 | 202750449 | ASHP | HRCU-A-CB | LX SERIES | 17 | 18000
FRASER-JOHNSTON | TH6B1821 | CF24BBAA1 | TM9V040A10MP12 | 10 | 18000 | 4000 | 202750450 | ASHP | HRCU-A-CB | LX SERIES | 17 | 18000
CHAMPION HEATING AND COOLING | TH6B1821 | CF24BBAA1 | TM9V040A10MP12 | 10 | 18000 | 4000 | 202750451 | ASHP | HRCU-A-CB | LX SERIES | 17 | 18000
COLEMAN | CH6B1821 | CM24ABAA1 | TM9V040A10MP12 | 10 | 18000 | 4000 | 202750452 | ASHP | HRCU-A-CB | LX SERIES | 17 | 18000
LUXAIRE | TH6B1821 | CM24ABAA1 | TM9V040A10MP12 | 10 | 18000 | 4000 | 202750453 | ASHP | HRCU-A-CB | LX SERIES | 17 | 18000
FRASER-JOHNSTON | TH6B1821 | CM24ABAA1 | TM9V040A10MP12 | 10 | 18000 | 4000 | 202750454 | ASHP | HRCU-A-CB | LX SERIES | 17 | 18000
CHAMPION HEATING AND COOLING | TH6B1821 | CM24ABAA1 | TM9V040A10MP12 | 10 | 18000 | 4000 | 202750455 | ASHP | HRCU-A-CB | LX SERIES | 17 | 18000
COLEMAN | CH6B1821 | CF24ABAA1 | TM9V040A10MP12 | 10 | 18000 | 4000 | 202750456 | ASHP | HRCU-A-CB | LX SERIES | 17 | 18000
LUXAIRE | TH6B1821 | CF24ABAA1 | TM9V040A10MP12 | 10 | 18000 | 4000 | 202750457 | ASHP | HRCU-A-CB | LX SERIES | 17 | 18000
FRASER-JOHNSTON | TH6B1821 | CF24ABAA1 | TM9V040A10MP12 | 10 | 18000 | 4000 | 202750458 | ASHP | HRCU-A-CB | LX SERIES | 17 | 18000
CHAMPION HEATING AND COOLING | TH6B1821 | CF24ABAA1 | TM9V040A10MP12 | 10 | 18000 | 4000 | 202750459 | ASHP | HRCU-A-CB | LX SERIES | 17 | 18000
COLEMAN | CH6B1821 | CF30BBAA1 | TM9E080B12MP11 | 10 | 18000 | 4000 | 202750460 | ASHP | HRCU-A-CB | LX SERIES | 17 | 18000
LUXAIRE | TH6B1821 | CF30BBAA1 | TM9E080B12MP11 | 10 | 18000 | 4000 | 202750461 | ASHP | HRCU-A-CB | LX SERIES | 17 | 18000
FRASER-JOHNSTON | TH6B1821 | CF30BBAA1 | TM9E080B12MP11 | 10 | 18000 | 4000 | 202750462 | ASHP | HRCU-A-CB | LX SERIES | 17 | 18000
CHAMPION HEATING AND COOLING | TH6B1821 | CF30BBAA1 | TM9E080B12MP11 | 10 | 18000 | 4000 | 202750463 | ASHP | HRCU-A-CB | LX SERIES | 17 | 18000
GUARDIAN | RHP16L18B23 | CF30BBAA1 | TM9E080B12MP11 | 10 | 18000 | 4000 | 202750469 | ASHP | HRCU-A-CB |  | 17 | 18000
EVCON | RHP16L18B23 | CF30BBAA1 | TM9E080B12MP11 | 10 | 18000 | 4000 | 202750471 | ASHP | HRCU-A-CB |  | 17 | 18000
COLEMAN | CH6B1821 | CF30BBAA1 | TM9Y080B12MP11 | 10 | 18000 | 4000 | 202750472 | ASHP | HRCU-A-CB | LX SERIES | 17 | 18000
LUXAIRE | TH6B1821 | CF30BBAA1 | TM9Y080B12MP11 | 10 | 18000 | 4000 | 202750473 | ASHP | HRCU-A-CB | LX SERIES | 17 | 18000
FRASER-JOHNSTON | TH6B1821 | CF30BBAA1 | TM9Y080B12MP11 | 10 | 18000 | 4000 | 202750474 | ASHP | HRCU-A-CB | LX SERIES | 17 | 18000
CHAMPION HEATING AND COOLING | TH6B1821 | CF30BBAA1 | TM9Y080B12MP11 | 10 | 18000 | 4000 | 202750475 | ASHP | HRCU-A-CB | LX SERIES | 17 | 18000
GUARDIAN | RHP16L18B23 | CF30BBAA1 | TM9Y080B12MP11 | 10 | 18000 | 4000 | 202750480 | ASHP | HRCU-A-CB |  | 17 | 18000
EVCON | RHP16L18B23 | CF30BBAA1 | TM9Y080B12MP11 | 10 | 18000 | 4000 | 202750483 | ASHP | HRCU-A-CB |  | 17 | 18000
COLEMAN | CH6B1821 | CM30BBAA1 | TM9E080B12MP11 | 10 | 18000 | 4000 | 202750484 | ASHP | HRCU-A-CB | LX SERIES | 17 | 18000
LUXAIRE | TH6B1821 | CM30BBAA1 | TM9E080B12MP11 | 10 | 18000 | 4000 | 202750485 | ASHP | HRCU-A-CB | LX SERIES | 17 | 18000
FRASER-JOHNSTON | TH6B1821 | CM30BBAA1 | TM9E080B12MP11 | 10 | 18000 | 4000 | 202750486 | ASHP | HRCU-A-CB | LX SERIES | 17 | 18000
CHAMPION HEATING AND COOLING | TH6B1821 | CM30BBAA1 | TM9E080B12MP11 | 10 | 18000 | 4000 | 202750487 | ASHP | HRCU-A-CB | LX SERIES | 17 | 18000
COLEMAN | CH6B1821 | CM30BBAA1 | TMLX080B12MP11 | 10 | 18000 | 4000 | 202750860 | ASHP | HRCU-A-CB | LX SERIES | 17 | 18000
LUXAIRE | TH6B1821 | CM30BBAA1 | TMLX080B12MP11 | 10 | 18000 | 4000 | 202750861 | ASHP | HRCU-A-CB | LX SERIES | 17 | 18000
FRASER-JOHNSTON | TH6B1821 | CM30BBAA1 | TMLX080B12MP11 | 10 | 18000 | 4000 | 202750862 | ASHP | HRCU-A-CB | LX SERIES | 17 | 18000
CHAMPION HEATING AND COOLING | TH6B1821 | CM30BBAA1 | TMLX080B12MP11 | 10 | 18000 | 4000 | 202750863 | ASHP | HRCU-A-CB | LX SERIES | 17 | 18000
GUARDIAN | RHP16L18B23 | CM30BBAA1 | TMLX080B12MP11 | 10 | 18000 | 4000 | 202750868 | ASHP | HRCU-A-CB |  | 17 | 18000
EVCON | RHP16L18B23 | CM30BBAA1 | TMLX080B12MP11 | 10 | 18000 | 4000 | 202750870 | ASHP | HRCU-A-CB |  | 17 | 18000
COLEMAN | CH6B1821 | CM30BBAA1 | TM8Y080B12MP11 | 10 | 18000 | 4000 | 202750872 | ASHP | HRCU-A-CB | LX SERIES | 17 | 18000
LUXAIRE | TH6B1821 | CM30BBAA1 | TM8Y080B12MP11 | 10 | 18000 | 4000 | 202750873 | ASHP | HRCU-A-CB | LX SERIES | 17 | 18000
COLEMAN | CH6B1821 | CM30BBAA1 | TM8V060A12MP12 | 10 | 18000 | 4000 | 202751298 | ASHP | HRCU-A-CB | LX SERIES | 17 | 18000
LUXAIRE | TH6B1821 | CM30BBAA1 | TM8V060A12MP12 | 10 | 18000 | 4000 | 202751299 | ASHP | HRCU-A-CB | LX SERIES | 17 | 18000
FRASER-JOHNSTON | TH6B1821 | CM30BBAA1 | TM8V060A12MP12 | 10 | 18000 | 4000 | 202751300 | ASHP | HRCU-A-CB | LX SERIES | 17 | 18000
CHAMPION HEATING AND COOLING | TH6B1821 | CM30BBAA1 | TM8V060A12MP12 | 10 | 18000 | 4000 | 202751301 | ASHP | HRCU-A-CB | LX SERIES | 17 | 18000
COLEMAN | CH6B1821 | CM30BBAA1 | TMLV060A12MP12 | 10 | 18000 | 4000 | 202751302 | ASHP | HRCU-A-CB | LX SERIES | 17 | 18000
LUXAIRE | TH6B1821 | CM30BBAA1 | TMLV060A12MP12 | 10 | 18000 | 4000 | 202751303 | ASHP | HRCU-A-CB | LX SERIES | 17 | 18000
FRASER-JOHNSTON | TH6B1821 | CM30BBAA1 | TMLV060A12MP12 | 10 | 18000 | 4000 | 202751304 | ASHP | HRCU-A-CB | LX SERIES | 17 | 18000
CHAMPION HEATING AND COOLING | TH6B1821 | CM30BBAA1 | TMLV060A12MP12 | 10 | 18000 | 4000 | 202751305 | ASHP | HRCU-A-CB | LX SERIES | 17 | 18000
COLEMAN | CH6B1821 | CM30BBAA1 | TPLC060A12MP13 | 10 | 18000 | 4000 | 202751306 | ASHP | HRCU-A-CB | LX SERIES | 17 | 18000
LUXAIRE | TH6B1821 | CM30BBAA1 | TPLC060A12MP13 | 10 | 18000 | 4000 | 202751307 | ASHP | HRCU-A-CB | LX SERIES | 17 | 18000
FRASER-JOHNSTON | TH6B1821 | CM30BBAA1 | TPLC060A12MP13 | 10 | 18000 | 4000 | 202751308 | ASHP | HRCU-A-CB | LX SERIES | 17 | 18000
CHAMPION HEATING AND COOLING | TH6B1821 | CM30BBAA1 | TPLC060A12MP13 | 10 | 18000 | 4000 | 202751309 | ASHP | HRCU-A-CB | LX SERIES | 17 | 18000
COLEMAN | CH6B1821 | CF30ABAA1 | TM8V060A12MP12 | 10 | 18000 | 4000 | 202751340 | ASHP | HRCU-A-CB | LX SERIES | 17 | 18000
LUXAIRE | TH6B1821 | CF30ABAA1 | TM8V060A12MP12 | 10 | 18000 | 4000 | 202751341 | ASHP | HRCU-A-CB | LX SERIES | 17 | 18000
FRASER-JOHNSTON | TH6B1821 | CF30ABAA1 | TM8V060A12MP12 | 10 | 18000 | 4000 | 202751342 | ASHP | HRCU-A-CB | LX SERIES | 17 | 18000
CHAMPION HEATING AND COOLING | TH6B1821 | CF30ABAA1 | TM8V060A12MP12 | 10 | 18000 | 4000 | 202751343 | ASHP | HRCU-A-CB | LX SERIES | 17 | 18000
COLEMAN | CH6B1821 | CF30ABAA1 | TMLV060A12MP12 | 10 | 18000 | 4000 | 202751344 | ASHP | HRCU-A-CB | LX SERIES | 17 | 18000
LUXAIRE | TH6B1821 | CF30ABAA1 | TMLV060A12MP12 | 10 | 18000 | 4000 | 202751345 | ASHP | HRCU-A-CB | LX SERIES | 17 | 18000
FRASER-JOHNSTON | TH6B1821 | CF30ABAA1 | TMLV060A12MP12 | 10 | 18000 | 4000 | 202751346 | ASHP | HRCU-A-CB | LX SERIES | 17 | 18000
CHAMPION HEATING AND COOLING | TH6B1821 | CF30ABAA1 | TMLV060A12MP12 | 10 | 18000 | 4000 | 202751347 | ASHP | HRCU-A-CB | LX SERIES | 17 | 18000
COLEMAN | CH6B1821 | CF30ABAA1 | TPLC060A12MP13 | 10 | 18000 | 4000 | 202751348 | ASHP | HRCU-A-CB | LX SERIES | 17 | 18000
LUXAIRE | TH6B1821 | CF30ABAA1 | TPLC060A12MP13 | 10 | 18000 | 4000 | 202751349 | ASHP | HRCU-A-CB | LX SERIES | 17 | 18000
FRASER-JOHNSTON | TH6B1821 | CF30ABAA1 | TPLC060A12MP13 | 10 | 18000 | 4000 | 202751350 | ASHP | HRCU-A-CB | LX SERIES | 17 | 18000
CHAMPION HEATING AND COOLING | TH6B1821 | CF30ABAA1 | TPLC060A12MP13 | 10 | 18000 | 4000 | 202751351 | ASHP | HRCU-A-CB | LX SERIES | 17 | 18000
COLEMAN | CH6B1821 | CM24BBAA1 | TM8V060A12MP12 | 10 | 18000 | 4000 | 202751368 | ASHP | HRCU-A-CB | LX SERIES | 17 | 18000
LUXAIRE | TH6B1821 | CM24BBAA1 | TM8V060A12MP12 | 10 | 18000 | 4000 | 202751369 | ASHP | HRCU-A-CB | LX SERIES | 17 | 18000
FRASER-JOHNSTON | TH6B1821 | CM24BBAA1 | TM8V060A12MP12 | 10 | 18000 | 4000 | 202751370 | ASHP | HRCU-A-CB | LX SERIES | 17 | 18000
CHAMPION HEATING AND COOLING | TH6B1821 | CM24BBAA1 | TM8V060A12MP12 | 10 | 18000 | 4000 | 202751371 | ASHP | HRCU-A-CB | LX SERIES | 17 | 18000
FRASER-JOHNSTON | TH6B1821 | CM24ABAA1 | TM9Y040A10MP11 | 10 | 18000 | 4000 | 202750792 | ASHP | HRCU-A-CB | LX SERIES | 17 | 18000
CHAMPION HEATING AND COOLING | TH6B1821 | CM24ABAA1 | TM9Y040A10MP11 | 10 | 18000 | 4000 | 202750793 | ASHP | HRCU-A-CB | LX SERIES | 17 | 18000
COLEMAN | CH6B1821 | CF24ABAA1 | TM9E040A10MP11 | 10 | 18000 | 4000 | 202750796 | ASHP | HRCU-A-CB | LX SERIES | 17 | 18000
LUXAIRE | TH6B1821 | CF24ABAA1 | TM9E040A10MP11 | 10 | 18000 | 4000 | 202750797 | ASHP | HRCU-A-CB | LX SERIES | 17 | 18000
FRASER-JOHNSTON | TH6B1821 | CF24ABAA1 | TM9E040A10MP11 | 10 | 18000 | 4000 | 202750798 | ASHP | HRCU-A-CB | LX SERIES | 17 | 18000
CHAMPION HEATING AND COOLING | TH6B1821 | CF24ABAA1 | TM9E040A10MP11 | 10 | 18000 | 4000 | 202750799 | ASHP | HRCU-A-CB | LX SERIES | 17 | 18000
GUARDIAN | RHP16L18B23 | CF24ABAA1 | TM9E040A10MP11 | 10 | 18000 | 4000 | 202750804 | ASHP | HRCU-A-CB |  | 17 | 18000
EVCON | RHP16L18B23 | CF24ABAA1 | TM9E040A10MP11 | 10 | 18000 | 4000 | 202750806 | ASHP | HRCU-A-CB |  | 17 | 18000
COLEMAN | CH6B1821 | CF24ABAA1 | TM9Y040A10MP11 | 10 | 18000 | 4000 | 202750808 | ASHP | HRCU-A-CB | LX SERIES | 17 | 18000
LUXAIRE | TH6B1821 | CF24ABAA1 | TM9Y040A10MP11 | 10 | 18000 | 4000 | 202750809 | ASHP | HRCU-A-CB | LX SERIES | 17 | 18000
FRASER-JOHNSTON | TH6B1821 | CF24ABAA1 | TM9Y040A10MP11 | 10 | 18000 | 4000 | 202750810 | ASHP | HRCU-A-CB | LX SERIES | 17 | 18000
CHAMPION HEATING AND COOLING | TH6B1821 | CF24ABAA1 | TM9Y040A10MP11 | 10 | 18000 | 4000 | 202750811 | ASHP | HRCU-A-CB | LX SERIES | 17 | 18000
GUARDIAN | RHP16L18B23 | CF24ABAA1 | RGF29040AE12MP11 | 10 | 18000 | 4000 | 202750816 | ASHP | HRCU-A-CB |  | 17 | 18000
GUARDIAN | RHP16L18B23 | CF24ABAA1 | TM9Y040A10MP11 | 10 | 18000 | 4000 | 202750817 | ASHP | HRCU-A-CB |  | 17 | 18000
EVCON | RHP16L18B23 | CF24ABAA1 | RGF29040AE12MP11 | 10 | 18000 | 4000 | 202750818 | ASHP | HRCU-A-CB |  | 17 | 18000
EVCON | RHP16L18B23 | CF24ABAA1 | TM9Y040A10MP11 | 10 | 18000 | 4000 | 202750819 | ASHP | HRCU-A-CB |  | 17 | 18000
COLEMAN | CH6B1821 | CF30BBAA1 | TM8X080B12MP11 | 10 | 18000 | 4000 | 202750820 | ASHP | HRCU-A-CB | LX SERIES | 17 | 18000
LUXAIRE | TH6B1821 | CF30BBAA1 | TM8X080B12MP11 | 10 | 18000 | 4000 | 202750821 | ASHP | HRCU-A-CB | LX SERIES | 17 | 18000
FRASER-JOHNSTON | TH6B1821 | CF30BBAA1 | TM8X080B12MP11 | 10 | 18000 | 4000 | 202750822 | ASHP | HRCU-A-CB | LX SERIES | 17 | 18000
CHAMPION HEATING AND COOLING | TH6B1821 | CF30BBAA1 | TM8X080B12MP11 | 10 | 18000 | 4000 | 202750823 | ASHP | HRCU-A-CB | LX SERIES | 17 | 18000
GUARDIAN | RHP16L18B23 | CF30BBAA1 | TM8X080B12MP11 | 10 | 18000 | 4000 | 202750826 | ASHP | HRCU-A-CB |  | 17 | 18000
EVCON | RHP16L18B23 | CF30BBAA1 | TM8X080B12MP11 | 10 | 18000 | 4000 | 202750827 | ASHP | HRCU-A-CB |  | 17 | 18000
COLEMAN | CH6B1821 | CF30BBAA1 | TMLX080B12MP11 | 10 | 18000 | 4000 | 202750828 | ASHP | HRCU-A-CB | LX SERIES | 17 | 18000
LUXAIRE | TH6B1821 | CF30BBAA1 | TMLX080B12MP11 | 10 | 18000 | 4000 | 202750829 | ASHP | HRCU-A-CB | LX SERIES | 17 | 18000
FRASER-JOHNSTON | TH6B1821 | CF30BBAA1 | TMLX080B12MP11 | 10 | 18000 | 4000 | 202750830 | ASHP | HRCU-A-CB | LX SERIES | 17 | 18000
CHAMPION HEATING AND COOLING | TH6B1821 | CF30BBAA1 | TMLX080B12MP11 | 10 | 18000 | 4000 | 202750831 | ASHP | HRCU-A-CB | LX SERIES | 17 | 18000
GUARDIAN | RHP16L18B23 | CF30BBAA1 | TMLX080B12MP11 | 10 | 18000 | 4000 | 202750836 | ASHP | HRCU-A-CB |  | 17 | 18000
EVCON | RHP16L18B23 | CF30BBAA1 | TMLX080B12MP11 | 10 | 18000 | 4000 | 202750838 | ASHP | HRCU-A-CB |  | 17 | 18000
YORK | YHG18B21 | CF/CM30C+TXV | TP9C060B12MP13 | 10 | 18000 | 4000 | 202409684 | ASHP | HRCU-A-CB | LX SERIES | 17 | 18000
YORK | YHG18B21 | CF/CM30C+TXV | YP9C060B12MP13 | 10 | 18000 | 4000 | 202409685 | ASHP | HRCU-A-CB | LX SERIES | 17 | 18000
YORK | YHG18B21 | CF/CM/CU30B+TXV | TM9V060B12MP12 | 10 | 18000 | 4000 | 202409686 | ASHP | HRCU-A-CB | LX SERIES | 17 | 18000
YORK | YHG18B21 | CF/CM/CU30B+TXV | TP9C060B12MP13 | 10 | 18000 | 4000 | 202409687 | ASHP | HRCU-A-CB | LX SERIES | 17 | 18000
YORK | YHG18B21 | CF/CM/CU30B+TXV | YP9C060B12MP13 | 10 | 18000 | 4000 | 202409688 | ASHP | HRCU-A-CB | LX SERIES | 17 | 18000
FRASER-JOHNSTON | TH6B1821 | CM30BBAA1 | TM8Y080B12MP11 | 10 | 18000 | 4000 | 202750874 | ASHP | HRCU-A-CB | LX SERIES | 17 | 18000
CHAMPION HEATING AND COOLING | TH6B1821 | CM30BBAA1 | TM8Y080B12MP11 | 10 | 18000 | 4000 | 202750875 | ASHP | HRCU-A-CB | LX SERIES | 17 | 18000
GUARDIAN | RHP16L18B23 | CM30BBAA1 | TM8Y080B12MP11 | 10 | 18000 | 4000 | 202750880 | ASHP | HRCU-A-CB |  | 17 | 18000
GUARDIAN | RHP16L18B23 | CM30BBAA1 | RGF2L080BE12MP11 | 10 | 18000 | 4000 | 202750881 | ASHP | HRCU-A-CB |  | 17 | 18000
EVCON | RHP16L18B23 | CM30BBAA1 | TM8Y080B12MP11 | 10 | 18000 | 4000 | 202750882 | ASHP | HRCU-A-CB |  | 17 | 18000
EVCON | RHP16L18B23 | CM30BBAA1 | RGF2L080BE12MP11 | 10 | 18000 | 4000 | 202750883 | ASHP | HRCU-A-CB |  | 17 | 18000
COLEMAN | CH6B1821 | CM24BBAA1 | TM8X080B12MP11 | 10 | 18000 | 4000 | 202750884 | ASHP | HRCU-A-CB | LX SERIES | 17 | 18000
LUXAIRE | TH6B1821 | CM24BBAA1 | TM8X080B12MP11 | 10 | 18000 | 4000 | 202750885 | ASHP | HRCU-A-CB | LX SERIES | 17 | 18000
FRASER-JOHNSTON | TH6B1821 | CM24BBAA1 | TM8X080B12MP11 | 10 | 18000 | 4000 | 202750886 | ASHP | HRCU-A-CB | LX SERIES | 17 | 18000
CHAMPION HEATING AND COOLING | TH6B1821 | CM24BBAA1 | TM8X080B12MP11 | 10 | 18000 | 4000 | 202750887 | ASHP | HRCU-A-CB | LX SERIES | 17 | 18000
CHAMPION HEATING AND COOLING | TH6B1821 | CF/CM30C+TXV | TM8Y100C16MP11 | 10 | 18000 | 4000 | 202415250 | ASHP | HRCU-A-CB | LX SERIES | 17 | 18000
COLEMAN | CH6B1821 | CF/CM30C+TXV | TM8Y080C16MP11 | 10 | 18000 | 4000 | 202415251 | ASHP | HRCU-A-CB | LX SERIES | 17 | 18000
LUXAIRE | TH6B1821 | CF/CM30C+TXV | TM8Y080C16MP11 | 10 | 18000 | 4000 | 202415252 | ASHP | HRCU-A-CB | LX SERIES | 17 | 18000
FRASER-JOHNSTON | TH6B1821 | CF/CM30C+TXV | TM8Y080C16MP11 | 10 | 18000 | 4000 | 202415253 | ASHP | HRCU-A-CB | LX SERIES | 17 | 18000
CHAMPION HEATING AND COOLING | TH6B1821 | CF/CM30C+TXV | TM8Y080C16MP11 | 10 | 18000 | 4000 | 202415254 | ASHP | HRCU-A-CB | LX SERIES | 17 | 18000
COLEMAN | CH6B1821 | CF/CM30C+TXV | TM8X080B12MP11 | 10 | 18000 | 4000 | 202415279 | ASHP | HRCU-A-CB | LX SERIES | 17 | 18000
LUXAIRE | TH6B1821 | CF/CM30C+TXV | TM8X080B12MP11 | 10 | 18000 | 4000 | 202415280 | ASHP | HRCU-A-CB | LX SERIES | 17 | 18000
FRASER-JOHNSTON | TH6B1821 | CF/CM30C+TXV | TM8X080B12MP11 | 10 | 18000 | 4000 | 202415281 | ASHP | HRCU-A-CB | LX SERIES | 17 | 18000
COLEMAN | CH6B1821 | CM24BBAA1 | TMLV060A12MP12 | 10 | 18000 | 4000 | 202751372 | ASHP | HRCU-A-CB | LX SERIES | 17 | 18000
LUXAIRE | TH6B1821 | CM24BBAA1 | TMLV060A12MP12 | 10 | 18000 | 4000 | 202751373 | ASHP | HRCU-A-CB | LX SERIES | 17 | 18000
FRASER-JOHNSTON | TH6B1821 | CM24BBAA1 | TMLV060A12MP12 | 10 | 18000 | 4000 | 202751374 | ASHP | HRCU-A-CB | LX SERIES | 17 | 18000
CHAMPION HEATING AND COOLING | TH6B1821 | CM24BBAA1 | TMLV060A12MP12 | 10 | 18000 | 4000 | 202751375 | ASHP | HRCU-A-CB | LX SERIES | 17 | 18000
COLEMAN | CH6B1821 | CM24BBAA1 | TPLC060A12MP13 | 10 | 18000 | 4000 | 202751376 | ASHP | HRCU-A-CB | LX SERIES | 17 | 18000
LUXAIRE | TH6B1821 | CM24BBAA1 | TPLC060A12MP13 | 10 | 18000 | 4000 | 202751377 | ASHP | HRCU-A-CB | LX SERIES | 17 | 18000
FRASER-JOHNSTON | TH6B1821 | CM24BBAA1 | TPLC060A12MP13 | 10 | 18000 | 4000 | 202751378 | ASHP | HRCU-A-CB | LX SERIES | 17 | 18000
CHAMPION HEATING AND COOLING | TH6B1821 | CM24BBAA1 | TPLC060A12MP13 | 10 | 18000 | 4000 | 202751379 | ASHP | HRCU-A-CB | LX SERIES | 17 | 18000
COLEMAN | CH6B1821 | CF24BBAA1 | TM8V060A12MP12 | 10 | 18000 | 4000 | 202751382 | ASHP | HRCU-A-CB | LX SERIES | 17 | 18000
LUXAIRE | TH6B1821 | CF24BBAA1 | TM8V060A12MP12 | 10 | 18000 | 4000 | 202751383 | ASHP | HRCU-A-CB | LX SERIES | 17 | 18000
FRASER-JOHNSTON | TH6B1821 | CF24BBAA1 | TM8V060A12MP12 | 10 | 18000 | 4000 | 202751384 | ASHP | HRCU-A-CB | LX SERIES | 17 | 18000
CHAMPION HEATING AND COOLING | TH6B1821 | CF24BBAA1 | TM8V060A12MP12 | 10 | 18000 | 4000 | 202751385 | ASHP | HRCU-A-CB | LX SERIES | 17 | 18000
COLEMAN | CH6B1821 | CF24BBAA1 | TMLV060A12MP12 | 10 | 18000 | 4000 | 202751386 | ASHP | HRCU-A-CB | LX SERIES | 17 | 18000
LUXAIRE | TH6B1821 | CF24BBAA1 | TMLV060A12MP12 | 10 | 18000 | 4000 | 202751387 | ASHP | HRCU-A-CB | LX SERIES | 17 | 18000
FRASER-JOHNSTON | TH6B1821 | CF24BBAA1 | TMLV060A12MP12 | 10 | 18000 | 4000 | 202751388 | ASHP | HRCU-A-CB | LX SERIES | 17 | 18000
CHAMPION HEATING AND COOLING | TH6B1821 | CF24BBAA1 | TMLV060A12MP12 | 10 | 18000 | 4000 | 202751389 | ASHP | HRCU-A-CB | LX SERIES | 17 | 18000
COLEMAN | CH6B1821 | CF24BBAA1 | TPLC060A12MP13 | 10 | 18000 | 4000 | 202751390 | ASHP | HRCU-A-CB | LX SERIES | 17 | 18000
LUXAIRE | TH6B1821 | CF24BBAA1 | TPLC060A12MP13 | 10 | 18000 | 4000 | 202751391 | ASHP | HRCU-A-CB | LX SERIES | 17 | 18000
FRASER-JOHNSTON | TH6B1821 | CF24BBAA1 | TPLC060A12MP13 | 10 | 18000 | 4000 | 202751392 | ASHP | HRCU-A-CB | LX SERIES | 17 | 18000
CHAMPION HEATING AND COOLING | TH6B1821 | CF24BBAA1 | TPLC060A12MP13 | 10 | 18000 | 4000 | 202751393 | ASHP | HRCU-A-CB | LX SERIES | 17 | 18000
COLEMAN | CH6B1821 | CM24ABAA1 | TM8V060A12MP12 | 10 | 18000 | 4000 | 202751424 | ASHP | HRCU-A-CB | LX SERIES | 17 | 18000
LUXAIRE | TH6B1821 | CM24ABAA1 | TM8V060A12MP12 | 10 | 18000 | 4000 | 202751425 | ASHP | HRCU-A-CB | LX SERIES | 17 | 18000
FRASER-JOHNSTON | TH6B1821 | CM24ABAA1 | TM8V060A12MP12 | 10 | 18000 | 4000 | 202751426 | ASHP | HRCU-A-CB | LX SERIES | 17 | 18000
CHAMPION HEATING AND COOLING | TH6B1821 | CM24ABAA1 | TM8V060A12MP12 | 10 | 18000 | 4000 | 202751427 | ASHP | HRCU-A-CB | LX SERIES | 17 | 18000
COLEMAN | CH6B1821 | CM24ABAA1 | TMLV060A12MP12 | 10 | 18000 | 4000 | 202751428 | ASHP | HRCU-A-CB | LX SERIES | 17 | 18000
LUXAIRE | TH6B1821 | CM24ABAA1 | TMLV060A12MP12 | 10 | 18000 | 4000 | 202751429 | ASHP | HRCU-A-CB | LX SERIES | 17 | 18000
FRASER-JOHNSTON | TH6B1821 | CM24ABAA1 | TMLV060A12MP12 | 10 | 18000 | 4000 | 202751430 | ASHP | HRCU-A-CB | LX SERIES | 17 | 18000
CHAMPION HEATING AND COOLING | TH6B1821 | CM24ABAA1 | TMLV060A12MP12 | 10 | 18000 | 4000 | 202751431 | ASHP | HRCU-A-CB | LX SERIES | 17 | 18000
COLEMAN | CH6B1821 | CM24ABAA1 | TPLC060A12MP13 | 10 | 18000 | 4000 | 202751432 | ASHP | HRCU-A-CB | LX SERIES | 17 | 18000
LUXAIRE | TH6B1821 | CM24ABAA1 | TPLC060A12MP13 | 10 | 18000 | 4000 | 202751433 | ASHP | HRCU-A-CB | LX SERIES | 17 | 18000
YORK | YHG18B21 | CF/CM30C+TXV | TM9V080B12MP12 | 10 | 18000 | 4000 | 202409671 | ASHP | HRCU-A-CB | LX SERIES | 17 | 18000
EVCON | RHP16L18B23 | CF30BBAA1 | TM8Y080B12MP11 | 10 | 18000 | 4000 | 202750850 | ASHP | HRCU-A-CB |  | 17 | 18000
EVCON | RHP16L18B23 | CF30BBAA1 | RGF2L080BE12MP11 | 10 | 18000 | 4000 | 202750851 | ASHP | HRCU-A-CB |  | 17 | 18000
COLEMAN | CH6B1821 | CM30BBAA1 | TM8X080B12MP11 | 10 | 18000 | 4000 | 202750852 | ASHP | HRCU-A-CB | LX SERIES | 17 | 18000
LUXAIRE | TH6B1821 | CM30BBAA1 | TM8X080B12MP11 | 10 | 18000 | 4000 | 202750853 | ASHP | HRCU-A-CB | LX SERIES | 17 | 18000
FRASER-JOHNSTON | TH6B1821 | CM30BBAA1 | TM8X080B12MP11 | 10 | 18000 | 4000 | 202750854 | ASHP | HRCU-A-CB | LX SERIES | 17 | 18000
CHAMPION HEATING AND COOLING | TH6B1821 | CM30BBAA1 | TM8X080B12MP11 | 10 | 18000 | 4000 | 202750855 | ASHP | HRCU-A-CB | LX SERIES | 17 | 18000
GUARDIAN | RHP16L18B23 | CM30BBAA1 | TM8X080B12MP11 | 10 | 18000 | 4000 | 202750858 | ASHP | HRCU-A-CB |  | 17 | 18000
EVCON | RHP16L18B23 | CM30BBAA1 | TM8X080B12MP11 | 10 | 18000 | 4000 | 202750859 | ASHP | HRCU-A-CB |  | 17 | 18000
YORK | YHG18B21 | CF/CM30C+TXV | TM9Y080C16MP11 | 10 | 18000 | 4000 | 202409704 | ASHP | HRCU-A-CB | LX SERIES | 17 | 18000
YORK | YHG18B21 | CF/CM30C+TXV | TM9E080B12MP11 | 10 | 18000 | 4000 | 202409707 | ASHP | HRCU-A-CB | LX SERIES | 17 | 18000
YORK | YHG18B21 | CF/CM30C+TXV | TM9Y080B12MP11 | 10 | 18000 | 4000 | 202409708 | ASHP | HRCU-A-CB | LX SERIES | 17 | 18000
YORK | YHG18B21 | CF/CM/CU30B+TXV | TM9E080B12MP11 | 10 | 18000 | 4000 | 202409709 | ASHP | HRCU-A-CB | LX SERIES | 17 | 18000
YORK | YHG18B21 | CF/CM/CU30B+TXV | TM9Y080B12MP11 | 10 | 18000 | 4000 | 202409710 | ASHP | HRCU-A-CB | LX SERIES | 17 | 18000
YORK | YHG18B21 | CF/CM/CU24B+TXV | TM9E080B12MP11 | 10 | 18000 | 4000 | 202409713 | ASHP | HRCU-A-CB | LX SERIES | 17 | 18000
YORK | YHG18B21 | CF/CM/CU24B+TXV | TM9Y080B12MP11 | 10 | 18000 | 4000 | 202409714 | ASHP | HRCU-A-CB | LX SERIES | 17 | 18000
YORK | YHG18B21 | CF/CM30C+TXV | TM9E060B12MP11 | 10 | 18000 | 4000 | 202409715 | ASHP | HRCU-A-CB | LX SERIES | 17 | 18000
YORK | YHG18B21 | CF/CM30C+TXV | TM9Y060B12MP11 | 10 | 18000 | 4000 | 202409716 | ASHP | HRCU-A-CB | LX SERIES | 17 | 18000
YORK | YHG18B21 | CF/CM/CU30B+TXV | TM9E060B12MP11 | 10 | 18000 | 4000 | 202409717 | ASHP | HRCU-A-CB | LX SERIES | 17 | 18000
YORK | YHG18B21 | CF/CM/CU30B+TXV | TM9Y060B12MP11 | 10 | 18000 | 4000 | 202409718 | ASHP | HRCU-A-CB | LX SERIES | 17 | 18000
FRASER-JOHNSTON | TH6B1821 | AE30BX21+TXV |  | 10 | 18000 | 4000 | 202415537 | ASHP | HRCU-A-CB | LX SERIES | 17 | 18000
CHAMPION HEATING AND COOLING | TH6B1821 | AE30BX21+TXV |  | 10 | 18000 | 4000 | 202415538 | ASHP | HRCU-A-CB | LX SERIES | 17 | 18000
COLEMAN | CH6B1821 | AE24BX21+TXV |  | 10 | 18000 | 4000 | 202415539 | ASHP | HRCU-A-CB | LX SERIES | 17 | 18000
LUXAIRE | TH6B1821 | AE24BX21+TXV |  | 10 | 18000 | 4000 | 202415540 | ASHP | HRCU-A-CB | LX SERIES | 17 | 18000
FRASER-JOHNSTON | TH6B1821 | AE24BX21+TXV |  | 10 | 18000 | 4000 | 202415541 | ASHP | HRCU-A-CB | LX SERIES | 17 | 18000
CHAMPION HEATING AND COOLING | TH6B1821 | AE24BX21+TXV |  | 10 | 18000 | 4000 | 202415542 | ASHP | HRCU-A-CB | LX SERIES | 17 | 18000
CHAMPION HEATING AND COOLING | TH6B1821 | CF/CM30C+TXV | TM8X080B12MP11 | 10 | 18000 | 4000 | 202415282 | ASHP | HRCU-A-CB | LX SERIES | 17 | 18000
COLEMAN | CH6B1821 | CF/CM30C+TXV | TMLX080B12MP11 | 10 | 18000 | 4000 | 202415283 | ASHP | HRCU-A-CB | LX SERIES | 17 | 18000
LUXAIRE | TH6B1821 | CF/CM30C+TXV | TMLX080B12MP11 | 10 | 18000 | 4000 | 202415284 | ASHP | HRCU-A-CB | LX SERIES | 17 | 18000
FRASER-JOHNSTON | TH6B1821 | CF/CM30C+TXV | TMLX080B12MP11 | 10 | 18000 | 4000 | 202415285 | ASHP | HRCU-A-CB | LX SERIES | 17 | 18000
CHAMPION HEATING AND COOLING | TH6B1821 | CF/CM30C+TXV | TMLX080B12MP11 | 10 | 18000 | 4000 | 202415286 | ASHP | HRCU-A-CB | LX SERIES | 17 | 18000
COLEMAN | CH6B1821 | CF/CM30C+TXV | TM8Y080B12MP11 | 10 | 18000 | 4000 | 202415287 | ASHP | HRCU-A-CB | LX SERIES | 17 | 18000
LUXAIRE | TH6B1821 | CF/CM30C+TXV | TM8Y080B12MP11 | 10 | 18000 | 4000 | 202415288 | ASHP | HRCU-A-CB | LX SERIES | 17 | 18000
FRASER-JOHNSTON | TH6B1821 | CF/CM30C+TXV | TM8Y080B12MP11 | 10 | 18000 | 4000 | 202415289 | ASHP | HRCU-A-CB | LX SERIES | 17 | 18000
CHAMPION HEATING AND COOLING | TH6B1821 | CF/CM30C+TXV | TM8Y080B12MP11 | 10 | 18000 | 4000 | 202415290 | ASHP | HRCU-A-CB | LX SERIES | 17 | 18000
COLEMAN | CH6B1821 | CF/CM/CU30B+TXV | TM8X080B12MP11 | 10 | 18000 | 4000 | 202415291 | ASHP | HRCU-A-CB | LX SERIES | 17 | 18000
LUXAIRE | TH6B1821 | CF/CM/CU30B+TXV | TM8X080B12MP11 | 10 | 18000 | 4000 | 202415292 | ASHP | HRCU-A-CB | LX SERIES | 17 | 18000
FRASER-JOHNSTON | TH6B1821 | CF/CM/CU30B+TXV | TM8X080B12MP11 | 10 | 18000 | 4000 | 202415293 | ASHP | HRCU-A-CB | LX SERIES | 17 | 18000
CHAMPION HEATING AND COOLING | TH6B1821 | CF/CM/CU30B+TXV | TM8X080B12MP11 | 10 | 18000 | 4000 | 202415294 | ASHP | HRCU-A-CB | LX SERIES | 17 | 18000
COLEMAN | CH6B1821 | CF/CM/CU30B+TXV | TMLX080B12MP11 | 10 | 18000 | 4000 | 202415295 | ASHP | HRCU-A-CB | LX SERIES | 17 | 18000
LUXAIRE | TH6B1821 | CF/CM/CU30B+TXV | TMLX080B12MP11 | 10 | 18000 | 4000 | 202415296 | ASHP | HRCU-A-CB | LX SERIES | 17 | 18000
FRASER-JOHNSTON | TH6B1821 | CF/CM/CU30B+TXV | TMLX080B12MP11 | 10 | 18000 | 4000 | 202415297 | ASHP | HRCU-A-CB | LX SERIES | 17 | 18000
CHAMPION HEATING AND COOLING | TH6B1821 | CF/CM/CU30B+TXV | TMLX080B12MP11 | 10 | 18000 | 4000 | 202415298 | ASHP | HRCU-A-CB | LX SERIES | 17 | 18000
COLEMAN | CH6B1821 | CF/CM/CU30B+TXV | TM8Y080B12MP11 | 10 | 18000 | 4000 | 202415299 | ASHP | HRCU-A-CB | LX SERIES | 17 | 18000
LUXAIRE | TH6B1821 | CF/CM/CU30B+TXV | TM8Y080B12MP11 | 10 | 18000 | 4000 | 202415300 | ASHP | HRCU-A-CB | LX SERIES | 17 | 18000
FRASER-JOHNSTON | TH6B1821 | CF/CM/CU30B+TXV | TM8Y080B12MP11 | 10 | 18000 | 4000 | 202415301 | ASHP | HRCU-A-CB | LX SERIES | 17 | 18000
CHAMPION HEATING AND COOLING | TH6B1821 | CF/CM/CU30B+TXV | TM8Y080B12MP11 | 10 | 18000 | 4000 | 202415302 | ASHP | HRCU-A-CB | LX SERIES | 17 | 18000
COLEMAN | CH6B1821 | CF/CM/CU24B+TXV | TM8X080B12MP11 | 10 | 18000 | 4000 | 202415315 | ASHP | HRCU-A-CB | LX SERIES | 17 | 18000
LUXAIRE | TH6B1821 | CF/CM/CU24B+TXV | TM8X080B12MP11 | 10 | 18000 | 4000 | 202415316 | ASHP | HRCU-A-CB | LX SERIES | 17 | 18000
FRASER-JOHNSTON | TH6B1821 | CF/CM/CU24B+TXV | TM8X080B12MP11 | 10 | 18000 | 4000 | 202415317 | ASHP | HRCU-A-CB | LX SERIES | 17 | 18000
CHAMPION HEATING AND COOLING | TH6B1821 | CF/CM/CU24B+TXV | TM8X080B12MP11 | 10 | 18000 | 4000 | 202415318 | ASHP | HRCU-A-CB | LX SERIES | 17 | 18000
COLEMAN | CH6B1821 | CF/CM/CU24B+TXV | TMLX080B12MP11 | 10 | 18000 | 4000 | 202415319 | ASHP | HRCU-A-CB | LX SERIES | 17 | 18000
LUXAIRE | TH6B1821 | CF/CM/CU24B+TXV | TMLX080B12MP11 | 10 | 18000 | 4000 | 202415320 | ASHP | HRCU-A-CB | LX SERIES | 17 | 18000
FRASER-JOHNSTON | TH6B1821 | CF/CM/CU24B+TXV | TMLX080B12MP11 | 10 | 18000 | 4000 | 202415321 | ASHP | HRCU-A-CB | LX SERIES | 17 | 18000
CHAMPION HEATING AND COOLING | TH6B1821 | CF/CM/CU24B+TXV | TMLX080B12MP11 | 10 | 18000 | 4000 | 202415322 | ASHP | HRCU-A-CB | LX SERIES | 17 | 18000
COLEMAN | CH6B1821 | CF/CM/CU24B+TXV | TM8Y080B12MP11 | 10 | 18000 | 4000 | 202415323 | ASHP | HRCU-A-CB | LX SERIES | 17 | 18000
LUXAIRE | TH6B1821 | CF/CM/CU24B+TXV | TM8Y080B12MP11 | 10 | 18000 | 4000 | 202415324 | ASHP | HRCU-A-CB | LX SERIES | 17 | 18000
FRASER-JOHNSTON | TH6B1821 | CF/CM/CU24B+TXV | TM8Y080B12MP11 | 10 | 18000 | 4000 | 202415325 | ASHP | HRCU-A-CB | LX SERIES | 17 | 18000
CHAMPION HEATING AND COOLING | TH6B1821 | CF/CM/CU24B+TXV | TM8Y080B12MP11 | 10 | 18000 | 4000 | 202415326 | ASHP | HRCU-A-CB | LX SERIES | 17 | 18000
COLEMAN | CH6B1821 | CF/CM/CU30B+TXV | TM8X060A12MP11 | 10 | 18000 | 4000 | 202415327 | ASHP | HRCU-A-CB | LX SERIES | 17 | 18000
LUXAIRE | TH6B1821 | CF/CM/CU30B+TXV | TM8X060A12MP11 | 10 | 18000 | 4000 | 202415328 | ASHP | HRCU-A-CB | LX SERIES | 17 | 18000
FRASER-JOHNSTON | TH6B1821 | CF/CM/CU30B+TXV | TM8X060A12MP11 | 10 | 18000 | 4000 | 202415329 | ASHP | HRCU-A-CB | LX SERIES | 17 | 18000
CHAMPION HEATING AND COOLING | TH6B1821 | CF/CM/CU30B+TXV | TM8X060A12MP11 | 10 | 18000 | 4000 | 202415330 | ASHP | HRCU-A-CB | LX SERIES | 17 | 18000
COLEMAN | CH6B1821 | CF/CM/CU30B+TXV | TMLX060A12MP11 | 10 | 18000 | 4000 | 202415331 | ASHP | HRCU-A-CB | LX SERIES | 17 | 18000
YORK | YHG18B21 | CF/CM30C+TXV | TP9C080B12MP13 | 10 | 18000 | 4000 | 202409672 | ASHP | HRCU-A-CB | LX SERIES | 17 | 18000
YORK | YHG18B21 | CF/CM30C+TXV | YP9C080B12MP13 | 10 | 18000 | 4000 | 202409673 | ASHP | HRCU-A-CB | LX SERIES | 17 | 18000
YORK | YHG18B21 | CF/CM/CU30B+TXV | TM9V080B12MP12 | 10 | 18000 | 4000 | 202409674 | ASHP | HRCU-A-CB | LX SERIES | 17 | 18000
YORK | YHG18B21 | CF/CM/CU30B+TXV | TP9C080B12MP13 | 10 | 18000 | 4000 | 202409675 | ASHP | HRCU-A-CB | LX SERIES | 17 | 18000
YORK | YHG18B21 | CF/CM/CU30B+TXV | YP9C080B12MP13 | 10 | 18000 | 4000 | 202409676 | ASHP | HRCU-A-CB | LX SERIES | 17 | 18000
YORK | YHG18B21 | CF/CM/CU24B+TXV | TM9V080B12MP12 | 10 | 18000 | 4000 | 202409680 | ASHP | HRCU-A-CB | LX SERIES | 17 | 18000
YORK | YHG18B21 | CF/CM/CU24B+TXV | TP9C080B12MP13 | 10 | 18000 | 4000 | 202409681 | ASHP | HRCU-A-CB | LX SERIES | 17 | 18000
YORK | YHG18B21 | CF/CM/CU24B+TXV | YP9C080B12MP13 | 10 | 18000 | 4000 | 202409682 | ASHP | HRCU-A-CB | LX SERIES | 17 | 18000
YORK | YHG18B21 | CF/CM30C+TXV | TM9V060B12MP12 | 10 | 18000 | 4000 | 202409683 | ASHP | HRCU-A-CB | LX SERIES | 17 | 18000
COLEMAN | CH6B1821 | CF24BBAA1 | TM9E080B12MP11 | 10 | 18000 | 4000 | 202750532 | ASHP | HRCU-A-CB | LX SERIES | 17 | 18000
LUXAIRE | TH6B1821 | CF24BBAA1 | TM9E080B12MP11 | 10 | 18000 | 4000 | 202750533 | ASHP | HRCU-A-CB | LX SERIES | 17 | 18000
FRASER-JOHNSTON | TH6B1821 | CF24BBAA1 | TM9E080B12MP11 | 10 | 18000 | 4000 | 202750534 | ASHP | HRCU-A-CB | LX SERIES | 17 | 18000
CHAMPION HEATING AND COOLING | TH6B1821 | CF24BBAA1 | TM9E080B12MP11 | 10 | 18000 | 4000 | 202750535 | ASHP | HRCU-A-CB | LX SERIES | 17 | 18000
GUARDIAN | RHP16L18B23 | CF24BBAA1 | TM9E080B12MP11 | 10 | 18000 | 4000 | 202750541 | ASHP | HRCU-A-CB |  | 17 | 18000
EVCON | RHP16L18B23 | CF24BBAA1 | TM9E080B12MP11 | 10 | 18000 | 4000 | 202750543 | ASHP | HRCU-A-CB |  | 17 | 18000
COLEMAN | CH6B1821 | CF24BBAA1 | TM9Y080B12MP11 | 10 | 18000 | 4000 | 202750544 | ASHP | HRCU-A-CB | LX SERIES | 17 | 18000
LUXAIRE | TH6B1821 | CF24BBAA1 | TM9Y080B12MP11 | 10 | 18000 | 4000 | 202750545 | ASHP | HRCU-A-CB | LX SERIES | 17 | 18000
YORK | YHG18B21 | CF24BBAA1 | TM8V060A12MP12 | 10 | 18000 | 4000 | 202750223 | ASHP | HRCU-A-CB | LX SERIES | 17 | 18000
YORK | YHG18B21 | CF24BBAA1 | TMLV060A12MP12 | 10 | 18000 | 4000 | 202750224 | ASHP | HRCU-A-CB | LX SERIES | 17 | 18000
YORK | YHG18B21 | CF24BBAA1 | TPLC060A12MP13 | 10 | 18000 | 4000 | 202750225 | ASHP | HRCU-A-CB | LX SERIES | 17 | 18000
YORK | YHG18B21 | CF24BBAA1 | YPLC060A12MP13 | 10 | 18000 | 4000 | 202750226 | ASHP | HRCU-A-CB | LX SERIES | 17 | 18000
YORK | YHG18B21 | CM24ABAA1 | TM8V060A12MP12 | 10 | 18000 | 4000 | 202750235 | ASHP | HRCU-A-CB | LX SERIES | 17 | 18000
YORK | YHG18B21 | CM24ABAA1 | TMLV060A12MP12 | 10 | 18000 | 4000 | 202750236 | ASHP | HRCU-A-CB | LX SERIES | 17 | 18000
YORK | YHG18B21 | CM24ABAA1 | TPLC060A12MP13 | 10 | 18000 | 4000 | 202750237 | ASHP | HRCU-A-CB | LX SERIES | 17 | 18000
YORK | YHG18B21 | CM24ABAA1 | YPLC060A12MP13 | 10 | 18000 | 4000 | 202750238 | ASHP | HRCU-A-CB | LX SERIES | 17 | 18000
YORK | YHG18B21 | CF24ABAA1 | TM8V060A12MP12 | 10 | 18000 | 4000 | 202750239 | ASHP | HRCU-A-CB | LX SERIES | 17 | 18000
YORK | YHG18B21 | CF24ABAA1 | TMLV060A12MP12 | 10 | 18000 | 4000 | 202750240 | ASHP | HRCU-A-CB | LX SERIES | 17 | 18000
YORK | YHG18B21 | CF24ABAA1 | TPLC060A12MP13 | 10 | 18000 | 4000 | 202750241 | ASHP | HRCU-A-CB | LX SERIES | 17 | 18000
YORK | YHG18B21 | CF24ABAA1 | YPLC060A12MP13 | 10 | 18000 | 4000 | 202750242 | ASHP | HRCU-A-CB | LX SERIES | 17 | 18000
YORK | YHG18B21 | CF30BBAA1+ME12BN21 |  | 10 | 18000 | 4000 | 202750254 | ASHP | HRCU-A-CB | LX SERIES | 17 | 18000
YORK | YHG18B21 | CM30BBAA1+ME12BN21 |  | 10 | 18000 | 4000 | 202750255 | ASHP | HRCU-A-CB | LX SERIES | 17 | 18000
YORK | YHG18B21 | CF24BBAA1+ME12BN21 |  | 10 | 18000 | 4000 | 202750256 | ASHP | HRCU-A-CB | LX SERIES | 17 | 18000
YORK | YHG18B21 | CM24BBAA1+ME08BN21 |  | 10 | 18000 | 4000 | 202750257 | ASHP | HRCU-A-CB | LX SERIES | 17 | 18000
YORK | YHG18B21 | CF24BBAA1+ME08BN21 |  | 10 | 18000 | 4000 | 202750258 | ASHP | HRCU-A-CB | LX SERIES | 17 | 18000
YORK | YHG18B21 | AE24BBA21 |  | 10 | 18000 | 4000 | 202750260 | ASHP | HRCU-A-CB | LX SERIES | 17 | 18000
COLEMAN | CH6B1821 | CF30BBAA1 | TM9V080B12MP12 | 10 | 18000 | 4000 | 202750312 | ASHP | HRCU-A-CB | LX SERIES | 17 | 18000
LUXAIRE | TH6B1821 | CF30BBAA1 | TM9V080B12MP12 | 10 | 18000 | 4000 | 202750313 | ASHP | HRCU-A-CB | LX SERIES | 17 | 18000
FRASER-JOHNSTON | TH6B1821 | CF30BBAA1 | TM9V080B12MP12 | 10 | 18000 | 4000 | 202750314 | ASHP | HRCU-A-CB | LX SERIES | 17 | 18000
CHAMPION HEATING AND COOLING | TH6B1821 | CF30BBAA1 | TM9V080B12MP12 | 10 | 18000 | 4000 | 202750315 | ASHP | HRCU-A-CB | LX SERIES | 17 | 18000
COLEMAN | CH6B1821 | CF30BBAA1 | TP9C080B12MP13 | 10 | 18000 | 4000 | 202750316 | ASHP | HRCU-A-CB | LX SERIES | 17 | 18000
LUXAIRE | TH6B1821 | CF/CM/CU30B+TXV | TMLX060A12MP11 | 10 | 18000 | 4000 | 202415332 | ASHP | HRCU-A-CB | LX SERIES | 17 | 18000
FRASER-JOHNSTON | TH6B1821 | CF/CM/CU30B+TXV | TMLX060A12MP11 | 10 | 18000 | 4000 | 202415333 | ASHP | HRCU-A-CB | LX SERIES | 17 | 18000
CHAMPION HEATING AND COOLING | TH6B1821 | CF/CM/CU30B+TXV | TMLX060A12MP11 | 10 | 18000 | 4000 | 202415334 | ASHP | HRCU-A-CB | LX SERIES | 17 | 18000
COLEMAN | CH6B1821 | CF/CM/CU30B+TXV | TM8Y060A12MP11 | 10 | 18000 | 4000 | 202415335 | ASHP | HRCU-A-CB | LX SERIES | 17 | 18000
LUXAIRE | TH6B1821 | CF/CM/CU30B+TXV | TM8Y060A12MP11 | 10 | 18000 | 4000 | 202415336 | ASHP | HRCU-A-CB | LX SERIES | 17 | 18000
FRASER-JOHNSTON | TH6B1821 | CF/CM/CU30B+TXV | TM8Y060A12MP11 | 10 | 18000 | 4000 | 202415337 | ASHP | HRCU-A-CB | LX SERIES | 17 | 18000
CHAMPION HEATING AND COOLING | TH6B1821 | CF/CM/CU30B+TXV | TM8Y060A12MP11 | 10 | 18000 | 4000 | 202415338 | ASHP | HRCU-A-CB | LX SERIES | 17 | 18000
COLEMAN | CH6B1821 | CF/CM/CU24B+TXV | TM8X060A12MP11 | 10 | 18000 | 4000 | 202415351 | ASHP | HRCU-A-CB | LX SERIES | 17 | 18000
LUXAIRE | TH6B1821 | CF/CM/CU24B+TXV | TM8X060A12MP11 | 10 | 18000 | 4000 | 202415352 | ASHP | HRCU-A-CB | LX SERIES | 17 | 18000
FRASER-JOHNSTON | TH6B1821 | CF/CM/CU24B+TXV | TM8X060A12MP11 | 10 | 18000 | 4000 | 202415353 | ASHP | HRCU-A-CB | LX SERIES | 17 | 18000
YORK | YHG18B21 | CF30BBAA1 | TMLV060A12MP12 | 10 | 18000 | 4000 | 202750196 | ASHP | HRCU-A-CB | LX SERIES | 17 | 18000
YORK | YHG18B21 | CF30BBAA1 | TPLC060A12MP13 | 10 | 18000 | 4000 | 202750197 | ASHP | HRCU-A-CB | LX SERIES | 17 | 18000
YORK | YHG18B21 | CF30BBAA1 | YPLC060A12MP13 | 10 | 18000 | 4000 | 202750198 | ASHP | HRCU-A-CB | LX SERIES | 17 | 18000
YORK | YHG18B21 | CM30BBAA1 | TM8V060A12MP12 | 10 | 18000 | 4000 | 202750199 | ASHP | HRCU-A-CB | LX SERIES | 17 | 18000
YORK | YHG18B21 | CM30BBAA1 | TMLV060A12MP12 | 10 | 18000 | 4000 | 202750200 | ASHP | HRCU-A-CB | LX SERIES | 17 | 18000
YORK | YHG18B21 | CM30BBAA1 | TPLC060A12MP13 | 10 | 18000 | 4000 | 202750201 | ASHP | HRCU-A-CB | LX SERIES | 17 | 18000
YORK | YHG18B21 | CM30BBAA1 | YPLC060A12MP13 | 10 | 18000 | 4000 | 202750202 | ASHP | HRCU-A-CB | LX SERIES | 17 | 18000
YORK | YHG18B21 | CF30ABAA1 | TM8V060A12MP12 | 10 | 18000 | 4000 | 202750211 | ASHP | HRCU-A-CB | LX SERIES | 17 | 18000
YORK | YHG18B21 | CF30ABAA1 | TMLV060A12MP12 | 10 | 18000 | 4000 | 202750212 | ASHP | HRCU-A-CB | LX SERIES | 17 | 18000
YORK | YHG18B21 | CF30ABAA1 | TPLC060A12MP13 | 10 | 18000 | 4000 | 202750213 | ASHP | HRCU-A-CB | LX SERIES | 17 | 18000
YORK | YHG18B21 | CF30ABAA1 | YPLC060A12MP13 | 10 | 18000 | 4000 | 202750214 | ASHP | HRCU-A-CB | LX SERIES | 17 | 18000
YORK | YHG18B21 | CM24BBAA1 | TM8V060A12MP12 | 10 | 18000 | 4000 | 202750219 | ASHP | HRCU-A-CB | LX SERIES | 17 | 18000
YORK | YHG18B21 | CM24BBAA1 | TMLV060A12MP12 | 10 | 18000 | 4000 | 202750220 | ASHP | HRCU-A-CB | LX SERIES | 17 | 18000
YORK | YHG18B21 | CM24BBAA1 | TPLC060A12MP13 | 10 | 18000 | 4000 | 202750221 | ASHP | HRCU-A-CB | LX SERIES | 17 | 18000
YORK | YHG18B21 | CM24BBAA1 | YPLC060A12MP13 | 10 | 18000 | 4000 | 202750222 | ASHP | HRCU-A-CB | LX SERIES | 17 | 18000
YORK | YHG18B21 | CF/CM/CU24B+TXV | TM9V060B12MP12 | 10 | 18000 | 4000 | 202409692 | ASHP | HRCU-A-CB | LX SERIES | 17 | 18000
YORK | YHG18B21 | CF/CM/CU24B+TXV | TP9C060B12MP13 | 10 | 18000 | 4000 | 202409693 | ASHP | HRCU-A-CB | LX SERIES | 17 | 18000
YORK | YHG18B21 | CF/CM/CU24B+TXV | YP9C060B12MP13 | 10 | 18000 | 4000 | 202409694 | ASHP | HRCU-A-CB | LX SERIES | 17 | 18000
YORK | YHG18B21 | CF/CM/CU24B+TXV | TM9V040A10MP12 | 10 | 18000 | 4000 | 202409697 | ASHP | HRCU-A-CB | LX SERIES | 17 | 18000
YORK | YHG18B21 | CF/CM/CU24A+TXV | TM9V040A10MP12 | 10 | 18000 | 4000 | 202409698 | ASHP | HRCU-A-CB | LX SERIES | 17 | 18000
YORK | YHG18B21 | CF/CM30C+TXV | TM9E100C16MP11 | 10 | 18000 | 4000 | 202409699 | ASHP | HRCU-A-CB | LX SERIES | 17 | 18000
YORK | YHG18B21 | CF/CM30C+TXV | TM9Y100C16MP11 | 10 | 18000 | 4000 | 202409700 | ASHP | HRCU-A-CB | LX SERIES | 17 | 18000
YORK | YHG18B21 | CF/CM30C+TXV | TM9E080C16MP11 | 10 | 18000 | 4000 | 202409703 | ASHP | HRCU-A-CB | LX SERIES | 17 | 18000
CHAMPION HEATING AND COOLING | TH6B1821 | CF30BBAA1 | TM9Y060B12MP11 | 10 | 18000 | 4000 | 202750571 | ASHP | HRCU-A-CB | LX SERIES | 17 | 18000
GUARDIAN | RHP16L18B23 | CF30BBAA1 | TM9Y060B12MP11 | 10 | 18000 | 4000 | 202750576 | ASHP | HRCU-A-CB |  | 17 | 18000
EVCON | RHP16L18B23 | CF30BBAA1 | TM9Y060B12MP11 | 10 | 18000 | 4000 | 202750579 | ASHP | HRCU-A-CB |  | 17 | 18000
COLEMAN | CH6B1821 | CM30BBAA1 | TM9E060B12MP11 | 10 | 18000 | 4000 | 202750580 | ASHP | HRCU-A-CB | LX SERIES | 17 | 18000
LUXAIRE | TH6B1821 | CM30BBAA1 | TM9E060B12MP11 | 10 | 18000 | 4000 | 202750581 | ASHP | HRCU-A-CB | LX SERIES | 17 | 18000
FRASER-JOHNSTON | TH6B1821 | CM30BBAA1 | TM9E060B12MP11 | 10 | 18000 | 4000 | 202750582 | ASHP | HRCU-A-CB | LX SERIES | 17 | 18000
CHAMPION HEATING AND COOLING | TH6B1821 | CM30BBAA1 | TM9E060B12MP11 | 10 | 18000 | 4000 | 202750583 | ASHP | HRCU-A-CB | LX SERIES | 17 | 18000
GUARDIAN | RHP16L18B23 | CM30BBAA1 | RGF19060BE12MP12 | 10 | 18000 | 4000 | 202750588 | ASHP | HRCU-A-CB |  | 17 | 18000
GUARDIAN | RHP16L18B23 | CM30BBAA1 | TM9E060B12MP11 | 10 | 18000 | 4000 | 202750589 | ASHP | HRCU-A-CB |  | 17 | 18000
EVCON | RHP16L18B23 | CM30BBAA1 | RGF19060BE12MP12 | 10 | 18000 | 4000 | 202750590 | ASHP | HRCU-A-CB |  | 17 | 18000
EVCON | RHP16L18B23 | CM30BBAA1 | TM9E060B12MP11 | 10 | 18000 | 4000 | 202750591 | ASHP | HRCU-A-CB |  | 17 | 18000
COLEMAN | CH6B1821 | CM30BBAA1 | TM9Y060B12MP11 | 10 | 18000 | 4000 | 202750592 | ASHP | HRCU-A-CB | LX SERIES | 17 | 18000
LUXAIRE | TH6B1821 | CM30BBAA1 | TM9Y060B12MP11 | 10 | 18000 | 4000 | 202750593 | ASHP | HRCU-A-CB | LX SERIES | 17 | 18000
FRASER-JOHNSTON | TH6B1821 | CM30BBAA1 | TM9Y060B12MP11 | 10 | 18000 | 4000 | 202750594 | ASHP | HRCU-A-CB | LX SERIES | 17 | 18000
CHAMPION HEATING AND COOLING | TH6B1821 | CM30BBAA1 | TM9Y060B12MP11 | 10 | 18000 | 4000 | 202750595 | ASHP | HRCU-A-CB | LX SERIES | 17 | 18000
GUARDIAN | RHP16L18B23 | CM30BBAA1 | TM9Y060B12MP11 | 10 | 18000 | 4000 | 202750600 | ASHP | HRCU-A-CB |  | 17 | 18000
EVCON | RHP16L18B23 | CM30BBAA1 | TM9Y060B12MP11 | 10 | 18000 | 4000 | 202750603 | ASHP | HRCU-A-CB |  | 17 | 18000
COLEMAN | CH6B1821 | CM24BBAA1 | TM9E060B12MP11 | 10 | 18000 | 4000 | 202750604 | ASHP | HRCU-A-CB | LX SERIES | 17 | 18000
LUXAIRE | TH6B1821 | CF30BBAA1 | TP9C080B12MP13 | 10 | 18000 | 4000 | 202750317 | ASHP | HRCU-A-CB | LX SERIES | 17 | 18000
FRASER-JOHNSTON | TH6B1821 | CF30BBAA1 | TP9C080B12MP13 | 10 | 18000 | 4000 | 202750318 | ASHP | HRCU-A-CB | LX SERIES | 17 | 18000
CHAMPION HEATING AND COOLING | TH6B1821 | CF30BBAA1 | TP9C080B12MP13 | 10 | 18000 | 4000 | 202750319 | ASHP | HRCU-A-CB | LX SERIES | 17 | 18000
COLEMAN | CH6B1821 | CF30BBAA1 | CP9C080B12MP13 | 10 | 18000 | 4000 | 202750320 | ASHP | HRCU-A-CB | LX SERIES | 17 | 18000
LUXAIRE | TH6B1821 | CF30BBAA1 | LP9C080B12MP13 | 10 | 18000 | 4000 | 202750321 | ASHP | HRCU-A-CB | LX SERIES | 17 | 18000
COLEMAN | CH6B1821 | CM30BBAA1 | TM9V080B12MP12 | 10 | 18000 | 4000 | 202750322 | ASHP | HRCU-A-CB | LX SERIES | 17 | 18000
LUXAIRE | TH6B1821 | CM30BBAA1 | TM9V080B12MP12 | 10 | 18000 | 4000 | 202750323 | ASHP | HRCU-A-CB | LX SERIES | 17 | 18000
FRASER-JOHNSTON | TH6B1821 | CM30BBAA1 | TM9V080B12MP12 | 10 | 18000 | 4000 | 202750324 | ASHP | HRCU-A-CB | LX SERIES | 17 | 18000
CHAMPION HEATING AND COOLING | TH6B1821 | CM30BBAA1 | TM9V080B12MP12 | 10 | 18000 | 4000 | 202750325 | ASHP | HRCU-A-CB | LX SERIES | 17 | 18000
COLEMAN | CH6B1821 | CM30BBAA1 | TP9C080B12MP13 | 10 | 18000 | 4000 | 202750326 | ASHP | HRCU-A-CB | LX SERIES | 17 | 18000
LUXAIRE | TH6B1821 | CM30BBAA1 | TP9C080B12MP13 | 10 | 18000 | 4000 | 202750327 | ASHP | HRCU-A-CB | LX SERIES | 17 | 18000
FRASER-JOHNSTON | TH6B1821 | CM30BBAA1 | TP9C080B12MP13 | 10 | 18000 | 4000 | 202750328 | ASHP | HRCU-A-CB | LX SERIES | 17 | 18000
COLEMAN | CH6B1821 | CF24BBAA1 | TMLX060A12MP11 | 10 | 18000 | 4000 | 202751084 | ASHP | HRCU-A-CB | LX SERIES | 17 | 18000
LUXAIRE | TH6B1821 | CF24BBAA1 | TMLX060A12MP11 | 10 | 18000 | 4000 | 202751085 | ASHP | HRCU-A-CB | LX SERIES | 17 | 18000
FRASER-JOHNSTON | TH6B1821 | CF24BBAA1 | TMLX060A12MP11 | 10 | 18000 | 4000 | 202751086 | ASHP | HRCU-A-CB | LX SERIES | 17 | 18000
CHAMPION HEATING AND COOLING | TH6B1821 | CF24BBAA1 | TMLX060A12MP11 | 10 | 18000 | 4000 | 202751087 | ASHP | HRCU-A-CB | LX SERIES | 17 | 18000
GUARDIAN | RHP16L18B23 | CF24BBAA1 | TMLX060A12MP11 | 10 | 18000 | 4000 | 202751092 | ASHP | HRCU-A-CB |  | 17 | 18000
GUARDIAN | RHP16L18B23 | CF24BBAA1 | RGF1L060AE12MP11 | 10 | 18000 | 4000 | 202751093 | ASHP | HRCU-A-CB |  | 17 | 18000
EVCON | RHP16L18B23 | CF24BBAA1 | TMLX060A12MP11 | 10 | 18000 | 4000 | 202751094 | ASHP | HRCU-A-CB |  | 17 | 18000
EVCON | RHP16L18B23 | CF24BBAA1 | RGF1L060AE12MP11 | 10 | 18000 | 4000 | 202751095 | ASHP | HRCU-A-CB |  | 17 | 18000
COLEMAN | CH6B1821 | CF24BBAA1 | TM8Y060A12MP11 | 10 | 18000 | 4000 | 202751096 | ASHP | HRCU-A-CB | LX SERIES | 17 | 18000
LUXAIRE | TH6B1821 | CF24BBAA1 | TM8Y060A12MP11 | 10 | 18000 | 4000 | 202751097 | ASHP | HRCU-A-CB | LX SERIES | 17 | 18000
FRASER-JOHNSTON | TH6B1821 | CF24BBAA1 | TM8Y060A12MP11 | 10 | 18000 | 4000 | 202751098 | ASHP | HRCU-A-CB | LX SERIES | 17 | 18000
CHAMPION HEATING AND COOLING | TH6B1821 | CF24BBAA1 | TM8Y060A12MP11 | 10 | 18000 | 4000 | 202751099 | ASHP | HRCU-A-CB | LX SERIES | 17 | 18000
GUARDIAN | RHP16L18B23 | CF24BBAA1 | TM8Y060A12MP11 | 10 | 18000 | 4000 | 202751104 | ASHP | HRCU-A-CB |  | 17 | 18000
EVCON | RHP16L18B23 | CF24BBAA1 | TM8Y060A12MP11 | 10 | 18000 | 4000 | 202751106 | ASHP | HRCU-A-CB |  | 17 | 18000
COLEMAN | CH6B1821 | CM24ABAA1 | TM8X060A12MP11 | 10 | 18000 | 4000 | 202751108 | ASHP | HRCU-A-CB | LX SERIES | 17 | 18000
LUXAIRE | TH6B1821 | CM24ABAA1 | TM8X060A12MP11 | 10 | 18000 | 4000 | 202751109 | ASHP | HRCU-A-CB | LX SERIES | 17 | 18000
FRASER-JOHNSTON | TH6B1821 | CM24ABAA1 | TM8X060A12MP11 | 10 | 18000 | 4000 | 202751110 | ASHP | HRCU-A-CB | LX SERIES | 17 | 18000
CHAMPION HEATING AND COOLING | TH6B1821 | CM24ABAA1 | TM8X060A12MP11 | 10 | 18000 | 4000 | 202751111 | ASHP | HRCU-A-CB | LX SERIES | 17 | 18000
GUARDIAN | RHP16L18B23 | CM24ABAA1 | TM8X060A12MP11 | 10 | 18000 | 4000 | 202751114 | ASHP | HRCU-A-CB |  | 17 | 18000
EVCON | RHP16L18B23 | CM24ABAA1 | TM8X060A12MP11 | 10 | 18000 | 4000 | 202751115 | ASHP | HRCU-A-CB |  | 17 | 18000
GUARDIAN | RHP16L18B23 | CM30BBAA1 | TM9Y080B12MP11 | 10 | 18000 | 4000 | 202750504 | ASHP | HRCU-A-CB |  | 17 | 18000
EVCON | RHP16L18B23 | CM30BBAA1 | TM9Y080B12MP11 | 10 | 18000 | 4000 | 202750507 | ASHP | HRCU-A-CB |  | 17 | 18000
COLEMAN | CH6B1821 | CM24BBAA1 | TM9E080B12MP11 | 10 | 18000 | 4000 | 202750508 | ASHP | HRCU-A-CB | LX SERIES | 17 | 18000
LUXAIRE | TH6B1821 | CM24BBAA1 | TM9E080B12MP11 | 10 | 18000 | 4000 | 202750509 | ASHP | HRCU-A-CB | LX SERIES | 17 | 18000
FRASER-JOHNSTON | TH6B1821 | CM24BBAA1 | TM9E080B12MP11 | 10 | 18000 | 4000 | 202750510 | ASHP | HRCU-A-CB | LX SERIES | 17 | 18000
CHAMPION HEATING AND COOLING | TH6B1821 | CM24BBAA1 | TM9E080B12MP11 | 10 | 18000 | 4000 | 202750511 | ASHP | HRCU-A-CB | LX SERIES | 17 | 18000
GUARDIAN | RHP16L18B23 | CM24BBAA1 | TM9E080B12MP11 | 10 | 18000 | 4000 | 202750517 | ASHP | HRCU-A-CB |  | 17 | 18000
EVCON | RHP16L18B23 | CM24BBAA1 | TM9E080B12MP11 | 10 | 18000 | 4000 | 202750519 | ASHP | HRCU-A-CB |  | 17 | 18000
COLEMAN | CH6B1821 | CM24BBAA1 | TM9Y080B12MP11 | 10 | 18000 | 4000 | 202750520 | ASHP | HRCU-A-CB | LX SERIES | 17 | 18000
LUXAIRE | TH6B1821 | CM24BBAA1 | TM9Y080B12MP11 | 10 | 18000 | 4000 | 202750521 | ASHP | HRCU-A-CB | LX SERIES | 17 | 18000
FRASER-JOHNSTON | TH6B1821 | CM24BBAA1 | TM9Y080B12MP11 | 10 | 18000 | 4000 | 202750522 | ASHP | HRCU-A-CB | LX SERIES | 17 | 18000
CHAMPION HEATING AND COOLING | TH6B1821 | CM24BBAA1 | TM9Y080B12MP11 | 10 | 18000 | 4000 | 202750523 | ASHP | HRCU-A-CB | LX SERIES | 17 | 18000
GUARDIAN | RHP16L18B23 | CM24BBAA1 | TM9Y080B12MP11 | 10 | 18000 | 4000 | 202750528 | ASHP | HRCU-A-CB |  | 17 | 18000
EVCON | RHP16L18B23 | CM24BBAA1 | TM9Y080B12MP11 | 10 | 18000 | 4000 | 202750531 | ASHP | HRCU-A-CB |  | 17 | 18000
CHAMPION HEATING AND COOLING | TH6B1821 | CM30BBAA1+ME12BN21 |  | 10 | 18000 | 4000 | 202751503 | ASHP | HRCU-A-CB | LX SERIES | 17 | 18000
GUARDIAN | RHP16L18B23 | CM30BBAA1+ME12BN21 |  | 10 | 18000 | 4000 | 202751506 | ASHP | HRCU-A-CB |  | 17 | 18000
EVCON | RHP16L18B23 | CM30BBAA1+ME12BN21 |  | 10 | 18000 | 4000 | 202751507 | ASHP | HRCU-A-CB |  | 17 | 18000
COLEMAN | CH6B1821 | CF24BBAA1+ME12BN21 |  | 10 | 18000 | 4000 | 202751508 | ASHP | HRCU-A-CB | LX SERIES | 17 | 18000
LUXAIRE | TH6B1821 | CF24BBAA1+ME12BN21 |  | 10 | 18000 | 4000 | 202751509 | ASHP | HRCU-A-CB | LX SERIES | 17 | 18000
FRASER-JOHNSTON | TH6B1821 | CF24BBAA1+ME12BN21 |  | 10 | 18000 | 4000 | 202751510 | ASHP | HRCU-A-CB | LX SERIES | 17 | 18000
CHAMPION HEATING AND COOLING | TH6B1821 | CF24BBAA1+ME12BN21 |  | 10 | 18000 | 4000 | 202751511 | ASHP | HRCU-A-CB | LX SERIES | 17 | 18000
GUARDIAN | RHP16L18B23 | CF24BBAA1+ME12BN21 |  | 10 | 18000 | 4000 | 202751514 | ASHP | HRCU-A-CB |  | 17 | 18000
EVCON | RHP16L18B23 | CF24BBAA1+ME12BN21 |  | 10 | 18000 | 4000 | 202751515 | ASHP | HRCU-A-CB |  | 17 | 18000
COLEMAN | CH6B1821 | CM24BBAA1+ME08BN21 |  | 10 | 18000 | 4000 | 202751516 | ASHP | HRCU-A-CB | LX SERIES | 17 | 18000
LUXAIRE | TH6B1821 | CM24BBAA1+ME08BN21 |  | 10 | 18000 | 4000 | 202751517 | ASHP | HRCU-A-CB | LX SERIES | 17 | 18000
FRASER-JOHNSTON | TH6B1821 | CM24BBAA1+ME08BN21 |  | 10 | 18000 | 4000 | 202751518 | ASHP | HRCU-A-CB | LX SERIES | 17 | 18000
CHAMPION HEATING AND COOLING | TH6B1821 | CM24BBAA1+ME08BN21 |  | 10 | 18000 | 4000 | 202751519 | ASHP | HRCU-A-CB | LX SERIES | 17 | 18000
GUARDIAN | RHP16L18B23 | CM24BBAA1+ME08BN21 |  | 10 | 18000 | 4000 | 202751522 | ASHP | HRCU-A-CB |  | 17 | 18000
EVCON | RHP16L18B23 | CM24BBAA1+ME08BN21 |  | 10 | 18000 | 4000 | 202751523 | ASHP | HRCU-A-CB |  | 17 | 18000
COLEMAN | CH6B1821 | CF24BBAA1+ME08BN21 |  | 10 | 18000 | 4000 | 202751524 | ASHP | HRCU-A-CB | LX SERIES | 17 | 18000
LUXAIRE | TH6B1821 | CF24BBAA1+ME08BN21 |  | 10 | 18000 | 4000 | 202751525 | ASHP | HRCU-A-CB | LX SERIES | 17 | 18000
FRASER-JOHNSTON | TH6B1821 | CF24BBAA1+ME08BN21 |  | 10 | 18000 | 4000 | 202751526 | ASHP | HRCU-A-CB | LX SERIES | 17 | 18000
CHAMPION HEATING AND COOLING | TH6B1821 | CF24BBAA1+ME08BN21 |  | 10 | 18000 | 4000 | 202751527 | ASHP | HRCU-A-CB | LX SERIES | 17 | 18000
GUARDIAN | RHP16L18B23 | CF24BBAA1+ME08BN21 |  | 10 | 18000 | 4000 | 202751530 | ASHP | HRCU-A-CB |  | 17 | 18000
EVCON | RHP16L18B23 | CF24BBAA1+ME08BN21 |  | 10 | 18000 | 4000 | 202751531 | ASHP | HRCU-A-CB |  | 17 | 18000
COLEMAN | CH6B1821 | AE24BBA21 |  | 10 | 18000 | 4000 | 202751540 | ASHP | HRCU-A-CB | LX SERIES | 17 | 18000
COLEMAN | CH6B1821 | CM24ABAA1 | TMLX060A12MP11 | 10 | 18000 | 4000 | 202751116 | ASHP | HRCU-A-CB | LX SERIES | 17 | 18000
LUXAIRE | TH6B1821 | CM24ABAA1 | TMLX060A12MP11 | 10 | 18000 | 4000 | 202751117 | ASHP | HRCU-A-CB | LX SERIES | 17 | 18000
FRASER-JOHNSTON | TH6B1821 | CM24ABAA1 | TMLX060A12MP11 | 10 | 18000 | 4000 | 202751118 | ASHP | HRCU-A-CB | LX SERIES | 17 | 18000
CHAMPION HEATING AND COOLING | TH6B1821 | CM24ABAA1 | TMLX060A12MP11 | 10 | 18000 | 4000 | 202751119 | ASHP | HRCU-A-CB | LX SERIES | 17 | 18000
GUARDIAN | RHP16L18B23 | CM24ABAA1 | TMLX060A12MP11 | 10 | 18000 | 4000 | 202751124 | ASHP | HRCU-A-CB |  | 17 | 18000
GUARDIAN | RHP16L18B23 | CM24ABAA1 | RGF1L060AE12MP11 | 10 | 18000 | 4000 | 202751125 | ASHP | HRCU-A-CB |  | 17 | 18000
EVCON | RHP16L18B23 | CM24ABAA1 | TMLX060A12MP11 | 10 | 18000 | 4000 | 202751126 | ASHP | HRCU-A-CB |  | 17 | 18000
EVCON | RHP16L18B23 | CM24ABAA1 | RGF1L060AE12MP11 | 10 | 18000 | 4000 | 202751127 | ASHP | HRCU-A-CB |  | 17 | 18000
COLEMAN | CH6B1821 | CM24ABAA1 | TM8Y060A12MP11 | 10 | 18000 | 4000 | 202751128 | ASHP | HRCU-A-CB | LX SERIES | 17 | 18000
LUXAIRE | TH6B1821 | CM24ABAA1 | TM8Y060A12MP11 | 10 | 18000 | 4000 | 202751129 | ASHP | HRCU-A-CB | LX SERIES | 17 | 18000
FRASER-JOHNSTON | TH6B1821 | CM24ABAA1 | TM8Y060A12MP11 | 10 | 18000 | 4000 | 202751130 | ASHP | HRCU-A-CB | LX SERIES | 17 | 18000
CHAMPION HEATING AND COOLING | TH6B1821 | CM24ABAA1 | TM8Y060A12MP11 | 10 | 18000 | 4000 | 202751131 | ASHP | HRCU-A-CB | LX SERIES | 17 | 18000
GUARDIAN | RHP16L18B23 | CM24ABAA1 | TM8Y060A12MP11 | 10 | 18000 | 4000 | 202751136 | ASHP | HRCU-A-CB |  | 17 | 18000
EVCON | RHP16L18B23 | CM24ABAA1 | TM8Y060A12MP11 | 10 | 18000 | 4000 | 202751138 | ASHP | HRCU-A-CB |  | 17 | 18000
COLEMAN | CH6B1821 | CF24ABAA1 | TM8X060A12MP11 | 10 | 18000 | 4000 | 202751140 | ASHP | HRCU-A-CB | LX SERIES | 17 | 18000
LUXAIRE | TH6B1821 | CF24ABAA1 | TM8X060A12MP11 | 10 | 18000 | 4000 | 202751141 | ASHP | HRCU-A-CB | LX SERIES | 17 | 18000
FRASER-JOHNSTON | TH6B1821 | CF24ABAA1 | TM8X060A12MP11 | 10 | 18000 | 4000 | 202751142 | ASHP | HRCU-A-CB | LX SERIES | 17 | 18000
CHAMPION HEATING AND COOLING | TH6B1821 | CF24ABAA1 | TM8X060A12MP11 | 10 | 18000 | 4000 | 202751143 | ASHP | HRCU-A-CB | LX SERIES | 17 | 18000
GUARDIAN | RHP16L18B23 | CF24ABAA1 | TM8X060A12MP11 | 10 | 18000 | 4000 | 202751146 | ASHP | HRCU-A-CB |  | 17 | 18000
EVCON | RHP16L18B23 | CF24ABAA1 | TM8X060A12MP11 | 10 | 18000 | 4000 | 202751147 | ASHP | HRCU-A-CB |  | 17 | 18000
COLEMAN | CH6B1821 | CF24ABAA1 | TMLX060A12MP11 | 10 | 18000 | 4000 | 202751148 | ASHP | HRCU-A-CB | LX SERIES | 17 | 18000
LUXAIRE | TH6B1821 | CF24ABAA1 | TMLX060A12MP11 | 10 | 18000 | 4000 | 202751149 | ASHP | HRCU-A-CB | LX SERIES | 17 | 18000
FRASER-JOHNSTON | TH6B1821 | CF24ABAA1 | TMLX060A12MP11 | 10 | 18000 | 4000 | 202751150 | ASHP | HRCU-A-CB | LX SERIES | 17 | 18000
CHAMPION HEATING AND COOLING | TH6B1821 | CF24ABAA1 | TMLX060A12MP11 | 10 | 18000 | 4000 | 202751151 | ASHP | HRCU-A-CB | LX SERIES | 17 | 18000
GUARDIAN | RHP16L18B23 | CF24ABAA1 | TMLX060A12MP11 | 10 | 18000 | 4000 | 202751156 | ASHP | HRCU-A-CB |  | 17 | 18000
GUARDIAN | RHP16L18B23 | CF24ABAA1 | RGF1L060AE12MP11 | 10 | 18000 | 4000 | 202751157 | ASHP | HRCU-A-CB |  | 17 | 18000
EVCON | RHP16L18B23 | CF24ABAA1 | TMLX060A12MP11 | 10 | 18000 | 4000 | 202751158 | ASHP | HRCU-A-CB |  | 17 | 18000
FRASER-JOHNSTON | TH6B1821 | CF24BBAA1 | TM9Y080B12MP11 | 10 | 18000 | 4000 | 202750546 | ASHP | HRCU-A-CB | LX SERIES | 17 | 18000
CHAMPION HEATING AND COOLING | TH6B1821 | CF24BBAA1 | TM9Y080B12MP11 | 10 | 18000 | 4000 | 202750547 | ASHP | HRCU-A-CB | LX SERIES | 17 | 18000
GUARDIAN | RHP16L18B23 | CF24BBAA1 | TM9Y080B12MP11 | 10 | 18000 | 4000 | 202750552 | ASHP | HRCU-A-CB |  | 17 | 18000
EVCON | RHP16L18B23 | CF24BBAA1 | TM9Y080B12MP11 | 10 | 18000 | 4000 | 202750555 | ASHP | HRCU-A-CB |  | 17 | 18000
COLEMAN | CH6B1821 | CF30BBAA1 | TM9E060B12MP11 | 10 | 18000 | 4000 | 202750556 | ASHP | HRCU-A-CB | LX SERIES | 17 | 18000
LUXAIRE | TH6B1821 | CF30BBAA1 | TM9E060B12MP11 | 10 | 18000 | 4000 | 202750557 | ASHP | HRCU-A-CB | LX SERIES | 17 | 18000
FRASER-JOHNSTON | TH6B1821 | CF30BBAA1 | TM9E060B12MP11 | 10 | 18000 | 4000 | 202750558 | ASHP | HRCU-A-CB | LX SERIES | 17 | 18000
CHAMPION HEATING AND COOLING | TH6B1821 | CF30BBAA1 | TM9E060B12MP11 | 10 | 18000 | 4000 | 202750559 | ASHP | HRCU-A-CB | LX SERIES | 17 | 18000
GUARDIAN | RHP16L18B23 | CF30BBAA1 | RGF19060BE12MP12 | 10 | 18000 | 4000 | 202750564 | ASHP | HRCU-A-CB |  | 17 | 18000
GUARDIAN | RHP16L18B23 | CF30BBAA1 | TM9E060B12MP11 | 10 | 18000 | 4000 | 202750565 | ASHP | HRCU-A-CB |  | 17 | 18000
EVCON | RHP16L18B23 | CF30BBAA1 | RGF19060BE12MP12 | 10 | 18000 | 4000 | 202750566 | ASHP | HRCU-A-CB |  | 17 | 18000
EVCON | RHP16L18B23 | CF30BBAA1 | TM9E060B12MP11 | 10 | 18000 | 4000 | 202750567 | ASHP | HRCU-A-CB |  | 17 | 18000
COLEMAN | CH6B1821 | CF30BBAA1 | TM9Y060B12MP11 | 10 | 18000 | 4000 | 202750568 | ASHP | HRCU-A-CB | LX SERIES | 17 | 18000
LUXAIRE | TH6B1821 | CF30BBAA1 | TM9Y060B12MP11 | 10 | 18000 | 4000 | 202750569 | ASHP | HRCU-A-CB | LX SERIES | 17 | 18000
FRASER-JOHNSTON | TH6B1821 | CF30BBAA1 | TM9Y060B12MP11 | 10 | 18000 | 4000 | 202750570 | ASHP | HRCU-A-CB | LX SERIES | 17 | 18000
COLEMAN | CH6B1821 | CF/CM/CU24B+TXV | TMLX060A12MP11 | 10 | 18000 | 4000 | 202415355 | ASHP | HRCU-A-CB | LX SERIES | 17 | 18000
LUXAIRE | TH6B1821 | CF/CM/CU24B+TXV | TMLX060A12MP11 | 10 | 18000 | 4000 | 202415356 | ASHP | HRCU-A-CB | LX SERIES | 17 | 18000
FRASER-JOHNSTON | TH6B1821 | CF/CM/CU24B+TXV | TMLX060A12MP11 | 10 | 18000 | 4000 | 202415357 | ASHP | HRCU-A-CB | LX SERIES | 17 | 18000
CHAMPION HEATING AND COOLING | TH6B1821 | CF/CM/CU24B+TXV | TMLX060A12MP11 | 10 | 18000 | 4000 | 202415358 | ASHP | HRCU-A-CB | LX SERIES | 17 | 18000
COLEMAN | CH6B1821 | CF/CM/CU24B+TXV | TM8Y060A12MP11 | 10 | 18000 | 4000 | 202415359 | ASHP | HRCU-A-CB | LX SERIES | 17 | 18000
LUXAIRE | TH6B1821 | CF/CM/CU24B+TXV | TM8Y060A12MP11 | 10 | 18000 | 4000 | 202415360 | ASHP | HRCU-A-CB | LX SERIES | 17 | 18000
FRASER-JOHNSTON | TH6B1821 | CF/CM/CU24B+TXV | TM8Y060A12MP11 | 10 | 18000 | 4000 | 202415361 | ASHP | HRCU-A-CB | LX SERIES | 17 | 18000
CHAMPION HEATING AND COOLING | TH6B1821 | CF/CM/CU24B+TXV | TM8Y060A12MP11 | 10 | 18000 | 4000 | 202415362 | ASHP | HRCU-A-CB | LX SERIES | 17 | 18000
COLEMAN | CH6B1821 | CF/CM/CU24A+TXV | TM8X060A12MP11 | 10 | 18000 | 4000 | 202415363 | ASHP | HRCU-A-CB | LX SERIES | 17 | 18000
LUXAIRE | TH6B1821 | CF/CM/CU24A+TXV | TM8X060A12MP11 | 10 | 18000 | 4000 | 202415364 | ASHP | HRCU-A-CB | LX SERIES | 17 | 18000
FRASER-JOHNSTON | TH6B1821 | CF/CM/CU24A+TXV | TM8X060A12MP11 | 10 | 18000 | 4000 | 202415365 | ASHP | HRCU-A-CB | LX SERIES | 17 | 18000
CHAMPION HEATING AND COOLING | TH6B1821 | CF/CM/CU24A+TXV | TM8X060A12MP11 | 10 | 18000 | 4000 | 202415366 | ASHP | HRCU-A-CB | LX SERIES | 17 | 18000
COLEMAN | CH6B1821 | CF/CM/CU24A+TXV | TMLX060A12MP11 | 10 | 18000 | 4000 | 202415367 | ASHP | HRCU-A-CB | LX SERIES | 17 | 18000
LUXAIRE | TH6B1821 | CF/CM/CU24A+TXV | TMLX060A12MP11 | 10 | 18000 | 4000 | 202415368 | ASHP | HRCU-A-CB | LX SERIES | 17 | 18000
FRASER-JOHNSTON | TH6B1821 | CF/CM/CU24A+TXV | TMLX060A12MP11 | 10 | 18000 | 4000 | 202415369 | ASHP | HRCU-A-CB | LX SERIES | 17 | 18000
CHAMPION HEATING AND COOLING | TH6B1821 | CF/CM/CU24A+TXV | TMLX060A12MP11 | 10 | 18000 | 4000 | 202415370 | ASHP | HRCU-A-CB | LX SERIES | 17 | 18000
COLEMAN | CH6B1821 | CF/CM/CU24A+TXV | TM8Y060A12MP11 | 10 | 18000 | 4000 | 202415371 | ASHP | HRCU-A-CB | LX SERIES | 17 | 18000
LUXAIRE | TH6B1821 | AE24BBA21 |  | 10 | 18000 | 4000 | 202751541 | ASHP | HRCU-A-CB | LX SERIES | 17 | 18000
FRASER-JOHNSTON | TH6B1821 | AE24BBA21 |  | 10 | 18000 | 4000 | 202751542 | ASHP | HRCU-A-CB | LX SERIES | 17 | 18000
CHAMPION HEATING AND COOLING | TH6B1821 | AE24BBA21 |  | 10 | 18000 | 4000 | 202751543 | ASHP | HRCU-A-CB | LX SERIES | 17 | 18000
GUARDIAN | RHP16L18B23 | AE24BBA21 |  | 10 | 18000 | 4000 | 202751546 | ASHP | HRCU-A-CB |  | 17 | 18000
EVCON | RHP16L18B23 | AE24BBA21 |  | 10 | 18000 | 4000 | 202751547 | ASHP | HRCU-A-CB |  | 17 | 18000
EVCON | RHP16L18B23 | CF24ABAA1 | RGF1L060AE12MP11 | 10 | 18000 | 4000 | 202751159 | ASHP | HRCU-A-CB |  | 17 | 18000
COLEMAN | CH6B1821 | CF24ABAA1 | TM8Y060A12MP11 | 10 | 18000 | 4000 | 202751160 | ASHP | HRCU-A-CB | LX SERIES | 17 | 18000
LUXAIRE | TH6B1821 | CF24ABAA1 | TM8Y060A12MP11 | 10 | 18000 | 4000 | 202751161 | ASHP | HRCU-A-CB | LX SERIES | 17 | 18000
FRASER-JOHNSTON | TH6B1821 | CF24ABAA1 | TM8Y060A12MP11 | 10 | 18000 | 4000 | 202751162 | ASHP | HRCU-A-CB | LX SERIES | 17 | 18000
CHAMPION HEATING AND COOLING | TH6B1821 | CF24ABAA1 | TM8Y060A12MP11 | 10 | 18000 | 4000 | 202751163 | ASHP | HRCU-A-CB | LX SERIES | 17 | 18000
GUARDIAN | RHP16L18B23 | CF24ABAA1 | TM8Y060A12MP11 | 10 | 18000 | 4000 | 202751168 | ASHP | HRCU-A-CB |  | 17 | 18000
EVCON | RHP16L18B23 | CF24ABAA1 | TM8Y060A12MP11 | 10 | 18000 | 4000 | 202751170 | ASHP | HRCU-A-CB |  | 17 | 18000
COLEMAN | CH6B1821 | CF30BBAA1 | TM8V080B12MP12 | 10 | 18000 | 4000 | 202751172 | ASHP | HRCU-A-CB | LX SERIES | 17 | 18000
LUXAIRE | TH6B1821 | CF30BBAA1 | TM8V080B12MP12 | 10 | 18000 | 4000 | 202751173 | ASHP | HRCU-A-CB | LX SERIES | 17 | 18000
FRASER-JOHNSTON | TH6B1821 | CF30BBAA1 | TM8V080B12MP12 | 10 | 18000 | 4000 | 202751174 | ASHP | HRCU-A-CB | LX SERIES | 17 | 18000
CHAMPION HEATING AND COOLING | TH6B1821 | CF30BBAA1 | TM8V080B12MP12 | 10 | 18000 | 4000 | 202751175 | ASHP | HRCU-A-CB | LX SERIES | 17 | 18000
COLEMAN | CH6B1821 | CF30BBAA1 | TPLC080B12MP13 | 10 | 18000 | 4000 | 202751180 | ASHP | HRCU-A-CB | LX SERIES | 17 | 18000
LUXAIRE | TH6B1821 | CF30BBAA1 | TPLC080B12MP13 | 10 | 18000 | 4000 | 202751181 | ASHP | HRCU-A-CB | LX SERIES | 17 | 18000
LUXAIRE | TH6B1821 | CM24BBAA1 | TM9E060B12MP11 | 10 | 18000 | 4000 | 202750605 | ASHP | HRCU-A-CB | LX SERIES | 17 | 18000
FRASER-JOHNSTON | TH6B1821 | CM24BBAA1 | TM9E060B12MP11 | 10 | 18000 | 4000 | 202750606 | ASHP | HRCU-A-CB | LX SERIES | 17 | 18000
CHAMPION HEATING AND COOLING | TH6B1821 | CM24BBAA1 | TM9E060B12MP11 | 10 | 18000 | 4000 | 202750607 | ASHP | HRCU-A-CB | LX SERIES | 17 | 18000
GUARDIAN | RHP16L18B23 | CM24BBAA1 | RGF19060BE12MP12 | 10 | 18000 | 4000 | 202750612 | ASHP | HRCU-A-CB |  | 17 | 18000
GUARDIAN | RHP16L18B23 | CM24BBAA1 | TM9E060B12MP11 | 10 | 18000 | 4000 | 202750613 | ASHP | HRCU-A-CB |  | 17 | 18000
EVCON | RHP16L18B23 | CM24BBAA1 | RGF19060BE12MP12 | 10 | 18000 | 4000 | 202750614 | ASHP | HRCU-A-CB |  | 17 | 18000
FRASER-JOHNSTON | TH6B1821 | CM24ABAA1 | TPLC060A12MP13 | 10 | 18000 | 4000 | 202751434 | ASHP | HRCU-A-CB | LX SERIES | 17 | 18000
CHAMPION HEATING AND COOLING | TH6B1821 | CM24ABAA1 | TPLC060A12MP13 | 10 | 18000 | 4000 | 202751435 | ASHP | HRCU-A-CB | LX SERIES | 17 | 18000
COLEMAN | CH6B1821 | CF24ABAA1 | TM8V060A12MP12 | 10 | 18000 | 4000 | 202751438 | ASHP | HRCU-A-CB | LX SERIES | 17 | 18000
LUXAIRE | TH6B1821 | CF24ABAA1 | TM8V060A12MP12 | 10 | 18000 | 4000 | 202751439 | ASHP | HRCU-A-CB | LX SERIES | 17 | 18000
FRASER-JOHNSTON | TH6B1821 | CF24ABAA1 | TM8V060A12MP12 | 10 | 18000 | 4000 | 202751440 | ASHP | HRCU-A-CB | LX SERIES | 17 | 18000
CHAMPION HEATING AND COOLING | TH6B1821 | CF24ABAA1 | TM8V060A12MP12 | 10 | 18000 | 4000 | 202751441 | ASHP | HRCU-A-CB | LX SERIES | 17 | 18000
COLEMAN | CH6B1821 | CF24ABAA1 | TMLV060A12MP12 | 10 | 18000 | 4000 | 202751442 | ASHP | HRCU-A-CB | LX SERIES | 17 | 18000
LUXAIRE | TH6B1821 | CF24ABAA1 | TMLV060A12MP12 | 10 | 18000 | 4000 | 202751443 | ASHP | HRCU-A-CB | LX SERIES | 17 | 18000
FRASER-JOHNSTON | TH6B1821 | CF24ABAA1 | TMLV060A12MP12 | 10 | 18000 | 4000 | 202751444 | ASHP | HRCU-A-CB | LX SERIES | 17 | 18000
CHAMPION HEATING AND COOLING | TH6B1821 | CF24ABAA1 | TMLV060A12MP12 | 10 | 18000 | 4000 | 202751445 | ASHP | HRCU-A-CB | LX SERIES | 17 | 18000
COLEMAN | CH6B1821 | CF24ABAA1 | TPLC060A12MP13 | 10 | 18000 | 4000 | 202751446 | ASHP | HRCU-A-CB | LX SERIES | 17 | 18000
LUXAIRE | TH6B1821 | CF24ABAA1 | TPLC060A12MP13 | 10 | 18000 | 4000 | 202751447 | ASHP | HRCU-A-CB | LX SERIES | 17 | 18000
FRASER-JOHNSTON | TH6B1821 | CF24ABAA1 | TPLC060A12MP13 | 10 | 18000 | 4000 | 202751448 | ASHP | HRCU-A-CB | LX SERIES | 17 | 18000
CHAMPION HEATING AND COOLING | TH6B1821 | CF24ABAA1 | TPLC060A12MP13 | 10 | 18000 | 4000 | 202751449 | ASHP | HRCU-A-CB | LX SERIES | 17 | 18000
COLEMAN | CH6B1821 | CF30BBAA1+ME12BN21 |  | 10 | 18000 | 4000 | 202751492 | ASHP | HRCU-A-CB | LX SERIES | 17 | 18000
LUXAIRE | TH6B1821 | CF30BBAA1+ME12BN21 |  | 10 | 18000 | 4000 | 202751493 | ASHP | HRCU-A-CB | LX SERIES | 17 | 18000
FRASER-JOHNSTON | TH6B1821 | CF30BBAA1+ME12BN21 |  | 10 | 18000 | 4000 | 202751494 | ASHP | HRCU-A-CB | LX SERIES | 17 | 18000
CHAMPION HEATING AND COOLING | TH6B1821 | CF30BBAA1+ME12BN21 |  | 10 | 18000 | 4000 | 202751495 | ASHP | HRCU-A-CB | LX SERIES | 17 | 18000
GUARDIAN | RHP16L18B23 | CF30BBAA1+ME12BN21 |  | 10 | 18000 | 4000 | 202751498 | ASHP | HRCU-A-CB |  | 17 | 18000
EVCON | RHP16L18B23 | CF30BBAA1+ME12BN21 |  | 10 | 18000 | 4000 | 202751499 | ASHP | HRCU-A-CB |  | 17 | 18000
COLEMAN | CH6B1821 | CM30BBAA1+ME12BN21 |  | 10 | 18000 | 4000 | 202751500 | ASHP | HRCU-A-CB | LX SERIES | 17 | 18000
LUXAIRE | TH6B1821 | CM30BBAA1+ME12BN21 |  | 10 | 18000 | 4000 | 202751501 | ASHP | HRCU-A-CB | LX SERIES | 17 | 18000
FRASER-JOHNSTON | TH6B1821 | CM30BBAA1+ME12BN21 |  | 10 | 18000 | 4000 | 202751502 | ASHP | HRCU-A-CB | LX SERIES | 17 | 18000
FRASER-JOHNSTON | TH6B1821 | CF/CM/CU24A+TXV | TM8Y060A12MP11 | 10 | 18000 | 4000 | 202415373 | ASHP | HRCU-A-CB | LX SERIES | 17 | 18000
CHAMPION HEATING AND COOLING | TH6B1821 | CF/CM/CU24A+TXV | TM8Y060A12MP11 | 10 | 18000 | 4000 | 202415374 | ASHP | HRCU-A-CB | LX SERIES | 17 | 18000
COLEMAN | CH6B1821 | CF/CM30C+TXV | TM8V080B12MP12 | 10 | 18000 | 4000 | 202415375 | ASHP | HRCU-A-CB | LX SERIES | 17 | 18000
LUXAIRE | TH6B1821 | CF/CM30C+TXV | TM8V080B12MP12 | 10 | 18000 | 4000 | 202415376 | ASHP | HRCU-A-CB | LX SERIES | 17 | 18000
FRASER-JOHNSTON | TH6B1821 | CF/CM30C+TXV | TM8V080B12MP12 | 10 | 18000 | 4000 | 202415377 | ASHP | HRCU-A-CB | LX SERIES | 17 | 18000
CHAMPION HEATING AND COOLING | TH6B1821 | CF/CM30C+TXV | TM8V080B12MP12 | 10 | 18000 | 4000 | 202415378 | ASHP | HRCU-A-CB | LX SERIES | 17 | 18000
COLEMAN | CH6B1821 | CF/CM30C+TXV | TPLC080B12MP13 | 10 | 18000 | 4000 | 202415383 | ASHP | HRCU-A-CB | LX SERIES | 17 | 18000
LUXAIRE | TH6B1821 | CF/CM30C+TXV | TPLC080B12MP13 | 10 | 18000 | 4000 | 202415384 | ASHP | HRCU-A-CB | LX SERIES | 17 | 18000
FRASER-JOHNSTON | TH6B1821 | CF/CM30C+TXV | TPLC080B12MP13 | 10 | 18000 | 4000 | 202415385 | ASHP | HRCU-A-CB | LX SERIES | 17 | 18000
CHAMPION HEATING AND COOLING | TH6B1821 | CF/CM30C+TXV | TPLC080B12MP13 | 10 | 18000 | 4000 | 202415386 | ASHP | HRCU-A-CB | LX SERIES | 17 | 18000
LUXAIRE | TH6B1821 | CF/CM30C+TXV | LPLC080B12MP13 | 10 | 18000 | 4000 | 202415388 | ASHP | HRCU-A-CB | LX SERIES | 17 | 18000
COLEMAN | CH6B1821 | CF/CM/CU30B+TXV | TM8V080B12MP12 | 10 | 18000 | 4000 | 202415389 | ASHP | HRCU-A-CB | LX SERIES | 17 | 18000
LUXAIRE | TH6B1821 | CF/CM/CU30B+TXV | TM8V080B12MP12 | 10 | 18000 | 4000 | 202415390 | ASHP | HRCU-A-CB | LX SERIES | 17 | 18000
FRASER-JOHNSTON | TH6B1821 | CF/CM/CU30B+TXV | TM8V080B12MP12 | 10 | 18000 | 4000 | 202415391 | ASHP | HRCU-A-CB | LX SERIES | 17 | 18000
CHAMPION HEATING AND COOLING | TH6B1821 | CF/CM/CU30B+TXV | TM8V080B12MP12 | 10 | 18000 | 4000 | 202415392 | ASHP | HRCU-A-CB | LX SERIES | 17 | 18000
COLEMAN | CH6B1821 | CF/CM/CU30B+TXV | TPLC080B12MP13 | 10 | 18000 | 4000 | 202415397 | ASHP | HRCU-A-CB | LX SERIES | 17 | 18000
LUXAIRE | TH6B1821 | CF/CM/CU30B+TXV | TPLC080B12MP13 | 10 | 18000 | 4000 | 202415398 | ASHP | HRCU-A-CB | LX SERIES | 17 | 18000
FRASER-JOHNSTON | TH6B1821 | CF/CM/CU30B+TXV | TPLC080B12MP13 | 10 | 18000 | 4000 | 202415399 | ASHP | HRCU-A-CB | LX SERIES | 17 | 18000
CHAMPION HEATING AND COOLING | TH6B1821 | CF/CM/CU30B+TXV | TPLC080B12MP13 | 10 | 18000 | 4000 | 202415400 | ASHP | HRCU-A-CB | LX SERIES | 17 | 18000
LUXAIRE | TH6B1821 | CF/CM/CU30B+TXV | LPLC080B12MP13 | 10 | 18000 | 4000 | 202415402 | ASHP | HRCU-A-CB | LX SERIES | 17 | 18000
COLEMAN | CH6B1821 | CF/CM/CU24B+TXV | TM8V080B12MP12 | 10 | 18000 | 4000 | 202415417 | ASHP | HRCU-A-CB | LX SERIES | 17 | 18000
LUXAIRE | TH6B1821 | CF/CM/CU24B+TXV | TM8V080B12MP12 | 10 | 18000 | 4000 | 202415418 | ASHP | HRCU-A-CB | LX SERIES | 17 | 18000
FRASER-JOHNSTON | TH6B1821 | CF/CM/CU24B+TXV | TM8V080B12MP12 | 10 | 18000 | 4000 | 202415419 | ASHP | HRCU-A-CB | LX SERIES | 17 | 18000
YORK | YHG18B21 | CF/CM/CU24B+TXV | TM9E060B12MP11 | 10 | 18000 | 4000 | 202409721 | ASHP | HRCU-A-CB | LX SERIES | 17 | 18000
YORK | YHG18B21 | CF/CM/CU24B+TXV | TM9Y060B12MP11 | 10 | 18000 | 4000 | 202409722 | ASHP | HRCU-A-CB | LX SERIES | 17 | 18000
YORK | YHG18B21 | CF/CM/CU24B+TXV | TM9E040A10MP11 | 10 | 18000 | 4000 | 202409727 | ASHP | HRCU-A-CB | LX SERIES | 17 | 18000
YORK | YHG18B21 | CF/CM/CU24B+TXV | TM9Y040A10MP11 | 10 | 18000 | 4000 | 202409728 | ASHP | HRCU-A-CB | LX SERIES | 17 | 18000
YORK | YHG18B21 | CF/CM/CU24A+TXV | TM9E040A10MP11 | 10 | 18000 | 4000 | 202409729 | ASHP | HRCU-A-CB | LX SERIES | 17 | 18000
YORK | YHG18B21 | CF/CM/CU24A+TXV | TM9Y040A10MP11 | 10 | 18000 | 4000 | 202409730 | ASHP | HRCU-A-CB | LX SERIES | 17 | 18000
YORK | YHG18B21 | CF/CM30C+TXV | TM8X100C16MP11 | 10 | 18000 | 4000 | 202409731 | ASHP | HRCU-A-CB | LX SERIES | 17 | 18000
YORK | YHG18B21 | CF/CM30C+TXV | TM8X080C16MP11 | 10 | 18000 | 4000 | 202409732 | ASHP | HRCU-A-CB | LX SERIES | 17 | 18000
YORK | YHG18B21 | CF/CM30C+TXV | TMLX080C16MP11 | 10 | 18000 | 4000 | 202409733 | ASHP | HRCU-A-CB | LX SERIES | 17 | 18000
YORK | YHG18B21 | CF/CM30C+TXV | TM8Y100C16MP11 | 10 | 18000 | 4000 | 202409735 | ASHP | HRCU-A-CB | LX SERIES | 17 | 18000
YORK | YHG18B21 | CF/CM30C+TXV | TM8Y080C16MP11 | 10 | 18000 | 4000 | 202409736 | ASHP | HRCU-A-CB | LX SERIES | 17 | 18000
YORK | YHG18B21 | CF/CM30C+TXV | TM8X080B12MP11 | 10 | 18000 | 4000 | 202409743 | ASHP | HRCU-A-CB | LX SERIES | 17 | 18000
YORK | YHG18B21 | CF/CM30C+TXV | TMLX080B12MP11 | 10 | 18000 | 4000 | 202409744 | ASHP | HRCU-A-CB | LX SERIES | 17 | 18000
YORK | YHG18B21 | CF/CM30C+TXV | TM8Y080B12MP11 | 10 | 18000 | 4000 | 202409745 | ASHP | HRCU-A-CB | LX SERIES | 17 | 18000
YORK | YHG18B21 | CF/CM/CU30B+TXV | TM8X080B12MP11 | 10 | 18000 | 4000 | 202409746 | ASHP | HRCU-A-CB | LX SERIES | 17 | 18000
YORK | YHG18B21 | CF/CM/CU30B+TXV | TMLX080B12MP11 | 10 | 18000 | 4000 | 202409747 | ASHP | HRCU-A-CB | LX SERIES | 17 | 18000
YORK | YHG18B21 | CF/CM/CU30B+TXV | TM8Y080B12MP11 | 10 | 18000 | 4000 | 202409748 | ASHP | HRCU-A-CB | LX SERIES | 17 | 18000
YORK | YHG18B21 | CF/CM/CU24B+TXV | TM8X080B12MP11 | 10 | 18000 | 4000 | 202409752 | ASHP | HRCU-A-CB | LX SERIES | 17 | 18000
YORK | YHG18B21 | CF/CM/CU24B+TXV | TMLX080B12MP11 | 10 | 18000 | 4000 | 202409753 | ASHP | HRCU-A-CB | LX SERIES | 17 | 18000
YORK | YHG18B21 | CF/CM/CU24B+TXV | TM8Y080B12MP11 | 10 | 18000 | 4000 | 202409754 | ASHP | HRCU-A-CB | LX SERIES | 17 | 18000
YORK | YHG18B21 | CF/CM/CU30B+TXV | TM8X060A12MP11 | 10 | 18000 | 4000 | 202409755 | ASHP | HRCU-A-CB | LX SERIES | 17 | 18000
YORK | YHG18B21 | CF/CM/CU30B+TXV | TMLX060A12MP11 | 10 | 18000 | 4000 | 202409756 | ASHP | HRCU-A-CB | LX SERIES | 17 | 18000
YORK | YHG18B21 | CF/CM/CU30B+TXV | TM8Y060A12MP11 | 10 | 18000 | 4000 | 202409757 | ASHP | HRCU-A-CB | LX SERIES | 17 | 18000
YORK | YHG18B21 | CF/CM/CU24B+TXV | TM8X060A12MP11 | 10 | 18000 | 4000 | 202409761 | ASHP | HRCU-A-CB | LX SERIES | 17 | 18000
YORK | YHG18B21 | CF/CM/CU24B+TXV | TMLX060A12MP11 | 10 | 18000 | 4000 | 202409762 | ASHP | HRCU-A-CB | LX SERIES | 17 | 18000
YORK | YHG18B21 | CF/CM/CU24B+TXV | TM8Y060A12MP11 | 10 | 18000 | 4000 | 202409763 | ASHP | HRCU-A-CB | LX SERIES | 17 | 18000
YORK | YHG18B21 | CF/CM/CU24A+TXV | TM8X060A12MP11 | 10 | 18000 | 4000 | 202409764 | ASHP | HRCU-A-CB | LX SERIES | 17 | 18000
YORK | YHG18B21 | CF/CM/CU24A+TXV | TMLX060A12MP11 | 10 | 18000 | 4000 | 202409765 | ASHP | HRCU-A-CB | LX SERIES | 17 | 18000
YORK | YHG18B21 | CF/CM/CU24A+TXV | TM8Y060A12MP11 | 10 | 18000 | 4000 | 202409766 | ASHP | HRCU-A-CB | LX SERIES | 17 | 18000
YORK | YHG18B21 | CF/CM30C+TXV | TM8V080B12MP12 | 10 | 18000 | 4000 | 202409767 | ASHP | HRCU-A-CB | LX SERIES | 17 | 18000
YORK | YHG18B21 | CF/CM30C+TXV | TPLC080B12MP13 | 10 | 18000 | 4000 | 202409769 | ASHP | HRCU-A-CB | LX SERIES | 17 | 18000
YORK | YHG18B21 | CF/CM30C+TXV | YPLC080B12MP13 | 10 | 18000 | 4000 | 202409770 | ASHP | HRCU-A-CB | LX SERIES | 17 | 18000
YORK | YHG18B21 | CF/CM/CU30B+TXV | TM8V080B12MP12 | 10 | 18000 | 4000 | 202409771 | ASHP | HRCU-A-CB | LX SERIES | 17 | 18000
YORK | YHG18B21 | CF/CM/CU30B+TXV | TPLC080B12MP13 | 10 | 18000 | 4000 | 202409773 | ASHP | HRCU-A-CB | LX SERIES | 17 | 18000
YORK | YHG18B21 | CF/CM/CU30B+TXV | YPLC080B12MP13 | 10 | 18000 | 4000 | 202409774 | ASHP | HRCU-A-CB | LX SERIES | 17 | 18000
YORK | YHG18B21 | CF/CM/CU24B+TXV | TM8V080B12MP12 | 10 | 18000 | 4000 | 202409779 | ASHP | HRCU-A-CB | LX SERIES | 17 | 18000
YORK | YHG18B21 | CF/CM/CU24B+TXV | TPLC080B12MP13 | 10 | 18000 | 4000 | 202409781 | ASHP | HRCU-A-CB | LX SERIES | 17 | 18000
YORK | YHG18B21 | CF/CM/CU24B+TXV | YPLC080B12MP13 | 10 | 18000 | 4000 | 202409782 | ASHP | HRCU-A-CB | LX SERIES | 17 | 18000
YORK | YHG18B21 | CF/CM/CU30B+TXV | TM8V060A12MP12 | 10 | 18000 | 4000 | 202409783 | ASHP | HRCU-A-CB | LX SERIES | 17 | 18000
YORK | YHG18B21 | CF/CM/CU30B+TXV | TMLV060A12MP12 | 10 | 18000 | 4000 | 202409784 | ASHP | HRCU-A-CB | LX SERIES | 17 | 18000
CHAMPION HEATING AND COOLING | TH6B1821 | CF/CM/CU24B+TXV | TM8X060A12MP11 | 10 | 18000 | 4000 | 202415354 | ASHP | HRCU-A-CB | LX SERIES | 17 | 18000
FRASER-JOHNSTON | TH6B1821 | CF/CM/CU24B+TXV | TPLC080B12MP13 | 10 | 18000 | 4000 | 202415427 | ASHP | HRCU-A-CB | LX SERIES | 17 | 18000
CHAMPION HEATING AND COOLING | TH6B1821 | CF/CM/CU24B+TXV | TPLC080B12MP13 | 10 | 18000 | 4000 | 202415428 | ASHP | HRCU-A-CB | LX SERIES | 17 | 18000
LUXAIRE | TH6B1821 | CF/CM/CU24B+TXV | LPLC080B12MP13 | 10 | 18000 | 4000 | 202415430 | ASHP | HRCU-A-CB | LX SERIES | 17 | 18000
COLEMAN | CH6B1821 | CF/CM/CU30B+TXV | TM8V060A12MP12 | 10 | 18000 | 4000 | 202415431 | ASHP | HRCU-A-CB | LX SERIES | 17 | 18000
LUXAIRE | TH6B1821 | CF/CM/CU30B+TXV | TM8V060A12MP12 | 10 | 18000 | 4000 | 202415432 | ASHP | HRCU-A-CB | LX SERIES | 17 | 18000
FRASER-JOHNSTON | TH6B1821 | CF/CM/CU30B+TXV | TM8V060A12MP12 | 10 | 18000 | 4000 | 202415433 | ASHP | HRCU-A-CB | LX SERIES | 17 | 18000
CHAMPION HEATING AND COOLING | TH6B1821 | CF/CM/CU30B+TXV | TM8V060A12MP12 | 10 | 18000 | 4000 | 202415434 | ASHP | HRCU-A-CB | LX SERIES | 17 | 18000
COLEMAN | CH6B1821 | CF/CM/CU30B+TXV | TMLV060A12MP12 | 10 | 18000 | 4000 | 202415435 | ASHP | HRCU-A-CB | LX SERIES | 17 | 18000
LUXAIRE | TH6B1821 | CF/CM/CU30B+TXV | TMLV060A12MP12 | 10 | 18000 | 4000 | 202415436 | ASHP | HRCU-A-CB | LX SERIES | 17 | 18000
FRASER-JOHNSTON | TH6B1821 | CF/CM/CU30B+TXV | TMLV060A12MP12 | 10 | 18000 | 4000 | 202415437 | ASHP | HRCU-A-CB | LX SERIES | 17 | 18000
CHAMPION HEATING AND COOLING | TH6B1821 | CF/CM/CU30B+TXV | TMLV060A12MP12 | 10 | 18000 | 4000 | 202415438 | ASHP | HRCU-A-CB | LX SERIES | 17 | 18000
CHAMPION HEATING AND COOLING | TH6B1821 | CM30BBAA1 | TP9C080B12MP13 | 10 | 18000 | 4000 | 202750329 | ASHP | HRCU-A-CB | LX SERIES | 17 | 18000
COLEMAN | CH6B1821 | CM30BBAA1 | CP9C080B12MP13 | 10 | 18000 | 4000 | 202750330 | ASHP | HRCU-A-CB | LX SERIES | 17 | 18000
LUXAIRE | TH6B1821 | CM30BBAA1 | LP9C080B12MP13 | 10 | 18000 | 4000 | 202750331 | ASHP | HRCU-A-CB | LX SERIES | 17 | 18000
COLEMAN | CH6B1821 | CF30BBAA1 | TP9C080B12MP12 | 10 | 18000 | 4000 | 202750336 | ASHP | HRCU-A-CB | LX SERIES | 17 | 18000
LUXAIRE | TH6B1821 | CF30BBAA1 | TP9C080B12MP12 | 10 | 18000 | 4000 | 202750337 | ASHP | HRCU-A-CB | LX SERIES | 17 | 18000
FRASER-JOHNSTON | TH6B1821 | CF30BBAA1 | TP9C080B12MP12 | 10 | 18000 | 4000 | 202750338 | ASHP | HRCU-A-CB | LX SERIES | 17 | 18000
CHAMPION HEATING AND COOLING | TH6B1821 | CF30BBAA1 | TP9C080B12MP12 | 10 | 18000 | 4000 | 202750339 | ASHP | HRCU-A-CB | LX SERIES | 17 | 18000
COLEMAN | CH6B1821 | CM30BBAA1 | TP9C080B12MP12 | 10 | 18000 | 4000 | 202750346 | ASHP | HRCU-A-CB | LX SERIES | 17 | 18000
LUXAIRE | TH6B1821 | CM30BBAA1 | TP9C080B12MP12 | 10 | 18000 | 4000 | 202750347 | ASHP | HRCU-A-CB | LX SERIES | 17 | 18000
FRASER-JOHNSTON | TH6B1821 | CM30BBAA1 | TP9C080B12MP12 | 10 | 18000 | 4000 | 202750348 | ASHP | HRCU-A-CB | LX SERIES | 17 | 18000
CHAMPION HEATING AND COOLING | TH6B1821 | CM30BBAA1 | TP9C080B12MP12 | 10 | 18000 | 4000 | 202750349 | ASHP | HRCU-A-CB | LX SERIES | 17 | 18000
COLEMAN | CH6B1821 | CM24BBAA1 | TM9V080B12MP12 | 10 | 18000 | 4000 | 202750352 | ASHP | HRCU-A-CB | LX SERIES | 17 | 18000
LUXAIRE | TH6B1821 | CM24BBAA1 | TM9V080B12MP12 | 10 | 18000 | 4000 | 202750353 | ASHP | HRCU-A-CB | LX SERIES | 17 | 18000
FRASER-JOHNSTON | TH6B1821 | CM24BBAA1 | TM9V080B12MP12 | 10 | 18000 | 4000 | 202750354 | ASHP | HRCU-A-CB | LX SERIES | 17 | 18000
CHAMPION HEATING AND COOLING | TH6B1821 | CM24BBAA1 | TM9V080B12MP12 | 10 | 18000 | 4000 | 202750355 | ASHP | HRCU-A-CB | LX SERIES | 17 | 18000
COLEMAN | CH6B1821 | CM24BBAA1 | TP9C080B12MP13 | 10 | 18000 | 4000 | 202750356 | ASHP | HRCU-A-CB | LX SERIES | 17 | 18000
LUXAIRE | TH6B1821 | CM24BBAA1 | TP9C080B12MP13 | 10 | 18000 | 4000 | 202750357 | ASHP | HRCU-A-CB | LX SERIES | 17 | 18000
FRASER-JOHNSTON | TH6B1821 | CM24BBAA1 | TP9C080B12MP13 | 10 | 18000 | 4000 | 202750358 | ASHP | HRCU-A-CB | LX SERIES | 17 | 18000
CHAMPION HEATING AND COOLING | TH6B1821 | CM24BBAA1 | TP9C080B12MP13 | 10 | 18000 | 4000 | 202750359 | ASHP | HRCU-A-CB | LX SERIES | 17 | 18000
COLEMAN | CH6B1821 | CM24BBAA1 | CP9C080B12MP13 | 10 | 18000 | 4000 | 202750360 | ASHP | HRCU-A-CB | LX SERIES | 17 | 18000
LUXAIRE | TH6B1821 | CM24BBAA1 | LP9C080B12MP13 | 10 | 18000 | 4000 | 202750361 | ASHP | HRCU-A-CB | LX SERIES | 17 | 18000
COLEMAN | CH6B1821 | CF24BBAA1 | TM9V080B12MP12 | 10 | 18000 | 4000 | 202750362 | ASHP | HRCU-A-CB | LX SERIES | 17 | 18000
LUXAIRE | TH6B1821 | CF24BBAA1 | TM9V080B12MP12 | 10 | 18000 | 4000 | 202750363 | ASHP | HRCU-A-CB | LX SERIES | 17 | 18000
FRASER-JOHNSTON | TH6B1821 | CF24BBAA1 | TM9V080B12MP12 | 10 | 18000 | 4000 | 202750364 | ASHP | HRCU-A-CB | LX SERIES | 17 | 18000
CHAMPION HEATING AND COOLING | TH6B1821 | CF24BBAA1 | TM9V080B12MP12 | 10 | 18000 | 4000 | 202750365 | ASHP | HRCU-A-CB | LX SERIES | 17 | 18000
COLEMAN | CH6B1821 | CF24BBAA1 | TP9C080B12MP13 | 10 | 18000 | 4000 | 202750366 | ASHP | HRCU-A-CB | LX SERIES | 17 | 18000
LUXAIRE | TH6B1821 | CF24BBAA1 | TP9C080B12MP13 | 10 | 18000 | 4000 | 202750367 | ASHP | HRCU-A-CB | LX SERIES | 17 | 18000
FRASER-JOHNSTON | TH6B1821 | CF24BBAA1 | TP9C080B12MP13 | 10 | 18000 | 4000 | 202750368 | ASHP | HRCU-A-CB | LX SERIES | 17 | 18000
CHAMPION HEATING AND COOLING | TH6B1821 | CF24BBAA1 | TP9C080B12MP13 | 10 | 18000 | 4000 | 202750369 | ASHP | HRCU-A-CB | LX SERIES | 17 | 18000
COLEMAN | CH6B1821 | CF24BBAA1 | CP9C080B12MP13 | 10 | 18000 | 4000 | 202750370 | ASHP | HRCU-A-CB | LX SERIES | 17 | 18000
LUXAIRE | TH6B1821 | CF24BBAA1 | LP9C080B12MP13 | 10 | 18000 | 4000 | 202750371 | ASHP | HRCU-A-CB | LX SERIES | 17 | 18000
COLEMAN | CH6B1821 | CM24BBAA1 | TP9C080B12MP12 | 10 | 18000 | 4000 | 202750376 | ASHP | HRCU-A-CB | LX SERIES | 17 | 18000
LUXAIRE | TH6B1821 | CM24BBAA1 | TP9C080B12MP12 | 10 | 18000 | 4000 | 202750377 | ASHP | HRCU-A-CB | LX SERIES | 17 | 18000
YORK | YHG18B21 | CF/CM/CU30B+TXV | TPLC060A12MP13 | 10 | 18000 | 4000 | 202409785 | ASHP | HRCU-A-CB | LX SERIES | 17 | 18000
YORK | YHG18B21 | CF/CM/CU30B+TXV | YPLC060A12MP13 | 10 | 18000 | 4000 | 202409786 | ASHP | HRCU-A-CB | LX SERIES | 17 | 18000
YORK | YHG18B21 | CF/CM/CU24B+TXV | TM8V060A12MP12 | 10 | 18000 | 4000 | 202409791 | ASHP | HRCU-A-CB | LX SERIES | 17 | 18000
YORK | YHG18B21 | CF/CM/CU24B+TXV | TMLV060A12MP12 | 10 | 18000 | 4000 | 202409792 | ASHP | HRCU-A-CB | LX SERIES | 17 | 18000
YORK | YHG18B21 | CF/CM/CU24B+TXV | TPLC060A12MP13 | 10 | 18000 | 4000 | 202409793 | ASHP | HRCU-A-CB | LX SERIES | 17 | 18000
YORK | YHG18B21 | CF/CM/CU24B+TXV | YPLC060A12MP13 | 10 | 18000 | 4000 | 202409794 | ASHP | HRCU-A-CB | LX SERIES | 17 | 18000
YORK | YHG18B21 | CF/CM/CU24A+TXV | TM8V060A12MP12 | 10 | 18000 | 4000 | 202409795 | ASHP | HRCU-A-CB | LX SERIES | 17 | 18000
YORK | YHG18B21 | CF/CM/CU24A+TXV | TMLV060A12MP12 | 10 | 18000 | 4000 | 202409796 | ASHP | HRCU-A-CB | LX SERIES | 17 | 18000
YORK | YHG18B21 | CF/CM/CU24A+TXV | TPLC060A12MP13 | 10 | 18000 | 4000 | 202409797 | ASHP | HRCU-A-CB | LX SERIES | 17 | 18000
YORK | YHG18B21 | CF/CM/CU24A+TXV | YPLC060A12MP13 | 10 | 18000 | 4000 | 202409798 | ASHP | HRCU-A-CB | LX SERIES | 17 | 18000
YORK | YHG18B21 | CF/CM30C+MVC12CN21+TXV |  | 10 | 18000 | 4000 | 202409799 | ASHP | HRCU-A-CB | LX SERIES | 17 | 18000
YORK | YHG18B21 | CF/CM30C+ME12CN21+TXV |  | 10 | 18000 | 4000 | 202409803 | ASHP | HRCU-A-CB | LX SERIES | 17 | 18000
YORK | YHG18B21 | CF/CM30B+ME12BN21+TXV |  | 10 | 18000 | 4000 | 202409805 | ASHP | HRCU-A-CB | LX SERIES | 17 | 18000
YORK | YHG18B21 | CF/CM24B+ME12BN21+TXV |  | 10 | 18000 | 4000 | 202409806 | ASHP | HRCU-A-CB | LX SERIES | 17 | 18000
YORK | YHG18B21 | CF/CM30B+ME08BN21+TXV |  | 10 | 18000 | 4000 | 202409807 | ASHP | HRCU-A-CB | LX SERIES | 17 | 18000
YORK | YHG18B21 | CF/CM24B+ME08BN21+TXV |  | 10 | 18000 | 4000 | 202409808 | ASHP | HRCU-A-CB | LX SERIES | 17 | 18000
YORK | YHG18B21 | AVC24BX21+TXV |  | 10 | 18000 | 4000 | 202409809 | ASHP | HRCU-A-CB | LX SERIES | 17 | 18000
YORK | YHG18B21 | AE30BX21+TXV |  | 10 | 18000 | 4000 | 202409811 | ASHP | HRCU-A-CB | LX SERIES | 17 | 18000
YORK | YHG18B21 | AE24BX21+TXV |  | 10 | 18000 | 4000 | 202409812 | ASHP | HRCU-A-CB | LX SERIES | 17 | 18000
LUXAIRE | TH6B1821 | CF/CM/CU24A+TXV | TM8Y060A12MP11 | 10 | 18000 | 4000 | 202415372 | ASHP | HRCU-A-CB | LX SERIES | 17 | 18000
GUARDIAN | RHP16L18B21 | CU30BXA1+TXV | TM9Y060B12MP11 | 10 | 18000 | 4000 | 205520314 | ASHP | HRCU-A-CB |  | 17 | 18000
GUARDIAN | RHP16L18B21 | CU30BXA1+TXV | RGF29060BE12MP11 | 10 | 18000 | 4000 | 205520315 | ASHP | HRCU-A-CB |  | 17 | 18000
EVCON | RHP16L18B21 | CU30BXA1+TXV | RGF29060BE12MP11 | 10 | 18000 | 4000 | 205520316 | ASHP | HRCU-A-CB |  | 17 | 18000
EVCON | RHP16L18B21 | CU30BXA1+TXV | TM9Y060B12MP11 | 10 | 18000 | 4000 | 205520317 | ASHP | HRCU-A-CB |  | 17 | 18000
GUARDIAN | RHP16L18B23 | CU30BXA1+TXV | TM9Y060B12MP11 | 10 | 18000 | 4000 | 205520318 | ASHP | HRCU-A-CB |  | 17 | 18000
GUARDIAN | RHP16L18B23 | CU30BXA1+TXV | RGF29060BE12MP11 | 10 | 18000 | 4000 | 205520319 | ASHP | HRCU-A-CB |  | 17 | 18000
EVCON | RHP16L18B23 | CU30BXA1+TXV | RGF29060BE12MP11 | 10 | 18000 | 4000 | 205520320 | ASHP | HRCU-A-CB |  | 17 | 18000
EVCON | RHP16L18B23 | CU30BXA1+TXV | TM9Y060B12MP11 | 10 | 18000 | 4000 | 205520321 | ASHP | HRCU-A-CB |  | 17 | 18000
COLEMAN | CH6B1821 | CF24CXA1+TXV | TM9E060B12MP11 | 10 | 18000 | 4000 | 205520322 | ASHP | HRCU-A-CB | LX SERIES | 17 | 18000
LUXAIRE | TH6B1821 | CF24CXA1+TXV | TM9E060B12MP11 | 10 | 18000 | 4000 | 205520323 | ASHP | HRCU-A-CB | LX SERIES | 17 | 18000
FRASER-JOHNSTON | TH6B1821 | CF24CXA1+TXV | TM9E060B12MP11 | 10 | 18000 | 4000 | 205520324 | ASHP | HRCU-A-CB | LX SERIES | 17 | 18000
CHAMPION HEATING AND COOLING | TH6B1821 | CF24CXA1+TXV | TM9E060B12MP11 | 10 | 18000 | 4000 | 205520325 | ASHP | HRCU-A-CB | LX SERIES | 17 | 18000
GUARDIAN | RHP16L18B21 | CF24CXA1+TXV | RGF19060BE12MP12 | 10 | 18000 | 4000 | 205520326 | ASHP | HRCU-A-CB |  | 17 | 18000
GUARDIAN | RHP16L18B21 | CF24CXA1+TXV | TM9E060B12MP11 | 10 | 18000 | 4000 | 205520327 | ASHP | HRCU-A-CB |  | 17 | 18000
EVCON | RHP16L18B21 | CF24CXA1+TXV | RGF19060BE12MP12 | 10 | 18000 | 4000 | 205520328 | ASHP | HRCU-A-CB |  | 17 | 18000
EVCON | RHP16L18B21 | CF24CXA1+TXV | TM9E060B12MP11 | 10 | 18000 | 4000 | 205520329 | ASHP | HRCU-A-CB |  | 17 | 18000
GUARDIAN | RHP16L18B23 | CF24CXA1+TXV | RGF19060BE12MP12 | 10 | 18000 | 4000 | 205520330 | ASHP | HRCU-A-CB |  | 17 | 18000
GUARDIAN | RHP16L18B23 | CF24CXA1+TXV | TM9E060B12MP11 | 10 | 18000 | 4000 | 205520331 | ASHP | HRCU-A-CB |  | 17 | 18000
EVCON | RHP16L18B23 | CF24CXA1+TXV | RGF19060BE12MP12 | 10 | 18000 | 4000 | 205520332 | ASHP | HRCU-A-CB |  | 17 | 18000
EVCON | RHP16L18B23 | CF24CXA1+TXV | TM9E060B12MP11 | 10 | 18000 | 4000 | 205520333 | ASHP | HRCU-A-CB |  | 17 | 18000
COLEMAN | CH6B1821 | CF24CXA1+TXV | TM9Y060B12MP11 | 10 | 18000 | 4000 | 205520334 | ASHP | HRCU-A-CB | LX SERIES | 17 | 18000
LUXAIRE | TH6B1821 | CF24CXA1+TXV | TM9Y060B12MP11 | 10 | 18000 | 4000 | 205520335 | ASHP | HRCU-A-CB | LX SERIES | 17 | 18000
FRASER-JOHNSTON | TH6B1821 | CF24CXA1+TXV | TM9Y060B12MP11 | 10 | 18000 | 4000 | 205520336 | ASHP | HRCU-A-CB | LX SERIES | 17 | 18000
CHAMPION HEATING AND COOLING | TH6B1821 | CF24CXA1+TXV | TM9Y060B12MP11 | 10 | 18000 | 4000 | 205520337 | ASHP | HRCU-A-CB | LX SERIES | 17 | 18000
GUARDIAN | RHP16L18B21 | CF24CXA1+TXV | TM9Y060B12MP11 | 10 | 18000 | 4000 | 205520338 | ASHP | HRCU-A-CB |  | 17 | 18000
GUARDIAN | RHP16L18B21 | CF24CXA1+TXV | RGF29060BE12MP11 | 10 | 18000 | 4000 | 205520339 | ASHP | HRCU-A-CB |  | 17 | 18000
EVCON | RHP16L18B21 | CF24CXA1+TXV | RGF29060BE12MP11 | 10 | 18000 | 4000 | 205520340 | ASHP | HRCU-A-CB |  | 17 | 18000
EVCON | RHP16L18B21 | CF24CXA1+TXV | TM9Y060B12MP11 | 10 | 18000 | 4000 | 205520341 | ASHP | HRCU-A-CB |  | 17 | 18000
GUARDIAN | RHP16L18B23 | CF24CXA1+TXV | TM9Y060B12MP11 | 10 | 18000 | 4000 | 205520342 | ASHP | HRCU-A-CB |  | 17 | 18000
GUARDIAN | RHP16L18B23 | CF24CXA1+TXV | RGF29060BE12MP11 | 10 | 18000 | 4000 | 205520343 | ASHP | HRCU-A-CB |  | 17 | 18000
EVCON | RHP16L18B23 | CF24CXA1+TXV | RGF29060BE12MP11 | 10 | 18000 | 4000 | 205520344 | ASHP | HRCU-A-CB |  | 17 | 18000
FRASER-JOHNSTON | TH6B1821 | CM24BBAA1 | TM9Y060B12MP11 | 10 | 18000 | 4000 | 202750618 | ASHP | HRCU-A-CB | LX SERIES | 17 | 18000
CHAMPION HEATING AND COOLING | TH6B1821 | CM24BBAA1 | TM9Y060B12MP11 | 10 | 18000 | 4000 | 202750619 | ASHP | HRCU-A-CB | LX SERIES | 17 | 18000
GUARDIAN | RHP16L18B23 | CM24BBAA1 | TM9Y060B12MP11 | 10 | 18000 | 4000 | 202750624 | ASHP | HRCU-A-CB |  | 17 | 18000
EVCON | RHP16L18B23 | CM24BBAA1 | TM9Y060B12MP11 | 10 | 18000 | 4000 | 202750627 | ASHP | HRCU-A-CB |  | 17 | 18000
COLEMAN | CH6B1821 | CF24BBAA1 | TM9E060B12MP11 | 10 | 18000 | 4000 | 202750628 | ASHP | HRCU-A-CB | LX SERIES | 17 | 18000
LUXAIRE | TH6B1821 | CF24BBAA1 | TM9E060B12MP11 | 10 | 18000 | 4000 | 202750629 | ASHP | HRCU-A-CB | LX SERIES | 17 | 18000
FRASER-JOHNSTON | TH6B1821 | CF24BBAA1 | TM9E060B12MP11 | 10 | 18000 | 4000 | 202750630 | ASHP | HRCU-A-CB | LX SERIES | 17 | 18000
CHAMPION HEATING AND COOLING | TH6B1821 | CF24BBAA1 | TM9E060B12MP11 | 10 | 18000 | 4000 | 202750631 | ASHP | HRCU-A-CB | LX SERIES | 17 | 18000
FRASER-JOHNSTON | TH6B1821 | CM24BBAA1 | TP9C080B12MP12 | 10 | 18000 | 4000 | 202750378 | ASHP | HRCU-A-CB | LX SERIES | 17 | 18000
CHAMPION HEATING AND COOLING | TH6B1821 | CM24BBAA1 | TP9C080B12MP12 | 10 | 18000 | 4000 | 202750379 | ASHP | HRCU-A-CB | LX SERIES | 17 | 18000
COLEMAN | CH6B1821 | CF24BBAA1 | TP9C080B12MP12 | 10 | 18000 | 4000 | 202750386 | ASHP | HRCU-A-CB | LX SERIES | 17 | 18000
LUXAIRE | TH6B1821 | CF24BBAA1 | TP9C080B12MP12 | 10 | 18000 | 4000 | 202750387 | ASHP | HRCU-A-CB | LX SERIES | 17 | 18000
FRASER-JOHNSTON | TH6B1821 | CF24BBAA1 | TP9C080B12MP12 | 10 | 18000 | 4000 | 202750388 | ASHP | HRCU-A-CB | LX SERIES | 17 | 18000
CHAMPION HEATING AND COOLING | TH6B1821 | CF24BBAA1 | TP9C080B12MP12 | 10 | 18000 | 4000 | 202750389 | ASHP | HRCU-A-CB | LX SERIES | 17 | 18000
COLEMAN | CH6B1821 | CF30BBAA1 | TM9V060B12MP12 | 10 | 18000 | 4000 | 202750392 | ASHP | HRCU-A-CB | LX SERIES | 17 | 18000
LUXAIRE | TH6B1821 | CF30BBAA1 | TM9V060B12MP12 | 10 | 18000 | 4000 | 202750393 | ASHP | HRCU-A-CB | LX SERIES | 17 | 18000
FRASER-JOHNSTON | TH6B1821 | CF30BBAA1 | TM9V060B12MP12 | 10 | 18000 | 4000 | 202750394 | ASHP | HRCU-A-CB | LX SERIES | 17 | 18000
CHAMPION HEATING AND COOLING | TH6B1821 | CF30BBAA1 | TM9V060B12MP12 | 10 | 18000 | 4000 | 202750395 | ASHP | HRCU-A-CB | LX SERIES | 17 | 18000
COLEMAN | CH6B1821 | CF30BBAA1 | TP9C060B12MP13 | 10 | 18000 | 4000 | 202750396 | ASHP | HRCU-A-CB | LX SERIES | 17 | 18000
LUXAIRE | TH6B1821 | CF30BBAA1 | TP9C060B12MP13 | 10 | 18000 | 4000 | 202750397 | ASHP | HRCU-A-CB | LX SERIES | 17 | 18000
FRASER-JOHNSTON | TH6B1821 | CF30BBAA1 | TP9C060B12MP13 | 10 | 18000 | 4000 | 202750398 | ASHP | HRCU-A-CB | LX SERIES | 17 | 18000
CHAMPION HEATING AND COOLING | TH6B1821 | CF30BBAA1 | TP9C060B12MP13 | 10 | 18000 | 4000 | 202750399 | ASHP | HRCU-A-CB | LX SERIES | 17 | 18000
COLEMAN | CH6B1821 | CF30BBAA1 | CP9C060B12MP13 | 10 | 18000 | 4000 | 202750400 | ASHP | HRCU-A-CB | LX SERIES | 17 | 18000
LUXAIRE | TH6B1821 | CF30BBAA1 | LP9C060B12MP13 | 10 | 18000 | 4000 | 202750401 | ASHP | HRCU-A-CB | LX SERIES | 17 | 18000
EVCON | RHP16L18B23 | CM24BBAA1 | TM9E060B12MP11 | 10 | 18000 | 4000 | 202750615 | ASHP | HRCU-A-CB |  | 17 | 18000
COLEMAN | CH6B1821 | CM24BBAA1 | TM9Y060B12MP11 | 10 | 18000 | 4000 | 202750616 | ASHP | HRCU-A-CB | LX SERIES | 17 | 18000
LUXAIRE | TH6B1821 | CM24BBAA1 | TM9Y060B12MP11 | 10 | 18000 | 4000 | 202750617 | ASHP | HRCU-A-CB | LX SERIES | 17 | 18000
CHAMPION HEATING AND COOLING | TH6B1821 | CF/CM/CU24B+TXV | TM8V080B12MP12 | 10 | 18000 | 4000 | 202415420 | ASHP | HRCU-A-CB | LX SERIES | 17 | 18000
COLEMAN | CH6B1821 | CF/CM/CU24B+TXV | TPLC080B12MP13 | 10 | 18000 | 4000 | 202415425 | ASHP | HRCU-A-CB | LX SERIES | 17 | 18000
LUXAIRE | TH6B1821 | CF/CM/CU24B+TXV | TPLC080B12MP13 | 10 | 18000 | 4000 | 202415426 | ASHP | HRCU-A-CB | LX SERIES | 17 | 18000
CHAMPION HEATING AND COOLING | TH6B1821 | CM24CXA1+TXV | TM9Y060B12MP11 | 10 | 18000 | 4000 | 205520361 | ASHP | HRCU-A-CB | LX SERIES | 17 | 18000
GUARDIAN | RHP16L18B21 | CM24CXA1+TXV | TM9Y060B12MP11 | 10 | 18000 | 4000 | 205520362 | ASHP | HRCU-A-CB |  | 17 | 18000
GUARDIAN | RHP16L18B21 | CM24CXA1+TXV | RGF29060BE12MP11 | 10 | 18000 | 4000 | 205520363 | ASHP | HRCU-A-CB |  | 17 | 18000
EVCON | RHP16L18B21 | CM24CXA1+TXV | RGF29060BE12MP11 | 10 | 18000 | 4000 | 205520364 | ASHP | HRCU-A-CB |  | 17 | 18000
EVCON | RHP16L18B21 | CM24CXA1+TXV | TM9Y060B12MP11 | 10 | 18000 | 4000 | 205520365 | ASHP | HRCU-A-CB |  | 17 | 18000
GUARDIAN | RHP16L18B23 | CM24CXA1+TXV | TM9Y060B12MP11 | 10 | 18000 | 4000 | 205520366 | ASHP | HRCU-A-CB |  | 17 | 18000
EVCON | RHP16L18B21 | CM30BXA1+TXV | RGF1L080BE12MP11 | 10 | 18000 | 4000 | 205521033 | ASHP | HRCU-A-CB |  | 17 | 18000
GUARDIAN | RHP16L18B23 | CM30BXA1+TXV | TMLX080B12MP11 | 10 | 18000 | 4000 | 205521034 | ASHP | HRCU-A-CB |  | 17 | 18000
GUARDIAN | RHP16L18B23 | CM30BXA1+TXV | RGF1L080BE12MP11 | 10 | 18000 | 4000 | 205521035 | ASHP | HRCU-A-CB |  | 17 | 18000
EVCON | RHP16L18B23 | CM30BXA1+TXV | TMLX080B12MP11 | 10 | 18000 | 4000 | 205521036 | ASHP | HRCU-A-CB |  | 17 | 18000
EVCON | RHP16L18B23 | CM30BXA1+TXV | RGF1L080BE12MP11 | 10 | 18000 | 4000 | 205521037 | ASHP | HRCU-A-CB |  | 17 | 18000
COLEMAN | CH6B1821 | CU30BXA1+TXV | TMLX080B12MP11 | 10 | 18000 | 4000 | 205521038 | ASHP | HRCU-A-CB | LX SERIES | 17 | 18000
LUXAIRE | TH6B1821 | CU30BXA1+TXV | TMLX080B12MP11 | 10 | 18000 | 4000 | 205521039 | ASHP | HRCU-A-CB | LX SERIES | 17 | 18000
FRASER-JOHNSTON | TH6B1821 | CU30BXA1+TXV | TMLX080B12MP11 | 10 | 18000 | 4000 | 205521040 | ASHP | HRCU-A-CB | LX SERIES | 17 | 18000
CHAMPION HEATING AND COOLING | TH6B1821 | CU30BXA1+TXV | TMLX080B12MP11 | 10 | 18000 | 4000 | 205521041 | ASHP | HRCU-A-CB | LX SERIES | 17 | 18000
GUARDIAN | RHP16L18B21 | CU30BXA1+TXV | TMLX080B12MP11 | 10 | 18000 | 4000 | 205521042 | ASHP | HRCU-A-CB |  | 17 | 18000
GUARDIAN | RHP16L18B21 | CU30BXA1+TXV | RGF1L080BE12MP11 | 10 | 18000 | 4000 | 205521043 | ASHP | HRCU-A-CB |  | 17 | 18000
EVCON | RHP16L18B21 | CU30BXA1+TXV | TMLX080B12MP11 | 10 | 18000 | 4000 | 205521044 | ASHP | HRCU-A-CB |  | 17 | 18000
EVCON | RHP16L18B21 | CU30BXA1+TXV | RGF1L080BE12MP11 | 10 | 18000 | 4000 | 205521045 | ASHP | HRCU-A-CB |  | 17 | 18000
GUARDIAN | RHP16L18B23 | CU30BXA1+TXV | TMLX080B12MP11 | 10 | 18000 | 4000 | 205521046 | ASHP | HRCU-A-CB |  | 17 | 18000
GUARDIAN | RHP16L18B23 | CU30BXA1+TXV | RGF1L080BE12MP11 | 10 | 18000 | 4000 | 205521047 | ASHP | HRCU-A-CB |  | 17 | 18000
EVCON | RHP16L18B23 | CU30BXA1+TXV | TMLX080B12MP11 | 10 | 18000 | 4000 | 205521048 | ASHP | HRCU-A-CB |  | 17 | 18000
EVCON | RHP16L18B23 | CU30BXA1+TXV | RGF1L080BE12MP11 | 10 | 18000 | 4000 | 205521049 | ASHP | HRCU-A-CB |  | 17 | 18000
COLEMAN | CH6B1821 | CM30BXA1+TXV | TM8Y080B12MP11 | 10 | 18000 | 4000 | 205521050 | ASHP | HRCU-A-CB | LX SERIES | 17 | 18000
LUXAIRE | TH6B1821 | CM30BXA1+TXV | TM8Y080B12MP11 | 10 | 18000 | 4000 | 205521051 | ASHP | HRCU-A-CB | LX SERIES | 17 | 18000
FRASER-JOHNSTON | TH6B1821 | CM30BXA1+TXV | TM8Y080B12MP11 | 10 | 18000 | 4000 | 205521052 | ASHP | HRCU-A-CB | LX SERIES | 17 | 18000
CHAMPION HEATING AND COOLING | TH6B1821 | CM30BXA1+TXV | TM8Y080B12MP11 | 10 | 18000 | 4000 | 205521053 | ASHP | HRCU-A-CB | LX SERIES | 17 | 18000
GUARDIAN | RHP16L18B21 | CM30BXA1+TXV | TM8Y080B12MP11 | 10 | 18000 | 4000 | 205521054 | ASHP | HRCU-A-CB |  | 17 | 18000
GUARDIAN | RHP16L18B21 | CM30BXA1+TXV | RGF2L080BE12MP11 | 10 | 18000 | 4000 | 205521055 | ASHP | HRCU-A-CB |  | 17 | 18000
EVCON | RHP16L18B21 | CM30BXA1+TXV | TM8Y080B12MP11 | 10 | 18000 | 4000 | 205521056 | ASHP | HRCU-A-CB |  | 17 | 18000
EVCON | RHP16L18B21 | CM30BXA1+TXV | RGF2L080BE12MP11 | 10 | 18000 | 4000 | 205521057 | ASHP | HRCU-A-CB |  | 17 | 18000
GUARDIAN | RHP16L18B23 | CM30BXA1+TXV | TM8Y080B12MP11 | 10 | 18000 | 4000 | 205521058 | ASHP | HRCU-A-CB |  | 17 | 18000
GUARDIAN | RHP16L18B23 | CM30BXA1+TXV | RGF2L080BE12MP11 | 10 | 18000 | 4000 | 205521059 | ASHP | HRCU-A-CB |  | 17 | 18000
EVCON | RHP16L18B23 | CM30BXA1+TXV | TM8Y080B12MP11 | 10 | 18000 | 4000 | 205521060 | ASHP | HRCU-A-CB |  | 17 | 18000
EVCON | RHP16L18B23 | CM30BXA1+TXV | RGF2L080BE12MP11 | 10 | 18000 | 4000 | 205521061 | ASHP | HRCU-A-CB |  | 17 | 18000
COLEMAN | CH6B1821 | CU30BXA1+TXV | TM8Y080B12MP11 | 10 | 18000 | 4000 | 205521062 | ASHP | HRCU-A-CB | LX SERIES | 17 | 18000
LUXAIRE | TH6B1821 | CU30BXA1+TXV | TM8Y080B12MP11 | 10 | 18000 | 4000 | 205521063 | ASHP | HRCU-A-CB | LX SERIES | 17 | 18000
FRASER-JOHNSTON | TH6B1821 | CU30BXA1+TXV | TM8Y080B12MP11 | 10 | 18000 | 4000 | 205521064 | ASHP | HRCU-A-CB | LX SERIES | 17 | 18000
CHAMPION HEATING AND COOLING | TH6B1821 | CU30BXA1+TXV | TM8Y080B12MP11 | 10 | 18000 | 4000 | 205521065 | ASHP | HRCU-A-CB | LX SERIES | 17 | 18000
GUARDIAN | RHP16L18B21 | CU30BXA1+TXV | TM8Y080B12MP11 | 10 | 18000 | 4000 | 205521066 | ASHP | HRCU-A-CB |  | 17 | 18000
GUARDIAN | RHP16L18B21 | CU30BXA1+TXV | RGF2L080BE12MP11 | 10 | 18000 | 4000 | 205521067 | ASHP | HRCU-A-CB |  | 17 | 18000
EVCON | RHP16L18B21 | CU30BXA1+TXV | TM8Y080B12MP11 | 10 | 18000 | 4000 | 205521068 | ASHP | HRCU-A-CB |  | 17 | 18000
EVCON | RHP16L18B21 | CU30BXA1+TXV | RGF2L080BE12MP11 | 10 | 18000 | 4000 | 205521069 | ASHP | HRCU-A-CB |  | 17 | 18000
GUARDIAN | RHP16L18B23 | CU30BXA1+TXV | TM8Y080B12MP11 | 10 | 18000 | 4000 | 205521070 | ASHP | HRCU-A-CB |  | 17 | 18000
GUARDIAN | RHP16L18B23 | CU30BXA1+TXV | RGF2L080BE12MP11 | 10 | 18000 | 4000 | 205521071 | ASHP | HRCU-A-CB |  | 17 | 18000
EVCON | RHP16L18B23 | CU30BXA1+TXV | TM8Y080B12MP11 | 10 | 18000 | 4000 | 205521072 | ASHP | HRCU-A-CB |  | 17 | 18000
EVCON | RHP16L18B23 | CU30BXA1+TXV | RGF2L080BE12MP11 | 10 | 18000 | 4000 | 205521073 | ASHP | HRCU-A-CB |  | 17 | 18000
COLEMAN | CH6B1821 | CF24CXA1+TXV | TM8X080B12MP11 | 10 | 18000 | 4000 | 205521074 | ASHP | HRCU-A-CB | LX SERIES | 17 | 18000
CHAMPION HEATING AND COOLING | TH6B1821 | CM30BXA1+TXV | TM9Y060B12MP11 | 10 | 18000 | 4000 | 205520301 | ASHP | HRCU-A-CB | LX SERIES | 17 | 18000
GUARDIAN | RHP16L18B21 | CM30BXA1+TXV | TM9Y060B12MP11 | 10 | 18000 | 4000 | 205520302 | ASHP | HRCU-A-CB |  | 17 | 18000
GUARDIAN | RHP16L18B21 | CM30BXA1+TXV | RGF29060BE12MP11 | 10 | 18000 | 4000 | 205520303 | ASHP | HRCU-A-CB |  | 17 | 18000
EVCON | RHP16L18B21 | CM30BXA1+TXV | RGF29060BE12MP11 | 10 | 18000 | 4000 | 205520304 | ASHP | HRCU-A-CB |  | 17 | 18000
EVCON | RHP16L18B21 | CM30BXA1+TXV | TM9Y060B12MP11 | 10 | 18000 | 4000 | 205520305 | ASHP | HRCU-A-CB |  | 17 | 18000
GUARDIAN | RHP16L18B23 | CM30BXA1+TXV | TM9Y060B12MP11 | 10 | 18000 | 4000 | 205520306 | ASHP | HRCU-A-CB |  | 17 | 18000
GUARDIAN | RHP16L18B23 | CM30BXA1+TXV | RGF29060BE12MP11 | 10 | 18000 | 4000 | 205520307 | ASHP | HRCU-A-CB |  | 17 | 18000
EVCON | RHP16L18B23 | CM30BXA1+TXV | RGF29060BE12MP11 | 10 | 18000 | 4000 | 205520308 | ASHP | HRCU-A-CB |  | 17 | 18000
EVCON | RHP16L18B23 | CM30BXA1+TXV | TM9Y060B12MP11 | 10 | 18000 | 4000 | 205520309 | ASHP | HRCU-A-CB |  | 17 | 18000
COLEMAN | CH6B1821 | CU30BXA1+TXV | TM9Y060B12MP11 | 10 | 18000 | 4000 | 205520310 | ASHP | HRCU-A-CB | LX SERIES | 17 | 18000
LUXAIRE | TH6B1821 | CU30BXA1+TXV | TM9Y060B12MP11 | 10 | 18000 | 4000 | 205520311 | ASHP | HRCU-A-CB | LX SERIES | 17 | 18000
FRASER-JOHNSTON | TH6B1821 | CU30BXA1+TXV | TM9Y060B12MP11 | 10 | 18000 | 4000 | 205520312 | ASHP | HRCU-A-CB | LX SERIES | 17 | 18000
CHAMPION HEATING AND COOLING | TH6B1821 | CU30BXA1+TXV | TM9Y060B12MP11 | 10 | 18000 | 4000 | 205520313 | ASHP | HRCU-A-CB | LX SERIES | 17 | 18000
GUARDIAN | RHP16L18B23 | CF24CXA1+TXV | RGF1L080BE12MP11 | 10 | 18000 | 4000 | 205521091 | ASHP | HRCU-A-CB |  | 17 | 18000
EVCON | RHP16L18B23 | CF24CXA1+TXV | TMLX080B12MP11 | 10 | 18000 | 4000 | 205521092 | ASHP | HRCU-A-CB |  | 17 | 18000
EVCON | RHP16L18B23 | CF24CXA1+TXV | RGF1L080BE12MP11 | 10 | 18000 | 4000 | 205521093 | ASHP | HRCU-A-CB |  | 17 | 18000
COLEMAN | CH6B1821 | CF24CXA1+TXV | TM8Y080B12MP11 | 10 | 18000 | 4000 | 205521094 | ASHP | HRCU-A-CB | LX SERIES | 17 | 18000
LUXAIRE | TH6B1821 | CF24CXA1+TXV | TM8Y080B12MP11 | 10 | 18000 | 4000 | 205521095 | ASHP | HRCU-A-CB | LX SERIES | 17 | 18000
FRASER-JOHNSTON | TH6B1821 | CF24CXA1+TXV | TM8Y080B12MP11 | 10 | 18000 | 4000 | 205521096 | ASHP | HRCU-A-CB | LX SERIES | 17 | 18000
CHAMPION HEATING AND COOLING | TH6B1821 | CF24CXA1+TXV | TM8Y080B12MP11 | 10 | 18000 | 4000 | 205521097 | ASHP | HRCU-A-CB | LX SERIES | 17 | 18000
GUARDIAN | RHP16L18B21 | CF24CXA1+TXV | TM8Y080B12MP11 | 10 | 18000 | 4000 | 205521098 | ASHP | HRCU-A-CB |  | 17 | 18000
COLEMAN | CH6B1821 | CM30BXA1+TXV | TMLV060A12MP12 | 10 | 18000 | 4000 | 205521684 | ASHP | HRCU-A-CB | LX SERIES | 17 | 18000
LUXAIRE | TH6B1821 | CM30BXA1+TXV | TMLV060A12MP12 | 10 | 18000 | 4000 | 205521685 | ASHP | HRCU-A-CB | LX SERIES | 17 | 18000
FRASER-JOHNSTON | TH6B1821 | CM30BXA1+TXV | TMLV060A12MP12 | 10 | 18000 | 4000 | 205521686 | ASHP | HRCU-A-CB | LX SERIES | 17 | 18000
CHAMPION HEATING AND COOLING | TH6B1821 | CM30BXA1+TXV | TMLV060A12MP12 | 10 | 18000 | 4000 | 205521687 | ASHP | HRCU-A-CB | LX SERIES | 17 | 18000
COLEMAN | CH6B1821 | CU30BXA1+TXV | TMLV060A12MP12 | 10 | 18000 | 4000 | 205521688 | ASHP | HRCU-A-CB | LX SERIES | 17 | 18000
LUXAIRE | TH6B1821 | CU30BXA1+TXV | TMLV060A12MP12 | 10 | 18000 | 4000 | 205521689 | ASHP | HRCU-A-CB | LX SERIES | 17 | 18000
FRASER-JOHNSTON | TH6B1821 | CU30BXA1+TXV | TMLV060A12MP12 | 10 | 18000 | 4000 | 205521690 | ASHP | HRCU-A-CB | LX SERIES | 17 | 18000
CHAMPION HEATING AND COOLING | TH6B1821 | CU30BXA1+TXV | TMLV060A12MP12 | 10 | 18000 | 4000 | 205521691 | ASHP | HRCU-A-CB | LX SERIES | 17 | 18000
COLEMAN | CH6B1821 | CM30BXA1+TXV | TPLC060A12MP13 | 10 | 18000 | 4000 | 205521692 | ASHP | HRCU-A-CB | LX SERIES | 17 | 18000
LUXAIRE | TH6B1821 | CM30BXA1+TXV | TPLC060A12MP13 | 10 | 18000 | 4000 | 205521693 | ASHP | HRCU-A-CB | LX SERIES | 17 | 18000
FRASER-JOHNSTON | TH6B1821 | CM30BXA1+TXV | TPLC060A12MP13 | 10 | 18000 | 4000 | 205521694 | ASHP | HRCU-A-CB | LX SERIES | 17 | 18000
CHAMPION HEATING AND COOLING | TH6B1821 | CM30BXA1+TXV | TPLC060A12MP13 | 10 | 18000 | 4000 | 205521695 | ASHP | HRCU-A-CB | LX SERIES | 17 | 18000
COLEMAN | CH6B1821 | CU30BXA1+TXV | TPLC060A12MP13 | 10 | 18000 | 4000 | 205521696 | ASHP | HRCU-A-CB | LX SERIES | 17 | 18000
LUXAIRE | TH6B1821 | CU30BXA1+TXV | TPLC060A12MP13 | 10 | 18000 | 4000 | 205521697 | ASHP | HRCU-A-CB | LX SERIES | 17 | 18000
FRASER-JOHNSTON | TH6B1821 | CU30BXA1+TXV | TPLC060A12MP13 | 10 | 18000 | 4000 | 205521698 | ASHP | HRCU-A-CB | LX SERIES | 17 | 18000
CHAMPION HEATING AND COOLING | TH6B1821 | CU30BXA1+TXV | TPLC060A12MP13 | 10 | 18000 | 4000 | 205521699 | ASHP | HRCU-A-CB | LX SERIES | 17 | 18000
COLEMAN | CH6B1821 | CM30BXA1+TXV | CPLC060A12MP13 | 10 | 18000 | 4000 | 205521700 | ASHP | HRCU-A-CB | LX SERIES | 17 | 18000
LUXAIRE | TH6B1821 | CM30BXA1+TXV | LPLC060A12MP13 | 10 | 18000 | 4000 | 205521701 | ASHP | HRCU-A-CB | LX SERIES | 17 | 18000
COLEMAN | CH6B1821 | CU30BXA1+TXV | CPLC060A12MP13 | 10 | 18000 | 4000 | 205521702 | ASHP | HRCU-A-CB | LX SERIES | 17 | 18000
LUXAIRE | TH6B1821 | CU30BXA1+TXV | LPLC060A12MP13 | 10 | 18000 | 4000 | 205521703 | ASHP | HRCU-A-CB | LX SERIES | 17 | 18000
COLEMAN | CH6B1821 | CF24BXA1+TXV | TM8V060A12MP12 | 10 | 18000 | 4000 | 205521704 | ASHP | HRCU-A-CB | LX SERIES | 17 | 18000
LUXAIRE | TH6B1821 | CF24BXA1+TXV | TM8V060A12MP12 | 10 | 18000 | 4000 | 205521705 | ASHP | HRCU-A-CB | LX SERIES | 17 | 18000
FRASER-JOHNSTON | TH6B1821 | CF24BXA1+TXV | TM8V060A12MP12 | 10 | 18000 | 4000 | 205521706 | ASHP | HRCU-A-CB | LX SERIES | 17 | 18000
CHAMPION HEATING AND COOLING | TH6B1821 | CF24BXA1+TXV | TM8V060A12MP12 | 10 | 18000 | 4000 | 205521707 | ASHP | HRCU-A-CB | LX SERIES | 17 | 18000
COLEMAN | CH6B1821 | CF24BXA1+TXV | TMLV060A12MP12 | 10 | 18000 | 4000 | 205521708 | ASHP | HRCU-A-CB | LX SERIES | 17 | 18000
LUXAIRE | TH6B1821 | CF24BXA1+TXV | TMLV060A12MP12 | 10 | 18000 | 4000 | 205521709 | ASHP | HRCU-A-CB | LX SERIES | 17 | 18000
FRASER-JOHNSTON | TH6B1821 | CF24BXA1+TXV | TMLV060A12MP12 | 10 | 18000 | 4000 | 205521710 | ASHP | HRCU-A-CB | LX SERIES | 17 | 18000
CHAMPION HEATING AND COOLING | TH6B1821 | CF24BXA1+TXV | TMLV060A12MP12 | 10 | 18000 | 4000 | 205521711 | ASHP | HRCU-A-CB | LX SERIES | 17 | 18000
COLEMAN | CH6B1821 | CF24BXA1+TXV | TPLC060A12MP13 | 10 | 18000 | 4000 | 205521712 | ASHP | HRCU-A-CB | LX SERIES | 17 | 18000
LUXAIRE | TH6B1821 | CF24BXA1+TXV | TPLC060A12MP13 | 10 | 18000 | 4000 | 205521713 | ASHP | HRCU-A-CB | LX SERIES | 17 | 18000
FRASER-JOHNSTON | TH6B1821 | CF24BXA1+TXV | TPLC060A12MP13 | 10 | 18000 | 4000 | 205521714 | ASHP | HRCU-A-CB | LX SERIES | 17 | 18000
CHAMPION HEATING AND COOLING | TH6B1821 | CF24BXA1+TXV | TPLC060A12MP13 | 10 | 18000 | 4000 | 205521715 | ASHP | HRCU-A-CB | LX SERIES | 17 | 18000
COLEMAN | CH6B1821 | CF24BXA1+TXV | CPLC060A12MP13 | 10 | 18000 | 4000 | 205521716 | ASHP | HRCU-A-CB | LX SERIES | 17 | 18000
LUXAIRE | TH6B1821 | CF24BXA1+TXV | LPLC060A12MP13 | 10 | 18000 | 4000 | 205521717 | ASHP | HRCU-A-CB | LX SERIES | 17 | 18000
COLEMAN | CH6B1821 | CM24BXA1+TXV | TM8V060A12MP12 | 10 | 18000 | 4000 | 205521718 | ASHP | HRCU-A-CB | LX SERIES | 17 | 18000
LUXAIRE | TH6B1821 | CM24BXA1+TXV | TM8V060A12MP12 | 10 | 18000 | 4000 | 205521719 | ASHP | HRCU-A-CB | LX SERIES | 17 | 18000
FRASER-JOHNSTON | TH6B1821 | CM24BXA1+TXV | TM8V060A12MP12 | 10 | 18000 | 4000 | 205521720 | ASHP | HRCU-A-CB | LX SERIES | 17 | 18000
CHAMPION HEATING AND COOLING | TH6B1821 | CM24BXA1+TXV | TM8V060A12MP12 | 10 | 18000 | 4000 | 205521721 | ASHP | HRCU-A-CB | LX SERIES | 17 | 18000
COLEMAN | CH6B1821 | CU24BXA1+TXV | TM8V060A12MP12 | 10 | 18000 | 4000 | 205521722 | ASHP | HRCU-A-CB | LX SERIES | 17 | 18000
LUXAIRE | TH6B1821 | CU24BXA1+TXV | TM8V060A12MP12 | 10 | 18000 | 4000 | 205521723 | ASHP | HRCU-A-CB | LX SERIES | 17 | 18000
EVCON | RHP16L18B23 | CF24CXA1+TXV | TM9Y060B12MP11 | 10 | 18000 | 4000 | 205520345 | ASHP | HRCU-A-CB |  | 17 | 18000
COLEMAN | CH6B1821 | CM24CXA1+TXV | TM9E060B12MP11 | 10 | 18000 | 4000 | 205520346 | ASHP | HRCU-A-CB | LX SERIES | 17 | 18000
LUXAIRE | TH6B1821 | CM24CXA1+TXV | TM9E060B12MP11 | 10 | 18000 | 4000 | 205520347 | ASHP | HRCU-A-CB | LX SERIES | 17 | 18000
FRASER-JOHNSTON | TH6B1821 | CM24CXA1+TXV | TM9E060B12MP11 | 10 | 18000 | 4000 | 205520348 | ASHP | HRCU-A-CB | LX SERIES | 17 | 18000
CHAMPION HEATING AND COOLING | TH6B1821 | CM24CXA1+TXV | TM9E060B12MP11 | 10 | 18000 | 4000 | 205520349 | ASHP | HRCU-A-CB | LX SERIES | 17 | 18000
GUARDIAN | RHP16L18B21 | CM24CXA1+TXV | RGF19060BE12MP12 | 10 | 18000 | 4000 | 205520350 | ASHP | HRCU-A-CB |  | 17 | 18000
GUARDIAN | RHP16L18B21 | CM24CXA1+TXV | TM9E060B12MP11 | 10 | 18000 | 4000 | 205520351 | ASHP | HRCU-A-CB |  | 17 | 18000
EVCON | RHP16L18B21 | CM24CXA1+TXV | RGF19060BE12MP12 | 10 | 18000 | 4000 | 205520352 | ASHP | HRCU-A-CB |  | 17 | 18000
EVCON | RHP16L18B21 | CM24CXA1+TXV | TM9E060B12MP11 | 10 | 18000 | 4000 | 205520353 | ASHP | HRCU-A-CB |  | 17 | 18000
GUARDIAN | RHP16L18B23 | CM24CXA1+TXV | RGF19060BE12MP12 | 10 | 18000 | 4000 | 205520354 | ASHP | HRCU-A-CB |  | 17 | 18000
GUARDIAN | RHP16L18B23 | CM24CXA1+TXV | TM9E060B12MP11 | 10 | 18000 | 4000 | 205520355 | ASHP | HRCU-A-CB |  | 17 | 18000
EVCON | RHP16L18B23 | CM24CXA1+TXV | RGF19060BE12MP12 | 10 | 18000 | 4000 | 205520356 | ASHP | HRCU-A-CB |  | 17 | 18000
EVCON | RHP16L18B23 | CM24CXA1+TXV | TM9E060B12MP11 | 10 | 18000 | 4000 | 205520357 | ASHP | HRCU-A-CB |  | 17 | 18000
COLEMAN | CH6B1821 | CM24CXA1+TXV | TM9Y060B12MP11 | 10 | 18000 | 4000 | 205520358 | ASHP | HRCU-A-CB | LX SERIES | 17 | 18000
LUXAIRE | TH6B1821 | CM24CXA1+TXV | TM9Y060B12MP11 | 10 | 18000 | 4000 | 205520359 | ASHP | HRCU-A-CB | LX SERIES | 17 | 18000
FRASER-JOHNSTON | TH6B1821 | CM24CXA1+TXV | TM9Y060B12MP11 | 10 | 18000 | 4000 | 205520360 | ASHP | HRCU-A-CB | LX SERIES | 17 | 18000
FRASER-JOHNSTON | TH6B1821 | CU24BXA1+TXV | TPLC060A12MP13 | 10 | 18000 | 4000 | 205521740 | ASHP | HRCU-A-CB | LX SERIES | 17 | 18000
CHAMPION HEATING AND COOLING | TH6B1821 | CU24BXA1+TXV | TPLC060A12MP13 | 10 | 18000 | 4000 | 205521741 | ASHP | HRCU-A-CB | LX SERIES | 17 | 18000
COLEMAN | CH6B1821 | CM24BXA1+TXV | CPLC060A12MP13 | 10 | 18000 | 4000 | 205521742 | ASHP | HRCU-A-CB | LX SERIES | 17 | 18000
LUXAIRE | TH6B1821 | CM24BXA1+TXV | LPLC060A12MP13 | 10 | 18000 | 4000 | 205521743 | ASHP | HRCU-A-CB | LX SERIES | 17 | 18000
COLEMAN | CH6B1821 | CU24BXA1+TXV | CPLC060A12MP13 | 10 | 18000 | 4000 | 205521744 | ASHP | HRCU-A-CB | LX SERIES | 17 | 18000
LUXAIRE | TH6B1821 | CU24BXA1+TXV | LPLC060A12MP13 | 10 | 18000 | 4000 | 205521745 | ASHP | HRCU-A-CB | LX SERIES | 17 | 18000
COLEMAN | CH6B1821 | CF24AXA1+TXV | TM8V060A12MP12 | 10 | 18000 | 4000 | 205521746 | ASHP | HRCU-A-CB | LX SERIES | 17 | 18000
COLEMAN | CH6B1821 | CF24BXA1+TXV | TM9V040A10MP12 | 10 | 18000 | 4000 | 205519746 | ASHP | HRCU-A-CB | LX SERIES | 17 | 18000
LUXAIRE | TH6B1821 | CF24BXA1+TXV | TM9V040A10MP12 | 10 | 18000 | 4000 | 205519747 | ASHP | HRCU-A-CB | LX SERIES | 17 | 18000
FRASER-JOHNSTON | TH6B1821 | CF24BXA1+TXV | TM9V040A10MP12 | 10 | 18000 | 4000 | 205519748 | ASHP | HRCU-A-CB | LX SERIES | 17 | 18000
CHAMPION HEATING AND COOLING | TH6B1821 | CF24BXA1+TXV | TM9V040A10MP12 | 10 | 18000 | 4000 | 205519749 | ASHP | HRCU-A-CB | LX SERIES | 17 | 18000
COLEMAN | CH6B1821 | CM24BXA1+TXV | TM9V040A10MP12 | 10 | 18000 | 4000 | 205519750 | ASHP | HRCU-A-CB | LX SERIES | 17 | 18000
LUXAIRE | TH6B1821 | CM24BXA1+TXV | TM9V040A10MP12 | 10 | 18000 | 4000 | 205519751 | ASHP | HRCU-A-CB | LX SERIES | 17 | 18000
FRASER-JOHNSTON | TH6B1821 | CM24BXA1+TXV | TM9V040A10MP12 | 10 | 18000 | 4000 | 205519752 | ASHP | HRCU-A-CB | LX SERIES | 17 | 18000
CHAMPION HEATING AND COOLING | TH6B1821 | CM24BXA1+TXV | TM9V040A10MP12 | 10 | 18000 | 4000 | 205519753 | ASHP | HRCU-A-CB | LX SERIES | 17 | 18000
COLEMAN | CH6B1821 | CU24BXA1+TXV | TM9V040A10MP12 | 10 | 18000 | 4000 | 205519754 | ASHP | HRCU-A-CB | LX SERIES | 17 | 18000
LUXAIRE | TH6B1821 | CU24BXA1+TXV | TM9V040A10MP12 | 10 | 18000 | 4000 | 205519755 | ASHP | HRCU-A-CB | LX SERIES | 17 | 18000
FRASER-JOHNSTON | TH6B1821 | CU24BXA1+TXV | TM9V040A10MP12 | 10 | 18000 | 4000 | 205519756 | ASHP | HRCU-A-CB | LX SERIES | 17 | 18000
CHAMPION HEATING AND COOLING | TH6B1821 | CU24BXA1+TXV | TM9V040A10MP12 | 10 | 18000 | 4000 | 205519757 | ASHP | HRCU-A-CB | LX SERIES | 17 | 18000
COLEMAN | CH6B1821 | CF24AXA1+TXV | TM9V040A10MP12 | 10 | 18000 | 4000 | 205519758 | ASHP | HRCU-A-CB | LX SERIES | 17 | 18000
LUXAIRE | TH6B1821 | CF24AXA1+TXV | TM9V040A10MP12 | 10 | 18000 | 4000 | 205519759 | ASHP | HRCU-A-CB | LX SERIES | 17 | 18000
FRASER-JOHNSTON | TH6B1821 | CF24AXA1+TXV | TM9V040A10MP12 | 10 | 18000 | 4000 | 205519760 | ASHP | HRCU-A-CB | LX SERIES | 17 | 18000
CHAMPION HEATING AND COOLING | TH6B1821 | CF24AXA1+TXV | TM9V040A10MP12 | 10 | 18000 | 4000 | 205519761 | ASHP | HRCU-A-CB | LX SERIES | 17 | 18000
COLEMAN | CH6B1821 | CM24AXA1+TXV | TM9V040A10MP12 | 10 | 18000 | 4000 | 205519762 | ASHP | HRCU-A-CB | LX SERIES | 17 | 18000
LUXAIRE | TH6B1821 | CM24AXA1+TXV | TM9V040A10MP12 | 10 | 18000 | 4000 | 205519763 | ASHP | HRCU-A-CB | LX SERIES | 17 | 18000
FRASER-JOHNSTON | TH6B1821 | CM24AXA1+TXV | TM9V040A10MP12 | 10 | 18000 | 4000 | 205519764 | ASHP | HRCU-A-CB | LX SERIES | 17 | 18000
CHAMPION HEATING AND COOLING | TH6B1821 | CM24AXA1+TXV | TM9V040A10MP12 | 10 | 18000 | 4000 | 205519765 | ASHP | HRCU-A-CB | LX SERIES | 17 | 18000
COLEMAN | CH6B1821 | CU24AXA1+TXV | TM9V040A10MP12 | 10 | 18000 | 4000 | 205519766 | ASHP | HRCU-A-CB | LX SERIES | 17 | 18000
LUXAIRE | TH6B1821 | CU24AXA1+TXV | TM9V040A10MP12 | 10 | 18000 | 4000 | 205519767 | ASHP | HRCU-A-CB | LX SERIES | 17 | 18000
FRASER-JOHNSTON | TH6B1821 | CU24AXA1+TXV | TM9V040A10MP12 | 10 | 18000 | 4000 | 205519768 | ASHP | HRCU-A-CB | LX SERIES | 17 | 18000
CHAMPION HEATING AND COOLING | TH6B1821 | CU24AXA1+TXV | TM9V040A10MP12 | 10 | 18000 | 4000 | 205519769 | ASHP | HRCU-A-CB | LX SERIES | 17 | 18000
COLEMAN | CH6B1821 | CF30CXA1+TXV | TM9E100C16MP11 | 10 | 18000 | 4000 | 205519770 | ASHP | HRCU-A-CB | LX SERIES | 17 | 18000
LUXAIRE | TH6B1821 | CF30CXA1+TXV | TM9E100C16MP11 | 10 | 18000 | 4000 | 205519771 | ASHP | HRCU-A-CB | LX SERIES | 17 | 18000
FRASER-JOHNSTON | TH6B1821 | CF30CXA1+TXV | TM9E100C16MP11 | 10 | 18000 | 4000 | 205519772 | ASHP | HRCU-A-CB | LX SERIES | 17 | 18000
CHAMPION HEATING AND COOLING | TH6B1821 | CF30CXA1+TXV | TM9E100C16MP11 | 10 | 18000 | 4000 | 205519773 | ASHP | HRCU-A-CB | LX SERIES | 17 | 18000
GUARDIAN | RHP16L18B21 | CF30CXA1+TXV | RGF19100CE16MP12 | 10 | 18000 | 4000 | 205519774 | ASHP | HRCU-A-CB |  | 17 | 18000
GUARDIAN | RHP16L18B21 | CF30CXA1+TXV | TM9E100C16MP11 | 10 | 18000 | 4000 | 205519775 | ASHP | HRCU-A-CB |  | 17 | 18000
EVCON | RHP16L18B21 | CF30CXA1+TXV | RGF19100CE16MP12 | 10 | 18000 | 4000 | 205519776 | ASHP | HRCU-A-CB |  | 17 | 18000
EVCON | RHP16L18B21 | CF30CXA1+TXV | TM9E100C16MP11 | 10 | 18000 | 4000 | 205519777 | ASHP | HRCU-A-CB |  | 17 | 18000
GUARDIAN | RHP16L18B23 | CF30CXA1+TXV | RGF19100CE16MP12 | 10 | 18000 | 4000 | 205519778 | ASHP | HRCU-A-CB |  | 17 | 18000
GUARDIAN | RHP16L18B23 | CF30CXA1+TXV | TM9E100C16MP11 | 10 | 18000 | 4000 | 205519779 | ASHP | HRCU-A-CB |  | 17 | 18000
EVCON | RHP16L18B23 | CF30CXA1+TXV | RGF19100CE16MP12 | 10 | 18000 | 4000 | 205519780 | ASHP | HRCU-A-CB |  | 17 | 18000
EVCON | RHP16L18B23 | CF30CXA1+TXV | TM9E100C16MP11 | 10 | 18000 | 4000 | 205519781 | ASHP | HRCU-A-CB |  | 17 | 18000
COLEMAN | CH6B1821 | CF30CXA1+TXV | TM9Y100C16MP11 | 10 | 18000 | 4000 | 205519782 | ASHP | HRCU-A-CB | LX SERIES | 17 | 18000
LUXAIRE | TH6B1821 | CF30CXA1+TXV | TM9Y100C16MP11 | 10 | 18000 | 4000 | 205519783 | ASHP | HRCU-A-CB | LX SERIES | 17 | 18000
FRASER-JOHNSTON | TH6B1821 | CF30CXA1+TXV | TM9Y100C16MP11 | 10 | 18000 | 4000 | 205519784 | ASHP | HRCU-A-CB | LX SERIES | 17 | 18000
CHAMPION HEATING AND COOLING | TH6B1821 | CF30CXA1+TXV | TM9Y100C16MP11 | 10 | 18000 | 4000 | 205519785 | ASHP | HRCU-A-CB | LX SERIES | 17 | 18000
GUARDIAN | RHP16L18B21 | CF30CXA1+TXV | TM9Y100C16MP11 | 10 | 18000 | 4000 | 205519786 | ASHP | HRCU-A-CB |  | 17 | 18000
LUXAIRE | TH6B1821 | CF24CXA1+TXV | TM8X080B12MP11 | 10 | 18000 | 4000 | 205521075 | ASHP | HRCU-A-CB | LX SERIES | 17 | 18000
FRASER-JOHNSTON | TH6B1821 | CF24CXA1+TXV | TM8X080B12MP11 | 10 | 18000 | 4000 | 205521076 | ASHP | HRCU-A-CB | LX SERIES | 17 | 18000
CHAMPION HEATING AND COOLING | TH6B1821 | CF24CXA1+TXV | TM8X080B12MP11 | 10 | 18000 | 4000 | 205521077 | ASHP | HRCU-A-CB | LX SERIES | 17 | 18000
GUARDIAN | RHP16L18B21 | CF24CXA1+TXV | TM8X080B12MP11 | 10 | 18000 | 4000 | 205521078 | ASHP | HRCU-A-CB |  | 17 | 18000
EVCON | RHP16L18B21 | CF24CXA1+TXV | TM8X080B12MP11 | 10 | 18000 | 4000 | 205521079 | ASHP | HRCU-A-CB |  | 17 | 18000
GUARDIAN | RHP16L18B23 | CF24CXA1+TXV | TM8X080B12MP11 | 10 | 18000 | 4000 | 205521080 | ASHP | HRCU-A-CB |  | 17 | 18000
EVCON | RHP16L18B23 | CF24CXA1+TXV | TM8X080B12MP11 | 10 | 18000 | 4000 | 205521081 | ASHP | HRCU-A-CB |  | 17 | 18000
COLEMAN | CH6B1821 | CF24CXA1+TXV | TMLX080B12MP11 | 10 | 18000 | 4000 | 205521082 | ASHP | HRCU-A-CB | LX SERIES | 17 | 18000
LUXAIRE | TH6B1821 | CF24CXA1+TXV | TMLX080B12MP11 | 10 | 18000 | 4000 | 205521083 | ASHP | HRCU-A-CB | LX SERIES | 17 | 18000
FRASER-JOHNSTON | TH6B1821 | CF24CXA1+TXV | TMLX080B12MP11 | 10 | 18000 | 4000 | 205521084 | ASHP | HRCU-A-CB | LX SERIES | 17 | 18000
CHAMPION HEATING AND COOLING | TH6B1821 | CF24CXA1+TXV | TMLX080B12MP11 | 10 | 18000 | 4000 | 205521085 | ASHP | HRCU-A-CB | LX SERIES | 17 | 18000
GUARDIAN | RHP16L18B21 | CF24CXA1+TXV | TMLX080B12MP11 | 10 | 18000 | 4000 | 205521086 | ASHP | HRCU-A-CB |  | 17 | 18000
GUARDIAN | RHP16L18B21 | CF24CXA1+TXV | RGF1L080BE12MP11 | 10 | 18000 | 4000 | 205521087 | ASHP | HRCU-A-CB |  | 17 | 18000
EVCON | RHP16L18B21 | CF24CXA1+TXV | TMLX080B12MP11 | 10 | 18000 | 4000 | 205521088 | ASHP | HRCU-A-CB |  | 17 | 18000
EVCON | RHP16L18B21 | CF24CXA1+TXV | RGF1L080BE12MP11 | 10 | 18000 | 4000 | 205521089 | ASHP | HRCU-A-CB |  | 17 | 18000
GUARDIAN | RHP16L18B23 | CF24CXA1+TXV | TMLX080B12MP11 | 10 | 18000 | 4000 | 205521090 | ASHP | HRCU-A-CB |  | 17 | 18000
GUARDIAN | RHP16L18B23 | CM30AXA1+TXV | TM8X060A12MP11 | 10 | 18000 | 4000 | 205249062 | ASHP | HRCU-A-CB |  | 17 | 18000
EVCON | RHP16L18B23 | CM30AXA1+TXV | TM8X060A12MP11 | 10 | 18000 | 4000 | 205249063 | ASHP | HRCU-A-CB |  | 17 | 18000
COLEMAN | CH6B1821 | CU30AXA1+TXV | TM8X060A12MP11 | 10 | 18000 | 4000 | 205249064 | ASHP | HRCU-A-CB | LX SERIES | 17 | 18000
LUXAIRE | TH6B1821 | CU30AXA1+TXV | TM8X060A12MP11 | 10 | 18000 | 4000 | 205249065 | ASHP | HRCU-A-CB | LX SERIES | 17 | 18000
FRASER-JOHNSTON | TH6B1821 | CU30AXA1+TXV | TM8X060A12MP11 | 10 | 18000 | 4000 | 205249066 | ASHP | HRCU-A-CB | LX SERIES | 17 | 18000
CHAMPION HEATING AND COOLING | TH6B1821 | CU30AXA1+TXV | TM8X060A12MP11 | 10 | 18000 | 4000 | 205249067 | ASHP | HRCU-A-CB | LX SERIES | 17 | 18000
GUARDIAN | RHP16L18B21 | CU30AXA1+TXV | TM8X060A12MP11 | 10 | 18000 | 4000 | 205249068 | ASHP | HRCU-A-CB |  | 17 | 18000
EVCON | RHP16L18B21 | CU30AXA1+TXV | TM8X060A12MP11 | 10 | 18000 | 4000 | 205249069 | ASHP | HRCU-A-CB |  | 17 | 18000
GUARDIAN | RHP16L18B23 | CU30AXA1+TXV | TM8X060A12MP11 | 10 | 18000 | 4000 | 205249070 | ASHP | HRCU-A-CB |  | 17 | 18000
EVCON | RHP16L18B23 | CU30AXA1+TXV | TM8X060A12MP11 | 10 | 18000 | 4000 | 205249071 | ASHP | HRCU-A-CB |  | 17 | 18000
COLEMAN | CH6B1821 | CM30AXA1+TXV | TMLX060A12MP11 | 10 | 18000 | 4000 | 205249072 | ASHP | HRCU-A-CB | LX SERIES | 17 | 18000
LUXAIRE | TH6B1821 | CM30AXA1+TXV | TMLX060A12MP11 | 10 | 18000 | 4000 | 205249073 | ASHP | HRCU-A-CB | LX SERIES | 17 | 18000
FRASER-JOHNSTON | TH6B1821 | CM30AXA1+TXV | TMLX060A12MP11 | 10 | 18000 | 4000 | 205249074 | ASHP | HRCU-A-CB | LX SERIES | 17 | 18000
CHAMPION HEATING AND COOLING | TH6B1821 | CM30AXA1+TXV | TMLX060A12MP11 | 10 | 18000 | 4000 | 205249075 | ASHP | HRCU-A-CB | LX SERIES | 17 | 18000
GUARDIAN | RHP16L18B21 | CM30AXA1+TXV | TMLX060A12MP11 | 10 | 18000 | 4000 | 205249076 | ASHP | HRCU-A-CB |  | 17 | 18000
GUARDIAN | RHP16L18B21 | CM30AXA1+TXV | RGF1L060AE12MP11 | 10 | 18000 | 4000 | 205249077 | ASHP | HRCU-A-CB |  | 17 | 18000
EVCON | RHP16L18B21 | CM30AXA1+TXV | TMLX060A12MP11 | 10 | 18000 | 4000 | 205249078 | ASHP | HRCU-A-CB |  | 17 | 18000
EVCON | RHP16L18B21 | CM30AXA1+TXV | RGF1L060AE12MP11 | 10 | 18000 | 4000 | 205249079 | ASHP | HRCU-A-CB |  | 17 | 18000
GUARDIAN | RHP16L18B23 | CM30AXA1+TXV | TMLX060A12MP11 | 10 | 18000 | 4000 | 205249080 | ASHP | HRCU-A-CB |  | 17 | 18000
GUARDIAN | RHP16L18B23 | CM30AXA1+TXV | RGF1L060AE12MP11 | 10 | 18000 | 4000 | 205249081 | ASHP | HRCU-A-CB |  | 17 | 18000
EVCON | RHP16L18B23 | CM30AXA1+TXV | TMLX060A12MP11 | 10 | 18000 | 4000 | 205249082 | ASHP | HRCU-A-CB |  | 17 | 18000
EVCON | RHP16L18B23 | CM30AXA1+TXV | RGF1L060AE12MP11 | 10 | 18000 | 4000 | 205249083 | ASHP | HRCU-A-CB |  | 17 | 18000
COLEMAN | CH6B1821 | CU30AXA1+TXV | TMLX060A12MP11 | 10 | 18000 | 4000 | 205249084 | ASHP | HRCU-A-CB | LX SERIES | 17 | 18000
LUXAIRE | TH6B1821 | CU30AXA1+TXV | TMLX060A12MP11 | 10 | 18000 | 4000 | 205249085 | ASHP | HRCU-A-CB | LX SERIES | 17 | 18000
FRASER-JOHNSTON | TH6B1821 | CU30AXA1+TXV | TMLX060A12MP11 | 10 | 18000 | 4000 | 205249086 | ASHP | HRCU-A-CB | LX SERIES | 17 | 18000
CHAMPION HEATING AND COOLING | TH6B1821 | CU30AXA1+TXV | TMLX060A12MP11 | 10 | 18000 | 4000 | 205249087 | ASHP | HRCU-A-CB | LX SERIES | 17 | 18000
GUARDIAN | RHP16L18B21 | CU30AXA1+TXV | TMLX060A12MP11 | 10 | 18000 | 4000 | 205249088 | ASHP | HRCU-A-CB |  | 17 | 18000
GUARDIAN | RHP16L18B21 | CU30AXA1+TXV | RGF1L060AE12MP11 | 10 | 18000 | 4000 | 205249089 | ASHP | HRCU-A-CB |  | 17 | 18000
EVCON | RHP16L18B21 | CU30AXA1+TXV | TMLX060A12MP11 | 10 | 18000 | 4000 | 205249090 | ASHP | HRCU-A-CB |  | 17 | 18000
EVCON | RHP16L18B21 | CU30AXA1+TXV | RGF1L060AE12MP11 | 10 | 18000 | 4000 | 205249091 | ASHP | HRCU-A-CB |  | 17 | 18000
YORK | YHG18B21 | CM24AXA1+TXV | TM9V040A10MP12 | 10 | 18000 | 4000 | 205507159 | ASHP | HRCU-A-CB | LX SERIES | 17 | 18000
YORK | YHG18B21 | CU24AXA1+TXV | TM9V040A10MP12 | 10 | 18000 | 4000 | 205507161 | ASHP | HRCU-A-CB | LX SERIES | 17 | 18000
YORK | YHG18B21 | CF30CXA1+TXV | TM9Y100C16MP11 | 10 | 18000 | 4000 | 205507165 | ASHP | HRCU-A-CB | LX SERIES | 17 | 18000
YORK | YHG18B21 | CM30CXA1+TXV | TM9Y100C16MP11 | 10 | 18000 | 4000 | 205507170 | ASHP | HRCU-A-CB | LX SERIES | 17 | 18000
YORK | YHG18B21 | CF30CXA1+TXV | TM9Y080C16MP11 | 10 | 18000 | 4000 | 205507183 | ASHP | HRCU-A-CB | LX SERIES | 17 | 18000
YORK | YHG18B21 | CM30CXA1+TXV | TM9Y080C16MP11 | 10 | 18000 | 4000 | 205507186 | ASHP | HRCU-A-CB | LX SERIES | 17 | 18000
YORK | YHG18B21 | CF30CXA1+TXV | TM9Y080B12MP11 | 10 | 18000 | 4000 | 205507201 | ASHP | HRCU-A-CB | LX SERIES | 17 | 18000
YORK | YHG18B21 | CM30CXA1+TXV | TM9Y080B12MP11 | 10 | 18000 | 4000 | 205507204 | ASHP | HRCU-A-CB | LX SERIES | 17 | 18000
YORK | YHG18B21 | CF30BXA1+TXV | TM9Y080B12MP11 | 10 | 18000 | 4000 | 205507209 | ASHP | HRCU-A-CB | LX SERIES | 17 | 18000
YORK | YHG18B21 | CM30BXA1+TXV | TM9Y080B12MP11 | 10 | 18000 | 4000 | 205507216 | ASHP | HRCU-A-CB | LX SERIES | 17 | 18000
YORK | YHG18B21 | CU30BXA1+TXV | TM9Y080B12MP11 | 10 | 18000 | 4000 | 205507219 | ASHP | HRCU-A-CB | LX SERIES | 17 | 18000
COLEMAN | CH6B1821 | CF30AXA1+TXV | TMLX060A12MP11 | 10 | 18000 | 4000 | 205248987 | ASHP | HRCU-A-CB | LX SERIES | 17 | 18000
LUXAIRE | TH6B1821 | CF30AXA1+TXV | TMLX060A12MP11 | 10 | 18000 | 4000 | 205248988 | ASHP | HRCU-A-CB | LX SERIES | 17 | 18000
FRASER-JOHNSTON | TH6B1821 | CF30AXA1+TXV | TMLX060A12MP11 | 10 | 18000 | 4000 | 205248989 | ASHP | HRCU-A-CB | LX SERIES | 17 | 18000
CHAMPION HEATING AND COOLING | TH6B1821 | CF30AXA1+TXV | TMLX060A12MP11 | 10 | 18000 | 4000 | 205248990 | ASHP | HRCU-A-CB | LX SERIES | 17 | 18000
GUARDIAN | RHP16L18B21 | CF30AXA1+TXV | TMLX060A12MP11 | 10 | 18000 | 4000 | 205248991 | ASHP | HRCU-A-CB |  | 17 | 18000
GUARDIAN | RHP16L18B21 | CF30AXA1+TXV | RGF1L060AE12MP11 | 10 | 18000 | 4000 | 205248992 | ASHP | HRCU-A-CB |  | 17 | 18000
EVCON | RHP16L18B21 | CF30AXA1+TXV | TMLX060A12MP11 | 10 | 18000 | 4000 | 205248993 | ASHP | HRCU-A-CB |  | 17 | 18000
FRASER-JOHNSTON | TH6B1821 | CU24BXA1+TXV | TM8V060A12MP12 | 10 | 18000 | 4000 | 205521724 | ASHP | HRCU-A-CB | LX SERIES | 17 | 18000
CHAMPION HEATING AND COOLING | TH6B1821 | CU24BXA1+TXV | TM8V060A12MP12 | 10 | 18000 | 4000 | 205521725 | ASHP | HRCU-A-CB | LX SERIES | 17 | 18000
COLEMAN | CH6B1821 | CM24BXA1+TXV | TMLV060A12MP12 | 10 | 18000 | 4000 | 205521726 | ASHP | HRCU-A-CB | LX SERIES | 17 | 18000
LUXAIRE | TH6B1821 | CM24BXA1+TXV | TMLV060A12MP12 | 10 | 18000 | 4000 | 205521727 | ASHP | HRCU-A-CB | LX SERIES | 17 | 18000
FRASER-JOHNSTON | TH6B1821 | CM24BXA1+TXV | TMLV060A12MP12 | 10 | 18000 | 4000 | 205521728 | ASHP | HRCU-A-CB | LX SERIES | 17 | 18000
CHAMPION HEATING AND COOLING | TH6B1821 | CM24BXA1+TXV | TMLV060A12MP12 | 10 | 18000 | 4000 | 205521729 | ASHP | HRCU-A-CB | LX SERIES | 17 | 18000
COLEMAN | CH6B1821 | CU24BXA1+TXV | TMLV060A12MP12 | 10 | 18000 | 4000 | 205521730 | ASHP | HRCU-A-CB | LX SERIES | 17 | 18000
LUXAIRE | TH6B1821 | CU24BXA1+TXV | TMLV060A12MP12 | 10 | 18000 | 4000 | 205521731 | ASHP | HRCU-A-CB | LX SERIES | 17 | 18000
FRASER-JOHNSTON | TH6B1821 | CU24BXA1+TXV | TMLV060A12MP12 | 10 | 18000 | 4000 | 205521732 | ASHP | HRCU-A-CB | LX SERIES | 17 | 18000
CHAMPION HEATING AND COOLING | TH6B1821 | CU24BXA1+TXV | TMLV060A12MP12 | 10 | 18000 | 4000 | 205521733 | ASHP | HRCU-A-CB | LX SERIES | 17 | 18000
COLEMAN | CH6B1821 | CM24BXA1+TXV | TPLC060A12MP13 | 10 | 18000 | 4000 | 205521734 | ASHP | HRCU-A-CB | LX SERIES | 17 | 18000
LUXAIRE | TH6B1821 | CM24BXA1+TXV | TPLC060A12MP13 | 10 | 18000 | 4000 | 205521735 | ASHP | HRCU-A-CB | LX SERIES | 17 | 18000
FRASER-JOHNSTON | TH6B1821 | CM24BXA1+TXV | TPLC060A12MP13 | 10 | 18000 | 4000 | 205521736 | ASHP | HRCU-A-CB | LX SERIES | 17 | 18000
CHAMPION HEATING AND COOLING | TH6B1821 | CM24BXA1+TXV | TPLC060A12MP13 | 10 | 18000 | 4000 | 205521737 | ASHP | HRCU-A-CB | LX SERIES | 17 | 18000
COLEMAN | CH6B1821 | CU24BXA1+TXV | TPLC060A12MP13 | 10 | 18000 | 4000 | 205521738 | ASHP | HRCU-A-CB | LX SERIES | 17 | 18000
LUXAIRE | TH6B1821 | CU24BXA1+TXV | TPLC060A12MP13 | 10 | 18000 | 4000 | 205521739 | ASHP | HRCU-A-CB | LX SERIES | 17 | 18000
YORK | YHG18B21 | CF30BXA1+TXV | TM8Y080B12MP11 | 10 | 18000 | 4000 | 205507400 | ASHP | HRCU-A-CB | LX SERIES | 17 | 18000
YORK | YHG18B21 | CM30BXA1+TXV | TM8Y080B12MP11 | 10 | 18000 | 4000 | 205507410 | ASHP | HRCU-A-CB | LX SERIES | 17 | 18000
YORK | YHG18B21 | CU30BXA1+TXV | TM8Y080B12MP11 | 10 | 18000 | 4000 | 205507412 | ASHP | HRCU-A-CB | LX SERIES | 17 | 18000
YORK | YHG18B21 | CF24BXA1+TXV | TM8Y080B12MP11 | 10 | 18000 | 4000 | 205507429 | ASHP | HRCU-A-CB | LX SERIES | 17 | 18000
YORK | YHG18B21 | CM24BXA1+TXV | TM8Y080B12MP11 | 10 | 18000 | 4000 | 205507437 | ASHP | HRCU-A-CB | LX SERIES | 17 | 18000
YORK | YHG18B21 | CU24BXA1+TXV | TM8Y080B12MP11 | 10 | 18000 | 4000 | 205507439 | ASHP | HRCU-A-CB | LX SERIES | 17 | 18000
YORK | YHG18B21 | CF30BXA1+TXV | TM8Y060A12MP11 | 10 | 18000 | 4000 | 205507443 | ASHP | HRCU-A-CB | LX SERIES | 17 | 18000
YORK | YHG18B21 | CM30BXA1+TXV | TM8Y060A12MP11 | 10 | 18000 | 4000 | 205507451 | ASHP | HRCU-A-CB | LX SERIES | 17 | 18000
YORK | YHG18B21 | CU30BXA1+TXV | TM8Y060A12MP11 | 10 | 18000 | 4000 | 205507453 | ASHP | HRCU-A-CB | LX SERIES | 17 | 18000
YORK | YHG18B21 | CF24BXA1+TXV | TM8Y060A12MP11 | 10 | 18000 | 4000 | 205507459 | ASHP | HRCU-A-CB | LX SERIES | 17 | 18000
YORK | YHG18B21 | CM24BXA1+TXV | TM8Y060A12MP11 | 10 | 18000 | 4000 | 205507467 | ASHP | HRCU-A-CB | LX SERIES | 17 | 18000
YORK | YHG18B21 | CU24BXA1+TXV | TM8Y060A12MP11 | 10 | 18000 | 4000 | 205507468 | ASHP | HRCU-A-CB | LX SERIES | 17 | 18000
YORK | YHG18B21 | CF24AXA1+TXV | TM8Y060A12MP11 | 10 | 18000 | 4000 | 205507474 | ASHP | HRCU-A-CB | LX SERIES | 17 | 18000
YORK | YHG18B21 | CM24AXA1+TXV | TM8Y060A12MP11 | 10 | 18000 | 4000 | 205507482 | ASHP | HRCU-A-CB | LX SERIES | 17 | 18000
YORK | YHG18B21 | CU24AXA1+TXV | TM8Y060A12MP11 | 10 | 18000 | 4000 | 205507484 | ASHP | HRCU-A-CB | LX SERIES | 17 | 18000
YORK | YHG18B21 | CF30CXA1+TXV | TM8V080B12MP12 | 10 | 18000 | 4000 | 205507486 | ASHP | HRCU-A-CB | LX SERIES | 17 | 18000
YORK | YHG18B21 | CF30CXA1+TXV | TPLC080B12MP13 | 10 | 18000 | 4000 | 205507489 | ASHP | HRCU-A-CB | LX SERIES | 17 | 18000
YORK | YHG18B21 | CF30CXA1+TXV | YPLC080B12MP13 | 10 | 18000 | 4000 | 205507490 | ASHP | HRCU-A-CB | LX SERIES | 17 | 18000
YORK | YHG18B21 | CM30CXA1+TXV | TM8V080B12MP12 | 10 | 18000 | 4000 | 205507492 | ASHP | HRCU-A-CB | LX SERIES | 17 | 18000
YORK | YHG18B21 | CM30CXA1+TXV | TPLC080B12MP13 | 10 | 18000 | 4000 | 205507495 | ASHP | HRCU-A-CB | LX SERIES | 17 | 18000
YORK | YHG18B21 | CM30CXA1+TXV | YPLC080B12MP13 | 10 | 18000 | 4000 | 205507497 | ASHP | HRCU-A-CB | LX SERIES | 17 | 18000
YORK | YHG18B21 | CF30BXA1+TXV | TM8V080B12MP12 | 10 | 18000 | 4000 | 205507498 | ASHP | HRCU-A-CB | LX SERIES | 17 | 18000
YORK | YHG18B21 | CF30BXA1+TXV | TPLC080B12MP13 | 10 | 18000 | 4000 | 205507502 | ASHP | HRCU-A-CB | LX SERIES | 17 | 18000
YORK | YHG18B21 | CF30BXA1+TXV | YPLC080B12MP13 | 10 | 18000 | 4000 | 205507503 | ASHP | HRCU-A-CB | LX SERIES | 17 | 18000
YORK | YHG18B21 | CM30BXA1+TXV | TM8V080B12MP12 | 10 | 18000 | 4000 | 205507506 | ASHP | HRCU-A-CB | LX SERIES | 17 | 18000
YORK | YHG18B21 | CU30BXA1+TXV | TM8V080B12MP12 | 10 | 18000 | 4000 | 205507507 | ASHP | HRCU-A-CB | LX SERIES | 17 | 18000
YORK | YHG18B21 | CM30BXA1+TXV | TPLC080B12MP13 | 10 | 18000 | 4000 | 205507513 | ASHP | HRCU-A-CB | LX SERIES | 17 | 18000
YORK | YHG18B21 | CU30BXA1+TXV | TPLC080B12MP13 | 10 | 18000 | 4000 | 205507514 | ASHP | HRCU-A-CB | LX SERIES | 17 | 18000
GUARDIAN | RHP16L18B21 | CF30CXA1+TXV | RGF29100CE16MP11 | 10 | 18000 | 4000 | 205519787 | ASHP | HRCU-A-CB |  | 17 | 18000
EVCON | RHP16L18B21 | CF30CXA1+TXV | RGF29100CE16MP11 | 10 | 18000 | 4000 | 205519788 | ASHP | HRCU-A-CB |  | 17 | 18000
EVCON | RHP16L18B21 | CF30CXA1+TXV | TM9Y100C16MP11 | 10 | 18000 | 4000 | 205519789 | ASHP | HRCU-A-CB |  | 17 | 18000
GUARDIAN | RHP16L18B23 | CF30CXA1+TXV | TM9Y100C16MP11 | 10 | 18000 | 4000 | 205519790 | ASHP | HRCU-A-CB |  | 17 | 18000
GUARDIAN | RHP16L18B23 | CF30CXA1+TXV | RGF29100CE16MP11 | 10 | 18000 | 4000 | 205519791 | ASHP | HRCU-A-CB |  | 17 | 18000
EVCON | RHP16L18B23 | CF30CXA1+TXV | RGF29100CE16MP11 | 10 | 18000 | 4000 | 205519792 | ASHP | HRCU-A-CB |  | 17 | 18000
EVCON | RHP16L18B23 | CF30CXA1+TXV | TM9Y100C16MP11 | 10 | 18000 | 4000 | 205519793 | ASHP | HRCU-A-CB |  | 17 | 18000
COLEMAN | CH6B1821 | CM30CXA1+TXV | TM9E100C16MP11 | 10 | 18000 | 4000 | 205519794 | ASHP | HRCU-A-CB | LX SERIES | 17 | 18000
LUXAIRE | TH6B1821 | CM30CXA1+TXV | TM9E100C16MP11 | 10 | 18000 | 4000 | 205519795 | ASHP | HRCU-A-CB | LX SERIES | 17 | 18000
FRASER-JOHNSTON | TH6B1821 | CM30CXA1+TXV | TM9E100C16MP11 | 10 | 18000 | 4000 | 205519796 | ASHP | HRCU-A-CB | LX SERIES | 17 | 18000
CHAMPION HEATING AND COOLING | TH6B1821 | CM30CXA1+TXV | TM9E100C16MP11 | 10 | 18000 | 4000 | 205519797 | ASHP | HRCU-A-CB | LX SERIES | 17 | 18000
GUARDIAN | RHP16L18B21 | CM30CXA1+TXV | RGF19100CE16MP12 | 10 | 18000 | 4000 | 205519798 | ASHP | HRCU-A-CB |  | 17 | 18000
GUARDIAN | RHP16L18B21 | CM30CXA1+TXV | TM9E100C16MP11 | 10 | 18000 | 4000 | 205519799 | ASHP | HRCU-A-CB |  | 17 | 18000
EVCON | RHP16L18B21 | CF30AXA1+TXV | RGF1L060AE12MP11 | 10 | 18000 | 4000 | 205248994 | ASHP | HRCU-A-CB |  | 17 | 18000
GUARDIAN | RHP16L18B23 | CF30AXA1+TXV | TMLX060A12MP11 | 10 | 18000 | 4000 | 205248995 | ASHP | HRCU-A-CB |  | 17 | 18000
GUARDIAN | RHP16L18B23 | CF30AXA1+TXV | RGF1L060AE12MP11 | 10 | 18000 | 4000 | 205248996 | ASHP | HRCU-A-CB |  | 17 | 18000
EVCON | RHP16L18B23 | CF30AXA1+TXV | TMLX060A12MP11 | 10 | 18000 | 4000 | 205248997 | ASHP | HRCU-A-CB |  | 17 | 18000
EVCON | RHP16L18B23 | CF30AXA1+TXV | RGF1L060AE12MP11 | 10 | 18000 | 4000 | 205248998 | ASHP | HRCU-A-CB |  | 17 | 18000
COLEMAN | CH6B1821 | CF30AXA1+TXV | TM8Y060A12MP11 | 10 | 18000 | 4000 | 205248999 | ASHP | HRCU-A-CB | LX SERIES | 17 | 18000
LUXAIRE | TH6B1821 | CF30AXA1+TXV | TM8Y060A12MP11 | 10 | 18000 | 4000 | 205249000 | ASHP | HRCU-A-CB | LX SERIES | 17 | 18000
FRASER-JOHNSTON | TH6B1821 | CF30AXA1+TXV | TM8Y060A12MP11 | 10 | 18000 | 4000 | 205249001 | ASHP | HRCU-A-CB | LX SERIES | 17 | 18000
CHAMPION HEATING AND COOLING | TH6B1821 | CF30AXA1+TXV | TM8Y060A12MP11 | 10 | 18000 | 4000 | 205249002 | ASHP | HRCU-A-CB | LX SERIES | 17 | 18000
GUARDIAN | RHP16L18B21 | CF30AXA1+TXV | TM8Y060A12MP11 | 10 | 18000 | 4000 | 205249003 | ASHP | HRCU-A-CB |  | 17 | 18000
GUARDIAN | RHP16L18B21 | CF30AXA1+TXV | RGF2L060AE12MP11 | 10 | 18000 | 4000 | 205249004 | ASHP | HRCU-A-CB |  | 17 | 18000
EVCON | RHP16L18B21 | CF30AXA1+TXV | TM8Y060A12MP11 | 10 | 18000 | 4000 | 205249005 | ASHP | HRCU-A-CB |  | 17 | 18000
EVCON | RHP16L18B21 | CF30AXA1+TXV | RGF2L060AE12MP11 | 10 | 18000 | 4000 | 205249006 | ASHP | HRCU-A-CB |  | 17 | 18000
GUARDIAN | RHP16L18B23 | CF30AXA1+TXV | TM8Y060A12MP11 | 10 | 18000 | 4000 | 205249007 | ASHP | HRCU-A-CB |  | 17 | 18000
GUARDIAN | RHP16L18B23 | CF30AXA1+TXV | RGF2L060AE12MP11 | 10 | 18000 | 4000 | 205249008 | ASHP | HRCU-A-CB |  | 17 | 18000
EVCON | RHP16L18B23 | CF30AXA1+TXV | TM8Y060A12MP11 | 10 | 18000 | 4000 | 205249009 | ASHP | HRCU-A-CB |  | 17 | 18000
EVCON | RHP16L18B23 | CF30AXA1+TXV | RGF2L060AE12MP11 | 10 | 18000 | 4000 | 205249010 | ASHP | HRCU-A-CB |  | 17 | 18000
COLEMAN | CH6B1821 | CM30AXA1+TXV | TM8X060A12MP11 | 10 | 18000 | 4000 | 205249056 | ASHP | HRCU-A-CB | LX SERIES | 17 | 18000
LUXAIRE | TH6B1821 | CM30AXA1+TXV | TM8X060A12MP11 | 10 | 18000 | 4000 | 205249057 | ASHP | HRCU-A-CB | LX SERIES | 17 | 18000
FRASER-JOHNSTON | TH6B1821 | CM30AXA1+TXV | TM8X060A12MP11 | 10 | 18000 | 4000 | 205249058 | ASHP | HRCU-A-CB | LX SERIES | 17 | 18000
CHAMPION HEATING AND COOLING | TH6B1821 | CM30AXA1+TXV | TM8X060A12MP11 | 10 | 18000 | 4000 | 205249059 | ASHP | HRCU-A-CB | LX SERIES | 17 | 18000
GUARDIAN | RHP16L18B21 | CM30AXA1+TXV | TM8X060A12MP11 | 10 | 18000 | 4000 | 205249060 | ASHP | HRCU-A-CB |  | 17 | 18000
EVCON | RHP16L18B21 | CM30AXA1+TXV | TM8X060A12MP11 | 10 | 18000 | 4000 | 205249061 | ASHP | HRCU-A-CB |  | 17 | 18000
LUXAIRE | TH6B1821 | CM30CXA1+TXV | TM9Y100C16MP11 | 10 | 18000 | 4000 | 205519807 | ASHP | HRCU-A-CB | LX SERIES | 17 | 18000
FRASER-JOHNSTON | TH6B1821 | CM30CXA1+TXV | TM9Y100C16MP11 | 10 | 18000 | 4000 | 205519808 | ASHP | HRCU-A-CB | LX SERIES | 17 | 18000
CHAMPION HEATING AND COOLING | TH6B1821 | CM30CXA1+TXV | TM9Y100C16MP11 | 10 | 18000 | 4000 | 205519809 | ASHP | HRCU-A-CB | LX SERIES | 17 | 18000
GUARDIAN | RHP16L18B21 | CM30CXA1+TXV | TM9Y100C16MP11 | 10 | 18000 | 4000 | 205519810 | ASHP | HRCU-A-CB |  | 17 | 18000
GUARDIAN | RHP16L18B21 | CM30CXA1+TXV | RGF29100CE16MP11 | 10 | 18000 | 4000 | 205519811 | ASHP | HRCU-A-CB |  | 17 | 18000
EVCON | RHP16L18B21 | CM30CXA1+TXV | RGF29100CE16MP11 | 10 | 18000 | 4000 | 205519812 | ASHP | HRCU-A-CB |  | 17 | 18000
EVCON | RHP16L18B21 | CM30CXA1+TXV | TM9Y100C16MP11 | 10 | 18000 | 4000 | 205519813 | ASHP | HRCU-A-CB |  | 17 | 18000
GUARDIAN | RHP16L18B23 | CM30CXA1+TXV | TM9Y100C16MP11 | 10 | 18000 | 4000 | 205519814 | ASHP | HRCU-A-CB |  | 17 | 18000
GUARDIAN | RHP16L18B23 | CM30CXA1+TXV | RGF29100CE16MP11 | 10 | 18000 | 4000 | 205519815 | ASHP | HRCU-A-CB |  | 17 | 18000
EVCON | RHP16L18B23 | CM30CXA1+TXV | RGF29100CE16MP11 | 10 | 18000 | 4000 | 205519816 | ASHP | HRCU-A-CB |  | 17 | 18000
EVCON | RHP16L18B23 | CM30CXA1+TXV | TM9Y100C16MP11 | 10 | 18000 | 4000 | 205519817 | ASHP | HRCU-A-CB |  | 17 | 18000
COLEMAN | CH6B1821 | CF24CXA1+TXV | TM9E100C16MP11 | 10 | 18000 | 4000 | 205519818 | ASHP | HRCU-A-CB | LX SERIES | 17 | 18000
LUXAIRE | TH6B1821 | CF24CXA1+TXV | TM9E100C16MP11 | 10 | 18000 | 4000 | 205519819 | ASHP | HRCU-A-CB | LX SERIES | 17 | 18000
FRASER-JOHNSTON | TH6B1821 | CF24CXA1+TXV | TM9E100C16MP11 | 10 | 18000 | 4000 | 205519820 | ASHP | HRCU-A-CB | LX SERIES | 17 | 18000
CHAMPION HEATING AND COOLING | TH6B1821 | CF24CXA1+TXV | TM9E100C16MP11 | 10 | 18000 | 4000 | 205519821 | ASHP | HRCU-A-CB | LX SERIES | 17 | 18000
GUARDIAN | RHP16L18B21 | CF24CXA1+TXV | RGF19100CE16MP12 | 10 | 18000 | 4000 | 205519822 | ASHP | HRCU-A-CB |  | 17 | 18000
GUARDIAN | RHP16L18B21 | CF24CXA1+TXV | TM9E100C16MP11 | 10 | 18000 | 4000 | 205519823 | ASHP | HRCU-A-CB |  | 17 | 18000
EVCON | RHP16L18B21 | CF24CXA1+TXV | RGF19100CE16MP12 | 10 | 18000 | 4000 | 205519824 | ASHP | HRCU-A-CB |  | 17 | 18000
EVCON | RHP16L18B21 | CF24CXA1+TXV | TM9E100C16MP11 | 10 | 18000 | 4000 | 205519825 | ASHP | HRCU-A-CB |  | 17 | 18000
GUARDIAN | RHP16L18B23 | CF24CXA1+TXV | RGF19100CE16MP12 | 10 | 18000 | 4000 | 205519826 | ASHP | HRCU-A-CB |  | 17 | 18000
GUARDIAN | RHP16L18B23 | CF24CXA1+TXV | TM9E100C16MP11 | 10 | 18000 | 4000 | 205519827 | ASHP | HRCU-A-CB |  | 17 | 18000
EVCON | RHP16L18B23 | CF24CXA1+TXV | RGF19100CE16MP12 | 10 | 18000 | 4000 | 205519828 | ASHP | HRCU-A-CB |  | 17 | 18000
EVCON | RHP16L18B23 | CF24CXA1+TXV | TM9E100C16MP11 | 10 | 18000 | 4000 | 205519829 | ASHP | HRCU-A-CB |  | 17 | 18000
COLEMAN | CH6B1821 | CF24CXA1+TXV | TM9Y100C16MP11 | 10 | 18000 | 4000 | 205519830 | ASHP | HRCU-A-CB | LX SERIES | 17 | 18000
LUXAIRE | TH6B1821 | CF24CXA1+TXV | TM9Y100C16MP11 | 10 | 18000 | 4000 | 205519831 | ASHP | HRCU-A-CB | LX SERIES | 17 | 18000
FRASER-JOHNSTON | TH6B1821 | CF24CXA1+TXV | TM9Y100C16MP11 | 10 | 18000 | 4000 | 205519832 | ASHP | HRCU-A-CB | LX SERIES | 17 | 18000
CHAMPION HEATING AND COOLING | TH6B1821 | CF24CXA1+TXV | TM9Y100C16MP11 | 10 | 18000 | 4000 | 205519833 | ASHP | HRCU-A-CB | LX SERIES | 17 | 18000
GUARDIAN | RHP16L18B21 | CF24CXA1+TXV | TM9Y100C16MP11 | 10 | 18000 | 4000 | 205519834 | ASHP | HRCU-A-CB |  | 17 | 18000
GUARDIAN | RHP16L18B21 | CF24CXA1+TXV | RGF29100CE16MP11 | 10 | 18000 | 4000 | 205519835 | ASHP | HRCU-A-CB |  | 17 | 18000
EVCON | RHP16L18B21 | CF24CXA1+TXV | RGF29100CE16MP11 | 10 | 18000 | 4000 | 205519836 | ASHP | HRCU-A-CB |  | 17 | 18000
EVCON | RHP16L18B21 | CF24CXA1+TXV | TM9Y100C16MP11 | 10 | 18000 | 4000 | 205519837 | ASHP | HRCU-A-CB |  | 17 | 18000
GUARDIAN | RHP16L18B23 | CF24CXA1+TXV | TM9Y100C16MP11 | 10 | 18000 | 4000 | 205519838 | ASHP | HRCU-A-CB |  | 17 | 18000
GUARDIAN | RHP16L18B23 | CF24CXA1+TXV | RGF29100CE16MP11 | 10 | 18000 | 4000 | 205519839 | ASHP | HRCU-A-CB |  | 17 | 18000
EVCON | RHP16L18B23 | CF24CXA1+TXV | RGF29100CE16MP11 | 10 | 18000 | 4000 | 205519840 | ASHP | HRCU-A-CB |  | 17 | 18000
EVCON | RHP16L18B23 | CF24CXA1+TXV | TM9Y100C16MP11 | 10 | 18000 | 4000 | 205519841 | ASHP | HRCU-A-CB |  | 17 | 18000
COLEMAN | CH6B1821 | CM24CXA1+TXV | TM9E100C16MP11 | 10 | 18000 | 4000 | 205519842 | ASHP | HRCU-A-CB | LX SERIES | 17 | 18000
LUXAIRE | TH6B1821 | CM24CXA1+TXV | TM9E100C16MP11 | 10 | 18000 | 4000 | 205519843 | ASHP | HRCU-A-CB | LX SERIES | 17 | 18000
FRASER-JOHNSTON | TH6B1821 | CM24CXA1+TXV | TM9E100C16MP11 | 10 | 18000 | 4000 | 205519844 | ASHP | HRCU-A-CB | LX SERIES | 17 | 18000
CHAMPION HEATING AND COOLING | TH6B1821 | CM24CXA1+TXV | TM9E100C16MP11 | 10 | 18000 | 4000 | 205519845 | ASHP | HRCU-A-CB | LX SERIES | 17 | 18000
GUARDIAN | RHP16L18B21 | CM24CXA1+TXV | RGF19100CE16MP12 | 10 | 18000 | 4000 | 205519846 | ASHP | HRCU-A-CB |  | 17 | 18000
GUARDIAN | RHP16L18B21 | CM24CXA1+TXV | TM9E100C16MP11 | 10 | 18000 | 4000 | 205519847 | ASHP | HRCU-A-CB |  | 17 | 18000
YORK | YHG18B21 | CF24BXA1+TXV | TM9Y080B12MP11 | 10 | 18000 | 4000 | 205507231 | ASHP | HRCU-A-CB | LX SERIES | 17 | 18000
YORK | YHG18B21 | CM24BXA1+TXV | TM9Y080B12MP11 | 10 | 18000 | 4000 | 205507239 | ASHP | HRCU-A-CB | LX SERIES | 17 | 18000
YORK | YHG18B21 | CU24BXA1+TXV | TM9Y080B12MP11 | 10 | 18000 | 4000 | 205507242 | ASHP | HRCU-A-CB | LX SERIES | 17 | 18000
YORK | YHG18B21 | CF30CXA1+TXV | TM9Y060B12MP11 | 10 | 18000 | 4000 | 205507246 | ASHP | HRCU-A-CB | LX SERIES | 17 | 18000
YORK | YHG18B21 | CM30CXA1+TXV | TM9Y060B12MP11 | 10 | 18000 | 4000 | 205507250 | ASHP | HRCU-A-CB | LX SERIES | 17 | 18000
YORK | YHG18B21 | CF30BXA1+TXV | TM9Y060B12MP11 | 10 | 18000 | 4000 | 205507254 | ASHP | HRCU-A-CB | LX SERIES | 17 | 18000
YORK | YHG18B21 | CM30BXA1+TXV | TM9Y060B12MP11 | 10 | 18000 | 4000 | 205507261 | ASHP | HRCU-A-CB | LX SERIES | 17 | 18000
YORK | YHG18B21 | CU30BXA1+TXV | TM9Y060B12MP11 | 10 | 18000 | 4000 | 205507264 | ASHP | HRCU-A-CB | LX SERIES | 17 | 18000
YORK | YHG18B21 | CF24BXA1+TXV | TM9Y060B12MP11 | 10 | 18000 | 4000 | 205507276 | ASHP | HRCU-A-CB | LX SERIES | 17 | 18000
YORK | YHG18B21 | CM24BXA1+TXV | TM9Y060B12MP11 | 10 | 18000 | 4000 | 205507285 | ASHP | HRCU-A-CB | LX SERIES | 17 | 18000
YORK | YHG18B21 | CU24BXA1+TXV | TM9Y060B12MP11 | 10 | 18000 | 4000 | 205507287 | ASHP | HRCU-A-CB | LX SERIES | 17 | 18000
YORK | YHG18B21 | CF24BXA1+TXV | TM9Y040A10MP11 | 10 | 18000 | 4000 | 205507305 | ASHP | HRCU-A-CB | LX SERIES | 17 | 18000
YORK | YHG18B21 | CM24BXA1+TXV | TM9Y040A10MP11 | 10 | 18000 | 4000 | 205507311 | ASHP | HRCU-A-CB | LX SERIES | 17 | 18000
YORK | YHG18B21 | CU24BXA1+TXV | TM9Y040A10MP11 | 10 | 18000 | 4000 | 205507313 | ASHP | HRCU-A-CB | LX SERIES | 17 | 18000
YORK | YHG18B21 | CF24AXA1+TXV | TM9Y040A10MP11 | 10 | 18000 | 4000 | 205507317 | ASHP | HRCU-A-CB | LX SERIES | 17 | 18000
YORK | YHG18B21 | CM24AXA1+TXV | TM9Y040A10MP11 | 10 | 18000 | 4000 | 205507323 | ASHP | HRCU-A-CB | LX SERIES | 17 | 18000
YORK | YHG18B21 | CU24AXA1+TXV | TM9Y040A10MP11 | 10 | 18000 | 4000 | 205507326 | ASHP | HRCU-A-CB | LX SERIES | 17 | 18000
YORK | YHG18B21 | CF30CXA1+TXV | TM8Y100C16MP11 | 10 | 18000 | 4000 | 205507335 | ASHP | HRCU-A-CB | LX SERIES | 17 | 18000
YORK | YHG18B21 | CF30CXA1+TXV | TM8Y080C16MP11 | 10 | 18000 | 4000 | 205507337 | ASHP | HRCU-A-CB | LX SERIES | 17 | 18000
YORK | YHG18B21 | CM30CXA1+TXV | TM8Y100C16MP11 | 10 | 18000 | 4000 | 205507347 | ASHP | HRCU-A-CB | LX SERIES | 17 | 18000
YORK | YHG18B21 | CM30CXA1+TXV | TM8Y080C16MP11 | 10 | 18000 | 4000 | 205507350 | ASHP | HRCU-A-CB | LX SERIES | 17 | 18000
YORK | YHG18B21 | CF30CXA1+TXV | TM8Y080B12MP11 | 10 | 18000 | 4000 | 205507387 | ASHP | HRCU-A-CB | LX SERIES | 17 | 18000
YORK | YHG18B21 | CM30CXA1+TXV | TM8Y080B12MP11 | 10 | 18000 | 4000 | 205507394 | ASHP | HRCU-A-CB | LX SERIES | 17 | 18000
CHAMPION HEATING AND COOLING | TH6B1821 | CU30AXA1+TXV | TM8V060A12MP12 | 10 | 18000 | 4000 | 205249185 | ASHP | HRCU-A-CB | LX SERIES | 17 | 18000
COLEMAN | CH6B1821 | CM30AXA1+TXV | TMLV060A12MP12 | 10 | 18000 | 4000 | 205249186 | ASHP | HRCU-A-CB | LX SERIES | 17 | 18000
LUXAIRE | TH6B1821 | CM30AXA1+TXV | TMLV060A12MP12 | 10 | 18000 | 4000 | 205249187 | ASHP | HRCU-A-CB | LX SERIES | 17 | 18000
FRASER-JOHNSTON | TH6B1821 | CM30AXA1+TXV | TMLV060A12MP12 | 10 | 18000 | 4000 | 205249188 | ASHP | HRCU-A-CB | LX SERIES | 17 | 18000
CHAMPION HEATING AND COOLING | TH6B1821 | CM30AXA1+TXV | TMLV060A12MP12 | 10 | 18000 | 4000 | 205249189 | ASHP | HRCU-A-CB | LX SERIES | 17 | 18000
COLEMAN | CH6B1821 | CU30AXA1+TXV | TMLV060A12MP12 | 10 | 18000 | 4000 | 205249191 | ASHP | HRCU-A-CB | LX SERIES | 17 | 18000
YORK | YHG18B21 | CM30BXA1+TXV | YPLC080B12MP13 | 10 | 18000 | 4000 | 205507516 | ASHP | HRCU-A-CB | LX SERIES | 17 | 18000
YORK | YHG18B21 | CU30BXA1+TXV | YPLC080B12MP13 | 10 | 18000 | 4000 | 205507518 | ASHP | HRCU-A-CB | LX SERIES | 17 | 18000
YORK | YHG18B21 | CF24BXA1+TXV | TM8V080B12MP12 | 10 | 18000 | 4000 | 205507536 | ASHP | HRCU-A-CB | LX SERIES | 17 | 18000
YORK | YHG18B21 | CF24BXA1+TXV | TPLC080B12MP13 | 10 | 18000 | 4000 | 205507540 | ASHP | HRCU-A-CB | LX SERIES | 17 | 18000
YORK | YHG18B21 | CF24BXA1+TXV | YPLC080B12MP13 | 10 | 18000 | 4000 | 205507542 | ASHP | HRCU-A-CB | LX SERIES | 17 | 18000
YORK | YHG18B21 | CM24BXA1+TXV | TM8V080B12MP12 | 10 | 18000 | 4000 | 205507544 | ASHP | HRCU-A-CB | LX SERIES | 17 | 18000
YORK | YHG18B21 | CU24BXA1+TXV | TM8V080B12MP12 | 10 | 18000 | 4000 | 205507546 | ASHP | HRCU-A-CB | LX SERIES | 17 | 18000
YORK | YHG18B21 | CM24BXA1+TXV | TPLC080B12MP13 | 10 | 18000 | 4000 | 205507552 | ASHP | HRCU-A-CB | LX SERIES | 17 | 18000
YORK | YHG18B21 | CU24BXA1+TXV | TPLC080B12MP13 | 10 | 18000 | 4000 | 205507554 | ASHP | HRCU-A-CB | LX SERIES | 17 | 18000
YORK | YHG18B21 | CM24BXA1+TXV | YPLC080B12MP13 | 10 | 18000 | 4000 | 205507556 | ASHP | HRCU-A-CB | LX SERIES | 17 | 18000
YORK | YHG18B21 | CU24BXA1+TXV | YPLC080B12MP13 | 10 | 18000 | 4000 | 205507558 | ASHP | HRCU-A-CB | LX SERIES | 17 | 18000
YORK | YHG18B21 | CF30BXA1+TXV | TM8V060A12MP12 | 10 | 18000 | 4000 | 205507560 | ASHP | HRCU-A-CB | LX SERIES | 17 | 18000
YORK | YHG18B21 | CF30BXA1+TXV | TMLV060A12MP12 | 10 | 18000 | 4000 | 205507562 | ASHP | HRCU-A-CB | LX SERIES | 17 | 18000
YORK | YHG18B21 | CF30BXA1+TXV | TPLC060A12MP13 | 10 | 18000 | 4000 | 205507564 | ASHP | HRCU-A-CB | LX SERIES | 17 | 18000
YORK | YHG18B21 | CF30BXA1+TXV | YPLC060A12MP13 | 10 | 18000 | 4000 | 205507566 | ASHP | HRCU-A-CB | LX SERIES | 17 | 18000
YORK | YHG18B21 | CM30BXA1+TXV | TM8V060A12MP12 | 10 | 18000 | 4000 | 205507568 | ASHP | HRCU-A-CB | LX SERIES | 17 | 18000
YORK | YHG18B21 | CU30BXA1+TXV | TM8V060A12MP12 | 10 | 18000 | 4000 | 205507570 | ASHP | HRCU-A-CB | LX SERIES | 17 | 18000
YORK | YHG18B21 | CM30BXA1+TXV | TMLV060A12MP12 | 10 | 18000 | 4000 | 205507572 | ASHP | HRCU-A-CB | LX SERIES | 17 | 18000
YORK | YHG18B21 | CU30BXA1+TXV | TMLV060A12MP12 | 10 | 18000 | 4000 | 205507574 | ASHP | HRCU-A-CB | LX SERIES | 17 | 18000
YORK | YHG18B21 | CM30BXA1+TXV | TPLC060A12MP13 | 10 | 18000 | 4000 | 205507575 | ASHP | HRCU-A-CB | LX SERIES | 17 | 18000
YORK | YHG18B21 | CU30BXA1+TXV | TPLC060A12MP13 | 10 | 18000 | 4000 | 205507577 | ASHP | HRCU-A-CB | LX SERIES | 17 | 18000
YORK | YHG18B21 | CM30BXA1+TXV | YPLC060A12MP13 | 10 | 18000 | 4000 | 205507579 | ASHP | HRCU-A-CB | LX SERIES | 17 | 18000
YORK | YHG18B21 | CU30BXA1+TXV | YPLC060A12MP13 | 10 | 18000 | 4000 | 205507580 | ASHP | HRCU-A-CB | LX SERIES | 17 | 18000
YORK | YHG18B21 | CF24BXA1+TXV | TM8V060A12MP12 | 10 | 18000 | 4000 | 205507581 | ASHP | HRCU-A-CB | LX SERIES | 17 | 18000
YORK | YHG18B21 | CF24BXA1+TXV | TMLV060A12MP12 | 10 | 18000 | 4000 | 205507583 | ASHP | HRCU-A-CB | LX SERIES | 17 | 18000
YORK | YHG18B21 | CF24BXA1+TXV | TPLC060A12MP13 | 10 | 18000 | 4000 | 205507585 | ASHP | HRCU-A-CB | LX SERIES | 17 | 18000
YORK | YHG18B21 | CF24BXA1+TXV | YPLC060A12MP13 | 10 | 18000 | 4000 | 205507587 | ASHP | HRCU-A-CB | LX SERIES | 17 | 18000
YORK | YHG18B21 | CM24BXA1+TXV | TM8V060A12MP12 | 10 | 18000 | 4000 | 205507589 | ASHP | HRCU-A-CB | LX SERIES | 17 | 18000
GUARDIAN | RHP16L18B23 | CU30AXA1+TXV | TMLX060A12MP11 | 10 | 18000 | 4000 | 205249092 | ASHP | HRCU-A-CB |  | 17 | 18000
GUARDIAN | RHP16L18B23 | CU30AXA1+TXV | RGF1L060AE12MP11 | 10 | 18000 | 4000 | 205249093 | ASHP | HRCU-A-CB |  | 17 | 18000
EVCON | RHP16L18B23 | CU30AXA1+TXV | TMLX060A12MP11 | 10 | 18000 | 4000 | 205249094 | ASHP | HRCU-A-CB |  | 17 | 18000
EVCON | RHP16L18B23 | CU30AXA1+TXV | RGF1L060AE12MP11 | 10 | 18000 | 4000 | 205249095 | ASHP | HRCU-A-CB |  | 17 | 18000
COLEMAN | CH6B1821 | CM30AXA1+TXV | TM8Y060A12MP11 | 10 | 18000 | 4000 | 205249096 | ASHP | HRCU-A-CB | LX SERIES | 17 | 18000
LUXAIRE | TH6B1821 | CM30AXA1+TXV | TM8Y060A12MP11 | 10 | 18000 | 4000 | 205249097 | ASHP | HRCU-A-CB | LX SERIES | 17 | 18000
FRASER-JOHNSTON | TH6B1821 | CM30AXA1+TXV | TM8Y060A12MP11 | 10 | 18000 | 4000 | 205249098 | ASHP | HRCU-A-CB | LX SERIES | 17 | 18000
CHAMPION HEATING AND COOLING | TH6B1821 | CM30AXA1+TXV | TM8Y060A12MP11 | 10 | 18000 | 4000 | 205249099 | ASHP | HRCU-A-CB | LX SERIES | 17 | 18000
GUARDIAN | RHP16L18B21 | CM30AXA1+TXV | TM8Y060A12MP11 | 10 | 18000 | 4000 | 205249100 | ASHP | HRCU-A-CB |  | 17 | 18000
GUARDIAN | RHP16L18B21 | CM30AXA1+TXV | RGF2L060AE12MP11 | 10 | 18000 | 4000 | 205249101 | ASHP | HRCU-A-CB |  | 17 | 18000
EVCON | RHP16L18B21 | CM30AXA1+TXV | TM8Y060A12MP11 | 10 | 18000 | 4000 | 205249102 | ASHP | HRCU-A-CB |  | 17 | 18000
EVCON | RHP16L18B21 | CM30AXA1+TXV | RGF2L060AE12MP11 | 10 | 18000 | 4000 | 205249103 | ASHP | HRCU-A-CB |  | 17 | 18000
GUARDIAN | RHP16L18B23 | CM30AXA1+TXV | TM8Y060A12MP11 | 10 | 18000 | 4000 | 205249104 | ASHP | HRCU-A-CB |  | 17 | 18000
GUARDIAN | RHP16L18B23 | CM30AXA1+TXV | RGF2L060AE12MP11 | 10 | 18000 | 4000 | 205249105 | ASHP | HRCU-A-CB |  | 17 | 18000
EVCON | RHP16L18B23 | CM30AXA1+TXV | TM8Y060A12MP11 | 10 | 18000 | 4000 | 205249106 | ASHP | HRCU-A-CB |  | 17 | 18000
EVCON | RHP16L18B23 | CM30AXA1+TXV | RGF2L060AE12MP11 | 10 | 18000 | 4000 | 205249107 | ASHP | HRCU-A-CB |  | 17 | 18000
COLEMAN | CH6B1821 | CU30AXA1+TXV | TM8Y060A12MP11 | 10 | 18000 | 4000 | 205249108 | ASHP | HRCU-A-CB | LX SERIES | 17 | 18000
LUXAIRE | TH6B1821 | CU30AXA1+TXV | TM8Y060A12MP11 | 10 | 18000 | 4000 | 205249109 | ASHP | HRCU-A-CB | LX SERIES | 17 | 18000
FRASER-JOHNSTON | TH6B1821 | CU30AXA1+TXV | TM8Y060A12MP11 | 10 | 18000 | 4000 | 205249110 | ASHP | HRCU-A-CB | LX SERIES | 17 | 18000
CHAMPION HEATING AND COOLING | TH6B1821 | CU30AXA1+TXV | TM8Y060A12MP11 | 10 | 18000 | 4000 | 205249111 | ASHP | HRCU-A-CB | LX SERIES | 17 | 18000
GUARDIAN | RHP16L18B21 | CU30AXA1+TXV | TM8Y060A12MP11 | 10 | 18000 | 4000 | 205249112 | ASHP | HRCU-A-CB |  | 17 | 18000
GUARDIAN | RHP16L18B21 | CU30AXA1+TXV | RGF2L060AE12MP11 | 10 | 18000 | 4000 | 205249113 | ASHP | HRCU-A-CB |  | 17 | 18000
EVCON | RHP16L18B21 | CU30AXA1+TXV | TM8Y060A12MP11 | 10 | 18000 | 4000 | 205249114 | ASHP | HRCU-A-CB |  | 17 | 18000
EVCON | RHP16L18B21 | CM30CXA1+TXV | RGF19100CE16MP12 | 10 | 18000 | 4000 | 205519800 | ASHP | HRCU-A-CB |  | 17 | 18000
EVCON | RHP16L18B21 | CM30CXA1+TXV | TM9E100C16MP11 | 10 | 18000 | 4000 | 205519801 | ASHP | HRCU-A-CB |  | 17 | 18000
GUARDIAN | RHP16L18B23 | CM30CXA1+TXV | RGF19100CE16MP12 | 10 | 18000 | 4000 | 205519802 | ASHP | HRCU-A-CB |  | 17 | 18000
GUARDIAN | RHP16L18B23 | CM30CXA1+TXV | TM9E100C16MP11 | 10 | 18000 | 4000 | 205519803 | ASHP | HRCU-A-CB |  | 17 | 18000
EVCON | RHP16L18B23 | CM30CXA1+TXV | RGF19100CE16MP12 | 10 | 18000 | 4000 | 205519804 | ASHP | HRCU-A-CB |  | 17 | 18000
EVCON | RHP16L18B23 | CM30CXA1+TXV | TM9E100C16MP11 | 10 | 18000 | 4000 | 205519805 | ASHP | HRCU-A-CB |  | 17 | 18000
COLEMAN | CH6B1821 | CM30CXA1+TXV | TM9Y100C16MP11 | 10 | 18000 | 4000 | 205519806 | ASHP | HRCU-A-CB | LX SERIES | 17 | 18000
YORK | YHG18B21 | CM30BXA1+ME08BN21+TXV |  | 10 | 18000 | 4000 | 205507661 | ASHP | HRCU-A-CB | LX SERIES | 17 | 18000
YORK | YHG18B21 | CM30BBAA1+ME08BN21 |  | 10 | 18000 | 4000 | 205507664 | ASHP | HRCU-A-CB | LX SERIES | 17 | 18000
YORK | YHG18B21 | CF24BXA1+ME08BN21+TXV |  | 10 | 18000 | 4000 | 205507665 | ASHP | HRCU-A-CB | LX SERIES | 17 | 18000
YORK | YHG18B21 | CM24BXA1+ME08BN21+TXV |  | 10 | 18000 | 4000 | 205507667 | ASHP | HRCU-A-CB | LX SERIES | 17 | 18000
EVCON | RHP16L18B21 | CM24CXA1+TXV | RGF19100CE16MP12 | 10 | 18000 | 4000 | 205519848 | ASHP | HRCU-A-CB |  | 17 | 18000
EVCON | RHP16L18B21 | CM24CXA1+TXV | TM9E100C16MP11 | 10 | 18000 | 4000 | 205519849 | ASHP | HRCU-A-CB |  | 17 | 18000
GUARDIAN | RHP16L18B23 | CM24CXA1+TXV | RGF19100CE16MP12 | 10 | 18000 | 4000 | 205519850 | ASHP | HRCU-A-CB |  | 17 | 18000
GUARDIAN | RHP16L18B23 | CM24CXA1+TXV | TM9E100C16MP11 | 10 | 18000 | 4000 | 205519851 | ASHP | HRCU-A-CB |  | 17 | 18000
EVCON | RHP16L18B23 | CM24CXA1+TXV | RGF19100CE16MP12 | 10 | 18000 | 4000 | 205519852 | ASHP | HRCU-A-CB |  | 17 | 18000
EVCON | RHP16L18B23 | CM24CXA1+TXV | TM9E100C16MP11 | 10 | 18000 | 4000 | 205519853 | ASHP | HRCU-A-CB |  | 17 | 18000
COLEMAN | CH6B1821 | CM24CXA1+TXV | TM9Y100C16MP11 | 10 | 18000 | 4000 | 205519854 | ASHP | HRCU-A-CB | LX SERIES | 17 | 18000
LUXAIRE | TH6B1821 | CM24CXA1+TXV | TM9Y100C16MP11 | 10 | 18000 | 4000 | 205519855 | ASHP | HRCU-A-CB | LX SERIES | 17 | 18000
FRASER-JOHNSTON | TH6B1821 | CM24CXA1+TXV | TM9Y100C16MP11 | 10 | 18000 | 4000 | 205519856 | ASHP | HRCU-A-CB | LX SERIES | 17 | 18000
CHAMPION HEATING AND COOLING | TH6B1821 | CM24CXA1+TXV | TM9Y100C16MP11 | 10 | 18000 | 4000 | 205519857 | ASHP | HRCU-A-CB | LX SERIES | 17 | 18000
GUARDIAN | RHP16L18B21 | CM24CXA1+TXV | TM9Y100C16MP11 | 10 | 18000 | 4000 | 205519858 | ASHP | HRCU-A-CB |  | 17 | 18000
GUARDIAN | RHP16L18B21 | CM24CXA1+TXV | RGF29100CE16MP11 | 10 | 18000 | 4000 | 205519859 | ASHP | HRCU-A-CB |  | 17 | 18000
EVCON | RHP16L18B21 | CM24CXA1+TXV | RGF29100CE16MP11 | 10 | 18000 | 4000 | 205519860 | ASHP | HRCU-A-CB |  | 17 | 18000
EVCON | RHP16L18B21 | CM24CXA1+TXV | TM9Y100C16MP11 | 10 | 18000 | 4000 | 205519861 | ASHP | HRCU-A-CB |  | 17 | 18000
GUARDIAN | RHP16L18B23 | CM24CXA1+TXV | TM9Y100C16MP11 | 10 | 18000 | 4000 | 205519862 | ASHP | HRCU-A-CB |  | 17 | 18000
GUARDIAN | RHP16L18B23 | CM24CXA1+TXV | RGF29100CE16MP11 | 10 | 18000 | 4000 | 205519863 | ASHP | HRCU-A-CB |  | 17 | 18000
EVCON | RHP16L18B23 | CM24CXA1+TXV | RGF29100CE16MP11 | 10 | 18000 | 4000 | 205519864 | ASHP | HRCU-A-CB |  | 17 | 18000
EVCON | RHP16L18B23 | CM24CXA1+TXV | TM9Y100C16MP11 | 10 | 18000 | 4000 | 205519865 | ASHP | HRCU-A-CB |  | 17 | 18000
COLEMAN | CH6B1821 | CF30CXA1+TXV | TM9E080C16MP11 | 10 | 18000 | 4000 | 205519866 | ASHP | HRCU-A-CB | LX SERIES | 17 | 18000
LUXAIRE | TH6B1821 | CF30CXA1+TXV | TM9E080C16MP11 | 10 | 18000 | 4000 | 205519867 | ASHP | HRCU-A-CB | LX SERIES | 17 | 18000
FRASER-JOHNSTON | TH6B1821 | CF30CXA1+TXV | TM9E080C16MP11 | 10 | 18000 | 4000 | 205519868 | ASHP | HRCU-A-CB | LX SERIES | 17 | 18000
CHAMPION HEATING AND COOLING | TH6B1821 | CF30CXA1+TXV | TM9E080C16MP11 | 10 | 18000 | 4000 | 205519869 | ASHP | HRCU-A-CB | LX SERIES | 17 | 18000
GUARDIAN | RHP16L18B21 | CF30CXA1+TXV | RGF19080CE16MP12 | 10 | 18000 | 4000 | 205519870 | ASHP | HRCU-A-CB |  | 17 | 18000
GUARDIAN | RHP16L18B21 | CF30CXA1+TXV | TM9E080C16MP11 | 10 | 18000 | 4000 | 205519871 | ASHP | HRCU-A-CB |  | 17 | 18000
EVCON | RHP16L18B21 | CF30CXA1+TXV | RGF19080CE16MP12 | 10 | 18000 | 4000 | 205519872 | ASHP | HRCU-A-CB |  | 17 | 18000
EVCON | RHP16L18B21 | CF30CXA1+TXV | TM9E080C16MP11 | 10 | 18000 | 4000 | 205519873 | ASHP | HRCU-A-CB |  | 17 | 18000
GUARDIAN | RHP16L18B23 | CF30CXA1+TXV | RGF19080CE16MP12 | 10 | 18000 | 4000 | 205519874 | ASHP | HRCU-A-CB |  | 17 | 18000
GUARDIAN | RHP16L18B23 | CF30CXA1+TXV | TM9E080C16MP11 | 10 | 18000 | 4000 | 205519875 | ASHP | HRCU-A-CB |  | 17 | 18000
EVCON | RHP16L18B23 | CF30CXA1+TXV | RGF19080CE16MP12 | 10 | 18000 | 4000 | 205519876 | ASHP | HRCU-A-CB |  | 17 | 18000
EVCON | RHP16L18B23 | CF30CXA1+TXV | TM9E080C16MP11 | 10 | 18000 | 4000 | 205519877 | ASHP | HRCU-A-CB |  | 17 | 18000
EVCON | RHP16L18B21 | CU30AXA1+TXV | RGF2L060AE12MP11 | 10 | 18000 | 4000 | 205249115 | ASHP | HRCU-A-CB |  | 17 | 18000
GUARDIAN | RHP16L18B23 | CU30AXA1+TXV | TM8Y060A12MP11 | 10 | 18000 | 4000 | 205249116 | ASHP | HRCU-A-CB |  | 17 | 18000
GUARDIAN | RHP16L18B23 | CU30AXA1+TXV | RGF2L060AE12MP11 | 10 | 18000 | 4000 | 205249117 | ASHP | HRCU-A-CB |  | 17 | 18000
EVCON | RHP16L18B23 | CU30AXA1+TXV | TM8Y060A12MP11 | 10 | 18000 | 4000 | 205249118 | ASHP | HRCU-A-CB |  | 17 | 18000
EVCON | RHP16L18B23 | CU30AXA1+TXV | RGF2L060AE12MP11 | 10 | 18000 | 4000 | 205249119 | ASHP | HRCU-A-CB |  | 17 | 18000
COLEMAN | CH6B1821 | CF30AXA1+TXV | TM8V060A12MP12 | 10 | 18000 | 4000 | 205249120 | ASHP | HRCU-A-CB | LX SERIES | 17 | 18000
LUXAIRE | TH6B1821 | CF30AXA1+TXV | TM8V060A12MP12 | 10 | 18000 | 4000 | 205249121 | ASHP | HRCU-A-CB | LX SERIES | 17 | 18000
FRASER-JOHNSTON | TH6B1821 | CF30AXA1+TXV | TM8V060A12MP12 | 10 | 18000 | 4000 | 205249122 | ASHP | HRCU-A-CB | LX SERIES | 17 | 18000
CHAMPION HEATING AND COOLING | TH6B1821 | CF30AXA1+TXV | TM8V060A12MP12 | 10 | 18000 | 4000 | 205249123 | ASHP | HRCU-A-CB | LX SERIES | 17 | 18000
COLEMAN | CH6B1821 | CF30AXA1+TXV | TMLV060A12MP12 | 10 | 18000 | 4000 | 205249124 | ASHP | HRCU-A-CB | LX SERIES | 17 | 18000
LUXAIRE | TH6B1821 | CF30AXA1+TXV | TMLV060A12MP12 | 10 | 18000 | 4000 | 205249125 | ASHP | HRCU-A-CB | LX SERIES | 17 | 18000
FRASER-JOHNSTON | TH6B1821 | CF30AXA1+TXV | TMLV060A12MP12 | 10 | 18000 | 4000 | 205249126 | ASHP | HRCU-A-CB | LX SERIES | 17 | 18000
CHAMPION HEATING AND COOLING | TH6B1821 | CF30AXA1+TXV | TMLV060A12MP12 | 10 | 18000 | 4000 | 205249127 | ASHP | HRCU-A-CB | LX SERIES | 17 | 18000
COLEMAN | CH6B1821 | CF30AXA1+TXV | TPLC060A12MP13 | 10 | 18000 | 4000 | 205249128 | ASHP | HRCU-A-CB | LX SERIES | 17 | 18000
LUXAIRE | TH6B1821 | CF30AXA1+TXV | TPLC060A12MP13 | 10 | 18000 | 4000 | 205249129 | ASHP | HRCU-A-CB | LX SERIES | 17 | 18000
FRASER-JOHNSTON | TH6B1821 | CF30AXA1+TXV | TPLC060A12MP13 | 10 | 18000 | 4000 | 205249130 | ASHP | HRCU-A-CB | LX SERIES | 17 | 18000
CHAMPION HEATING AND COOLING | TH6B1821 | CF30AXA1+TXV | TPLC060A12MP13 | 10 | 18000 | 4000 | 205249131 | ASHP | HRCU-A-CB | LX SERIES | 17 | 18000
COLEMAN | CH6B1821 | CF30AXA1+TXV | CPLC060A12MP13 | 10 | 18000 | 4000 | 205249132 | ASHP | HRCU-A-CB | LX SERIES | 17 | 18000
LUXAIRE | TH6B1821 | CF30AXA1+TXV | LPLC060A12MP13 | 10 | 18000 | 4000 | 205249133 | ASHP | HRCU-A-CB | LX SERIES | 17 | 18000
COLEMAN | CH6B1821 | CM30AXA1+TXV | CPLC060A12MP13 | 10 | 18000 | 4000 | 205249134 | ASHP | HRCU-A-CB | LX SERIES | 17 | 18000
LUXAIRE | TH6B1821 | CM30AXA1+TXV | LPLC060A12MP13 | 10 | 18000 | 4000 | 205249135 | ASHP | HRCU-A-CB | LX SERIES | 17 | 18000
COLEMAN | CH6B1821 | CU30AXA1+TXV | CPLC060A12MP13 | 10 | 18000 | 4000 | 205249136 | ASHP | HRCU-A-CB | LX SERIES | 17 | 18000
LUXAIRE | TH6B1821 | CU30AXA1+TXV | LPLC060A12MP13 | 10 | 18000 | 4000 | 205249137 | ASHP | HRCU-A-CB | LX SERIES | 17 | 18000
COLEMAN | CH6B1821 | CM30AXA1+TXV | TM8V060A12MP12 | 10 | 18000 | 4000 | 205249176 | ASHP | HRCU-A-CB | LX SERIES | 17 | 18000
LUXAIRE | TH6B1821 | CM30AXA1+TXV | TM8V060A12MP12 | 10 | 18000 | 4000 | 205249177 | ASHP | HRCU-A-CB | LX SERIES | 17 | 18000
FRASER-JOHNSTON | TH6B1821 | CM30AXA1+TXV | TM8V060A12MP12 | 10 | 18000 | 4000 | 205249179 | ASHP | HRCU-A-CB | LX SERIES | 17 | 18000
CHAMPION HEATING AND COOLING | TH6B1821 | CM30AXA1+TXV | TM8V060A12MP12 | 10 | 18000 | 4000 | 205249180 | ASHP | HRCU-A-CB | LX SERIES | 17 | 18000
COLEMAN | CH6B1821 | CU30AXA1+TXV | TM8V060A12MP12 | 10 | 18000 | 4000 | 205249181 | ASHP | HRCU-A-CB | LX SERIES | 17 | 18000
LUXAIRE | TH6B1821 | CU30AXA1+TXV | TM8V060A12MP12 | 10 | 18000 | 4000 | 205249182 | ASHP | HRCU-A-CB | LX SERIES | 17 | 18000
FRASER-JOHNSTON | TH6B1821 | CU30AXA1+TXV | TM8V060A12MP12 | 10 | 18000 | 4000 | 205249184 | ASHP | HRCU-A-CB | LX SERIES | 17 | 18000
COLEMAN | CH6B1821 | CU30AXA1+TXV | TPLC060A12MP13 | 10 | 18000 | 4000 | 205249292 | ASHP | HRCU-A-CB | LX SERIES | 17 | 18000
LUXAIRE | TH6B1821 | CU30AXA1+TXV | TPLC060A12MP13 | 10 | 18000 | 4000 | 205249293 | ASHP | HRCU-A-CB | LX SERIES | 17 | 18000
FRASER-JOHNSTON | TH6B1821 | CU30AXA1+TXV | TPLC060A12MP13 | 10 | 18000 | 4000 | 205249295 | ASHP | HRCU-A-CB | LX SERIES | 17 | 18000
CHAMPION HEATING AND COOLING | TH6B1821 | CU30AXA1+TXV | TPLC060A12MP13 | 10 | 18000 | 4000 | 205249296 | ASHP | HRCU-A-CB | LX SERIES | 17 | 18000
COLEMAN | CH6B1821 | CF30CXA1+TXV | TM9Y080C16MP11 | 10 | 18000 | 4000 | 205519878 | ASHP | HRCU-A-CB | LX SERIES | 17 | 18000
LUXAIRE | TH6B1821 | CF30CXA1+TXV | TM9Y080C16MP11 | 10 | 18000 | 4000 | 205519879 | ASHP | HRCU-A-CB | LX SERIES | 17 | 18000
FRASER-JOHNSTON | TH6B1821 | CF30CXA1+TXV | TM9Y080C16MP11 | 10 | 18000 | 4000 | 205519880 | ASHP | HRCU-A-CB | LX SERIES | 17 | 18000
CHAMPION HEATING AND COOLING | TH6B1821 | CF30CXA1+TXV | TM9Y080C16MP11 | 10 | 18000 | 4000 | 205519881 | ASHP | HRCU-A-CB | LX SERIES | 17 | 18000
GUARDIAN | RHP16L18B21 | CF30CXA1+TXV | TM9Y080C16MP11 | 10 | 18000 | 4000 | 205519882 | ASHP | HRCU-A-CB |  | 17 | 18000
GUARDIAN | RHP16L18B21 | CF30CXA1+TXV | RGF29080CE16MP11 | 10 | 18000 | 4000 | 205519883 | ASHP | HRCU-A-CB |  | 17 | 18000
EVCON | RHP16L18B21 | CF30CXA1+TXV | RGF29080CE16MP11 | 10 | 18000 | 4000 | 205519884 | ASHP | HRCU-A-CB |  | 17 | 18000
EVCON | RHP16L18B21 | CF30CXA1+TXV | TM9Y080C16MP11 | 10 | 18000 | 4000 | 205519885 | ASHP | HRCU-A-CB |  | 17 | 18000
GUARDIAN | RHP16L18B23 | CF30CXA1+TXV | TM9Y080C16MP11 | 10 | 18000 | 4000 | 205519886 | ASHP | HRCU-A-CB |  | 17 | 18000
GUARDIAN | RHP16L18B23 | CF30CXA1+TXV | RGF29080CE16MP11 | 10 | 18000 | 4000 | 205519887 | ASHP | HRCU-A-CB |  | 17 | 18000
EVCON | RHP16L18B23 | CF30CXA1+TXV | RGF29080CE16MP11 | 10 | 18000 | 4000 | 205519888 | ASHP | HRCU-A-CB |  | 17 | 18000
EVCON | RHP16L18B23 | CF30CXA1+TXV | TM9Y080C16MP11 | 10 | 18000 | 4000 | 205519889 | ASHP | HRCU-A-CB |  | 17 | 18000
COLEMAN | CH6B1821 | CM30CXA1+TXV | TM9E080C16MP11 | 10 | 18000 | 4000 | 205519890 | ASHP | HRCU-A-CB | LX SERIES | 17 | 18000
LUXAIRE | TH6B1821 | CM30CXA1+TXV | TM9E080C16MP11 | 10 | 18000 | 4000 | 205519891 | ASHP | HRCU-A-CB | LX SERIES | 17 | 18000
FRASER-JOHNSTON | TH6B1821 | CM30CXA1+TXV | TM9E080C16MP11 | 10 | 18000 | 4000 | 205519892 | ASHP | HRCU-A-CB | LX SERIES | 17 | 18000
CHAMPION HEATING AND COOLING | TH6B1821 | CM30CXA1+TXV | TM9E080C16MP11 | 10 | 18000 | 4000 | 205519893 | ASHP | HRCU-A-CB | LX SERIES | 17 | 18000
GUARDIAN | RHP16L18B21 | CM30CXA1+TXV | RGF19080CE16MP12 | 10 | 18000 | 4000 | 205519894 | ASHP | HRCU-A-CB |  | 17 | 18000
GUARDIAN | RHP16L18B21 | CM30CXA1+TXV | TM9E080C16MP11 | 10 | 18000 | 4000 | 205519895 | ASHP | HRCU-A-CB |  | 17 | 18000
EVCON | RHP16L18B21 | CM30CXA1+TXV | RGF19080CE16MP12 | 10 | 18000 | 4000 | 205519896 | ASHP | HRCU-A-CB |  | 17 | 18000
EVCON | RHP16L18B21 | CM30CXA1+TXV | TM9E080C16MP11 | 10 | 18000 | 4000 | 205519897 | ASHP | HRCU-A-CB |  | 17 | 18000
GUARDIAN | RHP16L18B23 | CM30CXA1+TXV | RGF19080CE16MP12 | 10 | 18000 | 4000 | 205519898 | ASHP | HRCU-A-CB |  | 17 | 18000
GUARDIAN | RHP16L18B23 | CM30CXA1+TXV | TM9E080C16MP11 | 10 | 18000 | 4000 | 205519899 | ASHP | HRCU-A-CB |  | 17 | 18000
EVCON | RHP16L18B23 | CM30CXA1+TXV | RGF19080CE16MP12 | 10 | 18000 | 4000 | 205519900 | ASHP | HRCU-A-CB |  | 17 | 18000
EVCON | RHP16L18B23 | CM30CXA1+TXV | TM9E080C16MP11 | 10 | 18000 | 4000 | 205519901 | ASHP | HRCU-A-CB |  | 17 | 18000
COLEMAN | CH6B1821 | CM30CXA1+TXV | TM9Y080C16MP11 | 10 | 18000 | 4000 | 205519902 | ASHP | HRCU-A-CB | LX SERIES | 17 | 18000
LUXAIRE | TH6B1821 | CM30CXA1+TXV | TM9Y080C16MP11 | 10 | 18000 | 4000 | 205519903 | ASHP | HRCU-A-CB | LX SERIES | 17 | 18000
FRASER-JOHNSTON | TH6B1821 | CM30CXA1+TXV | TM9Y080C16MP11 | 10 | 18000 | 4000 | 205519904 | ASHP | HRCU-A-CB | LX SERIES | 17 | 18000
CHAMPION HEATING AND COOLING | TH6B1821 | CM30CXA1+TXV | TM9Y080C16MP11 | 10 | 18000 | 4000 | 205519905 | ASHP | HRCU-A-CB | LX SERIES | 17 | 18000
GUARDIAN | RHP16L18B21 | CM30CXA1+TXV | TM9Y080C16MP11 | 10 | 18000 | 4000 | 205519906 | ASHP | HRCU-A-CB |  | 17 | 18000
GUARDIAN | RHP16L18B21 | CM30CXA1+TXV | RGF29080CE16MP11 | 10 | 18000 | 4000 | 205519907 | ASHP | HRCU-A-CB |  | 17 | 18000
EVCON | RHP16L18B21 | CM30CXA1+TXV | RGF29080CE16MP11 | 10 | 18000 | 4000 | 205519908 | ASHP | HRCU-A-CB |  | 17 | 18000
YORK | YHG18B21 | CU24BXA1+TXV | TM8V060A12MP12 | 10 | 18000 | 4000 | 205507591 | ASHP | HRCU-A-CB | LX SERIES | 17 | 18000
YORK | YHG18B21 | CM24BXA1+TXV | TMLV060A12MP12 | 10 | 18000 | 4000 | 205507593 | ASHP | HRCU-A-CB | LX SERIES | 17 | 18000
YORK | YHG18B21 | CU24BXA1+TXV | TMLV060A12MP12 | 10 | 18000 | 4000 | 205507594 | ASHP | HRCU-A-CB | LX SERIES | 17 | 18000
YORK | YHG18B21 | CM24BXA1+TXV | TPLC060A12MP13 | 10 | 18000 | 4000 | 205507596 | ASHP | HRCU-A-CB | LX SERIES | 17 | 18000
YORK | YHG18B21 | CU24BXA1+TXV | TPLC060A12MP13 | 10 | 18000 | 4000 | 205507597 | ASHP | HRCU-A-CB | LX SERIES | 17 | 18000
YORK | YHG18B21 | CM24BXA1+TXV | YPLC060A12MP13 | 10 | 18000 | 4000 | 205507599 | ASHP | HRCU-A-CB | LX SERIES | 17 | 18000
YORK | YHG18B21 | CU24BXA1+TXV | YPLC060A12MP13 | 10 | 18000 | 4000 | 205507601 | ASHP | HRCU-A-CB | LX SERIES | 17 | 18000
YORK | YHG18B21 | CF24AXA1+TXV | TM8V060A12MP12 | 10 | 18000 | 4000 | 205507602 | ASHP | HRCU-A-CB | LX SERIES | 17 | 18000
YORK | YHG18B21 | CF24AXA1+TXV | TMLV060A12MP12 | 10 | 18000 | 4000 | 205507604 | ASHP | HRCU-A-CB | LX SERIES | 17 | 18000
YORK | YHG18B21 | CF24AXA1+TXV | TPLC060A12MP13 | 10 | 18000 | 4000 | 205507606 | ASHP | HRCU-A-CB | LX SERIES | 17 | 18000
YORK | YHG18B21 | CF24AXA1+TXV | YPLC060A12MP13 | 10 | 18000 | 4000 | 205507608 | ASHP | HRCU-A-CB | LX SERIES | 17 | 18000
YORK | YHG18B21 | CM24AXA1+TXV | TM8V060A12MP12 | 10 | 18000 | 4000 | 205507610 | ASHP | HRCU-A-CB | LX SERIES | 17 | 18000
YORK | YHG18B21 | CU24AXA1+TXV | TM8V060A12MP12 | 10 | 18000 | 4000 | 205507611 | ASHP | HRCU-A-CB | LX SERIES | 17 | 18000
YORK | YHG18B21 | CM24AXA1+TXV | TMLV060A12MP12 | 10 | 18000 | 4000 | 205507613 | ASHP | HRCU-A-CB | LX SERIES | 17 | 18000
YORK | YHG18B21 | CU24AXA1+TXV | TMLV060A12MP12 | 10 | 18000 | 4000 | 205507614 | ASHP | HRCU-A-CB | LX SERIES | 17 | 18000
YORK | YHG18B21 | CM24AXA1+TXV | TPLC060A12MP13 | 10 | 18000 | 4000 | 205507616 | ASHP | HRCU-A-CB | LX SERIES | 17 | 18000
YORK | YHG18B21 | CU24AXA1+TXV | TPLC060A12MP13 | 10 | 18000 | 4000 | 205507619 | ASHP | HRCU-A-CB | LX SERIES | 17 | 18000
YORK | YHG18B21 | CM24AXA1+TXV | YPLC060A12MP13 | 10 | 18000 | 4000 | 205507622 | ASHP | HRCU-A-CB | LX SERIES | 17 | 18000
YORK | YHG18B21 | CU24AXA1+TXV | YPLC060A12MP13 | 10 | 18000 | 4000 | 205507624 | ASHP | HRCU-A-CB | LX SERIES | 17 | 18000
YORK | YHG18B21 | CF30CXA1+MVC12CN21+TXV |  | 10 | 18000 | 4000 | 205507626 | ASHP | HRCU-A-CB | LX SERIES | 17 | 18000
YORK | YHG18B21 | CM30CXA1+MVC12CN21+TXV |  | 10 | 18000 | 4000 | 205507628 | ASHP | HRCU-A-CB | LX SERIES | 17 | 18000
YORK | YHG18B21 | CF30CXA1+ME12CN21+TXV |  | 10 | 18000 | 4000 | 205507642 | ASHP | HRCU-A-CB | LX SERIES | 17 | 18000
YORK | YHG18B21 | CM30CXA1+ME12CN21+TXV |  | 10 | 18000 | 4000 | 205507644 | ASHP | HRCU-A-CB | LX SERIES | 17 | 18000
YORK | YHG18B21 | CF30BXA1+ME12BN21+TXV |  | 10 | 18000 | 4000 | 205507650 | ASHP | HRCU-A-CB | LX SERIES | 17 | 18000
YORK | YHG18B21 | CM30BXA1+ME12BN21+TXV |  | 10 | 18000 | 4000 | 205507652 | ASHP | HRCU-A-CB | LX SERIES | 17 | 18000
YORK | YHG18B21 | CF24BXA1+ME12BN21+TXV |  | 10 | 18000 | 4000 | 205507654 | ASHP | HRCU-A-CB | LX SERIES | 17 | 18000
YORK | YHG18B21 | CM24BXA1+ME12BN21+TXV |  | 10 | 18000 | 4000 | 205507656 | ASHP | HRCU-A-CB | LX SERIES | 17 | 18000
YORK | YHG18B21 | CF30BXA1+ME08BN21+TXV |  | 10 | 18000 | 4000 | 205507657 | ASHP | HRCU-A-CB | LX SERIES | 17 | 18000
YORK | YHG18B21 | CF30BBAA1+ME08BN21 |  | 10 | 18000 | 4000 | 205507659 | ASHP | HRCU-A-CB | LX SERIES | 17 | 18000
GUARDIAN | RHP16L18B21 | CF24CXA1+TXV | RGF19080CE16MP12 | 10 | 18000 | 4000 | 205519918 | ASHP | HRCU-A-CB |  | 17 | 18000
GUARDIAN | RHP16L18B21 | CF24CXA1+TXV | TM9E080C16MP11 | 10 | 18000 | 4000 | 205519919 | ASHP | HRCU-A-CB |  | 17 | 18000
EVCON | RHP16L18B21 | CF24CXA1+TXV | RGF19080CE16MP12 | 10 | 18000 | 4000 | 205519920 | ASHP | HRCU-A-CB |  | 17 | 18000
EVCON | RHP16L18B21 | CF24CXA1+TXV | TM9E080C16MP11 | 10 | 18000 | 4000 | 205519921 | ASHP | HRCU-A-CB |  | 17 | 18000
GUARDIAN | RHP16L18B23 | CF24CXA1+TXV | RGF19080CE16MP12 | 10 | 18000 | 4000 | 205519922 | ASHP | HRCU-A-CB |  | 17 | 18000
GUARDIAN | RHP16L18B23 | CF24CXA1+TXV | TM9E080C16MP11 | 10 | 18000 | 4000 | 205519923 | ASHP | HRCU-A-CB |  | 17 | 18000
EVCON | RHP16L18B23 | CF24CXA1+TXV | RGF19080CE16MP12 | 10 | 18000 | 4000 | 205519924 | ASHP | HRCU-A-CB |  | 17 | 18000
EVCON | RHP16L18B23 | CF24CXA1+TXV | TM9E080C16MP11 | 10 | 18000 | 4000 | 205519925 | ASHP | HRCU-A-CB |  | 17 | 18000
COLEMAN | CH6B1821 | CF24CXA1+TXV | TM9Y080C16MP11 | 10 | 18000 | 4000 | 205519926 | ASHP | HRCU-A-CB | LX SERIES | 17 | 18000
LUXAIRE | TH6B1821 | CF24CXA1+TXV | TM9Y080C16MP11 | 10 | 18000 | 4000 | 205519927 | ASHP | HRCU-A-CB | LX SERIES | 17 | 18000
FRASER-JOHNSTON | TH6B1821 | CF24CXA1+TXV | TM9Y080C16MP11 | 10 | 18000 | 4000 | 205519928 | ASHP | HRCU-A-CB | LX SERIES | 17 | 18000
CHAMPION HEATING AND COOLING | TH6B1821 | CF24CXA1+TXV | TM9Y080C16MP11 | 10 | 18000 | 4000 | 205519929 | ASHP | HRCU-A-CB | LX SERIES | 17 | 18000
GUARDIAN | RHP16L18B21 | CF24CXA1+TXV | TM9Y080C16MP11 | 10 | 18000 | 4000 | 205519930 | ASHP | HRCU-A-CB |  | 17 | 18000
GUARDIAN | RHP16L18B21 | CF24CXA1+TXV | RGF29080CE16MP11 | 10 | 18000 | 4000 | 205519931 | ASHP | HRCU-A-CB |  | 17 | 18000
EVCON | RHP16L18B21 | CF24CXA1+TXV | RGF29080CE16MP11 | 10 | 18000 | 4000 | 205519932 | ASHP | HRCU-A-CB |  | 17 | 18000
EVCON | RHP16L18B21 | CF24CXA1+TXV | TM9Y080C16MP11 | 10 | 18000 | 4000 | 205519933 | ASHP | HRCU-A-CB |  | 17 | 18000
GUARDIAN | RHP16L18B23 | CF24CXA1+TXV | TM9Y080C16MP11 | 10 | 18000 | 4000 | 205519934 | ASHP | HRCU-A-CB |  | 17 | 18000
GUARDIAN | RHP16L18B23 | CF24CXA1+TXV | RGF29080CE16MP11 | 10 | 18000 | 4000 | 205519935 | ASHP | HRCU-A-CB |  | 17 | 18000
EVCON | RHP16L18B23 | CF24CXA1+TXV | RGF29080CE16MP11 | 10 | 18000 | 4000 | 205519936 | ASHP | HRCU-A-CB |  | 17 | 18000
EVCON | RHP16L18B23 | CF24CXA1+TXV | TM9Y080C16MP11 | 10 | 18000 | 4000 | 205519937 | ASHP | HRCU-A-CB |  | 17 | 18000
COLEMAN | CH6B1821 | CM24CXA1+TXV | TM9E080C16MP11 | 10 | 18000 | 4000 | 205519938 | ASHP | HRCU-A-CB | LX SERIES | 17 | 18000
LUXAIRE | TH6B1821 | CM24CXA1+TXV | TM9E080C16MP11 | 10 | 18000 | 4000 | 205519939 | ASHP | HRCU-A-CB | LX SERIES | 17 | 18000
FRASER-JOHNSTON | TH6B1821 | CM24CXA1+TXV | TM9E080C16MP11 | 10 | 18000 | 4000 | 205519940 | ASHP | HRCU-A-CB | LX SERIES | 17 | 18000
CHAMPION HEATING AND COOLING | TH6B1821 | CM24CXA1+TXV | TM9E080C16MP11 | 10 | 18000 | 4000 | 205519941 | ASHP | HRCU-A-CB | LX SERIES | 17 | 18000
GUARDIAN | RHP16L18B21 | CM24CXA1+TXV | RGF19080CE16MP12 | 10 | 18000 | 4000 | 205519942 | ASHP | HRCU-A-CB |  | 17 | 18000
GUARDIAN | RHP16L18B21 | CM24CXA1+TXV | TM9E080C16MP11 | 10 | 18000 | 4000 | 205519943 | ASHP | HRCU-A-CB |  | 17 | 18000
EVCON | RHP16L18B21 | CM24CXA1+TXV | RGF19080CE16MP12 | 10 | 18000 | 4000 | 205519944 | ASHP | HRCU-A-CB |  | 17 | 18000
EVCON | RHP16L18B21 | CM24CXA1+TXV | TM9E080C16MP11 | 10 | 18000 | 4000 | 205519945 | ASHP | HRCU-A-CB |  | 17 | 18000
GUARDIAN | RHP16L18B23 | CM24CXA1+TXV | RGF19080CE16MP12 | 10 | 18000 | 4000 | 205519946 | ASHP | HRCU-A-CB |  | 17 | 18000
GUARDIAN | RHP16L18B23 | CM24CXA1+TXV | TM9E080C16MP11 | 10 | 18000 | 4000 | 205519947 | ASHP | HRCU-A-CB |  | 17 | 18000
EVCON | RHP16L18B23 | CM24CXA1+TXV | RGF19080CE16MP12 | 10 | 18000 | 4000 | 205519948 | ASHP | HRCU-A-CB |  | 17 | 18000
EVCON | RHP16L18B23 | CM24CXA1+TXV | TM9E080C16MP11 | 10 | 18000 | 4000 | 205519949 | ASHP | HRCU-A-CB |  | 17 | 18000
COLEMAN | CH6B1821 | CM24CXA1+TXV | TM9Y080C16MP11 | 10 | 18000 | 4000 | 205519950 | ASHP | HRCU-A-CB | LX SERIES | 17 | 18000
LUXAIRE | TH6B1821 | CM24CXA1+TXV | TM9Y080C16MP11 | 10 | 18000 | 4000 | 205519951 | ASHP | HRCU-A-CB | LX SERIES | 17 | 18000
FRASER-JOHNSTON | TH6B1821 | CM24CXA1+TXV | TM9Y080C16MP11 | 10 | 18000 | 4000 | 205519952 | ASHP | HRCU-A-CB | LX SERIES | 17 | 18000
CHAMPION HEATING AND COOLING | TH6B1821 | CM24CXA1+TXV | TM9Y080C16MP11 | 10 | 18000 | 4000 | 205519953 | ASHP | HRCU-A-CB | LX SERIES | 17 | 18000
GUARDIAN | RHP16L18B21 | CM24CXA1+TXV | TM9Y080C16MP11 | 10 | 18000 | 4000 | 205519954 | ASHP | HRCU-A-CB |  | 17 | 18000
GUARDIAN | RHP16L18B21 | CM24CXA1+TXV | RGF29080CE16MP11 | 10 | 18000 | 4000 | 205519955 | ASHP | HRCU-A-CB |  | 17 | 18000
EVCON | RHP16L18B21 | CM24CXA1+TXV | RGF29080CE16MP11 | 10 | 18000 | 4000 | 205519956 | ASHP | HRCU-A-CB |  | 17 | 18000
EVCON | RHP16L18B21 | CM24CXA1+TXV | TM9Y080C16MP11 | 10 | 18000 | 4000 | 205519957 | ASHP | HRCU-A-CB |  | 17 | 18000
GUARDIAN | RHP16L18B23 | CM24CXA1+TXV | TM9Y080C16MP11 | 10 | 18000 | 4000 | 205519958 | ASHP | HRCU-A-CB |  | 17 | 18000
GUARDIAN | RHP16L18B23 | CM24CXA1+TXV | RGF29080CE16MP11 | 10 | 18000 | 4000 | 205519959 | ASHP | HRCU-A-CB |  | 17 | 18000
EVCON | RHP16L18B23 | CM24CXA1+TXV | RGF29080CE16MP11 | 10 | 18000 | 4000 | 205519960 | ASHP | HRCU-A-CB |  | 17 | 18000
EVCON | RHP16L18B23 | CM24CXA1+TXV | TM9Y080C16MP11 | 10 | 18000 | 4000 | 205519961 | ASHP | HRCU-A-CB |  | 17 | 18000
COLEMAN | CH6B1821 | CF30CXA1+TXV | TM9E080B12MP11 | 10 | 18000 | 4000 | 205519962 | ASHP | HRCU-A-CB | LX SERIES | 17 | 18000
LUXAIRE | TH6B1821 | CF30CXA1+TXV | TM9E080B12MP11 | 10 | 18000 | 4000 | 205519963 | ASHP | HRCU-A-CB | LX SERIES | 17 | 18000
FRASER-JOHNSTON | TH6B1821 | CF30CXA1+TXV | TM9E080B12MP11 | 10 | 18000 | 4000 | 205519964 | ASHP | HRCU-A-CB | LX SERIES | 17 | 18000
CHAMPION HEATING AND COOLING | TH6B1821 | CF30CXA1+TXV | TM9E080B12MP11 | 10 | 18000 | 4000 | 205519965 | ASHP | HRCU-A-CB | LX SERIES | 17 | 18000
GUARDIAN | RHP16L18B21 | CF30CXA1+TXV | RGF19080BE12MP12 | 10 | 18000 | 4000 | 205519966 | ASHP | HRCU-A-CB |  | 17 | 18000
GUARDIAN | RHP16L18B21 | CF30CXA1+TXV | TM9E080B12MP11 | 10 | 18000 | 4000 | 205519967 | ASHP | HRCU-A-CB |  | 17 | 18000
EVCON | RHP16L18B21 | CF30CXA1+TXV | RGF19080BE12MP12 | 10 | 18000 | 4000 | 205519968 | ASHP | HRCU-A-CB |  | 17 | 18000
EVCON | RHP16L18B21 | CF30CXA1+TXV | TM9E080B12MP11 | 10 | 18000 | 4000 | 205519969 | ASHP | HRCU-A-CB |  | 17 | 18000
EVCON | RHP16L18B21 | CM30CXA1+TXV | TM9Y080C16MP11 | 10 | 18000 | 4000 | 205519909 | ASHP | HRCU-A-CB |  | 17 | 18000
GUARDIAN | RHP16L18B23 | CM30CXA1+TXV | TM9Y080C16MP11 | 10 | 18000 | 4000 | 205519910 | ASHP | HRCU-A-CB |  | 17 | 18000
GUARDIAN | RHP16L18B23 | CM30CXA1+TXV | RGF29080CE16MP11 | 10 | 18000 | 4000 | 205519911 | ASHP | HRCU-A-CB |  | 17 | 18000
EVCON | RHP16L18B23 | CM30CXA1+TXV | RGF29080CE16MP11 | 10 | 18000 | 4000 | 205519912 | ASHP | HRCU-A-CB |  | 17 | 18000
EVCON | RHP16L18B23 | CM30CXA1+TXV | TM9Y080C16MP11 | 10 | 18000 | 4000 | 205519913 | ASHP | HRCU-A-CB |  | 17 | 18000
LUXAIRE | TH6B1821 | CU30AXA1+TXV | TMLV060A12MP12 | 10 | 18000 | 4000 | 205249192 | ASHP | HRCU-A-CB | LX SERIES | 17 | 18000
FRASER-JOHNSTON | TH6B1821 | CU30AXA1+TXV | TMLV060A12MP12 | 10 | 18000 | 4000 | 205249193 | ASHP | HRCU-A-CB | LX SERIES | 17 | 18000
CHAMPION HEATING AND COOLING | TH6B1821 | CU30AXA1+TXV | TMLV060A12MP12 | 10 | 18000 | 4000 | 205249194 | ASHP | HRCU-A-CB | LX SERIES | 17 | 18000
COLEMAN | CH6B1821 | CM30AXA1+TXV | TPLC060A12MP13 | 10 | 18000 | 4000 | 205249287 | ASHP | HRCU-A-CB | LX SERIES | 17 | 18000
LUXAIRE | TH6B1821 | CM30AXA1+TXV | TPLC060A12MP13 | 10 | 18000 | 4000 | 205249288 | ASHP | HRCU-A-CB | LX SERIES | 17 | 18000
FRASER-JOHNSTON | TH6B1821 | CM30AXA1+TXV | TPLC060A12MP13 | 10 | 18000 | 4000 | 205249290 | ASHP | HRCU-A-CB | LX SERIES | 17 | 18000
CHAMPION HEATING AND COOLING | TH6B1821 | CM30AXA1+TXV | TPLC060A12MP13 | 10 | 18000 | 4000 | 205249291 | ASHP | HRCU-A-CB | LX SERIES | 17 | 18000
COLEMAN | CH6B1821 | CM24CXA1+TXV | TP9C080B12MP13 | 10 | 18000 | 4000 | 205519586 | ASHP | HRCU-A-CB | LX SERIES | 17 | 18000
LUXAIRE | TH6B1821 | CM24CXA1+TXV | TP9C080B12MP13 | 10 | 18000 | 4000 | 205519587 | ASHP | HRCU-A-CB | LX SERIES | 17 | 18000
FRASER-JOHNSTON | TH6B1821 | CM24CXA1+TXV | TP9C080B12MP13 | 10 | 18000 | 4000 | 205519588 | ASHP | HRCU-A-CB | LX SERIES | 17 | 18000
CHAMPION HEATING AND COOLING | TH6B1821 | CM24CXA1+TXV | TP9C080B12MP13 | 10 | 18000 | 4000 | 205519589 | ASHP | HRCU-A-CB | LX SERIES | 17 | 18000
COLEMAN | CH6B1821 | CM24CXA1+TXV | CP9C080B12MP13 | 10 | 18000 | 4000 | 205519590 | ASHP | HRCU-A-CB | LX SERIES | 17 | 18000
GUARDIAN | RHP16L18B23 | CF30BXA1+TXV | RGF29080BE12MP11 | 10 | 18000 | 4000 | 205520031 | ASHP | HRCU-A-CB |  | 17 | 18000
COLEMAN | CH6B1821 | CF24BXA1+TXV | CP9C080B12MP13 | 10 | 18000 | 4000 | 205519600 | ASHP | HRCU-A-CB | LX SERIES | 17 | 18000
LUXAIRE | TH6B1821 | CF24BXA1+TXV | LP9C080B12MP13 | 10 | 18000 | 4000 | 205519601 | ASHP | HRCU-A-CB | LX SERIES | 17 | 18000
COLEMAN | CH6B1821 | CM24BXA1+TXV | TM9V080B12MP12 | 10 | 18000 | 4000 | 205519602 | ASHP | HRCU-A-CB | LX SERIES | 17 | 18000
LUXAIRE | TH6B1821 | CM24BXA1+TXV | TM9V080B12MP12 | 10 | 18000 | 4000 | 205519603 | ASHP | HRCU-A-CB | LX SERIES | 17 | 18000
FRASER-JOHNSTON | TH6B1821 | CM24BXA1+TXV | TM9V080B12MP12 | 10 | 18000 | 4000 | 205519604 | ASHP | HRCU-A-CB | LX SERIES | 17 | 18000
CHAMPION HEATING AND COOLING | TH6B1821 | CM24BXA1+TXV | TM9V080B12MP12 | 10 | 18000 | 4000 | 205519605 | ASHP | HRCU-A-CB | LX SERIES | 17 | 18000
COLEMAN | CH6B1821 | CU24BXA1+TXV | TM9V080B12MP12 | 10 | 18000 | 4000 | 205519606 | ASHP | HRCU-A-CB | LX SERIES | 17 | 18000
LUXAIRE | TH6B1821 | CU24BXA1+TXV | TM9V080B12MP12 | 10 | 18000 | 4000 | 205519607 | ASHP | HRCU-A-CB | LX SERIES | 17 | 18000
FRASER-JOHNSTON | TH6B1821 | CU24BXA1+TXV | TM9V080B12MP12 | 10 | 18000 | 4000 | 205519608 | ASHP | HRCU-A-CB | LX SERIES | 17 | 18000
CHAMPION HEATING AND COOLING | TH6B1821 | CU24BXA1+TXV | TM9V080B12MP12 | 10 | 18000 | 4000 | 205519609 | ASHP | HRCU-A-CB | LX SERIES | 17 | 18000
COLEMAN | CH6B1821 | CM24BXA1+TXV | TP9C080B12MP13 | 10 | 18000 | 4000 | 205519610 | ASHP | HRCU-A-CB | LX SERIES | 17 | 18000
LUXAIRE | TH6B1821 | CM24BXA1+TXV | TP9C080B12MP13 | 10 | 18000 | 4000 | 205519611 | ASHP | HRCU-A-CB | LX SERIES | 17 | 18000
FRASER-JOHNSTON | TH6B1821 | CM24BXA1+TXV | TP9C080B12MP13 | 10 | 18000 | 4000 | 205519612 | ASHP | HRCU-A-CB | LX SERIES | 17 | 18000
CHAMPION HEATING AND COOLING | TH6B1821 | CM24BXA1+TXV | TP9C080B12MP13 | 10 | 18000 | 4000 | 205519613 | ASHP | HRCU-A-CB | LX SERIES | 17 | 18000
COLEMAN | CH6B1821 | CU24BXA1+TXV | TP9C080B12MP13 | 10 | 18000 | 4000 | 205519614 | ASHP | HRCU-A-CB | LX SERIES | 17 | 18000
LUXAIRE | TH6B1821 | CU24BXA1+TXV | TP9C080B12MP13 | 10 | 18000 | 4000 | 205519615 | ASHP | HRCU-A-CB | LX SERIES | 17 | 18000
FRASER-JOHNSTON | TH6B1821 | CU24BXA1+TXV | TP9C080B12MP13 | 10 | 18000 | 4000 | 205519616 | ASHP | HRCU-A-CB | LX SERIES | 17 | 18000
CHAMPION HEATING AND COOLING | TH6B1821 | CU24BXA1+TXV | TP9C080B12MP13 | 10 | 18000 | 4000 | 205519617 | ASHP | HRCU-A-CB | LX SERIES | 17 | 18000
COLEMAN | CH6B1821 | CM24BXA1+TXV | CP9C080B12MP13 | 10 | 18000 | 4000 | 205519618 | ASHP | HRCU-A-CB | LX SERIES | 17 | 18000
LUXAIRE | TH6B1821 | CM24BXA1+TXV | LP9C080B12MP13 | 10 | 18000 | 4000 | 205519619 | ASHP | HRCU-A-CB | LX SERIES | 17 | 18000
COLEMAN | CH6B1821 | CU24BXA1+TXV | CP9C080B12MP13 | 10 | 18000 | 4000 | 205519620 | ASHP | HRCU-A-CB | LX SERIES | 17 | 18000
LUXAIRE | TH6B1821 | CU24BXA1+TXV | LP9C080B12MP13 | 10 | 18000 | 4000 | 205519621 | ASHP | HRCU-A-CB | LX SERIES | 17 | 18000
COLEMAN | CH6B1821 | CF30CXA1+TXV | TM9V060B12MP12 | 10 | 18000 | 4000 | 205519622 | ASHP | HRCU-A-CB | LX SERIES | 17 | 18000
LUXAIRE | TH6B1821 | CF30CXA1+TXV | TM9V060B12MP12 | 10 | 18000 | 4000 | 205519623 | ASHP | HRCU-A-CB | LX SERIES | 17 | 18000
FRASER-JOHNSTON | TH6B1821 | CF30CXA1+TXV | TM9V060B12MP12 | 10 | 18000 | 4000 | 205519624 | ASHP | HRCU-A-CB | LX SERIES | 17 | 18000
CHAMPION HEATING AND COOLING | TH6B1821 | CF30CXA1+TXV | TM9V060B12MP12 | 10 | 18000 | 4000 | 205519625 | ASHP | HRCU-A-CB | LX SERIES | 17 | 18000
COLEMAN | CH6B1821 | CF30CXA1+TXV | TP9C060B12MP13 | 10 | 18000 | 4000 | 205519626 | ASHP | HRCU-A-CB | LX SERIES | 17 | 18000
LUXAIRE | TH6B1821 | CF30CXA1+TXV | TP9C060B12MP13 | 10 | 18000 | 4000 | 205519627 | ASHP | HRCU-A-CB | LX SERIES | 17 | 18000
FRASER-JOHNSTON | TH6B1821 | CF30CXA1+TXV | TP9C060B12MP13 | 10 | 18000 | 4000 | 205519628 | ASHP | HRCU-A-CB | LX SERIES | 17 | 18000
CHAMPION HEATING AND COOLING | TH6B1821 | CF30CXA1+TXV | TP9C060B12MP13 | 10 | 18000 | 4000 | 205519629 | ASHP | HRCU-A-CB | LX SERIES | 17 | 18000
COLEMAN | CH6B1821 | CF30CXA1+TXV | CP9C060B12MP13 | 10 | 18000 | 4000 | 205519630 | ASHP | HRCU-A-CB | LX SERIES | 17 | 18000
LUXAIRE | TH6B1821 | CF30CXA1+TXV | LP9C060B12MP13 | 10 | 18000 | 4000 | 205519631 | ASHP | HRCU-A-CB | LX SERIES | 17 | 18000
COLEMAN | CH6B1821 | CM30CXA1+TXV | TM9V060B12MP12 | 10 | 18000 | 4000 | 205519632 | ASHP | HRCU-A-CB | LX SERIES | 17 | 18000
LUXAIRE | TH6B1821 | CM30CXA1+TXV | TM9V060B12MP12 | 10 | 18000 | 4000 | 205519633 | ASHP | HRCU-A-CB | LX SERIES | 17 | 18000
FRASER-JOHNSTON | TH6B1821 | CM30CXA1+TXV | TM9V060B12MP12 | 10 | 18000 | 4000 | 205519634 | ASHP | HRCU-A-CB | LX SERIES | 17 | 18000
CHAMPION HEATING AND COOLING | TH6B1821 | CM30CXA1+TXV | TM9V060B12MP12 | 10 | 18000 | 4000 | 205519635 | ASHP | HRCU-A-CB | LX SERIES | 17 | 18000
COLEMAN | CH6B1821 | CM30CXA1+TXV | TP9C060B12MP13 | 10 | 18000 | 4000 | 205519636 | ASHP | HRCU-A-CB | LX SERIES | 17 | 18000
LUXAIRE | TH6B1821 | CM30CXA1+TXV | TP9C060B12MP13 | 10 | 18000 | 4000 | 205519637 | ASHP | HRCU-A-CB | LX SERIES | 17 | 18000
FRASER-JOHNSTON | TH6B1821 | CM30CXA1+TXV | TP9C060B12MP13 | 10 | 18000 | 4000 | 205519638 | ASHP | HRCU-A-CB | LX SERIES | 17 | 18000
CHAMPION HEATING AND COOLING | TH6B1821 | CM30CXA1+TXV | TP9C060B12MP13 | 10 | 18000 | 4000 | 205519639 | ASHP | HRCU-A-CB | LX SERIES | 17 | 18000
COLEMAN | CH6B1821 | CM30CXA1+TXV | CP9C060B12MP13 | 10 | 18000 | 4000 | 205519640 | ASHP | HRCU-A-CB | LX SERIES | 17 | 18000
LUXAIRE | TH6B1821 | CM30CXA1+TXV | LP9C060B12MP13 | 10 | 18000 | 4000 | 205519641 | ASHP | HRCU-A-CB | LX SERIES | 17 | 18000
COLEMAN | CH6B1821 | CF30BXA1+TXV | TM9V060B12MP12 | 10 | 18000 | 4000 | 205519642 | ASHP | HRCU-A-CB | LX SERIES | 17 | 18000
LUXAIRE | TH6B1821 | CF30BXA1+TXV | TM9V060B12MP12 | 10 | 18000 | 4000 | 205519643 | ASHP | HRCU-A-CB | LX SERIES | 17 | 18000
FRASER-JOHNSTON | TH6B1821 | CF30BXA1+TXV | TM9V060B12MP12 | 10 | 18000 | 4000 | 205519644 | ASHP | HRCU-A-CB | LX SERIES | 17 | 18000
LUXAIRE | TH6B1821 | CM24CXA1+TXV | LP9C080B12MP13 | 10 | 18000 | 4000 | 205519591 | ASHP | HRCU-A-CB | LX SERIES | 17 | 18000
COLEMAN | CH6B1821 | CF24BXA1+TXV | TM9V080B12MP12 | 10 | 18000 | 4000 | 205519592 | ASHP | HRCU-A-CB | LX SERIES | 17 | 18000
LUXAIRE | TH6B1821 | CF24BXA1+TXV | TM9V080B12MP12 | 10 | 18000 | 4000 | 205519593 | ASHP | HRCU-A-CB | LX SERIES | 17 | 18000
FRASER-JOHNSTON | TH6B1821 | CF24BXA1+TXV | TM9V080B12MP12 | 10 | 18000 | 4000 | 205519594 | ASHP | HRCU-A-CB | LX SERIES | 17 | 18000
CHAMPION HEATING AND COOLING | TH6B1821 | CF24BXA1+TXV | TM9V080B12MP12 | 10 | 18000 | 4000 | 205519595 | ASHP | HRCU-A-CB | LX SERIES | 17 | 18000
COLEMAN | CH6B1821 | CF24BXA1+TXV | TP9C080B12MP13 | 10 | 18000 | 4000 | 205519596 | ASHP | HRCU-A-CB | LX SERIES | 17 | 18000
LUXAIRE | TH6B1821 | CF24BXA1+TXV | TP9C080B12MP13 | 10 | 18000 | 4000 | 205519597 | ASHP | HRCU-A-CB | LX SERIES | 17 | 18000
FRASER-JOHNSTON | TH6B1821 | CF24BXA1+TXV | TP9C080B12MP13 | 10 | 18000 | 4000 | 205519598 | ASHP | HRCU-A-CB | LX SERIES | 17 | 18000
CHAMPION HEATING AND COOLING | TH6B1821 | CF24BXA1+TXV | TP9C080B12MP13 | 10 | 18000 | 4000 | 205519599 | ASHP | HRCU-A-CB | LX SERIES | 17 | 18000
COLEMAN | CH6B1821 | CF24CXA1+TXV | TM9E080C16MP11 | 10 | 18000 | 4000 | 205519914 | ASHP | HRCU-A-CB | LX SERIES | 17 | 18000
LUXAIRE | TH6B1821 | CF24CXA1+TXV | TM9E080C16MP11 | 10 | 18000 | 4000 | 205519915 | ASHP | HRCU-A-CB | LX SERIES | 17 | 18000
FRASER-JOHNSTON | TH6B1821 | CF24CXA1+TXV | TM9E080C16MP11 | 10 | 18000 | 4000 | 205519916 | ASHP | HRCU-A-CB | LX SERIES | 17 | 18000
CHAMPION HEATING AND COOLING | TH6B1821 | CF24CXA1+TXV | TM9E080C16MP11 | 10 | 18000 | 4000 | 205519917 | ASHP | HRCU-A-CB | LX SERIES | 17 | 18000
CHAMPION HEATING AND COOLING | TH6B1821 | CF24CXA1+TXV | TM9Y080B12MP11 | 10 | 18000 | 4000 | 205520097 | ASHP | HRCU-A-CB | LX SERIES | 17 | 18000
GUARDIAN | RHP16L18B21 | CF24CXA1+TXV | TM9Y080B12MP11 | 10 | 18000 | 4000 | 205520098 | ASHP | HRCU-A-CB |  | 17 | 18000
GUARDIAN | RHP16L18B21 | CF24CXA1+TXV | RGF29080BE12MP11 | 10 | 18000 | 4000 | 205520099 | ASHP | HRCU-A-CB |  | 17 | 18000
EVCON | RHP16L18B21 | CF24CXA1+TXV | RGF29080BE12MP11 | 10 | 18000 | 4000 | 205520100 | ASHP | HRCU-A-CB |  | 17 | 18000
EVCON | RHP16L18B21 | CF24CXA1+TXV | TM9Y080B12MP11 | 10 | 18000 | 4000 | 205520101 | ASHP | HRCU-A-CB |  | 17 | 18000
GUARDIAN | RHP16L18B23 | CF24CXA1+TXV | TM9Y080B12MP11 | 10 | 18000 | 4000 | 205520102 | ASHP | HRCU-A-CB |  | 17 | 18000
GUARDIAN | RHP16L18B23 | CF24CXA1+TXV | RGF29080BE12MP11 | 10 | 18000 | 4000 | 205520103 | ASHP | HRCU-A-CB |  | 17 | 18000
EVCON | RHP16L18B23 | CF24CXA1+TXV | RGF29080BE12MP11 | 10 | 18000 | 4000 | 205520104 | ASHP | HRCU-A-CB |  | 17 | 18000
EVCON | RHP16L18B23 | CF24CXA1+TXV | TM9Y080B12MP11 | 10 | 18000 | 4000 | 205520105 | ASHP | HRCU-A-CB |  | 17 | 18000
COLEMAN | CH6B1821 | CM24CXA1+TXV | TM9E080B12MP11 | 10 | 18000 | 4000 | 205520106 | ASHP | HRCU-A-CB | LX SERIES | 17 | 18000
LUXAIRE | TH6B1821 | CM24CXA1+TXV | TM9E080B12MP11 | 10 | 18000 | 4000 | 205520107 | ASHP | HRCU-A-CB | LX SERIES | 17 | 18000
FRASER-JOHNSTON | TH6B1821 | CM24CXA1+TXV | TM9E080B12MP11 | 10 | 18000 | 4000 | 205520108 | ASHP | HRCU-A-CB | LX SERIES | 17 | 18000
CHAMPION HEATING AND COOLING | TH6B1821 | CM24CXA1+TXV | TM9E080B12MP11 | 10 | 18000 | 4000 | 205520109 | ASHP | HRCU-A-CB | LX SERIES | 17 | 18000
GUARDIAN | RHP16L18B21 | CM24CXA1+TXV | RGF19080BE12MP12 | 10 | 18000 | 4000 | 205520110 | ASHP | HRCU-A-CB |  | 17 | 18000
GUARDIAN | RHP16L18B21 | CM24CXA1+TXV | TM9E080B12MP11 | 10 | 18000 | 4000 | 205520111 | ASHP | HRCU-A-CB |  | 17 | 18000
EVCON | RHP16L18B21 | CM24CXA1+TXV | RGF19080BE12MP12 | 10 | 18000 | 4000 | 205520112 | ASHP | HRCU-A-CB |  | 17 | 18000
EVCON | RHP16L18B21 | CM24CXA1+TXV | TM9E080B12MP11 | 10 | 18000 | 4000 | 205520113 | ASHP | HRCU-A-CB |  | 17 | 18000
GUARDIAN | RHP16L18B23 | CM24CXA1+TXV | RGF19080BE12MP12 | 10 | 18000 | 4000 | 205520114 | ASHP | HRCU-A-CB |  | 17 | 18000
GUARDIAN | RHP16L18B23 | CM24CXA1+TXV | TM9E080B12MP11 | 10 | 18000 | 4000 | 205520115 | ASHP | HRCU-A-CB |  | 17 | 18000
EVCON | RHP16L18B23 | CM24CXA1+TXV | RGF19080BE12MP12 | 10 | 18000 | 4000 | 205520116 | ASHP | HRCU-A-CB |  | 17 | 18000
EVCON | RHP16L18B23 | CM24CXA1+TXV | TM9E080B12MP11 | 10 | 18000 | 4000 | 205520117 | ASHP | HRCU-A-CB |  | 17 | 18000
COLEMAN | CH6B1821 | CM24CXA1+TXV | TM9Y080B12MP11 | 10 | 18000 | 4000 | 205520118 | ASHP | HRCU-A-CB | LX SERIES | 17 | 18000
LUXAIRE | TH6B1821 | CM24CXA1+TXV | TM9Y080B12MP11 | 10 | 18000 | 4000 | 205520119 | ASHP | HRCU-A-CB | LX SERIES | 17 | 18000
FRASER-JOHNSTON | TH6B1821 | CM24CXA1+TXV | TM9Y080B12MP11 | 10 | 18000 | 4000 | 205520120 | ASHP | HRCU-A-CB | LX SERIES | 17 | 18000
CHAMPION HEATING AND COOLING | TH6B1821 | CM24CXA1+TXV | TM9Y080B12MP11 | 10 | 18000 | 4000 | 205520121 | ASHP | HRCU-A-CB | LX SERIES | 17 | 18000
GUARDIAN | RHP16L18B21 | CM24CXA1+TXV | TM9Y080B12MP11 | 10 | 18000 | 4000 | 205520122 | ASHP | HRCU-A-CB |  | 17 | 18000
GUARDIAN | RHP16L18B21 | CM24CXA1+TXV | RGF29080BE12MP11 | 10 | 18000 | 4000 | 205520123 | ASHP | HRCU-A-CB |  | 17 | 18000
EVCON | RHP16L18B21 | CM24CXA1+TXV | RGF29080BE12MP11 | 10 | 18000 | 4000 | 205520124 | ASHP | HRCU-A-CB |  | 17 | 18000
EVCON | RHP16L18B21 | CM24CXA1+TXV | TM9Y080B12MP11 | 10 | 18000 | 4000 | 205520125 | ASHP | HRCU-A-CB |  | 17 | 18000
GUARDIAN | RHP16L18B23 | CM24CXA1+TXV | TM9Y080B12MP11 | 10 | 18000 | 4000 | 205520126 | ASHP | HRCU-A-CB |  | 17 | 18000
GUARDIAN | RHP16L18B23 | CM24CXA1+TXV | RGF29080BE12MP11 | 10 | 18000 | 4000 | 205520127 | ASHP | HRCU-A-CB |  | 17 | 18000
LUXAIRE | TH6B1821 | CM30BXA1+TXV | TM9V080B12MP12 | 10 | 18000 | 4000 | 205519553 | ASHP | HRCU-A-CB | LX SERIES | 17 | 18000
FRASER-JOHNSTON | TH6B1821 | CM30BXA1+TXV | TM9V080B12MP12 | 10 | 18000 | 4000 | 205519554 | ASHP | HRCU-A-CB | LX SERIES | 17 | 18000
CHAMPION HEATING AND COOLING | TH6B1821 | CM30BXA1+TXV | TM9V080B12MP12 | 10 | 18000 | 4000 | 205519555 | ASHP | HRCU-A-CB | LX SERIES | 17 | 18000
COLEMAN | CH6B1821 | CU30BXA1+TXV | TM9V080B12MP12 | 10 | 18000 | 4000 | 205519556 | ASHP | HRCU-A-CB | LX SERIES | 17 | 18000
LUXAIRE | TH6B1821 | CU30BXA1+TXV | TM9V080B12MP12 | 10 | 18000 | 4000 | 205519557 | ASHP | HRCU-A-CB | LX SERIES | 17 | 18000
FRASER-JOHNSTON | TH6B1821 | CU30BXA1+TXV | TM9V080B12MP12 | 10 | 18000 | 4000 | 205519558 | ASHP | HRCU-A-CB | LX SERIES | 17 | 18000
CHAMPION HEATING AND COOLING | TH6B1821 | CU30BXA1+TXV | TM9V080B12MP12 | 10 | 18000 | 4000 | 205519559 | ASHP | HRCU-A-CB | LX SERIES | 17 | 18000
COLEMAN | CH6B1821 | CM30BXA1+TXV | TP9C080B12MP13 | 10 | 18000 | 4000 | 205519560 | ASHP | HRCU-A-CB | LX SERIES | 17 | 18000
LUXAIRE | TH6B1821 | CM30BXA1+TXV | TP9C080B12MP13 | 10 | 18000 | 4000 | 205519561 | ASHP | HRCU-A-CB | LX SERIES | 17 | 18000
FRASER-JOHNSTON | TH6B1821 | CM30BXA1+TXV | TP9C080B12MP13 | 10 | 18000 | 4000 | 205519562 | ASHP | HRCU-A-CB | LX SERIES | 17 | 18000
CHAMPION HEATING AND COOLING | TH6B1821 | CM30BXA1+TXV | TP9C080B12MP13 | 10 | 18000 | 4000 | 205519563 | ASHP | HRCU-A-CB | LX SERIES | 17 | 18000
COLEMAN | CH6B1821 | CU30BXA1+TXV | TP9C080B12MP13 | 10 | 18000 | 4000 | 205519564 | ASHP | HRCU-A-CB | LX SERIES | 17 | 18000
LUXAIRE | TH6B1821 | CU30BXA1+TXV | TP9C080B12MP13 | 10 | 18000 | 4000 | 205519565 | ASHP | HRCU-A-CB | LX SERIES | 17 | 18000
FRASER-JOHNSTON | TH6B1821 | CU30BXA1+TXV | TP9C080B12MP13 | 10 | 18000 | 4000 | 205519566 | ASHP | HRCU-A-CB | LX SERIES | 17 | 18000
CHAMPION HEATING AND COOLING | TH6B1821 | CU30BXA1+TXV | TP9C080B12MP13 | 10 | 18000 | 4000 | 205519567 | ASHP | HRCU-A-CB | LX SERIES | 17 | 18000
COLEMAN | CH6B1821 | CM30BXA1+TXV | CP9C080B12MP13 | 10 | 18000 | 4000 | 205519568 | ASHP | HRCU-A-CB | LX SERIES | 17 | 18000
LUXAIRE | TH6B1821 | CM30BXA1+TXV | LP9C080B12MP13 | 10 | 18000 | 4000 | 205519569 | ASHP | HRCU-A-CB | LX SERIES | 17 | 18000
COLEMAN | CH6B1821 | CU30BXA1+TXV | CP9C080B12MP13 | 10 | 18000 | 4000 | 205519570 | ASHP | HRCU-A-CB | LX SERIES | 17 | 18000
LUXAIRE | TH6B1821 | CU30BXA1+TXV | LP9C080B12MP13 | 10 | 18000 | 4000 | 205519571 | ASHP | HRCU-A-CB | LX SERIES | 17 | 18000
COLEMAN | CH6B1821 | CF24CXA1+TXV | TM9V080B12MP12 | 10 | 18000 | 4000 | 205519572 | ASHP | HRCU-A-CB | LX SERIES | 17 | 18000
LUXAIRE | TH6B1821 | CF24CXA1+TXV | TM9V080B12MP12 | 10 | 18000 | 4000 | 205519573 | ASHP | HRCU-A-CB | LX SERIES | 17 | 18000
FRASER-JOHNSTON | TH6B1821 | CF24CXA1+TXV | TM9V080B12MP12 | 10 | 18000 | 4000 | 205519574 | ASHP | HRCU-A-CB | LX SERIES | 17 | 18000
CHAMPION HEATING AND COOLING | TH6B1821 | CF24CXA1+TXV | TM9V080B12MP12 | 10 | 18000 | 4000 | 205519575 | ASHP | HRCU-A-CB | LX SERIES | 17 | 18000
COLEMAN | CH6B1821 | CF24CXA1+TXV | TP9C080B12MP13 | 10 | 18000 | 4000 | 205519576 | ASHP | HRCU-A-CB | LX SERIES | 17 | 18000
LUXAIRE | TH6B1821 | CF24CXA1+TXV | TP9C080B12MP13 | 10 | 18000 | 4000 | 205519577 | ASHP | HRCU-A-CB | LX SERIES | 17 | 18000
FRASER-JOHNSTON | TH6B1821 | CF24CXA1+TXV | TP9C080B12MP13 | 10 | 18000 | 4000 | 205519578 | ASHP | HRCU-A-CB | LX SERIES | 17 | 18000
CHAMPION HEATING AND COOLING | TH6B1821 | CF24CXA1+TXV | TP9C080B12MP13 | 10 | 18000 | 4000 | 205519579 | ASHP | HRCU-A-CB | LX SERIES | 17 | 18000
COLEMAN | CH6B1821 | CF24CXA1+TXV | CP9C080B12MP13 | 10 | 18000 | 4000 | 205519580 | ASHP | HRCU-A-CB | LX SERIES | 17 | 18000
LUXAIRE | TH6B1821 | CF24CXA1+TXV | LP9C080B12MP13 | 10 | 18000 | 4000 | 205519581 | ASHP | HRCU-A-CB | LX SERIES | 17 | 18000
COLEMAN | CH6B1821 | CM24CXA1+TXV | TM9V080B12MP12 | 10 | 18000 | 4000 | 205519582 | ASHP | HRCU-A-CB | LX SERIES | 17 | 18000
LUXAIRE | TH6B1821 | CM24CXA1+TXV | TM9V080B12MP12 | 10 | 18000 | 4000 | 205519583 | ASHP | HRCU-A-CB | LX SERIES | 17 | 18000
FRASER-JOHNSTON | TH6B1821 | CM24CXA1+TXV | TM9V080B12MP12 | 10 | 18000 | 4000 | 205519584 | ASHP | HRCU-A-CB | LX SERIES | 17 | 18000
CHAMPION HEATING AND COOLING | TH6B1821 | CM24CXA1+TXV | TM9V080B12MP12 | 10 | 18000 | 4000 | 205519585 | ASHP | HRCU-A-CB | LX SERIES | 17 | 18000
FRASER-JOHNSTON | TH6B1821 | CF30CXA1+TXV | TM9V080B12MP12 | 10 | 18000 | 4000 | 205519524 | ASHP | HRCU-A-CB | LX SERIES | 17 | 18000
CHAMPION HEATING AND COOLING | TH6B1821 | CF30CXA1+TXV | TM9V080B12MP12 | 10 | 18000 | 4000 | 205519525 | ASHP | HRCU-A-CB | LX SERIES | 17 | 18000
COLEMAN | CH6B1821 | CF30CXA1+TXV | TP9C080B12MP13 | 10 | 18000 | 4000 | 205519526 | ASHP | HRCU-A-CB | LX SERIES | 17 | 18000
LUXAIRE | TH6B1821 | CF30CXA1+TXV | TP9C080B12MP13 | 10 | 18000 | 4000 | 205519527 | ASHP | HRCU-A-CB | LX SERIES | 17 | 18000
FRASER-JOHNSTON | TH6B1821 | CF30CXA1+TXV | TP9C080B12MP13 | 10 | 18000 | 4000 | 205519528 | ASHP | HRCU-A-CB | LX SERIES | 17 | 18000
CHAMPION HEATING AND COOLING | TH6B1821 | CF30CXA1+TXV | TP9C080B12MP13 | 10 | 18000 | 4000 | 205519529 | ASHP | HRCU-A-CB | LX SERIES | 17 | 18000
COLEMAN | CH6B1821 | CF30CXA1+TXV | CP9C080B12MP13 | 10 | 18000 | 4000 | 205519530 | ASHP | HRCU-A-CB | LX SERIES | 17 | 18000
LUXAIRE | TH6B1821 | CF30CXA1+TXV | LP9C080B12MP13 | 10 | 18000 | 4000 | 205519531 | ASHP | HRCU-A-CB | LX SERIES | 17 | 18000
COLEMAN | CH6B1821 | CM30CXA1+TXV | TM9V080B12MP12 | 10 | 18000 | 4000 | 205519532 | ASHP | HRCU-A-CB | LX SERIES | 17 | 18000
LUXAIRE | TH6B1821 | CM30CXA1+TXV | TM9V080B12MP12 | 10 | 18000 | 4000 | 205519533 | ASHP | HRCU-A-CB | LX SERIES | 17 | 18000
GUARDIAN | RHP16L18B23 | CF30CXA1+TXV | RGF19080BE12MP12 | 10 | 18000 | 4000 | 205519970 | ASHP | HRCU-A-CB |  | 17 | 18000
GUARDIAN | RHP16L18B23 | CF30CXA1+TXV | TM9E080B12MP11 | 10 | 18000 | 4000 | 205519971 | ASHP | HRCU-A-CB |  | 17 | 18000
EVCON | RHP16L18B23 | CF30CXA1+TXV | RGF19080BE12MP12 | 10 | 18000 | 4000 | 205519972 | ASHP | HRCU-A-CB |  | 17 | 18000
EVCON | RHP16L18B23 | CF30CXA1+TXV | TM9E080B12MP11 | 10 | 18000 | 4000 | 205519973 | ASHP | HRCU-A-CB |  | 17 | 18000
COLEMAN | CH6B1821 | CF30CXA1+TXV | TM9Y080B12MP11 | 10 | 18000 | 4000 | 205519974 | ASHP | HRCU-A-CB | LX SERIES | 17 | 18000
LUXAIRE | TH6B1821 | CF30CXA1+TXV | TM9Y080B12MP11 | 10 | 18000 | 4000 | 205519975 | ASHP | HRCU-A-CB | LX SERIES | 17 | 18000
FRASER-JOHNSTON | TH6B1821 | CF30CXA1+TXV | TM9Y080B12MP11 | 10 | 18000 | 4000 | 205519976 | ASHP | HRCU-A-CB | LX SERIES | 17 | 18000
CHAMPION HEATING AND COOLING | TH6B1821 | CF30CXA1+TXV | TM9Y080B12MP11 | 10 | 18000 | 4000 | 205519977 | ASHP | HRCU-A-CB | LX SERIES | 17 | 18000
GUARDIAN | RHP16L18B21 | CF30CXA1+TXV | TM9Y080B12MP11 | 10 | 18000 | 4000 | 205519978 | ASHP | HRCU-A-CB |  | 17 | 18000
GUARDIAN | RHP16L18B21 | CF30CXA1+TXV | RGF29080BE12MP11 | 10 | 18000 | 4000 | 205519979 | ASHP | HRCU-A-CB |  | 17 | 18000
EVCON | RHP16L18B21 | CF30CXA1+TXV | RGF29080BE12MP11 | 10 | 18000 | 4000 | 205519980 | ASHP | HRCU-A-CB |  | 17 | 18000
EVCON | RHP16L18B21 | CF30CXA1+TXV | TM9Y080B12MP11 | 10 | 18000 | 4000 | 205519981 | ASHP | HRCU-A-CB |  | 17 | 18000
GUARDIAN | RHP16L18B23 | CF30CXA1+TXV | TM9Y080B12MP11 | 10 | 18000 | 4000 | 205519982 | ASHP | HRCU-A-CB |  | 17 | 18000
GUARDIAN | RHP16L18B23 | CF30CXA1+TXV | RGF29080BE12MP11 | 10 | 18000 | 4000 | 205519983 | ASHP | HRCU-A-CB |  | 17 | 18000
EVCON | RHP16L18B23 | CF30CXA1+TXV | RGF29080BE12MP11 | 10 | 18000 | 4000 | 205519984 | ASHP | HRCU-A-CB |  | 17 | 18000
EVCON | RHP16L18B23 | CF30CXA1+TXV | TM9Y080B12MP11 | 10 | 18000 | 4000 | 205519985 | ASHP | HRCU-A-CB |  | 17 | 18000
COLEMAN | CH6B1821 | CM30CXA1+TXV | TM9E080B12MP11 | 10 | 18000 | 4000 | 205519986 | ASHP | HRCU-A-CB | LX SERIES | 17 | 18000
LUXAIRE | TH6B1821 | CM30CXA1+TXV | TM9E080B12MP11 | 10 | 18000 | 4000 | 205519987 | ASHP | HRCU-A-CB | LX SERIES | 17 | 18000
FRASER-JOHNSTON | TH6B1821 | CM30CXA1+TXV | TM9E080B12MP11 | 10 | 18000 | 4000 | 205519988 | ASHP | HRCU-A-CB | LX SERIES | 17 | 18000
CHAMPION HEATING AND COOLING | TH6B1821 | CM30CXA1+TXV | TM9E080B12MP11 | 10 | 18000 | 4000 | 205519989 | ASHP | HRCU-A-CB | LX SERIES | 17 | 18000
GUARDIAN | RHP16L18B21 | CM30CXA1+TXV | RGF19080BE12MP12 | 10 | 18000 | 4000 | 205519990 | ASHP | HRCU-A-CB |  | 17 | 18000
EVCON | RHP16L18B23 | CF30BXA1+TXV | RGF29080BE12MP11 | 10 | 18000 | 4000 | 205520032 | ASHP | HRCU-A-CB |  | 17 | 18000
EVCON | RHP16L18B23 | CF30BXA1+TXV | TM9Y080B12MP11 | 10 | 18000 | 4000 | 205520033 | ASHP | HRCU-A-CB |  | 17 | 18000
COLEMAN | CH6B1821 | CM30BXA1+TXV | TM9E080B12MP11 | 10 | 18000 | 4000 | 205520034 | ASHP | HRCU-A-CB | LX SERIES | 17 | 18000
LUXAIRE | TH6B1821 | CM30BXA1+TXV | TM9E080B12MP11 | 10 | 18000 | 4000 | 205520035 | ASHP | HRCU-A-CB | LX SERIES | 17 | 18000
FRASER-JOHNSTON | TH6B1821 | CM30BXA1+TXV | TM9E080B12MP11 | 10 | 18000 | 4000 | 205520036 | ASHP | HRCU-A-CB | LX SERIES | 17 | 18000
CHAMPION HEATING AND COOLING | TH6B1821 | CM30BXA1+TXV | TM9E080B12MP11 | 10 | 18000 | 4000 | 205520037 | ASHP | HRCU-A-CB | LX SERIES | 17 | 18000
GUARDIAN | RHP16L18B21 | CM30BXA1+TXV | RGF19080BE12MP12 | 10 | 18000 | 4000 | 205520038 | ASHP | HRCU-A-CB |  | 17 | 18000
GUARDIAN | RHP16L18B21 | CM30BXA1+TXV | TM9E080B12MP11 | 10 | 18000 | 4000 | 205520039 | ASHP | HRCU-A-CB |  | 17 | 18000
EVCON | RHP16L18B21 | CM30BXA1+TXV | RGF19080BE12MP12 | 10 | 18000 | 4000 | 205520040 | ASHP | HRCU-A-CB |  | 17 | 18000
EVCON | RHP16L18B21 | CM30BXA1+TXV | TM9E080B12MP11 | 10 | 18000 | 4000 | 205520041 | ASHP | HRCU-A-CB |  | 17 | 18000
GUARDIAN | RHP16L18B23 | CM30BXA1+TXV | RGF19080BE12MP12 | 10 | 18000 | 4000 | 205520042 | ASHP | HRCU-A-CB |  | 17 | 18000
GUARDIAN | RHP16L18B23 | CM30BXA1+TXV | TM9E080B12MP11 | 10 | 18000 | 4000 | 205520043 | ASHP | HRCU-A-CB |  | 17 | 18000
EVCON | RHP16L18B23 | CM30BXA1+TXV | RGF19080BE12MP12 | 10 | 18000 | 4000 | 205520044 | ASHP | HRCU-A-CB |  | 17 | 18000
EVCON | RHP16L18B23 | CM30BXA1+TXV | TM9E080B12MP11 | 10 | 18000 | 4000 | 205520045 | ASHP | HRCU-A-CB |  | 17 | 18000
COLEMAN | CH6B1821 | CU30BXA1+TXV | TM9E080B12MP11 | 10 | 18000 | 4000 | 205520046 | ASHP | HRCU-A-CB | LX SERIES | 17 | 18000
LUXAIRE | TH6B1821 | CU30BXA1+TXV | TM9E080B12MP11 | 10 | 18000 | 4000 | 205520047 | ASHP | HRCU-A-CB | LX SERIES | 17 | 18000
FRASER-JOHNSTON | TH6B1821 | CU30BXA1+TXV | TM9E080B12MP11 | 10 | 18000 | 4000 | 205520048 | ASHP | HRCU-A-CB | LX SERIES | 17 | 18000
CHAMPION HEATING AND COOLING | TH6B1821 | CU30BXA1+TXV | TM9E080B12MP11 | 10 | 18000 | 4000 | 205520049 | ASHP | HRCU-A-CB | LX SERIES | 17 | 18000
GUARDIAN | RHP16L18B21 | CU30BXA1+TXV | RGF19080BE12MP12 | 10 | 18000 | 4000 | 205520050 | ASHP | HRCU-A-CB |  | 17 | 18000
GUARDIAN | RHP16L18B21 | CU30BXA1+TXV | TM9E080B12MP11 | 10 | 18000 | 4000 | 205520051 | ASHP | HRCU-A-CB |  | 17 | 18000
EVCON | RHP16L18B21 | CU30BXA1+TXV | RGF19080BE12MP12 | 10 | 18000 | 4000 | 205520052 | ASHP | HRCU-A-CB |  | 17 | 18000
EVCON | RHP16L18B21 | CU30BXA1+TXV | TM9E080B12MP11 | 10 | 18000 | 4000 | 205520053 | ASHP | HRCU-A-CB |  | 17 | 18000
GUARDIAN | RHP16L18B23 | CU30BXA1+TXV | RGF19080BE12MP12 | 10 | 18000 | 4000 | 205520054 | ASHP | HRCU-A-CB |  | 17 | 18000
GUARDIAN | RHP16L18B23 | CU30BXA1+TXV | TM9E080B12MP11 | 10 | 18000 | 4000 | 205520055 | ASHP | HRCU-A-CB |  | 17 | 18000
EVCON | RHP16L18B23 | CU30BXA1+TXV | RGF19080BE12MP12 | 10 | 18000 | 4000 | 205520056 | ASHP | HRCU-A-CB |  | 17 | 18000
CHAMPION HEATING AND COOLING | TH6B1821 | CF30BXA1+TXV | TM9V060B12MP12 | 10 | 18000 | 4000 | 205519645 | ASHP | HRCU-A-CB | LX SERIES | 17 | 18000
COLEMAN | CH6B1821 | CF30BXA1+TXV | TP9C060B12MP13 | 10 | 18000 | 4000 | 205519646 | ASHP | HRCU-A-CB | LX SERIES | 17 | 18000
LUXAIRE | TH6B1821 | CF30BXA1+TXV | TP9C060B12MP13 | 10 | 18000 | 4000 | 205519647 | ASHP | HRCU-A-CB | LX SERIES | 17 | 18000
EVCON | RHP16L18B23 | CF24CXA1+TXV | RGF19080BE12MP12 | 10 | 18000 | 4000 | 205520092 | ASHP | HRCU-A-CB |  | 17 | 18000
EVCON | RHP16L18B23 | CF24CXA1+TXV | TM9E080B12MP11 | 10 | 18000 | 4000 | 205520093 | ASHP | HRCU-A-CB |  | 17 | 18000
COLEMAN | CH6B1821 | CF24CXA1+TXV | TM9Y080B12MP11 | 10 | 18000 | 4000 | 205520094 | ASHP | HRCU-A-CB | LX SERIES | 17 | 18000
LUXAIRE | TH6B1821 | CF24CXA1+TXV | TM9Y080B12MP11 | 10 | 18000 | 4000 | 205520095 | ASHP | HRCU-A-CB | LX SERIES | 17 | 18000
FRASER-JOHNSTON | TH6B1821 | CF24CXA1+TXV | TM9Y080B12MP11 | 10 | 18000 | 4000 | 205520096 | ASHP | HRCU-A-CB | LX SERIES | 17 | 18000
GUARDIAN | RHP16L18B23 | CF30BXA1+TXV | RGF19080BE12MP12 | 10 | 18000 | 4000 | 205520018 | ASHP | HRCU-A-CB |  | 17 | 18000
GUARDIAN | RHP16L18B23 | CF30BXA1+TXV | TM9E080B12MP11 | 10 | 18000 | 4000 | 205520019 | ASHP | HRCU-A-CB |  | 17 | 18000
EVCON | RHP16L18B23 | CU30BXA1+TXV | TM9E080B12MP11 | 10 | 18000 | 4000 | 205520057 | ASHP | HRCU-A-CB |  | 17 | 18000
COLEMAN | CH6B1821 | CM30BXA1+TXV | TM9Y080B12MP11 | 10 | 18000 | 4000 | 205520058 | ASHP | HRCU-A-CB | LX SERIES | 17 | 18000
LUXAIRE | TH6B1821 | CM30BXA1+TXV | TM9Y080B12MP11 | 10 | 18000 | 4000 | 205520059 | ASHP | HRCU-A-CB | LX SERIES | 17 | 18000
FRASER-JOHNSTON | TH6B1821 | CM30BXA1+TXV | TM9Y080B12MP11 | 10 | 18000 | 4000 | 205520060 | ASHP | HRCU-A-CB | LX SERIES | 17 | 18000
CHAMPION HEATING AND COOLING | TH6B1821 | CM30BXA1+TXV | TM9Y080B12MP11 | 10 | 18000 | 4000 | 205520061 | ASHP | HRCU-A-CB | LX SERIES | 17 | 18000
GUARDIAN | RHP16L18B21 | CM30BXA1+TXV | TM9Y080B12MP11 | 10 | 18000 | 4000 | 205520062 | ASHP | HRCU-A-CB |  | 17 | 18000
GUARDIAN | RHP16L18B21 | CM30BXA1+TXV | RGF29080BE12MP11 | 10 | 18000 | 4000 | 205520063 | ASHP | HRCU-A-CB |  | 17 | 18000
EVCON | RHP16L18B21 | CM30BXA1+TXV | RGF29080BE12MP11 | 10 | 18000 | 4000 | 205520064 | ASHP | HRCU-A-CB |  | 17 | 18000
EVCON | RHP16L18B21 | CM30BXA1+TXV | TM9Y080B12MP11 | 10 | 18000 | 4000 | 205520065 | ASHP | HRCU-A-CB |  | 17 | 18000
GUARDIAN | RHP16L18B23 | CM30BXA1+TXV | TM9Y080B12MP11 | 10 | 18000 | 4000 | 205520066 | ASHP | HRCU-A-CB |  | 17 | 18000
GUARDIAN | RHP16L18B23 | CM30BXA1+TXV | RGF29080BE12MP11 | 10 | 18000 | 4000 | 205520067 | ASHP | HRCU-A-CB |  | 17 | 18000
EVCON | RHP16L18B23 | CM30BXA1+TXV | RGF29080BE12MP11 | 10 | 18000 | 4000 | 205520068 | ASHP | HRCU-A-CB |  | 17 | 18000
EVCON | RHP16L18B23 | CM30BXA1+TXV | TM9Y080B12MP11 | 10 | 18000 | 4000 | 205520069 | ASHP | HRCU-A-CB |  | 17 | 18000
COLEMAN | CH6B1821 | CU30BXA1+TXV | TM9Y080B12MP11 | 10 | 18000 | 4000 | 205520070 | ASHP | HRCU-A-CB | LX SERIES | 17 | 18000
LUXAIRE | TH6B1821 | CU30BXA1+TXV | TM9Y080B12MP11 | 10 | 18000 | 4000 | 205520071 | ASHP | HRCU-A-CB | LX SERIES | 17 | 18000
FRASER-JOHNSTON | TH6B1821 | CU30BXA1+TXV | TM9Y080B12MP11 | 10 | 18000 | 4000 | 205520072 | ASHP | HRCU-A-CB | LX SERIES | 17 | 18000
CHAMPION HEATING AND COOLING | TH6B1821 | CU30BXA1+TXV | TM9Y080B12MP11 | 10 | 18000 | 4000 | 205520073 | ASHP | HRCU-A-CB | LX SERIES | 17 | 18000
GUARDIAN | RHP16L18B21 | CU30BXA1+TXV | TM9Y080B12MP11 | 10 | 18000 | 4000 | 205520074 | ASHP | HRCU-A-CB |  | 17 | 18000
GUARDIAN | RHP16L18B21 | CU30BXA1+TXV | RGF29080BE12MP11 | 10 | 18000 | 4000 | 205520075 | ASHP | HRCU-A-CB |  | 17 | 18000
EVCON | RHP16L18B21 | CU30BXA1+TXV | RGF29080BE12MP11 | 10 | 18000 | 4000 | 205520076 | ASHP | HRCU-A-CB |  | 17 | 18000
EVCON | RHP16L18B21 | CU30BXA1+TXV | TM9Y080B12MP11 | 10 | 18000 | 4000 | 205520077 | ASHP | HRCU-A-CB |  | 17 | 18000
GUARDIAN | RHP16L18B23 | CU30BXA1+TXV | TM9Y080B12MP11 | 10 | 18000 | 4000 | 205520078 | ASHP | HRCU-A-CB |  | 17 | 18000
GUARDIAN | RHP16L18B23 | CU30BXA1+TXV | RGF29080BE12MP11 | 10 | 18000 | 4000 | 205520079 | ASHP | HRCU-A-CB |  | 17 | 18000
EVCON | RHP16L18B23 | CU30BXA1+TXV | RGF29080BE12MP11 | 10 | 18000 | 4000 | 205520080 | ASHP | HRCU-A-CB |  | 17 | 18000
EVCON | RHP16L18B23 | CU30BXA1+TXV | TM9Y080B12MP11 | 10 | 18000 | 4000 | 205520081 | ASHP | HRCU-A-CB |  | 17 | 18000
COLEMAN | CH6B1821 | CF24CXA1+TXV | TM9E080B12MP11 | 10 | 18000 | 4000 | 205520082 | ASHP | HRCU-A-CB | LX SERIES | 17 | 18000
LUXAIRE | TH6B1821 | CF24CXA1+TXV | TM9E080B12MP11 | 10 | 18000 | 4000 | 205520083 | ASHP | HRCU-A-CB | LX SERIES | 17 | 18000
FRASER-JOHNSTON | TH6B1821 | CF24CXA1+TXV | TM9E080B12MP11 | 10 | 18000 | 4000 | 205520084 | ASHP | HRCU-A-CB | LX SERIES | 17 | 18000
CHAMPION HEATING AND COOLING | TH6B1821 | CF24CXA1+TXV | TM9E080B12MP11 | 10 | 18000 | 4000 | 205520085 | ASHP | HRCU-A-CB | LX SERIES | 17 | 18000
GUARDIAN | RHP16L18B21 | CF24CXA1+TXV | RGF19080BE12MP12 | 10 | 18000 | 4000 | 205520086 | ASHP | HRCU-A-CB |  | 17 | 18000
GUARDIAN | RHP16L18B21 | CF24CXA1+TXV | TM9E080B12MP11 | 10 | 18000 | 4000 | 205520087 | ASHP | HRCU-A-CB |  | 17 | 18000
EVCON | RHP16L18B21 | CF24CXA1+TXV | RGF19080BE12MP12 | 10 | 18000 | 4000 | 205520088 | ASHP | HRCU-A-CB |  | 17 | 18000
EVCON | RHP16L18B21 | CF24CXA1+TXV | TM9E080B12MP11 | 10 | 18000 | 4000 | 205520089 | ASHP | HRCU-A-CB |  | 17 | 18000
GUARDIAN | RHP16L18B23 | CF24CXA1+TXV | RGF19080BE12MP12 | 10 | 18000 | 4000 | 205520090 | ASHP | HRCU-A-CB |  | 17 | 18000
GUARDIAN | RHP16L18B23 | CF24CXA1+TXV | TM9E080B12MP11 | 10 | 18000 | 4000 | 205520091 | ASHP | HRCU-A-CB |  | 17 | 18000
EVCON | RHP16L18B23 | CM24CXA1+TXV | RGF29080BE12MP11 | 10 | 18000 | 4000 | 205520128 | ASHP | HRCU-A-CB |  | 17 | 18000
EVCON | RHP16L18B23 | CM24CXA1+TXV | TM9Y080B12MP11 | 10 | 18000 | 4000 | 205520129 | ASHP | HRCU-A-CB |  | 17 | 18000
COLEMAN | CH6B1821 | CF24BXA1+TXV | TM9E080B12MP11 | 10 | 18000 | 4000 | 205520130 | ASHP | HRCU-A-CB | LX SERIES | 17 | 18000
LUXAIRE | TH6B1821 | CF24BXA1+TXV | TM9E080B12MP11 | 10 | 18000 | 4000 | 205520131 | ASHP | HRCU-A-CB | LX SERIES | 17 | 18000
FRASER-JOHNSTON | TH6B1821 | CF24BXA1+TXV | TM9E080B12MP11 | 10 | 18000 | 4000 | 205520132 | ASHP | HRCU-A-CB | LX SERIES | 17 | 18000
CHAMPION HEATING AND COOLING | TH6B1821 | CF24BXA1+TXV | TM9E080B12MP11 | 10 | 18000 | 4000 | 205520133 | ASHP | HRCU-A-CB | LX SERIES | 17 | 18000
GUARDIAN | RHP16L18B21 | CF24BXA1+TXV | RGF19080BE12MP12 | 10 | 18000 | 4000 | 205520134 | ASHP | HRCU-A-CB |  | 17 | 18000
GUARDIAN | RHP16L18B21 | CF24BXA1+TXV | TM9E080B12MP11 | 10 | 18000 | 4000 | 205520135 | ASHP | HRCU-A-CB |  | 17 | 18000
EVCON | RHP16L18B21 | CF24BXA1+TXV | RGF19080BE12MP12 | 10 | 18000 | 4000 | 205520136 | ASHP | HRCU-A-CB |  | 17 | 18000
EVCON | RHP16L18B21 | CF24BXA1+TXV | TM9E080B12MP11 | 10 | 18000 | 4000 | 205520137 | ASHP | HRCU-A-CB |  | 17 | 18000
GUARDIAN | RHP16L18B23 | CF24BXA1+TXV | RGF19080BE12MP12 | 10 | 18000 | 4000 | 205520138 | ASHP | HRCU-A-CB |  | 17 | 18000
GUARDIAN | RHP16L18B23 | CF24BXA1+TXV | TM9E080B12MP11 | 10 | 18000 | 4000 | 205520139 | ASHP | HRCU-A-CB |  | 17 | 18000
EVCON | RHP16L18B23 | CF24BXA1+TXV | RGF19080BE12MP12 | 10 | 18000 | 4000 | 205520140 | ASHP | HRCU-A-CB |  | 17 | 18000
EVCON | RHP16L18B23 | CF24BXA1+TXV | TM9E080B12MP11 | 10 | 18000 | 4000 | 205520141 | ASHP | HRCU-A-CB |  | 17 | 18000
COLEMAN | CH6B1821 | CF24BXA1+TXV | TM9Y080B12MP11 | 10 | 18000 | 4000 | 205520142 | ASHP | HRCU-A-CB | LX SERIES | 17 | 18000
LUXAIRE | TH6B1821 | CF24BXA1+TXV | TM9Y080B12MP11 | 10 | 18000 | 4000 | 205520143 | ASHP | HRCU-A-CB | LX SERIES | 17 | 18000
FRASER-JOHNSTON | TH6B1821 | CF24BXA1+TXV | TM9Y080B12MP11 | 10 | 18000 | 4000 | 205520144 | ASHP | HRCU-A-CB | LX SERIES | 17 | 18000
CHAMPION HEATING AND COOLING | TH6B1821 | CF24BXA1+TXV | TM9Y080B12MP11 | 10 | 18000 | 4000 | 205520145 | ASHP | HRCU-A-CB | LX SERIES | 17 | 18000
GUARDIAN | RHP16L18B21 | CF24BXA1+TXV | TM9Y080B12MP11 | 10 | 18000 | 4000 | 205520146 | ASHP | HRCU-A-CB |  | 17 | 18000
GUARDIAN | RHP16L18B21 | CF24BXA1+TXV | RGF29080BE12MP11 | 10 | 18000 | 4000 | 205520147 | ASHP | HRCU-A-CB |  | 17 | 18000
EVCON | RHP16L18B21 | CF24BXA1+TXV | RGF29080BE12MP11 | 10 | 18000 | 4000 | 205520148 | ASHP | HRCU-A-CB |  | 17 | 18000
EVCON | RHP16L18B21 | CF24BXA1+TXV | TM9Y080B12MP11 | 10 | 18000 | 4000 | 205520149 | ASHP | HRCU-A-CB |  | 17 | 18000
GUARDIAN | RHP16L18B23 | CF24BXA1+TXV | TM9Y080B12MP11 | 10 | 18000 | 4000 | 205520150 | ASHP | HRCU-A-CB |  | 17 | 18000
GUARDIAN | RHP16L18B23 | CF24BXA1+TXV | RGF29080BE12MP11 | 10 | 18000 | 4000 | 205520151 | ASHP | HRCU-A-CB |  | 17 | 18000
EVCON | RHP16L18B23 | CF24BXA1+TXV | RGF29080BE12MP11 | 10 | 18000 | 4000 | 205520152 | ASHP | HRCU-A-CB |  | 17 | 18000
COLEMAN | CH6B1821 | CF30CXA1+TXV | TM9V080B12MP12 | 10 | 18000 | 4000 | 205519522 | ASHP | HRCU-A-CB | LX SERIES | 17 | 18000
LUXAIRE | TH6B1821 | CF30CXA1+TXV | TM9V080B12MP12 | 10 | 18000 | 4000 | 205519523 | ASHP | HRCU-A-CB | LX SERIES | 17 | 18000
CHAMPION HEATING AND COOLING | TH6B1821 | CF30BXA1+TXV | TP9C080B12MP13 | 10 | 18000 | 4000 | 205519549 | ASHP | HRCU-A-CB | LX SERIES | 17 | 18000
COLEMAN | CH6B1821 | CF30BXA1+TXV | CP9C080B12MP13 | 10 | 18000 | 4000 | 205519550 | ASHP | HRCU-A-CB | LX SERIES | 17 | 18000
LUXAIRE | TH6B1821 | CF30BXA1+TXV | LP9C080B12MP13 | 10 | 18000 | 4000 | 205519551 | ASHP | HRCU-A-CB | LX SERIES | 17 | 18000
COLEMAN | CH6B1821 | CM30BXA1+TXV | TM9V080B12MP12 | 10 | 18000 | 4000 | 205519552 | ASHP | HRCU-A-CB | LX SERIES | 17 | 18000
EVCON | RHP16L18B23 | CF30BXA1+TXV | RGF19080BE12MP12 | 10 | 18000 | 4000 | 205520020 | ASHP | HRCU-A-CB |  | 17 | 18000
EVCON | RHP16L18B23 | CF30BXA1+TXV | TM9E080B12MP11 | 10 | 18000 | 4000 | 205520021 | ASHP | HRCU-A-CB |  | 17 | 18000
COLEMAN | CH6B1821 | CF30BXA1+TXV | TM9Y080B12MP11 | 10 | 18000 | 4000 | 205520022 | ASHP | HRCU-A-CB | LX SERIES | 17 | 18000
LUXAIRE | TH6B1821 | CF30BXA1+TXV | TM9Y080B12MP11 | 10 | 18000 | 4000 | 205520023 | ASHP | HRCU-A-CB | LX SERIES | 17 | 18000
FRASER-JOHNSTON | TH6B1821 | CF30BXA1+TXV | TM9Y080B12MP11 | 10 | 18000 | 4000 | 205520024 | ASHP | HRCU-A-CB | LX SERIES | 17 | 18000
CHAMPION HEATING AND COOLING | TH6B1821 | CF30BXA1+TXV | TM9Y080B12MP11 | 10 | 18000 | 4000 | 205520025 | ASHP | HRCU-A-CB | LX SERIES | 17 | 18000
GUARDIAN | RHP16L18B21 | CF30BXA1+TXV | TM9Y080B12MP11 | 10 | 18000 | 4000 | 205520026 | ASHP | HRCU-A-CB |  | 17 | 18000
GUARDIAN | RHP16L18B21 | CF30BXA1+TXV | RGF29080BE12MP11 | 10 | 18000 | 4000 | 205520027 | ASHP | HRCU-A-CB |  | 17 | 18000
EVCON | RHP16L18B21 | CF30BXA1+TXV | RGF29080BE12MP11 | 10 | 18000 | 4000 | 205520028 | ASHP | HRCU-A-CB |  | 17 | 18000
EVCON | RHP16L18B21 | CF30BXA1+TXV | TM9Y080B12MP11 | 10 | 18000 | 4000 | 205520029 | ASHP | HRCU-A-CB |  | 17 | 18000
GUARDIAN | RHP16L18B23 | CF30BXA1+TXV | TM9Y080B12MP11 | 10 | 18000 | 4000 | 205520030 | ASHP | HRCU-A-CB |  | 17 | 18000
YORK | YHG18B21 | CU30AXA1+TXV | TMLX060A12MP11 | 10 | 18000 | 4000 | 205246893 | ASHP | HRCU-A-CB | LX SERIES | 17 | 18000
YORK | YHG18B21 | CM30AXA1+TXV | TM8Y060A12MP11 | 10 | 18000 | 4000 | 205246894 | ASHP | HRCU-A-CB | LX SERIES | 17 | 18000
YORK | YHG18B21 | CU30AXA1+TXV | TM8Y060A12MP11 | 10 | 18000 | 4000 | 205246895 | ASHP | HRCU-A-CB | LX SERIES | 17 | 18000
YORK | YHG18B21 | CF30AXA1+TXV | TM8V060A12MP12 | 10 | 18000 | 4000 | 205246896 | ASHP | HRCU-A-CB | LX SERIES | 17 | 18000
YORK | YHG18B21 | CF30AXA1+TXV | TMLV060A12MP12 | 10 | 18000 | 4000 | 205246897 | ASHP | HRCU-A-CB | LX SERIES | 17 | 18000
YORK | YHG18B21 | CF30AXA1+TXV | TPLC060A12MP13 | 10 | 18000 | 4000 | 205246898 | ASHP | HRCU-A-CB | LX SERIES | 17 | 18000
YORK | YHG18B21 | CF30AXA1+TXV | YPLC060A12MP13 | 10 | 18000 | 4000 | 205246899 | ASHP | HRCU-A-CB | LX SERIES | 17 | 18000
YORK | YHG18B21 | CM30AXA1+TXV | TM8V060A12MP12 | 10 | 18000 | 4000 | 205246900 | ASHP | HRCU-A-CB | LX SERIES | 17 | 18000
YORK | YHG18B21 | CU30AXA1+TXV | TM8V060A12MP12 | 10 | 18000 | 4000 | 205246901 | ASHP | HRCU-A-CB | LX SERIES | 17 | 18000
YORK | YHG18B21 | CM30AXA1+TXV | TMLV060A12MP12 | 10 | 18000 | 4000 | 205246902 | ASHP | HRCU-A-CB | LX SERIES | 17 | 18000
YORK | YHG18B21 | CU30AXA1+TXV | TMLV060A12MP12 | 10 | 18000 | 4000 | 205246903 | ASHP | HRCU-A-CB | LX SERIES | 17 | 18000
YORK | YHG18B21 | CM30AXA1+TXV | YPLC060A12MP13 | 10 | 18000 | 4000 | 205246904 | ASHP | HRCU-A-CB | LX SERIES | 17 | 18000
YORK | YHG18B21 | CU30AXA1+TXV | YPLC060A12MP13 | 10 | 18000 | 4000 | 205246905 | ASHP | HRCU-A-CB | LX SERIES | 17 | 18000
YORK | YHG18B21 | CM30AXA1+TXV | TPLC060A12MP13 | 10 | 18000 | 4000 | 205246908 | ASHP | HRCU-A-CB | LX SERIES | 17 | 18000
YORK | YHG18B21 | CU30AXA1+TXV | TPLC060A12MP13 | 10 | 18000 | 4000 | 205246909 | ASHP | HRCU-A-CB | LX SERIES | 17 | 18000
YORK | YHG18B21 | CF30AXA1+TXV | TM8X060A12MP11 | 10 | 18000 | 4000 | 205246887 | ASHP | HRCU-A-CB | LX SERIES | 17 | 18000
YORK | YHG18B21 | CF30AXA1+TXV | TMLX060A12MP11 | 10 | 18000 | 4000 | 205246888 | ASHP | HRCU-A-CB | LX SERIES | 17 | 18000
YORK | YHG18B21 | CF30AXA1+TXV | TM8Y060A12MP11 | 10 | 18000 | 4000 | 205246889 | ASHP | HRCU-A-CB | LX SERIES | 17 | 18000
YORK | YHG18B21 | CM30AXA1+TXV | TM8X060A12MP11 | 10 | 18000 | 4000 | 205246890 | ASHP | HRCU-A-CB | LX SERIES | 17 | 18000
YORK | YHG18B21 | CU30AXA1+TXV | TM8X060A12MP11 | 10 | 18000 | 4000 | 205246891 | ASHP | HRCU-A-CB | LX SERIES | 17 | 18000
YORK | YHG18B21 | CM30AXA1+TXV | TMLX060A12MP11 | 10 | 18000 | 4000 | 205246892 | ASHP | HRCU-A-CB | LX SERIES | 17 | 18000
GUARDIAN | RHP16L18B21 | CM30CXA1+TXV | TM9E080B12MP11 | 10 | 18000 | 4000 | 205519991 | ASHP | HRCU-A-CB |  | 17 | 18000
EVCON | RHP16L18B21 | CM30CXA1+TXV | RGF19080BE12MP12 | 10 | 18000 | 4000 | 205519992 | ASHP | HRCU-A-CB |  | 17 | 18000
EVCON | RHP16L18B21 | CM30CXA1+TXV | TM9E080B12MP11 | 10 | 18000 | 4000 | 205519993 | ASHP | HRCU-A-CB |  | 17 | 18000
GUARDIAN | RHP16L18B23 | CM30CXA1+TXV | RGF19080BE12MP12 | 10 | 18000 | 4000 | 205519994 | ASHP | HRCU-A-CB |  | 17 | 18000
GUARDIAN | RHP16L18B23 | CM30CXA1+TXV | TM9E080B12MP11 | 10 | 18000 | 4000 | 205519995 | ASHP | HRCU-A-CB |  | 17 | 18000
EVCON | RHP16L18B23 | CM30CXA1+TXV | RGF19080BE12MP12 | 10 | 18000 | 4000 | 205519996 | ASHP | HRCU-A-CB |  | 17 | 18000
EVCON | RHP16L18B23 | CM30CXA1+TXV | TM9E080B12MP11 | 10 | 18000 | 4000 | 205519997 | ASHP | HRCU-A-CB |  | 17 | 18000
COLEMAN | CH6B1821 | CM30CXA1+TXV | TM9Y080B12MP11 | 10 | 18000 | 4000 | 205519998 | ASHP | HRCU-A-CB | LX SERIES | 17 | 18000
LUXAIRE | TH6B1821 | CM30CXA1+TXV | TM9Y080B12MP11 | 10 | 18000 | 4000 | 205519999 | ASHP | HRCU-A-CB | LX SERIES | 17 | 18000
FRASER-JOHNSTON | TH6B1821 | CM30CXA1+TXV | TM9Y080B12MP11 | 10 | 18000 | 4000 | 205520000 | ASHP | HRCU-A-CB | LX SERIES | 17 | 18000
CHAMPION HEATING AND COOLING | TH6B1821 | CM30CXA1+TXV | TM9Y080B12MP11 | 10 | 18000 | 4000 | 205520001 | ASHP | HRCU-A-CB | LX SERIES | 17 | 18000
GUARDIAN | RHP16L18B21 | CM30CXA1+TXV | TM9Y080B12MP11 | 10 | 18000 | 4000 | 205520002 | ASHP | HRCU-A-CB |  | 17 | 18000
GUARDIAN | RHP16L18B21 | CM30CXA1+TXV | RGF29080BE12MP11 | 10 | 18000 | 4000 | 205520003 | ASHP | HRCU-A-CB |  | 17 | 18000
EVCON | RHP16L18B21 | CM30CXA1+TXV | RGF29080BE12MP11 | 10 | 18000 | 4000 | 205520004 | ASHP | HRCU-A-CB |  | 17 | 18000
EVCON | RHP16L18B21 | CM30CXA1+TXV | TM9Y080B12MP11 | 10 | 18000 | 4000 | 205520005 | ASHP | HRCU-A-CB |  | 17 | 18000
GUARDIAN | RHP16L18B23 | CM30CXA1+TXV | TM9Y080B12MP11 | 10 | 18000 | 4000 | 205520006 | ASHP | HRCU-A-CB |  | 17 | 18000
GUARDIAN | RHP16L18B23 | CM30CXA1+TXV | RGF29080BE12MP11 | 10 | 18000 | 4000 | 205520007 | ASHP | HRCU-A-CB |  | 17 | 18000
EVCON | RHP16L18B23 | CM30CXA1+TXV | RGF29080BE12MP11 | 10 | 18000 | 4000 | 205520008 | ASHP | HRCU-A-CB |  | 17 | 18000
EVCON | RHP16L18B23 | CM30CXA1+TXV | TM9Y080B12MP11 | 10 | 18000 | 4000 | 205520009 | ASHP | HRCU-A-CB |  | 17 | 18000
COLEMAN | CH6B1821 | CF30BXA1+TXV | TM9E080B12MP11 | 10 | 18000 | 4000 | 205520010 | ASHP | HRCU-A-CB | LX SERIES | 17 | 18000
LUXAIRE | TH6B1821 | CF30BXA1+TXV | TM9E080B12MP11 | 10 | 18000 | 4000 | 205520011 | ASHP | HRCU-A-CB | LX SERIES | 17 | 18000
FRASER-JOHNSTON | TH6B1821 | CF30BXA1+TXV | TM9E080B12MP11 | 10 | 18000 | 4000 | 205520012 | ASHP | HRCU-A-CB | LX SERIES | 17 | 18000
CHAMPION HEATING AND COOLING | TH6B1821 | CF30BXA1+TXV | TM9E080B12MP11 | 10 | 18000 | 4000 | 205520013 | ASHP | HRCU-A-CB | LX SERIES | 17 | 18000
GUARDIAN | RHP16L18B21 | CF30BXA1+TXV | RGF19080BE12MP12 | 10 | 18000 | 4000 | 205520014 | ASHP | HRCU-A-CB |  | 17 | 18000
GUARDIAN | RHP16L18B21 | CF30BXA1+TXV | TM9E080B12MP11 | 10 | 18000 | 4000 | 205520015 | ASHP | HRCU-A-CB |  | 17 | 18000
EVCON | RHP16L18B21 | CF30BXA1+TXV | RGF19080BE12MP12 | 10 | 18000 | 4000 | 205520016 | ASHP | HRCU-A-CB |  | 17 | 18000
EVCON | RHP16L18B21 | CF30BXA1+TXV | TM9E080B12MP11 | 10 | 18000 | 4000 | 205520017 | ASHP | HRCU-A-CB |  | 17 | 18000
LUXAIRE | TH6B1821 | CM24CXA1+TXV | TM8Y080B12MP11 | 10 | 18000 | 4000 | 205521127 | ASHP | HRCU-A-CB | LX SERIES | 17 | 18000
FRASER-JOHNSTON | TH6B1821 | CM24CXA1+TXV | TM8Y080B12MP11 | 10 | 18000 | 4000 | 205521128 | ASHP | HRCU-A-CB | LX SERIES | 17 | 18000
CHAMPION HEATING AND COOLING | TH6B1821 | CM24CXA1+TXV | TM8Y080B12MP11 | 10 | 18000 | 4000 | 205521129 | ASHP | HRCU-A-CB | LX SERIES | 17 | 18000
GUARDIAN | RHP16L18B21 | CM24CXA1+TXV | TM8Y080B12MP11 | 10 | 18000 | 4000 | 205521130 | ASHP | HRCU-A-CB |  | 17 | 18000
GUARDIAN | RHP16L18B21 | CM24CXA1+TXV | RGF2L080BE12MP11 | 10 | 18000 | 4000 | 205521131 | ASHP | HRCU-A-CB |  | 17 | 18000
EVCON | RHP16L18B21 | CM24CXA1+TXV | TM8Y080B12MP11 | 10 | 18000 | 4000 | 205521132 | ASHP | HRCU-A-CB |  | 17 | 18000
EVCON | RHP16L18B21 | CM24CXA1+TXV | RGF2L080BE12MP11 | 10 | 18000 | 4000 | 205521133 | ASHP | HRCU-A-CB |  | 17 | 18000
GUARDIAN | RHP16L18B23 | CM24CXA1+TXV | TM8Y080B12MP11 | 10 | 18000 | 4000 | 205521134 | ASHP | HRCU-A-CB |  | 17 | 18000
GUARDIAN | RHP16L18B23 | CM24CXA1+TXV | RGF29060BE12MP11 | 10 | 18000 | 4000 | 205520367 | ASHP | HRCU-A-CB |  | 17 | 18000
EVCON | RHP16L18B23 | CM24CXA1+TXV | RGF29060BE12MP11 | 10 | 18000 | 4000 | 205520368 | ASHP | HRCU-A-CB |  | 17 | 18000
EVCON | RHP16L18B23 | CM24CXA1+TXV | TM9Y060B12MP11 | 10 | 18000 | 4000 | 205520369 | ASHP | HRCU-A-CB |  | 17 | 18000
COLEMAN | CH6B1821 | CF24BXA1+TXV | TM9E060B12MP11 | 10 | 18000 | 4000 | 205520370 | ASHP | HRCU-A-CB | LX SERIES | 17 | 18000
LUXAIRE | TH6B1821 | CF24BXA1+TXV | TM9E060B12MP11 | 10 | 18000 | 4000 | 205520371 | ASHP | HRCU-A-CB | LX SERIES | 17 | 18000
FRASER-JOHNSTON | TH6B1821 | CF24BXA1+TXV | TM9E060B12MP11 | 10 | 18000 | 4000 | 205520372 | ASHP | HRCU-A-CB | LX SERIES | 17 | 18000
CHAMPION HEATING AND COOLING | TH6B1821 | CF24BXA1+TXV | TM9E060B12MP11 | 10 | 18000 | 4000 | 205520373 | ASHP | HRCU-A-CB | LX SERIES | 17 | 18000
GUARDIAN | RHP16L18B21 | CF24BXA1+TXV | RGF19060BE12MP12 | 10 | 18000 | 4000 | 205520374 | ASHP | HRCU-A-CB |  | 17 | 18000
GUARDIAN | RHP16L18B21 | CF24BXA1+TXV | TM9E060B12MP11 | 10 | 18000 | 4000 | 205520375 | ASHP | HRCU-A-CB |  | 17 | 18000
EVCON | RHP16L18B21 | CF24BXA1+TXV | RGF19060BE12MP12 | 10 | 18000 | 4000 | 205520376 | ASHP | HRCU-A-CB |  | 17 | 18000
EVCON | RHP16L18B21 | CF24BXA1+TXV | TM9E060B12MP11 | 10 | 18000 | 4000 | 205520377 | ASHP | HRCU-A-CB |  | 17 | 18000
GUARDIAN | RHP16L18B23 | CF24BXA1+TXV | RGF19060BE12MP12 | 10 | 18000 | 4000 | 205520378 | ASHP | HRCU-A-CB |  | 17 | 18000
GUARDIAN | RHP16L18B23 | CF24BXA1+TXV | TM9E060B12MP11 | 10 | 18000 | 4000 | 205520379 | ASHP | HRCU-A-CB |  | 17 | 18000
EVCON | RHP16L18B23 | CF24BXA1+TXV | RGF19060BE12MP12 | 10 | 18000 | 4000 | 205520380 | ASHP | HRCU-A-CB |  | 17 | 18000
EVCON | RHP16L18B23 | CF24BXA1+TXV | TM9E060B12MP11 | 10 | 18000 | 4000 | 205520381 | ASHP | HRCU-A-CB |  | 17 | 18000
COLEMAN | CH6B1821 | CF24BXA1+TXV | TM9Y060B12MP11 | 10 | 18000 | 4000 | 205520382 | ASHP | HRCU-A-CB | LX SERIES | 17 | 18000
LUXAIRE | TH6B1821 | CF24BXA1+TXV | TM9Y060B12MP11 | 10 | 18000 | 4000 | 205520383 | ASHP | HRCU-A-CB | LX SERIES | 17 | 18000
FRASER-JOHNSTON | TH6B1821 | CF24BXA1+TXV | TM9Y060B12MP11 | 10 | 18000 | 4000 | 205520384 | ASHP | HRCU-A-CB | LX SERIES | 17 | 18000
CHAMPION HEATING AND COOLING | TH6B1821 | CF24BXA1+TXV | TM9Y060B12MP11 | 10 | 18000 | 4000 | 205520385 | ASHP | HRCU-A-CB | LX SERIES | 17 | 18000
GUARDIAN | RHP16L18B21 | CF24BXA1+TXV | TM9Y060B12MP11 | 10 | 18000 | 4000 | 205520386 | ASHP | HRCU-A-CB |  | 17 | 18000
GUARDIAN | RHP16L18B21 | CF24BXA1+TXV | RGF29060BE12MP11 | 10 | 18000 | 4000 | 205520387 | ASHP | HRCU-A-CB |  | 17 | 18000
EVCON | RHP16L18B21 | CF24BXA1+TXV | RGF29060BE12MP11 | 10 | 18000 | 4000 | 205520388 | ASHP | HRCU-A-CB |  | 17 | 18000
EVCON | RHP16L18B21 | CF24BXA1+TXV | TM9Y060B12MP11 | 10 | 18000 | 4000 | 205520389 | ASHP | HRCU-A-CB |  | 17 | 18000
GUARDIAN | RHP16L18B23 | CF24BXA1+TXV | TM9Y060B12MP11 | 10 | 18000 | 4000 | 205520390 | ASHP | HRCU-A-CB |  | 17 | 18000
GUARDIAN | RHP16L18B23 | CF24BXA1+TXV | RGF29060BE12MP11 | 10 | 18000 | 4000 | 205520391 | ASHP | HRCU-A-CB |  | 17 | 18000
EVCON | RHP16L18B23 | CF24BXA1+TXV | RGF29060BE12MP11 | 10 | 18000 | 4000 | 205520392 | ASHP | HRCU-A-CB |  | 17 | 18000
EVCON | RHP16L18B23 | CF24BXA1+TXV | TM9Y060B12MP11 | 10 | 18000 | 4000 | 205520393 | ASHP | HRCU-A-CB |  | 17 | 18000
COLEMAN | CH6B1821 | CM24BXA1+TXV | TM9E060B12MP11 | 10 | 18000 | 4000 | 205520394 | ASHP | HRCU-A-CB | LX SERIES | 17 | 18000
LUXAIRE | TH6B1821 | CM24BXA1+TXV | TM9E060B12MP11 | 10 | 18000 | 4000 | 205520395 | ASHP | HRCU-A-CB | LX SERIES | 17 | 18000
FRASER-JOHNSTON | TH6B1821 | CM24BXA1+TXV | TM9E060B12MP11 | 10 | 18000 | 4000 | 205520396 | ASHP | HRCU-A-CB | LX SERIES | 17 | 18000
CHAMPION HEATING AND COOLING | TH6B1821 | CM24BXA1+TXV | TM9E060B12MP11 | 10 | 18000 | 4000 | 205520397 | ASHP | HRCU-A-CB | LX SERIES | 17 | 18000
GUARDIAN | RHP16L18B21 | CM24BXA1+TXV | RGF19060BE12MP12 | 10 | 18000 | 4000 | 205520398 | ASHP | HRCU-A-CB |  | 17 | 18000
GUARDIAN | RHP16L18B21 | CM24BXA1+TXV | TM9E060B12MP11 | 10 | 18000 | 4000 | 205520399 | ASHP | HRCU-A-CB |  | 17 | 18000
EVCON | RHP16L18B21 | CM24BXA1+TXV | RGF19060BE12MP12 | 10 | 18000 | 4000 | 205520400 | ASHP | HRCU-A-CB |  | 17 | 18000
EVCON | RHP16L18B21 | CM24BXA1+TXV | TM9E060B12MP11 | 10 | 18000 | 4000 | 205520401 | ASHP | HRCU-A-CB |  | 17 | 18000
GUARDIAN | RHP16L18B23 | CM24BXA1+TXV | RGF19060BE12MP12 | 10 | 18000 | 4000 | 205520402 | ASHP | HRCU-A-CB |  | 17 | 18000
GUARDIAN | RHP16L18B23 | CM24BXA1+TXV | TM9E060B12MP11 | 10 | 18000 | 4000 | 205520403 | ASHP | HRCU-A-CB |  | 17 | 18000
EVCON | RHP16L18B23 | CM24BXA1+TXV | RGF19060BE12MP12 | 10 | 18000 | 4000 | 205520404 | ASHP | HRCU-A-CB |  | 17 | 18000
FRASER-JOHNSTON | TH6B1821 | CM30CXA1+TXV | TM9V080B12MP12 | 10 | 18000 | 4000 | 205519534 | ASHP | HRCU-A-CB | LX SERIES | 17 | 18000
CHAMPION HEATING AND COOLING | TH6B1821 | CM30CXA1+TXV | TM9V080B12MP12 | 10 | 18000 | 4000 | 205519535 | ASHP | HRCU-A-CB | LX SERIES | 17 | 18000
COLEMAN | CH6B1821 | CM30CXA1+TXV | TP9C080B12MP13 | 10 | 18000 | 4000 | 205519536 | ASHP | HRCU-A-CB | LX SERIES | 17 | 18000
LUXAIRE | TH6B1821 | CM30CXA1+TXV | TP9C080B12MP13 | 10 | 18000 | 4000 | 205519537 | ASHP | HRCU-A-CB | LX SERIES | 17 | 18000
FRASER-JOHNSTON | TH6B1821 | CM30CXA1+TXV | TP9C080B12MP13 | 10 | 18000 | 4000 | 205519538 | ASHP | HRCU-A-CB | LX SERIES | 17 | 18000
CHAMPION HEATING AND COOLING | TH6B1821 | CM30CXA1+TXV | TP9C080B12MP13 | 10 | 18000 | 4000 | 205519539 | ASHP | HRCU-A-CB | LX SERIES | 17 | 18000
COLEMAN | CH6B1821 | CM30CXA1+TXV | CP9C080B12MP13 | 10 | 18000 | 4000 | 205519540 | ASHP | HRCU-A-CB | LX SERIES | 17 | 18000
LUXAIRE | TH6B1821 | CM30CXA1+TXV | LP9C080B12MP13 | 10 | 18000 | 4000 | 205519541 | ASHP | HRCU-A-CB | LX SERIES | 17 | 18000
COLEMAN | CH6B1821 | CF30BXA1+TXV | TM9V080B12MP12 | 10 | 18000 | 4000 | 205519542 | ASHP | HRCU-A-CB | LX SERIES | 17 | 18000
LUXAIRE | TH6B1821 | CF30BXA1+TXV | TM9V080B12MP12 | 10 | 18000 | 4000 | 205519543 | ASHP | HRCU-A-CB | LX SERIES | 17 | 18000
FRASER-JOHNSTON | TH6B1821 | CF30BXA1+TXV | TM9V080B12MP12 | 10 | 18000 | 4000 | 205519544 | ASHP | HRCU-A-CB | LX SERIES | 17 | 18000
CHAMPION HEATING AND COOLING | TH6B1821 | CF30BXA1+TXV | TM9V080B12MP12 | 10 | 18000 | 4000 | 205519545 | ASHP | HRCU-A-CB | LX SERIES | 17 | 18000
COLEMAN | CH6B1821 | CF30BXA1+TXV | TP9C080B12MP13 | 10 | 18000 | 4000 | 205519546 | ASHP | HRCU-A-CB | LX SERIES | 17 | 18000
LUXAIRE | TH6B1821 | CF30BXA1+TXV | TP9C080B12MP13 | 10 | 18000 | 4000 | 205519547 | ASHP | HRCU-A-CB | LX SERIES | 17 | 18000
FRASER-JOHNSTON | TH6B1821 | CF30BXA1+TXV | TP9C080B12MP13 | 10 | 18000 | 4000 | 205519548 | ASHP | HRCU-A-CB | LX SERIES | 17 | 18000
LUXAIRE | TH6B1821 | CU24AXA1+TXV | TMLV060A12MP12 | 10 | 18000 | 4000 | 205521773 | ASHP | HRCU-A-CB | LX SERIES | 17 | 18000
FRASER-JOHNSTON | TH6B1821 | CU24AXA1+TXV | TMLV060A12MP12 | 10 | 18000 | 4000 | 205521774 | ASHP | HRCU-A-CB | LX SERIES | 17 | 18000
CHAMPION HEATING AND COOLING | TH6B1821 | CU24AXA1+TXV | TMLV060A12MP12 | 10 | 18000 | 4000 | 205521775 | ASHP | HRCU-A-CB | LX SERIES | 17 | 18000
COLEMAN | CH6B1821 | CM24AXA1+TXV | TPLC060A12MP13 | 10 | 18000 | 4000 | 205521776 | ASHP | HRCU-A-CB | LX SERIES | 17 | 18000
LUXAIRE | TH6B1821 | CM24AXA1+TXV | TPLC060A12MP13 | 10 | 18000 | 4000 | 205521777 | ASHP | HRCU-A-CB | LX SERIES | 17 | 18000
FRASER-JOHNSTON | TH6B1821 | CM24AXA1+TXV | TPLC060A12MP13 | 10 | 18000 | 4000 | 205521778 | ASHP | HRCU-A-CB | LX SERIES | 17 | 18000
CHAMPION HEATING AND COOLING | TH6B1821 | CM24AXA1+TXV | TPLC060A12MP13 | 10 | 18000 | 4000 | 205521779 | ASHP | HRCU-A-CB | LX SERIES | 17 | 18000
COLEMAN | CH6B1821 | CU24AXA1+TXV | TPLC060A12MP13 | 10 | 18000 | 4000 | 205521780 | ASHP | HRCU-A-CB | LX SERIES | 17 | 18000
EVCON | RHP16L18B23 | CM24BXA1+TXV | TM9E060B12MP11 | 10 | 18000 | 4000 | 205520405 | ASHP | HRCU-A-CB |  | 17 | 18000
COLEMAN | CH6B1821 | CU24BXA1+TXV | TM9E060B12MP11 | 10 | 18000 | 4000 | 205520406 | ASHP | HRCU-A-CB | LX SERIES | 17 | 18000
LUXAIRE | TH6B1821 | CU24BXA1+TXV | TM9E060B12MP11 | 10 | 18000 | 4000 | 205520407 | ASHP | HRCU-A-CB | LX SERIES | 17 | 18000
FRASER-JOHNSTON | TH6B1821 | CU24BXA1+TXV | TM9E060B12MP11 | 10 | 18000 | 4000 | 205520408 | ASHP | HRCU-A-CB | LX SERIES | 17 | 18000
CHAMPION HEATING AND COOLING | TH6B1821 | CU24BXA1+TXV | TM9E060B12MP11 | 10 | 18000 | 4000 | 205520409 | ASHP | HRCU-A-CB | LX SERIES | 17 | 18000
GUARDIAN | RHP16L18B21 | CU24BXA1+TXV | RGF19060BE12MP12 | 10 | 18000 | 4000 | 205520410 | ASHP | HRCU-A-CB |  | 17 | 18000
GUARDIAN | RHP16L18B21 | CU24BXA1+TXV | TM9E060B12MP11 | 10 | 18000 | 4000 | 205520411 | ASHP | HRCU-A-CB |  | 17 | 18000
EVCON | RHP16L18B21 | CU24BXA1+TXV | RGF19060BE12MP12 | 10 | 18000 | 4000 | 205520412 | ASHP | HRCU-A-CB |  | 17 | 18000
EVCON | RHP16L18B21 | CU24BXA1+TXV | TM9E060B12MP11 | 10 | 18000 | 4000 | 205520413 | ASHP | HRCU-A-CB |  | 17 | 18000
GUARDIAN | RHP16L18B23 | CU24BXA1+TXV | RGF19060BE12MP12 | 10 | 18000 | 4000 | 205520414 | ASHP | HRCU-A-CB |  | 17 | 18000
GUARDIAN | RHP16L18B23 | CU24BXA1+TXV | TM9E060B12MP11 | 10 | 18000 | 4000 | 205520415 | ASHP | HRCU-A-CB |  | 17 | 18000
EVCON | RHP16L18B23 | CU24BXA1+TXV | RGF19060BE12MP12 | 10 | 18000 | 4000 | 205520416 | ASHP | HRCU-A-CB |  | 17 | 18000
EVCON | RHP16L18B23 | CU24BXA1+TXV | TM9E060B12MP11 | 10 | 18000 | 4000 | 205520417 | ASHP | HRCU-A-CB |  | 17 | 18000
COLEMAN | CH6B1821 | CM24BXA1+TXV | TM9Y060B12MP11 | 10 | 18000 | 4000 | 205520418 | ASHP | HRCU-A-CB | LX SERIES | 17 | 18000
LUXAIRE | TH6B1821 | CM24BXA1+TXV | TM9Y060B12MP11 | 10 | 18000 | 4000 | 205520419 | ASHP | HRCU-A-CB | LX SERIES | 17 | 18000
FRASER-JOHNSTON | TH6B1821 | CM24BXA1+TXV | TM9Y060B12MP11 | 10 | 18000 | 4000 | 205520420 | ASHP | HRCU-A-CB | LX SERIES | 17 | 18000
CHAMPION HEATING AND COOLING | TH6B1821 | CM24BXA1+TXV | TM9Y060B12MP11 | 10 | 18000 | 4000 | 205520421 | ASHP | HRCU-A-CB | LX SERIES | 17 | 18000
GUARDIAN | RHP16L18B21 | CM24BXA1+TXV | TM9Y060B12MP11 | 10 | 18000 | 4000 | 205520422 | ASHP | HRCU-A-CB |  | 17 | 18000
GUARDIAN | RHP16L18B21 | CM24BXA1+TXV | RGF29060BE12MP11 | 10 | 18000 | 4000 | 205520423 | ASHP | HRCU-A-CB |  | 17 | 18000
EVCON | RHP16L18B21 | CM24BXA1+TXV | RGF29060BE12MP11 | 10 | 18000 | 4000 | 205520424 | ASHP | HRCU-A-CB |  | 17 | 18000
EVCON | RHP16L18B21 | CM24BXA1+TXV | TM9Y060B12MP11 | 10 | 18000 | 4000 | 205520425 | ASHP | HRCU-A-CB |  | 17 | 18000
GUARDIAN | RHP16L18B23 | CM24BXA1+TXV | TM9Y060B12MP11 | 10 | 18000 | 4000 | 205520426 | ASHP | HRCU-A-CB |  | 17 | 18000
GUARDIAN | RHP16L18B23 | CM24BXA1+TXV | RGF29060BE12MP11 | 10 | 18000 | 4000 | 205520427 | ASHP | HRCU-A-CB |  | 17 | 18000
EVCON | RHP16L18B23 | CM24BXA1+TXV | RGF29060BE12MP11 | 10 | 18000 | 4000 | 205520428 | ASHP | HRCU-A-CB |  | 17 | 18000
EVCON | RHP16L18B23 | CM24BXA1+TXV | TM9Y060B12MP11 | 10 | 18000 | 4000 | 205520429 | ASHP | HRCU-A-CB |  | 17 | 18000
COLEMAN | CH6B1821 | CU24BXA1+TXV | TM9Y060B12MP11 | 10 | 18000 | 4000 | 205520430 | ASHP | HRCU-A-CB | LX SERIES | 17 | 18000
LUXAIRE | TH6B1821 | CU24BXA1+TXV | TM9Y060B12MP11 | 10 | 18000 | 4000 | 205520431 | ASHP | HRCU-A-CB | LX SERIES | 17 | 18000
FRASER-JOHNSTON | TH6B1821 | CU24BXA1+TXV | TM9Y060B12MP11 | 10 | 18000 | 4000 | 205520432 | ASHP | HRCU-A-CB | LX SERIES | 17 | 18000
GUARDIAN | RHP16L18B21 | CF24CXA1+TXV | RGF2L080BE12MP11 | 10 | 18000 | 4000 | 205521099 | ASHP | HRCU-A-CB |  | 17 | 18000
EVCON | RHP16L18B21 | CF24CXA1+TXV | TM8Y080B12MP11 | 10 | 18000 | 4000 | 205521100 | ASHP | HRCU-A-CB |  | 17 | 18000
EVCON | RHP16L18B21 | CF24CXA1+TXV | RGF2L080BE12MP11 | 10 | 18000 | 4000 | 205521101 | ASHP | HRCU-A-CB |  | 17 | 18000
GUARDIAN | RHP16L18B23 | CF24CXA1+TXV | TM8Y080B12MP11 | 10 | 18000 | 4000 | 205521102 | ASHP | HRCU-A-CB |  | 17 | 18000
GUARDIAN | RHP16L18B23 | CF24CXA1+TXV | RGF2L080BE12MP11 | 10 | 18000 | 4000 | 205521103 | ASHP | HRCU-A-CB |  | 17 | 18000
EVCON | RHP16L18B23 | CF24CXA1+TXV | TM8Y080B12MP11 | 10 | 18000 | 4000 | 205521104 | ASHP | HRCU-A-CB |  | 17 | 18000
EVCON | RHP16L18B23 | CF24CXA1+TXV | RGF2L080BE12MP11 | 10 | 18000 | 4000 | 205521105 | ASHP | HRCU-A-CB |  | 17 | 18000
COLEMAN | CH6B1821 | CM24CXA1+TXV | TM8X080B12MP11 | 10 | 18000 | 4000 | 205521106 | ASHP | HRCU-A-CB | LX SERIES | 17 | 18000
LUXAIRE | TH6B1821 | CM24CXA1+TXV | TM8X080B12MP11 | 10 | 18000 | 4000 | 205521107 | ASHP | HRCU-A-CB | LX SERIES | 17 | 18000
FRASER-JOHNSTON | TH6B1821 | CM24CXA1+TXV | TM8X080B12MP11 | 10 | 18000 | 4000 | 205521108 | ASHP | HRCU-A-CB | LX SERIES | 17 | 18000
CHAMPION HEATING AND COOLING | TH6B1821 | CM24CXA1+TXV | TM8X080B12MP11 | 10 | 18000 | 4000 | 205521109 | ASHP | HRCU-A-CB | LX SERIES | 17 | 18000
GUARDIAN | RHP16L18B21 | CM24CXA1+TXV | TM8X080B12MP11 | 10 | 18000 | 4000 | 205521110 | ASHP | HRCU-A-CB |  | 17 | 18000
EVCON | RHP16L18B21 | CM24CXA1+TXV | TM8X080B12MP11 | 10 | 18000 | 4000 | 205521111 | ASHP | HRCU-A-CB |  | 17 | 18000
GUARDIAN | RHP16L18B23 | CM24CXA1+TXV | TM8X080B12MP11 | 10 | 18000 | 4000 | 205521112 | ASHP | HRCU-A-CB |  | 17 | 18000
EVCON | RHP16L18B23 | CM24CXA1+TXV | TM8X080B12MP11 | 10 | 18000 | 4000 | 205521113 | ASHP | HRCU-A-CB |  | 17 | 18000
COLEMAN | CH6B1821 | CM24CXA1+TXV | TMLX080B12MP11 | 10 | 18000 | 4000 | 205521114 | ASHP | HRCU-A-CB | LX SERIES | 17 | 18000
LUXAIRE | TH6B1821 | CM24CXA1+TXV | TMLX080B12MP11 | 10 | 18000 | 4000 | 205521115 | ASHP | HRCU-A-CB | LX SERIES | 17 | 18000
FRASER-JOHNSTON | TH6B1821 | CM24CXA1+TXV | TMLX080B12MP11 | 10 | 18000 | 4000 | 205521116 | ASHP | HRCU-A-CB | LX SERIES | 17 | 18000
CHAMPION HEATING AND COOLING | TH6B1821 | CM24CXA1+TXV | TMLX080B12MP11 | 10 | 18000 | 4000 | 205521117 | ASHP | HRCU-A-CB | LX SERIES | 17 | 18000
GUARDIAN | RHP16L18B21 | CM24CXA1+TXV | TMLX080B12MP11 | 10 | 18000 | 4000 | 205521118 | ASHP | HRCU-A-CB |  | 17 | 18000
GUARDIAN | RHP16L18B21 | CM24CXA1+TXV | RGF1L080BE12MP11 | 10 | 18000 | 4000 | 205521119 | ASHP | HRCU-A-CB |  | 17 | 18000
EVCON | RHP16L18B21 | CM24CXA1+TXV | TMLX080B12MP11 | 10 | 18000 | 4000 | 205521120 | ASHP | HRCU-A-CB |  | 17 | 18000
EVCON | RHP16L18B21 | CM24CXA1+TXV | RGF1L080BE12MP11 | 10 | 18000 | 4000 | 205521121 | ASHP | HRCU-A-CB |  | 17 | 18000
GUARDIAN | RHP16L18B23 | CM24CXA1+TXV | TMLX080B12MP11 | 10 | 18000 | 4000 | 205521122 | ASHP | HRCU-A-CB |  | 17 | 18000
GUARDIAN | RHP16L18B23 | CM24CXA1+TXV | RGF1L080BE12MP11 | 10 | 18000 | 4000 | 205521123 | ASHP | HRCU-A-CB |  | 17 | 18000
EVCON | RHP16L18B23 | CM24CXA1+TXV | TMLX080B12MP11 | 10 | 18000 | 4000 | 205521124 | ASHP | HRCU-A-CB |  | 17 | 18000
EVCON | RHP16L18B23 | CM24CXA1+TXV | RGF1L080BE12MP11 | 10 | 18000 | 4000 | 205521125 | ASHP | HRCU-A-CB |  | 17 | 18000
COLEMAN | CH6B1821 | CM24CXA1+TXV | TM8Y080B12MP11 | 10 | 18000 | 4000 | 205521126 | ASHP | HRCU-A-CB | LX SERIES | 17 | 18000
FRASER-JOHNSTON | TH6B1821 | CF24BXA1+TXV | TM9Y040A10MP11 | 10 | 18000 | 4000 | 205520528 | ASHP | HRCU-A-CB | LX SERIES | 17 | 18000
CHAMPION HEATING AND COOLING | TH6B1821 | CF24BXA1+TXV | TM9Y040A10MP11 | 10 | 18000 | 4000 | 205520529 | ASHP | HRCU-A-CB | LX SERIES | 17 | 18000
GUARDIAN | RHP16L18B21 | CF24BXA1+TXV | RGF29040AE12MP11 | 10 | 18000 | 4000 | 205520530 | ASHP | HRCU-A-CB |  | 17 | 18000
GUARDIAN | RHP16L18B21 | CF24BXA1+TXV | TM9Y040A10MP11 | 10 | 18000 | 4000 | 205520531 | ASHP | HRCU-A-CB |  | 17 | 18000
EVCON | RHP16L18B21 | CF24BXA1+TXV | RGF29040AE12MP11 | 10 | 18000 | 4000 | 205520532 | ASHP | HRCU-A-CB |  | 17 | 18000
EVCON | RHP16L18B21 | CF24BXA1+TXV | TM9Y040A10MP11 | 10 | 18000 | 4000 | 205520533 | ASHP | HRCU-A-CB |  | 17 | 18000
GUARDIAN | RHP16L18B23 | CF24BXA1+TXV | RGF29040AE12MP11 | 10 | 18000 | 4000 | 205520534 | ASHP | HRCU-A-CB |  | 17 | 18000
GUARDIAN | RHP16L18B23 | CF24BXA1+TXV | TM9Y040A10MP11 | 10 | 18000 | 4000 | 205520535 | ASHP | HRCU-A-CB |  | 17 | 18000
GUARDIAN | RHP16L18B23 | CM24CXA1+TXV | RGF2L080BE12MP11 | 10 | 18000 | 4000 | 205521135 | ASHP | HRCU-A-CB |  | 17 | 18000
EVCON | RHP16L18B23 | CM24CXA1+TXV | TM8Y080B12MP11 | 10 | 18000 | 4000 | 205521136 | ASHP | HRCU-A-CB |  | 17 | 18000
EVCON | RHP16L18B23 | CM24CXA1+TXV | RGF2L080BE12MP11 | 10 | 18000 | 4000 | 205521137 | ASHP | HRCU-A-CB |  | 17 | 18000
COLEMAN | CH6B1821 | CF24BXA1+TXV | TM8X080B12MP11 | 10 | 18000 | 4000 | 205521138 | ASHP | HRCU-A-CB | LX SERIES | 17 | 18000
LUXAIRE | TH6B1821 | CF24BXA1+TXV | TM8X080B12MP11 | 10 | 18000 | 4000 | 205521139 | ASHP | HRCU-A-CB | LX SERIES | 17 | 18000
FRASER-JOHNSTON | TH6B1821 | CF24BXA1+TXV | TM8X080B12MP11 | 10 | 18000 | 4000 | 205521140 | ASHP | HRCU-A-CB | LX SERIES | 17 | 18000
CHAMPION HEATING AND COOLING | TH6B1821 | CF24BXA1+TXV | TM8X080B12MP11 | 10 | 18000 | 4000 | 205521141 | ASHP | HRCU-A-CB | LX SERIES | 17 | 18000
GUARDIAN | RHP16L18B21 | CF24BXA1+TXV | TM8X080B12MP11 | 10 | 18000 | 4000 | 205521142 | ASHP | HRCU-A-CB |  | 17 | 18000
EVCON | RHP16L18B21 | CF24BXA1+TXV | TM8X080B12MP11 | 10 | 18000 | 4000 | 205521143 | ASHP | HRCU-A-CB |  | 17 | 18000
GUARDIAN | RHP16L18B23 | CF24BXA1+TXV | TM8X080B12MP11 | 10 | 18000 | 4000 | 205521144 | ASHP | HRCU-A-CB |  | 17 | 18000
EVCON | RHP16L18B23 | CF24BXA1+TXV | TM8X080B12MP11 | 10 | 18000 | 4000 | 205521145 | ASHP | HRCU-A-CB |  | 17 | 18000
COLEMAN | CH6B1821 | CF24BXA1+TXV | TMLX080B12MP11 | 10 | 18000 | 4000 | 205521146 | ASHP | HRCU-A-CB | LX SERIES | 17 | 18000
LUXAIRE | TH6B1821 | CF24BXA1+TXV | TMLX080B12MP11 | 10 | 18000 | 4000 | 205521147 | ASHP | HRCU-A-CB | LX SERIES | 17 | 18000
FRASER-JOHNSTON | TH6B1821 | CF24BXA1+TXV | TMLX080B12MP11 | 10 | 18000 | 4000 | 205521148 | ASHP | HRCU-A-CB | LX SERIES | 17 | 18000
CHAMPION HEATING AND COOLING | TH6B1821 | CF24BXA1+TXV | TMLX080B12MP11 | 10 | 18000 | 4000 | 205521149 | ASHP | HRCU-A-CB | LX SERIES | 17 | 18000
GUARDIAN | RHP16L18B21 | CF24BXA1+TXV | TMLX080B12MP11 | 10 | 18000 | 4000 | 205521150 | ASHP | HRCU-A-CB |  | 17 | 18000
GUARDIAN | RHP16L18B21 | CF24BXA1+TXV | RGF1L080BE12MP11 | 10 | 18000 | 4000 | 205521151 | ASHP | HRCU-A-CB |  | 17 | 18000
EVCON | RHP16L18B21 | CF24BXA1+TXV | TMLX080B12MP11 | 10 | 18000 | 4000 | 205521152 | ASHP | HRCU-A-CB |  | 17 | 18000
EVCON | RHP16L18B21 | CF24BXA1+TXV | RGF1L080BE12MP11 | 10 | 18000 | 4000 | 205521153 | ASHP | HRCU-A-CB |  | 17 | 18000
GUARDIAN | RHP16L18B23 | CF24BXA1+TXV | TMLX080B12MP11 | 10 | 18000 | 4000 | 205521154 | ASHP | HRCU-A-CB |  | 17 | 18000
GUARDIAN | RHP16L18B23 | CF24BXA1+TXV | RGF1L080BE12MP11 | 10 | 18000 | 4000 | 205521155 | ASHP | HRCU-A-CB |  | 17 | 18000
EVCON | RHP16L18B23 | CF24BXA1+TXV | TMLX080B12MP11 | 10 | 18000 | 4000 | 205521156 | ASHP | HRCU-A-CB |  | 17 | 18000
EVCON | RHP16L18B23 | CF24BXA1+TXV | RGF1L080BE12MP11 | 10 | 18000 | 4000 | 205521157 | ASHP | HRCU-A-CB |  | 17 | 18000
COLEMAN | CH6B1821 | CF24BXA1+TXV | TM8Y080B12MP11 | 10 | 18000 | 4000 | 205521158 | ASHP | HRCU-A-CB | LX SERIES | 17 | 18000
LUXAIRE | TH6B1821 | CF24BXA1+TXV | TM8Y080B12MP11 | 10 | 18000 | 4000 | 205521159 | ASHP | HRCU-A-CB | LX SERIES | 17 | 18000
FRASER-JOHNSTON | TH6B1821 | CF24BXA1+TXV | TM8Y080B12MP11 | 10 | 18000 | 4000 | 205521160 | ASHP | HRCU-A-CB | LX SERIES | 17 | 18000
CHAMPION HEATING AND COOLING | TH6B1821 | CF24BXA1+TXV | TM8Y080B12MP11 | 10 | 18000 | 4000 | 205521161 | ASHP | HRCU-A-CB | LX SERIES | 17 | 18000
GUARDIAN | RHP16L18B21 | CF24BXA1+TXV | TM8Y080B12MP11 | 10 | 18000 | 4000 | 205521162 | ASHP | HRCU-A-CB |  | 17 | 18000
GUARDIAN | RHP16L18B21 | CF24BXA1+TXV | RGF2L080BE12MP11 | 10 | 18000 | 4000 | 205521163 | ASHP | HRCU-A-CB |  | 17 | 18000
EVCON | RHP16L18B21 | CF24BXA1+TXV | TM8Y080B12MP11 | 10 | 18000 | 4000 | 205521164 | ASHP | HRCU-A-CB |  | 17 | 18000
LUXAIRE | TH6B1821 | CF24AXA1+TXV | TM8V060A12MP12 | 10 | 18000 | 4000 | 205521747 | ASHP | HRCU-A-CB | LX SERIES | 17 | 18000
FRASER-JOHNSTON | TH6B1821 | CF24AXA1+TXV | TM8V060A12MP12 | 10 | 18000 | 4000 | 205521748 | ASHP | HRCU-A-CB | LX SERIES | 17 | 18000
CHAMPION HEATING AND COOLING | TH6B1821 | CF24AXA1+TXV | TM8V060A12MP12 | 10 | 18000 | 4000 | 205521749 | ASHP | HRCU-A-CB | LX SERIES | 17 | 18000
COLEMAN | CH6B1821 | CF24AXA1+TXV | TMLV060A12MP12 | 10 | 18000 | 4000 | 205521750 | ASHP | HRCU-A-CB | LX SERIES | 17 | 18000
LUXAIRE | TH6B1821 | CF24AXA1+TXV | TMLV060A12MP12 | 10 | 18000 | 4000 | 205521751 | ASHP | HRCU-A-CB | LX SERIES | 17 | 18000
FRASER-JOHNSTON | TH6B1821 | CF24AXA1+TXV | TMLV060A12MP12 | 10 | 18000 | 4000 | 205521752 | ASHP | HRCU-A-CB | LX SERIES | 17 | 18000
CHAMPION HEATING AND COOLING | TH6B1821 | CF24AXA1+TXV | TMLV060A12MP12 | 10 | 18000 | 4000 | 205521753 | ASHP | HRCU-A-CB | LX SERIES | 17 | 18000
COLEMAN | CH6B1821 | CF24AXA1+TXV | TPLC060A12MP13 | 10 | 18000 | 4000 | 205521754 | ASHP | HRCU-A-CB | LX SERIES | 17 | 18000
LUXAIRE | TH6B1821 | CF24AXA1+TXV | TPLC060A12MP13 | 10 | 18000 | 4000 | 205521755 | ASHP | HRCU-A-CB | LX SERIES | 17 | 18000
FRASER-JOHNSTON | TH6B1821 | CF24AXA1+TXV | TPLC060A12MP13 | 10 | 18000 | 4000 | 205521756 | ASHP | HRCU-A-CB | LX SERIES | 17 | 18000
CHAMPION HEATING AND COOLING | TH6B1821 | CF24AXA1+TXV | TPLC060A12MP13 | 10 | 18000 | 4000 | 205521757 | ASHP | HRCU-A-CB | LX SERIES | 17 | 18000
COLEMAN | CH6B1821 | CF24AXA1+TXV | CPLC060A12MP13 | 10 | 18000 | 4000 | 205521758 | ASHP | HRCU-A-CB | LX SERIES | 17 | 18000
LUXAIRE | TH6B1821 | CF24AXA1+TXV | LPLC060A12MP13 | 10 | 18000 | 4000 | 205521759 | ASHP | HRCU-A-CB | LX SERIES | 17 | 18000
COLEMAN | CH6B1821 | CM24AXA1+TXV | TM8V060A12MP12 | 10 | 18000 | 4000 | 205521760 | ASHP | HRCU-A-CB | LX SERIES | 17 | 18000
LUXAIRE | TH6B1821 | CM24AXA1+TXV | TM8V060A12MP12 | 10 | 18000 | 4000 | 205521761 | ASHP | HRCU-A-CB | LX SERIES | 17 | 18000
FRASER-JOHNSTON | TH6B1821 | CM24AXA1+TXV | TM8V060A12MP12 | 10 | 18000 | 4000 | 205521762 | ASHP | HRCU-A-CB | LX SERIES | 17 | 18000
CHAMPION HEATING AND COOLING | TH6B1821 | CM24AXA1+TXV | TM8V060A12MP12 | 10 | 18000 | 4000 | 205521763 | ASHP | HRCU-A-CB | LX SERIES | 17 | 18000
COLEMAN | CH6B1821 | CU24AXA1+TXV | TM8V060A12MP12 | 10 | 18000 | 4000 | 205521764 | ASHP | HRCU-A-CB | LX SERIES | 17 | 18000
LUXAIRE | TH6B1821 | CU24AXA1+TXV | TM8V060A12MP12 | 10 | 18000 | 4000 | 205521765 | ASHP | HRCU-A-CB | LX SERIES | 17 | 18000
FRASER-JOHNSTON | TH6B1821 | CU24AXA1+TXV | TM8V060A12MP12 | 10 | 18000 | 4000 | 205521766 | ASHP | HRCU-A-CB | LX SERIES | 17 | 18000
CHAMPION HEATING AND COOLING | TH6B1821 | CU24AXA1+TXV | TM8V060A12MP12 | 10 | 18000 | 4000 | 205521767 | ASHP | HRCU-A-CB | LX SERIES | 17 | 18000
COLEMAN | CH6B1821 | CM24AXA1+TXV | TMLV060A12MP12 | 10 | 18000 | 4000 | 205521768 | ASHP | HRCU-A-CB | LX SERIES | 17 | 18000
LUXAIRE | TH6B1821 | CM24AXA1+TXV | TMLV060A12MP12 | 10 | 18000 | 4000 | 205521769 | ASHP | HRCU-A-CB | LX SERIES | 17 | 18000
FRASER-JOHNSTON | TH6B1821 | CM24AXA1+TXV | TMLV060A12MP12 | 10 | 18000 | 4000 | 205521770 | ASHP | HRCU-A-CB | LX SERIES | 17 | 18000
CHAMPION HEATING AND COOLING | TH6B1821 | CM24AXA1+TXV | TMLV060A12MP12 | 10 | 18000 | 4000 | 205521771 | ASHP | HRCU-A-CB | LX SERIES | 17 | 18000
COLEMAN | CH6B1821 | CU24AXA1+TXV | TMLV060A12MP12 | 10 | 18000 | 4000 | 205521772 | ASHP | HRCU-A-CB | LX SERIES | 17 | 18000
GUARDIAN | RHP16L18B21 | CU24BXA1+TXV | TM8X080B12MP11 | 10 | 18000 | 4000 | 205521182 | ASHP | HRCU-A-CB |  | 17 | 18000
EVCON | RHP16L18B21 | CU24BXA1+TXV | TM8X080B12MP11 | 10 | 18000 | 4000 | 205521183 | ASHP | HRCU-A-CB |  | 17 | 18000
GUARDIAN | RHP16L18B23 | CU24BXA1+TXV | TM8X080B12MP11 | 10 | 18000 | 4000 | 205521184 | ASHP | HRCU-A-CB |  | 17 | 18000
EVCON | RHP16L18B23 | CU24BXA1+TXV | TM8X080B12MP11 | 10 | 18000 | 4000 | 205521185 | ASHP | HRCU-A-CB |  | 17 | 18000
COLEMAN | CH6B1821 | CM24BXA1+TXV | TMLX080B12MP11 | 10 | 18000 | 4000 | 205521186 | ASHP | HRCU-A-CB | LX SERIES | 17 | 18000
LUXAIRE | TH6B1821 | CM24BXA1+TXV | TMLX080B12MP11 | 10 | 18000 | 4000 | 205521187 | ASHP | HRCU-A-CB | LX SERIES | 17 | 18000
FRASER-JOHNSTON | TH6B1821 | CM24BXA1+TXV | TMLX080B12MP11 | 10 | 18000 | 4000 | 205521188 | ASHP | HRCU-A-CB | LX SERIES | 17 | 18000
CHAMPION HEATING AND COOLING | TH6B1821 | CM24BXA1+TXV | TMLX080B12MP11 | 10 | 18000 | 4000 | 205521189 | ASHP | HRCU-A-CB | LX SERIES | 17 | 18000
GUARDIAN | RHP16L18B21 | CM24BXA1+TXV | TMLX080B12MP11 | 10 | 18000 | 4000 | 205521190 | ASHP | HRCU-A-CB |  | 17 | 18000
GUARDIAN | RHP16L18B21 | CM24BXA1+TXV | RGF1L080BE12MP11 | 10 | 18000 | 4000 | 205521191 | ASHP | HRCU-A-CB |  | 17 | 18000
EVCON | RHP16L18B21 | CM24BXA1+TXV | TMLX080B12MP11 | 10 | 18000 | 4000 | 205521192 | ASHP | HRCU-A-CB |  | 17 | 18000
EVCON | RHP16L18B21 | CM24BXA1+TXV | RGF1L080BE12MP11 | 10 | 18000 | 4000 | 205521193 | ASHP | HRCU-A-CB |  | 17 | 18000
LUXAIRE | TH6B1821 | CU24AXA1+TXV | TPLC060A12MP13 | 10 | 18000 | 4000 | 205521781 | ASHP | HRCU-A-CB | LX SERIES | 17 | 18000
FRASER-JOHNSTON | TH6B1821 | CU24AXA1+TXV | TPLC060A12MP13 | 10 | 18000 | 4000 | 205521782 | ASHP | HRCU-A-CB | LX SERIES | 17 | 18000
CHAMPION HEATING AND COOLING | TH6B1821 | CU24AXA1+TXV | TPLC060A12MP13 | 10 | 18000 | 4000 | 205521783 | ASHP | HRCU-A-CB | LX SERIES | 17 | 18000
COLEMAN | CH6B1821 | CM24AXA1+TXV | CPLC060A12MP13 | 10 | 18000 | 4000 | 205521784 | ASHP | HRCU-A-CB | LX SERIES | 17 | 18000
LUXAIRE | TH6B1821 | CM24AXA1+TXV | LPLC060A12MP13 | 10 | 18000 | 4000 | 205521785 | ASHP | HRCU-A-CB | LX SERIES | 17 | 18000
COLEMAN | CH6B1821 | CU24AXA1+TXV | CPLC060A12MP13 | 10 | 18000 | 4000 | 205521786 | ASHP | HRCU-A-CB | LX SERIES | 17 | 18000
LUXAIRE | TH6B1821 | CU24AXA1+TXV | LPLC060A12MP13 | 10 | 18000 | 4000 | 205521787 | ASHP | HRCU-A-CB | LX SERIES | 17 | 18000
COLEMAN | CH6B1821 | CF30CXA1+MVC12CN21+TXV |  | 10 | 18000 | 4000 | 205521788 | ASHP | HRCU-A-CB | LX SERIES | 17 | 18000
LUXAIRE | TH6B1821 | CF30CXA1+MVC12CN21+TXV |  | 10 | 18000 | 4000 | 205521789 | ASHP | HRCU-A-CB | LX SERIES | 17 | 18000
FRASER-JOHNSTON | TH6B1821 | CF30CXA1+MVC12CN21+TXV |  | 10 | 18000 | 4000 | 205521790 | ASHP | HRCU-A-CB | LX SERIES | 17 | 18000
CHAMPION HEATING AND COOLING | TH6B1821 | CF30CXA1+MVC12CN21+TXV |  | 10 | 18000 | 4000 | 205521791 | ASHP | HRCU-A-CB | LX SERIES | 17 | 18000
COLEMAN | CH6B1821 | CM30CXA1+MVC12CN21+TXV |  | 10 | 18000 | 4000 | 205521792 | ASHP | HRCU-A-CB | LX SERIES | 17 | 18000
LUXAIRE | TH6B1821 | CM30CXA1+MVC12CN21+TXV |  | 10 | 18000 | 4000 | 205521793 | ASHP | HRCU-A-CB | LX SERIES | 17 | 18000
FRASER-JOHNSTON | TH6B1821 | CM30CXA1+MVC12CN21+TXV |  | 10 | 18000 | 4000 | 205521794 | ASHP | HRCU-A-CB | LX SERIES | 17 | 18000
CHAMPION HEATING AND COOLING | TH6B1821 | CM30CXA1+MVC12CN21+TXV |  | 10 | 18000 | 4000 | 205521795 | ASHP | HRCU-A-CB | LX SERIES | 17 | 18000
COLEMAN | CH6B1821 | CF24CXA1+MVC12CN21+TXV |  | 10 | 18000 | 4000 | 205521796 | ASHP | HRCU-A-CB | LX SERIES | 17 | 18000
LUXAIRE | TH6B1821 | CF24CXA1+MVC12CN21+TXV |  | 10 | 18000 | 4000 | 205521797 | ASHP | HRCU-A-CB | LX SERIES | 17 | 18000
FRASER-JOHNSTON | TH6B1821 | CF24CXA1+MVC12CN21+TXV |  | 10 | 18000 | 4000 | 205521798 | ASHP | HRCU-A-CB | LX SERIES | 17 | 18000
CHAMPION HEATING AND COOLING | TH6B1821 | CF24CXA1+MVC12CN21+TXV |  | 10 | 18000 | 4000 | 205521799 | ASHP | HRCU-A-CB | LX SERIES | 17 | 18000
COLEMAN | CH6B1821 | CM24CXA1+MVC12CN21+TXV |  | 10 | 18000 | 4000 | 205521800 | ASHP | HRCU-A-CB | LX SERIES | 17 | 18000
LUXAIRE | TH6B1821 | CM24CXA1+MVC12CN21+TXV |  | 10 | 18000 | 4000 | 205521801 | ASHP | HRCU-A-CB | LX SERIES | 17 | 18000
FRASER-JOHNSTON | TH6B1821 | CM24CXA1+MVC12CN21+TXV |  | 10 | 18000 | 4000 | 205521802 | ASHP | HRCU-A-CB | LX SERIES | 17 | 18000
CHAMPION HEATING AND COOLING | TH6B1821 | CM24CXA1+MVC12CN21+TXV |  | 10 | 18000 | 4000 | 205521803 | ASHP | HRCU-A-CB | LX SERIES | 17 | 18000
COLEMAN | CH6B1821 | CF30BXA1+MVC08BN21+TXV |  | 10 | 18000 | 4000 | 205521804 | ASHP | HRCU-A-CB | LX SERIES | 17 | 18000
LUXAIRE | TH6B1821 | CF30BXA1+MVC08BN21+TXV |  | 10 | 18000 | 4000 | 205521805 | ASHP | HRCU-A-CB | LX SERIES | 17 | 18000
FRASER-JOHNSTON | TH6B1821 | CF30BXA1+MVC08BN21+TXV |  | 10 | 18000 | 4000 | 205521806 | ASHP | HRCU-A-CB | LX SERIES | 17 | 18000
CHAMPION HEATING AND COOLING | TH6B1821 | CF30BXA1+MVC08BN21+TXV |  | 10 | 18000 | 4000 | 205521807 | ASHP | HRCU-A-CB | LX SERIES | 17 | 18000
COLEMAN | CH6B1821 | CM30BXA1+MVC08BN21+TXV |  | 10 | 18000 | 4000 | 205521808 | ASHP | HRCU-A-CB | LX SERIES | 17 | 18000
LUXAIRE | TH6B1821 | CM30BXA1+MVC08BN21+TXV |  | 10 | 18000 | 4000 | 205521809 | ASHP | HRCU-A-CB | LX SERIES | 17 | 18000
CHAMPION HEATING AND COOLING | TH6B1821 | CU24BXA1+TXV | TM9Y060B12MP11 | 10 | 18000 | 4000 | 205520433 | ASHP | HRCU-A-CB | LX SERIES | 17 | 18000
GUARDIAN | RHP16L18B21 | CU24BXA1+TXV | TM9Y060B12MP11 | 10 | 18000 | 4000 | 205520434 | ASHP | HRCU-A-CB |  | 17 | 18000
GUARDIAN | RHP16L18B21 | CU24BXA1+TXV | RGF29060BE12MP11 | 10 | 18000 | 4000 | 205520435 | ASHP | HRCU-A-CB |  | 17 | 18000
EVCON | RHP16L18B21 | CU24BXA1+TXV | RGF29060BE12MP11 | 10 | 18000 | 4000 | 205520436 | ASHP | HRCU-A-CB |  | 17 | 18000
EVCON | RHP16L18B21 | CU24BXA1+TXV | TM9Y060B12MP11 | 10 | 18000 | 4000 | 205520437 | ASHP | HRCU-A-CB |  | 17 | 18000
GUARDIAN | RHP16L18B23 | CU24BXA1+TXV | TM9Y060B12MP11 | 10 | 18000 | 4000 | 205520438 | ASHP | HRCU-A-CB |  | 17 | 18000
GUARDIAN | RHP16L18B23 | CU24BXA1+TXV | RGF29060BE12MP11 | 10 | 18000 | 4000 | 205520439 | ASHP | HRCU-A-CB |  | 17 | 18000
EVCON | RHP16L18B23 | CU24BXA1+TXV | RGF29060BE12MP11 | 10 | 18000 | 4000 | 205520440 | ASHP | HRCU-A-CB |  | 17 | 18000
EVCON | RHP16L18B23 | CU24BXA1+TXV | TM9Y060B12MP11 | 10 | 18000 | 4000 | 205520441 | ASHP | HRCU-A-CB |  | 17 | 18000
COLEMAN | CH6B1821 | CF24BXA1+TXV | TM9E040A10MP11 | 10 | 18000 | 4000 | 205520514 | ASHP | HRCU-A-CB | LX SERIES | 17 | 18000
LUXAIRE | TH6B1821 | CF24BXA1+TXV | TM9E040A10MP11 | 10 | 18000 | 4000 | 205520515 | ASHP | HRCU-A-CB | LX SERIES | 17 | 18000
FRASER-JOHNSTON | TH6B1821 | CF24BXA1+TXV | TM9E040A10MP11 | 10 | 18000 | 4000 | 205520516 | ASHP | HRCU-A-CB | LX SERIES | 17 | 18000
CHAMPION HEATING AND COOLING | TH6B1821 | CF24BXA1+TXV | TM9E040A10MP11 | 10 | 18000 | 4000 | 205520517 | ASHP | HRCU-A-CB | LX SERIES | 17 | 18000
GUARDIAN | RHP16L18B21 | CF24BXA1+TXV | TM9E040A10MP11 | 10 | 18000 | 4000 | 205520518 | ASHP | HRCU-A-CB |  | 17 | 18000
GUARDIAN | RHP16L18B21 | CF24BXA1+TXV | RGF29040AE10MP11 | 10 | 18000 | 4000 | 205520519 | ASHP | HRCU-A-CB |  | 17 | 18000
EVCON | RHP16L18B21 | CF24BXA1+TXV | TM9E040A10MP11 | 10 | 18000 | 4000 | 205520520 | ASHP | HRCU-A-CB |  | 17 | 18000
EVCON | RHP16L18B21 | CF24BXA1+TXV | RGF29040AE10MP11 | 10 | 18000 | 4000 | 205520521 | ASHP | HRCU-A-CB |  | 17 | 18000
GUARDIAN | RHP16L18B23 | CF24BXA1+TXV | TM9E040A10MP11 | 10 | 18000 | 4000 | 205520522 | ASHP | HRCU-A-CB |  | 17 | 18000
GUARDIAN | RHP16L18B23 | CF24BXA1+TXV | RGF29040AE10MP11 | 10 | 18000 | 4000 | 205520523 | ASHP | HRCU-A-CB |  | 17 | 18000
EVCON | RHP16L18B23 | CF24BXA1+TXV | TM9E040A10MP11 | 10 | 18000 | 4000 | 205520524 | ASHP | HRCU-A-CB |  | 17 | 18000
EVCON | RHP16L18B23 | CF24BXA1+TXV | RGF29040AE10MP11 | 10 | 18000 | 4000 | 205520525 | ASHP | HRCU-A-CB |  | 17 | 18000
COLEMAN | CH6B1821 | CF24BXA1+TXV | TM9Y040A10MP11 | 10 | 18000 | 4000 | 205520526 | ASHP | HRCU-A-CB | LX SERIES | 17 | 18000
LUXAIRE | TH6B1821 | CF24BXA1+TXV | TM9Y040A10MP11 | 10 | 18000 | 4000 | 205520527 | ASHP | HRCU-A-CB | LX SERIES | 17 | 18000
EVCON | RHP16L18B21 | CF30CXA1+ME12CN21+TXV |  | 10 | 18000 | 4000 | 205521825 | ASHP | HRCU-A-CB |  | 17 | 18000
GUARDIAN | RHP16L18B23 | CF30CXA1+ME12CN21+TXV |  | 10 | 18000 | 4000 | 205521826 | ASHP | HRCU-A-CB |  | 17 | 18000
EVCON | RHP16L18B23 | CF30CXA1+ME12CN21+TXV |  | 10 | 18000 | 4000 | 205521827 | ASHP | HRCU-A-CB |  | 17 | 18000
COLEMAN | CH6B1821 | CM30CXA1+ME12CN21+TXV |  | 10 | 18000 | 4000 | 205521828 | ASHP | HRCU-A-CB | LX SERIES | 17 | 18000
LUXAIRE | TH6B1821 | CM30CXA1+ME12CN21+TXV |  | 10 | 18000 | 4000 | 205521829 | ASHP | HRCU-A-CB | LX SERIES | 17 | 18000
FRASER-JOHNSTON | TH6B1821 | CM30CXA1+ME12CN21+TXV |  | 10 | 18000 | 4000 | 205521830 | ASHP | HRCU-A-CB | LX SERIES | 17 | 18000
CHAMPION HEATING AND COOLING | TH6B1821 | CM30CXA1+ME12CN21+TXV |  | 10 | 18000 | 4000 | 205521831 | ASHP | HRCU-A-CB | LX SERIES | 17 | 18000
GUARDIAN | RHP16L18B21 | CM30CXA1+ME12CN21+TXV |  | 10 | 18000 | 4000 | 205521832 | ASHP | HRCU-A-CB |  | 17 | 18000
EVCON | RHP16L18B21 | CM30CXA1+ME12CN21+TXV |  | 10 | 18000 | 4000 | 205521833 | ASHP | HRCU-A-CB |  | 17 | 18000
GUARDIAN | RHP16L18B23 | CM30CXA1+ME12CN21+TXV |  | 10 | 18000 | 4000 | 205521834 | ASHP | HRCU-A-CB |  | 17 | 18000
EVCON | RHP16L18B23 | CM30CXA1+ME12CN21+TXV |  | 10 | 18000 | 4000 | 205521835 | ASHP | HRCU-A-CB |  | 17 | 18000
COLEMAN | CH6B1821 | CF24CXA1+ME12CN21+TXV |  | 10 | 18000 | 4000 | 205521836 | ASHP | HRCU-A-CB | LX SERIES | 17 | 18000
EVCON | RHP16L18B23 | CF24BXA1+TXV | RGF29040AE12MP11 | 10 | 18000 | 4000 | 205520536 | ASHP | HRCU-A-CB |  | 17 | 18000
EVCON | RHP16L18B23 | CF24BXA1+TXV | TM9Y040A10MP11 | 10 | 18000 | 4000 | 205520537 | ASHP | HRCU-A-CB |  | 17 | 18000
COLEMAN | CH6B1821 | CM24BXA1+TXV | TM9E040A10MP11 | 10 | 18000 | 4000 | 205520538 | ASHP | HRCU-A-CB | LX SERIES | 17 | 18000
LUXAIRE | TH6B1821 | CM24BXA1+TXV | TM9E040A10MP11 | 10 | 18000 | 4000 | 205520539 | ASHP | HRCU-A-CB | LX SERIES | 17 | 18000
FRASER-JOHNSTON | TH6B1821 | CM24BXA1+TXV | TM9E040A10MP11 | 10 | 18000 | 4000 | 205520540 | ASHP | HRCU-A-CB | LX SERIES | 17 | 18000
CHAMPION HEATING AND COOLING | TH6B1821 | CM24BXA1+TXV | TM9E040A10MP11 | 10 | 18000 | 4000 | 205520541 | ASHP | HRCU-A-CB | LX SERIES | 17 | 18000
GUARDIAN | RHP16L18B21 | CM24BXA1+TXV | TM9E040A10MP11 | 10 | 18000 | 4000 | 205520542 | ASHP | HRCU-A-CB |  | 17 | 18000
GUARDIAN | RHP16L18B21 | CM24BXA1+TXV | RGF29040AE10MP11 | 10 | 18000 | 4000 | 205520543 | ASHP | HRCU-A-CB |  | 17 | 18000
EVCON | RHP16L18B21 | CM24BXA1+TXV | TM9E040A10MP11 | 10 | 18000 | 4000 | 205520544 | ASHP | HRCU-A-CB |  | 17 | 18000
EVCON | RHP16L18B21 | CM24BXA1+TXV | RGF29040AE10MP11 | 10 | 18000 | 4000 | 205520545 | ASHP | HRCU-A-CB |  | 17 | 18000
GUARDIAN | RHP16L18B23 | CM24BXA1+TXV | TM9E040A10MP11 | 10 | 18000 | 4000 | 205520546 | ASHP | HRCU-A-CB |  | 17 | 18000
GUARDIAN | RHP16L18B23 | CM24BXA1+TXV | RGF29040AE10MP11 | 10 | 18000 | 4000 | 205520547 | ASHP | HRCU-A-CB |  | 17 | 18000
EVCON | RHP16L18B23 | CM24BXA1+TXV | TM9E040A10MP11 | 10 | 18000 | 4000 | 205520548 | ASHP | HRCU-A-CB |  | 17 | 18000
EVCON | RHP16L18B23 | CM24BXA1+TXV | RGF29040AE10MP11 | 10 | 18000 | 4000 | 205520549 | ASHP | HRCU-A-CB |  | 17 | 18000
COLEMAN | CH6B1821 | CU24BXA1+TXV | TM9E040A10MP11 | 10 | 18000 | 4000 | 205520550 | ASHP | HRCU-A-CB | LX SERIES | 17 | 18000
LUXAIRE | TH6B1821 | CU24BXA1+TXV | TM9E040A10MP11 | 10 | 18000 | 4000 | 205520551 | ASHP | HRCU-A-CB | LX SERIES | 17 | 18000
FRASER-JOHNSTON | TH6B1821 | CU24BXA1+TXV | TM9E040A10MP11 | 10 | 18000 | 4000 | 205520552 | ASHP | HRCU-A-CB | LX SERIES | 17 | 18000
CHAMPION HEATING AND COOLING | TH6B1821 | CU24BXA1+TXV | TM9E040A10MP11 | 10 | 18000 | 4000 | 205520553 | ASHP | HRCU-A-CB | LX SERIES | 17 | 18000
GUARDIAN | RHP16L18B21 | CU24BXA1+TXV | TM9E040A10MP11 | 10 | 18000 | 4000 | 205520554 | ASHP | HRCU-A-CB |  | 17 | 18000
GUARDIAN | RHP16L18B21 | CU24BXA1+TXV | RGF29040AE10MP11 | 10 | 18000 | 4000 | 205520555 | ASHP | HRCU-A-CB |  | 17 | 18000
EVCON | RHP16L18B21 | CU24BXA1+TXV | TM9E040A10MP11 | 10 | 18000 | 4000 | 205520556 | ASHP | HRCU-A-CB |  | 17 | 18000
EVCON | RHP16L18B21 | CU24BXA1+TXV | RGF29040AE10MP11 | 10 | 18000 | 4000 | 205520557 | ASHP | HRCU-A-CB |  | 17 | 18000
GUARDIAN | RHP16L18B23 | CU24BXA1+TXV | TM9E040A10MP11 | 10 | 18000 | 4000 | 205520558 | ASHP | HRCU-A-CB |  | 17 | 18000
GUARDIAN | RHP16L18B23 | CU24BXA1+TXV | RGF29040AE10MP11 | 10 | 18000 | 4000 | 205520559 | ASHP | HRCU-A-CB |  | 17 | 18000
EVCON | RHP16L18B23 | CU24BXA1+TXV | TM9E040A10MP11 | 10 | 18000 | 4000 | 205520560 | ASHP | HRCU-A-CB |  | 17 | 18000
EVCON | RHP16L18B23 | CU24BXA1+TXV | RGF29040AE10MP11 | 10 | 18000 | 4000 | 205520561 | ASHP | HRCU-A-CB |  | 17 | 18000
COLEMAN | CH6B1821 | CM24BXA1+TXV | TM9Y040A10MP11 | 10 | 18000 | 4000 | 205520562 | ASHP | HRCU-A-CB | LX SERIES | 17 | 18000
LUXAIRE | TH6B1821 | CM24BXA1+TXV | TM9Y040A10MP11 | 10 | 18000 | 4000 | 205520563 | ASHP | HRCU-A-CB | LX SERIES | 17 | 18000
FRASER-JOHNSTON | TH6B1821 | CM24BXA1+TXV | TM9Y040A10MP11 | 10 | 18000 | 4000 | 205520564 | ASHP | HRCU-A-CB | LX SERIES | 17 | 18000
CHAMPION HEATING AND COOLING | TH6B1821 | CM24BXA1+TXV | TM9Y040A10MP11 | 10 | 18000 | 4000 | 205520565 | ASHP | HRCU-A-CB | LX SERIES | 17 | 18000
GUARDIAN | RHP16L18B21 | CM24BXA1+TXV | RGF29040AE12MP11 | 10 | 18000 | 4000 | 205520566 | ASHP | HRCU-A-CB |  | 17 | 18000
GUARDIAN | RHP16L18B21 | CM24BXA1+TXV | TM9Y040A10MP11 | 10 | 18000 | 4000 | 205520567 | ASHP | HRCU-A-CB |  | 17 | 18000
EVCON | RHP16L18B21 | CM24BXA1+TXV | RGF29040AE12MP11 | 10 | 18000 | 4000 | 205520568 | ASHP | HRCU-A-CB |  | 17 | 18000
EVCON | RHP16L18B21 | CM24BXA1+TXV | TM9Y040A10MP11 | 10 | 18000 | 4000 | 205520569 | ASHP | HRCU-A-CB |  | 17 | 18000
GUARDIAN | RHP16L18B23 | CM24BXA1+TXV | RGF29040AE12MP11 | 10 | 18000 | 4000 | 205520570 | ASHP | HRCU-A-CB |  | 17 | 18000
EVCON | RHP16L18B21 | CF24BXA1+TXV | RGF2L080BE12MP11 | 10 | 18000 | 4000 | 205521165 | ASHP | HRCU-A-CB |  | 17 | 18000
GUARDIAN | RHP16L18B23 | CF24BXA1+TXV | TM8Y080B12MP11 | 10 | 18000 | 4000 | 205521166 | ASHP | HRCU-A-CB |  | 17 | 18000
GUARDIAN | RHP16L18B23 | CF24BXA1+TXV | RGF2L080BE12MP11 | 10 | 18000 | 4000 | 205521167 | ASHP | HRCU-A-CB |  | 17 | 18000
EVCON | RHP16L18B23 | CF24BXA1+TXV | TM8Y080B12MP11 | 10 | 18000 | 4000 | 205521168 | ASHP | HRCU-A-CB |  | 17 | 18000
EVCON | RHP16L18B23 | CF24BXA1+TXV | RGF2L080BE12MP11 | 10 | 18000 | 4000 | 205521169 | ASHP | HRCU-A-CB |  | 17 | 18000
COLEMAN | CH6B1821 | CM24BXA1+TXV | TM8X080B12MP11 | 10 | 18000 | 4000 | 205521170 | ASHP | HRCU-A-CB | LX SERIES | 17 | 18000
LUXAIRE | TH6B1821 | CM24BXA1+TXV | TM8X080B12MP11 | 10 | 18000 | 4000 | 205521171 | ASHP | HRCU-A-CB | LX SERIES | 17 | 18000
FRASER-JOHNSTON | TH6B1821 | CM24BXA1+TXV | TM8X080B12MP11 | 10 | 18000 | 4000 | 205521172 | ASHP | HRCU-A-CB | LX SERIES | 17 | 18000
CHAMPION HEATING AND COOLING | TH6B1821 | CM24BXA1+TXV | TM8X080B12MP11 | 10 | 18000 | 4000 | 205521173 | ASHP | HRCU-A-CB | LX SERIES | 17 | 18000
GUARDIAN | RHP16L18B21 | CM24BXA1+TXV | TM8X080B12MP11 | 10 | 18000 | 4000 | 205521174 | ASHP | HRCU-A-CB |  | 17 | 18000
EVCON | RHP16L18B21 | CM24BXA1+TXV | TM8X080B12MP11 | 10 | 18000 | 4000 | 205521175 | ASHP | HRCU-A-CB |  | 17 | 18000
GUARDIAN | RHP16L18B23 | CM24BXA1+TXV | TM8X080B12MP11 | 10 | 18000 | 4000 | 205521176 | ASHP | HRCU-A-CB |  | 17 | 18000
EVCON | RHP16L18B23 | CM24BXA1+TXV | TM8X080B12MP11 | 10 | 18000 | 4000 | 205521177 | ASHP | HRCU-A-CB |  | 17 | 18000
COLEMAN | CH6B1821 | CU24BXA1+TXV | TM8X080B12MP11 | 10 | 18000 | 4000 | 205521178 | ASHP | HRCU-A-CB | LX SERIES | 17 | 18000
LUXAIRE | TH6B1821 | CU24BXA1+TXV | TM8X080B12MP11 | 10 | 18000 | 4000 | 205521179 | ASHP | HRCU-A-CB | LX SERIES | 17 | 18000
FRASER-JOHNSTON | TH6B1821 | CU24BXA1+TXV | TM8X080B12MP11 | 10 | 18000 | 4000 | 205521180 | ASHP | HRCU-A-CB | LX SERIES | 17 | 18000
CHAMPION HEATING AND COOLING | TH6B1821 | CU24BXA1+TXV | TM8X080B12MP11 | 10 | 18000 | 4000 | 205521181 | ASHP | HRCU-A-CB | LX SERIES | 17 | 18000
GUARDIAN | RHP16L18B21 | CU24BXA1+TXV | RGF29040AE12MP11 | 10 | 18000 | 4000 | 205520578 | ASHP | HRCU-A-CB |  | 17 | 18000
GUARDIAN | RHP16L18B21 | CU24BXA1+TXV | TM9Y040A10MP11 | 10 | 18000 | 4000 | 205520579 | ASHP | HRCU-A-CB |  | 17 | 18000
EVCON | RHP16L18B21 | CU24BXA1+TXV | RGF29040AE12MP11 | 10 | 18000 | 4000 | 205520580 | ASHP | HRCU-A-CB |  | 17 | 18000
EVCON | RHP16L18B21 | CU24BXA1+TXV | TM9Y040A10MP11 | 10 | 18000 | 4000 | 205520581 | ASHP | HRCU-A-CB |  | 17 | 18000
GUARDIAN | RHP16L18B23 | CU24BXA1+TXV | RGF29040AE12MP11 | 10 | 18000 | 4000 | 205520582 | ASHP | HRCU-A-CB |  | 17 | 18000
GUARDIAN | RHP16L18B23 | CU24BXA1+TXV | TM9Y040A10MP11 | 10 | 18000 | 4000 | 205520583 | ASHP | HRCU-A-CB |  | 17 | 18000
EVCON | RHP16L18B23 | CU24BXA1+TXV | RGF29040AE12MP11 | 10 | 18000 | 4000 | 205520584 | ASHP | HRCU-A-CB |  | 17 | 18000
EVCON | RHP16L18B23 | CU24BXA1+TXV | TM9Y040A10MP11 | 10 | 18000 | 4000 | 205520585 | ASHP | HRCU-A-CB |  | 17 | 18000
COLEMAN | CH6B1821 | CF24AXA1+TXV | TM9E040A10MP11 | 10 | 18000 | 4000 | 205520586 | ASHP | HRCU-A-CB | LX SERIES | 17 | 18000
LUXAIRE | TH6B1821 | CF24AXA1+TXV | TM9E040A10MP11 | 10 | 18000 | 4000 | 205520587 | ASHP | HRCU-A-CB | LX SERIES | 17 | 18000
FRASER-JOHNSTON | TH6B1821 | CF24AXA1+TXV | TM9E040A10MP11 | 10 | 18000 | 4000 | 205520588 | ASHP | HRCU-A-CB | LX SERIES | 17 | 18000
CHAMPION HEATING AND COOLING | TH6B1821 | CF24AXA1+TXV | TM9E040A10MP11 | 10 | 18000 | 4000 | 205520589 | ASHP | HRCU-A-CB | LX SERIES | 17 | 18000
GUARDIAN | RHP16L18B23 | CM24BXA1+TXV | TMLX080B12MP11 | 10 | 18000 | 4000 | 205521194 | ASHP | HRCU-A-CB |  | 17 | 18000
GUARDIAN | RHP16L18B23 | CM24BXA1+TXV | RGF1L080BE12MP11 | 10 | 18000 | 4000 | 205521195 | ASHP | HRCU-A-CB |  | 17 | 18000
EVCON | RHP16L18B23 | CM24BXA1+TXV | TMLX080B12MP11 | 10 | 18000 | 4000 | 205521196 | ASHP | HRCU-A-CB |  | 17 | 18000
EVCON | RHP16L18B23 | CM24BXA1+TXV | RGF1L080BE12MP11 | 10 | 18000 | 4000 | 205521197 | ASHP | HRCU-A-CB |  | 17 | 18000
COLEMAN | CH6B1821 | CU24BXA1+TXV | TMLX080B12MP11 | 10 | 18000 | 4000 | 205521198 | ASHP | HRCU-A-CB | LX SERIES | 17 | 18000
LUXAIRE | TH6B1821 | CU24BXA1+TXV | TMLX080B12MP11 | 10 | 18000 | 4000 | 205521199 | ASHP | HRCU-A-CB | LX SERIES | 17 | 18000
FRASER-JOHNSTON | TH6B1821 | CU24BXA1+TXV | TMLX080B12MP11 | 10 | 18000 | 4000 | 205521200 | ASHP | HRCU-A-CB | LX SERIES | 17 | 18000
CHAMPION HEATING AND COOLING | TH6B1821 | CU24BXA1+TXV | TMLX080B12MP11 | 10 | 18000 | 4000 | 205521201 | ASHP | HRCU-A-CB | LX SERIES | 17 | 18000
GUARDIAN | RHP16L18B21 | CU24BXA1+TXV | TMLX080B12MP11 | 10 | 18000 | 4000 | 205521202 | ASHP | HRCU-A-CB |  | 17 | 18000
GUARDIAN | RHP16L18B21 | CU24BXA1+TXV | RGF1L080BE12MP11 | 10 | 18000 | 4000 | 205521203 | ASHP | HRCU-A-CB |  | 17 | 18000
EVCON | RHP16L18B21 | CU24BXA1+TXV | TMLX080B12MP11 | 10 | 18000 | 4000 | 205521204 | ASHP | HRCU-A-CB |  | 17 | 18000
EVCON | RHP16L18B21 | CU24BXA1+TXV | RGF1L080BE12MP11 | 10 | 18000 | 4000 | 205521205 | ASHP | HRCU-A-CB |  | 17 | 18000
GUARDIAN | RHP16L18B23 | CU24BXA1+TXV | TMLX080B12MP11 | 10 | 18000 | 4000 | 205521206 | ASHP | HRCU-A-CB |  | 17 | 18000
GUARDIAN | RHP16L18B23 | CU24BXA1+TXV | RGF1L080BE12MP11 | 10 | 18000 | 4000 | 205521207 | ASHP | HRCU-A-CB |  | 17 | 18000
EVCON | RHP16L18B23 | CU24BXA1+TXV | TMLX080B12MP11 | 10 | 18000 | 4000 | 205521208 | ASHP | HRCU-A-CB |  | 17 | 18000
EVCON | RHP16L18B23 | CU24BXA1+TXV | RGF1L080BE12MP11 | 10 | 18000 | 4000 | 205521209 | ASHP | HRCU-A-CB |  | 17 | 18000
COLEMAN | CH6B1821 | CM24BXA1+TXV | TM8Y080B12MP11 | 10 | 18000 | 4000 | 205521210 | ASHP | HRCU-A-CB | LX SERIES | 17 | 18000
LUXAIRE | TH6B1821 | CM24BXA1+TXV | TM8Y080B12MP11 | 10 | 18000 | 4000 | 205521211 | ASHP | HRCU-A-CB | LX SERIES | 17 | 18000
FRASER-JOHNSTON | TH6B1821 | CM24BXA1+TXV | TM8Y080B12MP11 | 10 | 18000 | 4000 | 205521212 | ASHP | HRCU-A-CB | LX SERIES | 17 | 18000
CHAMPION HEATING AND COOLING | TH6B1821 | CM24BXA1+TXV | TM8Y080B12MP11 | 10 | 18000 | 4000 | 205521213 | ASHP | HRCU-A-CB | LX SERIES | 17 | 18000
GUARDIAN | RHP16L18B21 | CM24BXA1+TXV | TM8Y080B12MP11 | 10 | 18000 | 4000 | 205521214 | ASHP | HRCU-A-CB |  | 17 | 18000
GUARDIAN | RHP16L18B21 | CM24BXA1+TXV | RGF2L080BE12MP11 | 10 | 18000 | 4000 | 205521215 | ASHP | HRCU-A-CB |  | 17 | 18000
EVCON | RHP16L18B21 | CM24BXA1+TXV | TM8Y080B12MP11 | 10 | 18000 | 4000 | 205521216 | ASHP | HRCU-A-CB |  | 17 | 18000
EVCON | RHP16L18B21 | CM24BXA1+TXV | RGF2L080BE12MP11 | 10 | 18000 | 4000 | 205521217 | ASHP | HRCU-A-CB |  | 17 | 18000
GUARDIAN | RHP16L18B23 | CM24BXA1+TXV | TM8Y080B12MP11 | 10 | 18000 | 4000 | 205521218 | ASHP | HRCU-A-CB |  | 17 | 18000
GUARDIAN | RHP16L18B23 | CM24BXA1+TXV | RGF2L080BE12MP11 | 10 | 18000 | 4000 | 205521219 | ASHP | HRCU-A-CB |  | 17 | 18000
EVCON | RHP16L18B23 | CM24BXA1+TXV | TM8Y080B12MP11 | 10 | 18000 | 4000 | 205521220 | ASHP | HRCU-A-CB |  | 17 | 18000
EVCON | RHP16L18B23 | CM24BXA1+TXV | RGF2L080BE12MP11 | 10 | 18000 | 4000 | 205521221 | ASHP | HRCU-A-CB |  | 17 | 18000
COLEMAN | CH6B1821 | CU24BXA1+TXV | TM8Y080B12MP11 | 10 | 18000 | 4000 | 205521222 | ASHP | HRCU-A-CB | LX SERIES | 17 | 18000
LUXAIRE | TH6B1821 | CU24BXA1+TXV | TM8Y080B12MP11 | 10 | 18000 | 4000 | 205521223 | ASHP | HRCU-A-CB | LX SERIES | 17 | 18000
FRASER-JOHNSTON | TH6B1821 | CU24BXA1+TXV | TM8Y080B12MP11 | 10 | 18000 | 4000 | 205521224 | ASHP | HRCU-A-CB | LX SERIES | 17 | 18000
CHAMPION HEATING AND COOLING | TH6B1821 | CU24BXA1+TXV | TM8Y080B12MP11 | 10 | 18000 | 4000 | 205521225 | ASHP | HRCU-A-CB | LX SERIES | 17 | 18000
GUARDIAN | RHP16L18B21 | CU24BXA1+TXV | TM8Y080B12MP11 | 10 | 18000 | 4000 | 205521226 | ASHP | HRCU-A-CB |  | 17 | 18000
GUARDIAN | RHP16L18B21 | CU24BXA1+TXV | RGF2L080BE12MP11 | 10 | 18000 | 4000 | 205521227 | ASHP | HRCU-A-CB |  | 17 | 18000
EVCON | RHP16L18B21 | CU24BXA1+TXV | TM8Y080B12MP11 | 10 | 18000 | 4000 | 205521228 | ASHP | HRCU-A-CB |  | 17 | 18000
EVCON | RHP16L18B21 | CU24BXA1+TXV | RGF2L080BE12MP11 | 10 | 18000 | 4000 | 205521229 | ASHP | HRCU-A-CB |  | 17 | 18000
GUARDIAN | RHP16L18B23 | CU24BXA1+TXV | TM8Y080B12MP11 | 10 | 18000 | 4000 | 205521230 | ASHP | HRCU-A-CB |  | 17 | 18000
FRASER-JOHNSTON | TH6B1821 | CM30BXA1+MVC08BN21+TXV |  | 10 | 18000 | 4000 | 205521810 | ASHP | HRCU-A-CB | LX SERIES | 17 | 18000
CHAMPION HEATING AND COOLING | TH6B1821 | CM30BXA1+MVC08BN21+TXV |  | 10 | 18000 | 4000 | 205521811 | ASHP | HRCU-A-CB | LX SERIES | 17 | 18000
COLEMAN | CH6B1821 | CF24BXA1+MVC08BN21+TXV |  | 10 | 18000 | 4000 | 205521812 | ASHP | HRCU-A-CB | LX SERIES | 17 | 18000
LUXAIRE | TH6B1821 | CF24BXA1+MVC08BN21+TXV |  | 10 | 18000 | 4000 | 205521813 | ASHP | HRCU-A-CB | LX SERIES | 17 | 18000
FRASER-JOHNSTON | TH6B1821 | CF24BXA1+MVC08BN21+TXV |  | 10 | 18000 | 4000 | 205521814 | ASHP | HRCU-A-CB | LX SERIES | 17 | 18000
CHAMPION HEATING AND COOLING | TH6B1821 | CF24BXA1+MVC08BN21+TXV |  | 10 | 18000 | 4000 | 205521815 | ASHP | HRCU-A-CB | LX SERIES | 17 | 18000
COLEMAN | CH6B1821 | CM24BXA1+MVC08BN21+TXV |  | 10 | 18000 | 4000 | 205521816 | ASHP | HRCU-A-CB | LX SERIES | 17 | 18000
LUXAIRE | TH6B1821 | CM24BXA1+MVC08BN21+TXV |  | 10 | 18000 | 4000 | 205521817 | ASHP | HRCU-A-CB | LX SERIES | 17 | 18000
FRASER-JOHNSTON | TH6B1821 | CM24BXA1+MVC08BN21+TXV |  | 10 | 18000 | 4000 | 205521818 | ASHP | HRCU-A-CB | LX SERIES | 17 | 18000
CHAMPION HEATING AND COOLING | TH6B1821 | CM24BXA1+MVC08BN21+TXV |  | 10 | 18000 | 4000 | 205521819 | ASHP | HRCU-A-CB | LX SERIES | 17 | 18000
COLEMAN | CH6B1821 | CF30CXA1+ME12CN21+TXV |  | 10 | 18000 | 4000 | 205521820 | ASHP | HRCU-A-CB | LX SERIES | 17 | 18000
LUXAIRE | TH6B1821 | CF30CXA1+ME12CN21+TXV |  | 10 | 18000 | 4000 | 205521821 | ASHP | HRCU-A-CB | LX SERIES | 17 | 18000
FRASER-JOHNSTON | TH6B1821 | CF30CXA1+ME12CN21+TXV |  | 10 | 18000 | 4000 | 205521822 | ASHP | HRCU-A-CB | LX SERIES | 17 | 18000
CHAMPION HEATING AND COOLING | TH6B1821 | CF30CXA1+ME12CN21+TXV |  | 10 | 18000 | 4000 | 205521823 | ASHP | HRCU-A-CB | LX SERIES | 17 | 18000
GUARDIAN | RHP16L18B21 | CF30CXA1+ME12CN21+TXV |  | 10 | 18000 | 4000 | 205521824 | ASHP | HRCU-A-CB |  | 17 | 18000
CHAMPION HEATING AND COOLING | TH6B1821 | CF24AXA1+TXV | TM9Y040A10MP11 | 10 | 18000 | 4000 | 205520601 | ASHP | HRCU-A-CB | LX SERIES | 17 | 18000
GUARDIAN | RHP16L18B21 | CF24AXA1+TXV | RGF29040AE12MP11 | 10 | 18000 | 4000 | 205520602 | ASHP | HRCU-A-CB |  | 17 | 18000
GUARDIAN | RHP16L18B21 | CF24AXA1+TXV | TM9Y040A10MP11 | 10 | 18000 | 4000 | 205520603 | ASHP | HRCU-A-CB |  | 17 | 18000
EVCON | RHP16L18B21 | CF24AXA1+TXV | RGF29040AE12MP11 | 10 | 18000 | 4000 | 205520604 | ASHP | HRCU-A-CB |  | 17 | 18000
EVCON | RHP16L18B21 | CF24AXA1+TXV | TM9Y040A10MP11 | 10 | 18000 | 4000 | 205520605 | ASHP | HRCU-A-CB |  | 17 | 18000
GUARDIAN | RHP16L18B23 | CF24AXA1+TXV | RGF29040AE12MP11 | 10 | 18000 | 4000 | 205520606 | ASHP | HRCU-A-CB |  | 17 | 18000
GUARDIAN | RHP16L18B23 | CF24AXA1+TXV | TM9Y040A10MP11 | 10 | 18000 | 4000 | 205520607 | ASHP | HRCU-A-CB |  | 17 | 18000
EVCON | RHP16L18B23 | CF24AXA1+TXV | RGF29040AE12MP11 | 10 | 18000 | 4000 | 205520608 | ASHP | HRCU-A-CB |  | 17 | 18000
EVCON | RHP16L18B23 | CF24AXA1+TXV | TM9Y040A10MP11 | 10 | 18000 | 4000 | 205520609 | ASHP | HRCU-A-CB |  | 17 | 18000
COLEMAN | CH6B1821 | CM24AXA1+TXV | TM9E040A10MP11 | 10 | 18000 | 4000 | 205520610 | ASHP | HRCU-A-CB | LX SERIES | 17 | 18000
LUXAIRE | TH6B1821 | CM24AXA1+TXV | TM9E040A10MP11 | 10 | 18000 | 4000 | 205520611 | ASHP | HRCU-A-CB | LX SERIES | 17 | 18000
FRASER-JOHNSTON | TH6B1821 | CM24AXA1+TXV | TM9E040A10MP11 | 10 | 18000 | 4000 | 205520612 | ASHP | HRCU-A-CB | LX SERIES | 17 | 18000
CHAMPION HEATING AND COOLING | TH6B1821 | CM24AXA1+TXV | TM9E040A10MP11 | 10 | 18000 | 4000 | 205520613 | ASHP | HRCU-A-CB | LX SERIES | 17 | 18000
GUARDIAN | RHP16L18B21 | CM24AXA1+TXV | TM9E040A10MP11 | 10 | 18000 | 4000 | 205520614 | ASHP | HRCU-A-CB |  | 17 | 18000
GUARDIAN | RHP16L18B21 | CM24AXA1+TXV | RGF29040AE10MP11 | 10 | 18000 | 4000 | 205520615 | ASHP | HRCU-A-CB |  | 17 | 18000
EVCON | RHP16L18B21 | CM24AXA1+TXV | TM9E040A10MP11 | 10 | 18000 | 4000 | 205520616 | ASHP | HRCU-A-CB |  | 17 | 18000
EVCON | RHP16L18B21 | CM24AXA1+TXV | RGF29040AE10MP11 | 10 | 18000 | 4000 | 205520617 | ASHP | HRCU-A-CB |  | 17 | 18000
GUARDIAN | RHP16L18B23 | CM24AXA1+TXV | TM9E040A10MP11 | 10 | 18000 | 4000 | 205520618 | ASHP | HRCU-A-CB |  | 17 | 18000
GUARDIAN | RHP16L18B23 | CM24AXA1+TXV | RGF29040AE10MP11 | 10 | 18000 | 4000 | 205520619 | ASHP | HRCU-A-CB |  | 17 | 18000
EVCON | RHP16L18B23 | CM24AXA1+TXV | TM9E040A10MP11 | 10 | 18000 | 4000 | 205520620 | ASHP | HRCU-A-CB |  | 17 | 18000
EVCON | RHP16L18B23 | CM24AXA1+TXV | RGF29040AE10MP11 | 10 | 18000 | 4000 | 205520621 | ASHP | HRCU-A-CB |  | 17 | 18000
COLEMAN | CH6B1821 | CU24AXA1+TXV | TM9E040A10MP11 | 10 | 18000 | 4000 | 205520622 | ASHP | HRCU-A-CB | LX SERIES | 17 | 18000
LUXAIRE | TH6B1821 | CU24AXA1+TXV | TM9E040A10MP11 | 10 | 18000 | 4000 | 205520623 | ASHP | HRCU-A-CB | LX SERIES | 17 | 18000
FRASER-JOHNSTON | TH6B1821 | CU24AXA1+TXV | TM9E040A10MP11 | 10 | 18000 | 4000 | 205520624 | ASHP | HRCU-A-CB | LX SERIES | 17 | 18000
CHAMPION HEATING AND COOLING | TH6B1821 | CU24AXA1+TXV | TM9E040A10MP11 | 10 | 18000 | 4000 | 205520625 | ASHP | HRCU-A-CB | LX SERIES | 17 | 18000
GUARDIAN | RHP16L18B21 | CU24AXA1+TXV | TM9E040A10MP11 | 10 | 18000 | 4000 | 205520626 | ASHP | HRCU-A-CB |  | 17 | 18000
GUARDIAN | RHP16L18B21 | CU24AXA1+TXV | RGF29040AE10MP11 | 10 | 18000 | 4000 | 205520627 | ASHP | HRCU-A-CB |  | 17 | 18000
EVCON | RHP16L18B21 | CU24AXA1+TXV | TM9E040A10MP11 | 10 | 18000 | 4000 | 205520628 | ASHP | HRCU-A-CB |  | 17 | 18000
EVCON | RHP16L18B21 | CU24AXA1+TXV | RGF29040AE10MP11 | 10 | 18000 | 4000 | 205520629 | ASHP | HRCU-A-CB |  | 17 | 18000
GUARDIAN | RHP16L18B23 | CU24AXA1+TXV | TM9E040A10MP11 | 10 | 18000 | 4000 | 205520630 | ASHP | HRCU-A-CB |  | 17 | 18000
GUARDIAN | RHP16L18B23 | CU24AXA1+TXV | RGF29040AE10MP11 | 10 | 18000 | 4000 | 205520631 | ASHP | HRCU-A-CB |  | 17 | 18000
EVCON | RHP16L18B23 | CU24AXA1+TXV | TM9E040A10MP11 | 10 | 18000 | 4000 | 205520632 | ASHP | HRCU-A-CB |  | 17 | 18000
EVCON | RHP16L18B23 | CU24AXA1+TXV | RGF29040AE10MP11 | 10 | 18000 | 4000 | 205520633 | ASHP | HRCU-A-CB |  | 17 | 18000
COLEMAN | CH6B1821 | CM24AXA1+TXV | TM9Y040A10MP11 | 10 | 18000 | 4000 | 205520634 | ASHP | HRCU-A-CB | LX SERIES | 17 | 18000
LUXAIRE | TH6B1821 | CM24AXA1+TXV | TM9Y040A10MP11 | 10 | 18000 | 4000 | 205520635 | ASHP | HRCU-A-CB | LX SERIES | 17 | 18000
FRASER-JOHNSTON | TH6B1821 | CM24AXA1+TXV | TM9Y040A10MP11 | 10 | 18000 | 4000 | 205520636 | ASHP | HRCU-A-CB | LX SERIES | 17 | 18000
GUARDIAN | RHP16L18B23 | CU24BXA1+TXV | RGF2L080BE12MP11 | 10 | 18000 | 4000 | 205521231 | ASHP | HRCU-A-CB |  | 17 | 18000
EVCON | RHP16L18B23 | CU24BXA1+TXV | TM8Y080B12MP11 | 10 | 18000 | 4000 | 205521232 | ASHP | HRCU-A-CB |  | 17 | 18000
EVCON | RHP16L18B23 | CU24BXA1+TXV | RGF2L080BE12MP11 | 10 | 18000 | 4000 | 205521233 | ASHP | HRCU-A-CB |  | 17 | 18000
COLEMAN | CH6B1821 | CF30BXA1+TXV | TM8X060A12MP11 | 10 | 18000 | 4000 | 205521234 | ASHP | HRCU-A-CB | LX SERIES | 17 | 18000
LUXAIRE | TH6B1821 | CF30BXA1+TXV | TM8X060A12MP11 | 10 | 18000 | 4000 | 205521235 | ASHP | HRCU-A-CB | LX SERIES | 17 | 18000
FRASER-JOHNSTON | TH6B1821 | CF30BXA1+TXV | TM8X060A12MP11 | 10 | 18000 | 4000 | 205521236 | ASHP | HRCU-A-CB | LX SERIES | 17 | 18000
CHAMPION HEATING AND COOLING | TH6B1821 | CF30BXA1+TXV | TM8X060A12MP11 | 10 | 18000 | 4000 | 205521237 | ASHP | HRCU-A-CB | LX SERIES | 17 | 18000
GUARDIAN | RHP16L18B21 | CF30BXA1+TXV | TM8X060A12MP11 | 10 | 18000 | 4000 | 205521238 | ASHP | HRCU-A-CB |  | 17 | 18000
EVCON | RHP16L18B21 | CF30BXA1+TXV | TM8X060A12MP11 | 10 | 18000 | 4000 | 205521239 | ASHP | HRCU-A-CB |  | 17 | 18000
GUARDIAN | RHP16L18B23 | CF30BXA1+TXV | TM8X060A12MP11 | 10 | 18000 | 4000 | 205521240 | ASHP | HRCU-A-CB |  | 17 | 18000
EVCON | RHP16L18B23 | CF30BXA1+TXV | TM8X060A12MP11 | 10 | 18000 | 4000 | 205521241 | ASHP | HRCU-A-CB |  | 17 | 18000
COLEMAN | CH6B1821 | CF30BXA1+TXV | TMLX060A12MP11 | 10 | 18000 | 4000 | 205521242 | ASHP | HRCU-A-CB | LX SERIES | 17 | 18000
LUXAIRE | TH6B1821 | CF30BXA1+TXV | TMLX060A12MP11 | 10 | 18000 | 4000 | 205521243 | ASHP | HRCU-A-CB | LX SERIES | 17 | 18000
FRASER-JOHNSTON | TH6B1821 | CF30BXA1+TXV | TMLX060A12MP11 | 10 | 18000 | 4000 | 205521244 | ASHP | HRCU-A-CB | LX SERIES | 17 | 18000
CHAMPION HEATING AND COOLING | TH6B1821 | CF30BXA1+TXV | TMLX060A12MP11 | 10 | 18000 | 4000 | 205521245 | ASHP | HRCU-A-CB | LX SERIES | 17 | 18000
GUARDIAN | RHP16L18B21 | CF30BXA1+TXV | TMLX060A12MP11 | 10 | 18000 | 4000 | 205521246 | ASHP | HRCU-A-CB |  | 17 | 18000
GUARDIAN | RHP16L18B21 | CF30BXA1+TXV | RGF1L060AE12MP11 | 10 | 18000 | 4000 | 205521247 | ASHP | HRCU-A-CB |  | 17 | 18000
LUXAIRE | TH6B1821 | CF24CXA1+ME12CN21+TXV |  | 10 | 18000 | 4000 | 205521837 | ASHP | HRCU-A-CB | LX SERIES | 17 | 18000
FRASER-JOHNSTON | TH6B1821 | CF24CXA1+ME12CN21+TXV |  | 10 | 18000 | 4000 | 205521838 | ASHP | HRCU-A-CB | LX SERIES | 17 | 18000
CHAMPION HEATING AND COOLING | TH6B1821 | CF24CXA1+ME12CN21+TXV |  | 10 | 18000 | 4000 | 205521839 | ASHP | HRCU-A-CB | LX SERIES | 17 | 18000
GUARDIAN | RHP16L18B21 | CF24CXA1+ME12CN21+TXV |  | 10 | 18000 | 4000 | 205521840 | ASHP | HRCU-A-CB |  | 17 | 18000
GUARDIAN | RHP16L18B23 | CM24BXA1+TXV | TM9Y040A10MP11 | 10 | 18000 | 4000 | 205520571 | ASHP | HRCU-A-CB |  | 17 | 18000
EVCON | RHP16L18B23 | CM24BXA1+TXV | RGF29040AE12MP11 | 10 | 18000 | 4000 | 205520572 | ASHP | HRCU-A-CB |  | 17 | 18000
EVCON | RHP16L18B23 | CM24BXA1+TXV | TM9Y040A10MP11 | 10 | 18000 | 4000 | 205520573 | ASHP | HRCU-A-CB |  | 17 | 18000
COLEMAN | CH6B1821 | CU24BXA1+TXV | TM9Y040A10MP11 | 10 | 18000 | 4000 | 205520574 | ASHP | HRCU-A-CB | LX SERIES | 17 | 18000
LUXAIRE | TH6B1821 | CU24BXA1+TXV | TM9Y040A10MP11 | 10 | 18000 | 4000 | 205520575 | ASHP | HRCU-A-CB | LX SERIES | 17 | 18000
FRASER-JOHNSTON | TH6B1821 | CU24BXA1+TXV | TM9Y040A10MP11 | 10 | 18000 | 4000 | 205520576 | ASHP | HRCU-A-CB | LX SERIES | 17 | 18000
CHAMPION HEATING AND COOLING | TH6B1821 | CU24BXA1+TXV | TM9Y040A10MP11 | 10 | 18000 | 4000 | 205520577 | ASHP | HRCU-A-CB | LX SERIES | 17 | 18000
CHAMPION HEATING AND COOLING | TH6B1821 | CM24BXA1+ME12BN21+TXV |  | 10 | 18000 | 4000 | 205521879 | ASHP | HRCU-A-CB | LX SERIES | 17 | 18000
GUARDIAN | RHP16L18B21 | CM24BXA1+ME12BN21+TXV |  | 10 | 18000 | 4000 | 205521880 | ASHP | HRCU-A-CB |  | 17 | 18000
EVCON | RHP16L18B21 | CM24BXA1+ME12BN21+TXV |  | 10 | 18000 | 4000 | 205521881 | ASHP | HRCU-A-CB |  | 17 | 18000
GUARDIAN | RHP16L18B23 | CM24BXA1+ME12BN21+TXV |  | 10 | 18000 | 4000 | 205521882 | ASHP | HRCU-A-CB |  | 17 | 18000
EVCON | RHP16L18B21 | CF30BXA1+TXV | TMLX060A12MP11 | 10 | 18000 | 4000 | 205521248 | ASHP | HRCU-A-CB |  | 17 | 18000
EVCON | RHP16L18B21 | CF30BXA1+TXV | RGF1L060AE12MP11 | 10 | 18000 | 4000 | 205521249 | ASHP | HRCU-A-CB |  | 17 | 18000
GUARDIAN | RHP16L18B23 | CF30BXA1+TXV | TMLX060A12MP11 | 10 | 18000 | 4000 | 205521250 | ASHP | HRCU-A-CB |  | 17 | 18000
GUARDIAN | RHP16L18B23 | CF30BXA1+TXV | RGF1L060AE12MP11 | 10 | 18000 | 4000 | 205521251 | ASHP | HRCU-A-CB |  | 17 | 18000
EVCON | RHP16L18B23 | CF30BXA1+TXV | TMLX060A12MP11 | 10 | 18000 | 4000 | 205521252 | ASHP | HRCU-A-CB |  | 17 | 18000
EVCON | RHP16L18B23 | CF30BXA1+TXV | RGF1L060AE12MP11 | 10 | 18000 | 4000 | 205521253 | ASHP | HRCU-A-CB |  | 17 | 18000
COLEMAN | CH6B1821 | CF30BXA1+TXV | TM8Y060A12MP11 | 10 | 18000 | 4000 | 205521254 | ASHP | HRCU-A-CB | LX SERIES | 17 | 18000
LUXAIRE | TH6B1821 | CF30BXA1+TXV | TM8Y060A12MP11 | 10 | 18000 | 4000 | 205521255 | ASHP | HRCU-A-CB | LX SERIES | 17 | 18000
FRASER-JOHNSTON | TH6B1821 | CF30BXA1+TXV | TM8Y060A12MP11 | 10 | 18000 | 4000 | 205521256 | ASHP | HRCU-A-CB | LX SERIES | 17 | 18000
CHAMPION HEATING AND COOLING | TH6B1821 | CF30BXA1+TXV | TM8Y060A12MP11 | 10 | 18000 | 4000 | 205521257 | ASHP | HRCU-A-CB | LX SERIES | 17 | 18000
GUARDIAN | RHP16L18B21 | CF30BXA1+TXV | TM8Y060A12MP11 | 10 | 18000 | 4000 | 205521258 | ASHP | HRCU-A-CB |  | 17 | 18000
GUARDIAN | RHP16L18B21 | CF30BXA1+TXV | RGF2L060AE12MP11 | 10 | 18000 | 4000 | 205521259 | ASHP | HRCU-A-CB |  | 17 | 18000
EVCON | RHP16L18B21 | CF30BXA1+TXV | TM8Y060A12MP11 | 10 | 18000 | 4000 | 205521260 | ASHP | HRCU-A-CB |  | 17 | 18000
EVCON | RHP16L18B21 | CF30BXA1+TXV | RGF2L060AE12MP11 | 10 | 18000 | 4000 | 205521261 | ASHP | HRCU-A-CB |  | 17 | 18000
GUARDIAN | RHP16L18B23 | CF30BXA1+TXV | TM8Y060A12MP11 | 10 | 18000 | 4000 | 205521262 | ASHP | HRCU-A-CB |  | 17 | 18000
GUARDIAN | RHP16L18B23 | CF30BXA1+TXV | RGF2L060AE12MP11 | 10 | 18000 | 4000 | 205521263 | ASHP | HRCU-A-CB |  | 17 | 18000
EVCON | RHP16L18B23 | CF30BXA1+TXV | TM8Y060A12MP11 | 10 | 18000 | 4000 | 205521264 | ASHP | HRCU-A-CB |  | 17 | 18000
EVCON | RHP16L18B23 | CF30BXA1+TXV | RGF2L060AE12MP11 | 10 | 18000 | 4000 | 205521265 | ASHP | HRCU-A-CB |  | 17 | 18000
COLEMAN | CH6B1821 | CM30BXA1+TXV | TM8X060A12MP11 | 10 | 18000 | 4000 | 205521266 | ASHP | HRCU-A-CB | LX SERIES | 17 | 18000
LUXAIRE | TH6B1821 | CM30BXA1+TXV | TM8X060A12MP11 | 10 | 18000 | 4000 | 205521267 | ASHP | HRCU-A-CB | LX SERIES | 17 | 18000
FRASER-JOHNSTON | TH6B1821 | CM30BXA1+TXV | TM8X060A12MP11 | 10 | 18000 | 4000 | 205521268 | ASHP | HRCU-A-CB | LX SERIES | 17 | 18000
CHAMPION HEATING AND COOLING | TH6B1821 | CM30BXA1+TXV | TM8X060A12MP11 | 10 | 18000 | 4000 | 205521269 | ASHP | HRCU-A-CB | LX SERIES | 17 | 18000
GUARDIAN | RHP16L18B21 | CM30BXA1+TXV | TM8X060A12MP11 | 10 | 18000 | 4000 | 205521270 | ASHP | HRCU-A-CB |  | 17 | 18000
EVCON | RHP16L18B21 | CM30BXA1+TXV | TM8X060A12MP11 | 10 | 18000 | 4000 | 205521271 | ASHP | HRCU-A-CB |  | 17 | 18000
GUARDIAN | RHP16L18B23 | CM30BXA1+TXV | TM8X060A12MP11 | 10 | 18000 | 4000 | 205521272 | ASHP | HRCU-A-CB |  | 17 | 18000
EVCON | RHP16L18B23 | CM30BXA1+TXV | TM8X060A12MP11 | 10 | 18000 | 4000 | 205521273 | ASHP | HRCU-A-CB |  | 17 | 18000
COLEMAN | CH6B1821 | CU30BXA1+TXV | TM8X060A12MP11 | 10 | 18000 | 4000 | 205521274 | ASHP | HRCU-A-CB | LX SERIES | 17 | 18000
LUXAIRE | TH6B1821 | CU30BXA1+TXV | TM8X060A12MP11 | 10 | 18000 | 4000 | 205521275 | ASHP | HRCU-A-CB | LX SERIES | 17 | 18000
FRASER-JOHNSTON | TH6B1821 | CU30BXA1+TXV | TM8X060A12MP11 | 10 | 18000 | 4000 | 205521276 | ASHP | HRCU-A-CB | LX SERIES | 17 | 18000
CHAMPION HEATING AND COOLING | TH6B1821 | CU30BXA1+TXV | TM8X060A12MP11 | 10 | 18000 | 4000 | 205521277 | ASHP | HRCU-A-CB | LX SERIES | 17 | 18000
GUARDIAN | RHP16L18B21 | CU30BXA1+TXV | TM8X060A12MP11 | 10 | 18000 | 4000 | 205521278 | ASHP | HRCU-A-CB |  | 17 | 18000
EVCON | RHP16L18B21 | CU30BXA1+TXV | TM8X060A12MP11 | 10 | 18000 | 4000 | 205521279 | ASHP | HRCU-A-CB |  | 17 | 18000
GUARDIAN | RHP16L18B23 | CU30BXA1+TXV | TM8X060A12MP11 | 10 | 18000 | 4000 | 205521280 | ASHP | HRCU-A-CB |  | 17 | 18000
EVCON | RHP16L18B23 | CU30BXA1+TXV | TM8X060A12MP11 | 10 | 18000 | 4000 | 205521281 | ASHP | HRCU-A-CB |  | 17 | 18000
COLEMAN | CH6B1821 | CM30BXA1+TXV | TMLX060A12MP11 | 10 | 18000 | 4000 | 205521282 | ASHP | HRCU-A-CB | LX SERIES | 17 | 18000
LUXAIRE | TH6B1821 | CM30BXA1+TXV | TMLX060A12MP11 | 10 | 18000 | 4000 | 205521283 | ASHP | HRCU-A-CB | LX SERIES | 17 | 18000
FRASER-JOHNSTON | TH6B1821 | CM30BXA1+TXV | TMLX060A12MP11 | 10 | 18000 | 4000 | 205521284 | ASHP | HRCU-A-CB | LX SERIES | 17 | 18000
CHAMPION HEATING AND COOLING | TH6B1821 | CM30BXA1+TXV | TMLX060A12MP11 | 10 | 18000 | 4000 | 205521285 | ASHP | HRCU-A-CB | LX SERIES | 17 | 18000
GUARDIAN | RHP16L18B21 | CM30BXA1+TXV | TMLX060A12MP11 | 10 | 18000 | 4000 | 205521286 | ASHP | HRCU-A-CB |  | 17 | 18000
GUARDIAN | RHP16L18B21 | CM30BXA1+TXV | RGF1L060AE12MP11 | 10 | 18000 | 4000 | 205521287 | ASHP | HRCU-A-CB |  | 17 | 18000
EVCON | RHP16L18B21 | CM30BXA1+TXV | TMLX060A12MP11 | 10 | 18000 | 4000 | 205521288 | ASHP | HRCU-A-CB |  | 17 | 18000
EVCON | RHP16L18B21 | CM30BXA1+TXV | RGF1L060AE12MP11 | 10 | 18000 | 4000 | 205521289 | ASHP | HRCU-A-CB |  | 17 | 18000
GUARDIAN | RHP16L18B23 | CM30BXA1+TXV | TMLX060A12MP11 | 10 | 18000 | 4000 | 205521290 | ASHP | HRCU-A-CB |  | 17 | 18000
GUARDIAN | RHP16L18B23 | CM30BXA1+TXV | RGF1L060AE12MP11 | 10 | 18000 | 4000 | 205521291 | ASHP | HRCU-A-CB |  | 17 | 18000
EVCON | RHP16L18B23 | CM30BXA1+TXV | TMLX060A12MP11 | 10 | 18000 | 4000 | 205521292 | ASHP | HRCU-A-CB |  | 17 | 18000
EVCON | RHP16L18B23 | CM30BXA1+TXV | RGF1L060AE12MP11 | 10 | 18000 | 4000 | 205521293 | ASHP | HRCU-A-CB |  | 17 | 18000
COLEMAN | CH6B1821 | CU30BXA1+TXV | TMLX060A12MP11 | 10 | 18000 | 4000 | 205521294 | ASHP | HRCU-A-CB | LX SERIES | 17 | 18000
LUXAIRE | TH6B1821 | CU30BXA1+TXV | TMLX060A12MP11 | 10 | 18000 | 4000 | 205521295 | ASHP | HRCU-A-CB | LX SERIES | 17 | 18000
FRASER-JOHNSTON | TH6B1821 | CU30BXA1+TXV | TMLX060A12MP11 | 10 | 18000 | 4000 | 205521296 | ASHP | HRCU-A-CB | LX SERIES | 17 | 18000
GUARDIAN | RHP16L18B21 | CF24AXA1+TXV | TM9E040A10MP11 | 10 | 18000 | 4000 | 205520590 | ASHP | HRCU-A-CB |  | 17 | 18000
GUARDIAN | RHP16L18B21 | CF24AXA1+TXV | RGF29040AE10MP11 | 10 | 18000 | 4000 | 205520591 | ASHP | HRCU-A-CB |  | 17 | 18000
EVCON | RHP16L18B21 | CF24AXA1+TXV | TM9E040A10MP11 | 10 | 18000 | 4000 | 205520592 | ASHP | HRCU-A-CB |  | 17 | 18000
EVCON | RHP16L18B21 | CF24AXA1+TXV | RGF29040AE10MP11 | 10 | 18000 | 4000 | 205520593 | ASHP | HRCU-A-CB |  | 17 | 18000
GUARDIAN | RHP16L18B23 | CF24AXA1+TXV | TM9E040A10MP11 | 10 | 18000 | 4000 | 205520594 | ASHP | HRCU-A-CB |  | 17 | 18000
GUARDIAN | RHP16L18B23 | CF24AXA1+TXV | RGF29040AE10MP11 | 10 | 18000 | 4000 | 205520595 | ASHP | HRCU-A-CB |  | 17 | 18000
EVCON | RHP16L18B23 | CF24AXA1+TXV | TM9E040A10MP11 | 10 | 18000 | 4000 | 205520596 | ASHP | HRCU-A-CB |  | 17 | 18000
EVCON | RHP16L18B23 | CF24AXA1+TXV | RGF29040AE10MP11 | 10 | 18000 | 4000 | 205520597 | ASHP | HRCU-A-CB |  | 17 | 18000
COLEMAN | CH6B1821 | CF24AXA1+TXV | TM9Y040A10MP11 | 10 | 18000 | 4000 | 205520598 | ASHP | HRCU-A-CB | LX SERIES | 17 | 18000
LUXAIRE | TH6B1821 | CF24AXA1+TXV | TM9Y040A10MP11 | 10 | 18000 | 4000 | 205520599 | ASHP | HRCU-A-CB | LX SERIES | 17 | 18000
FRASER-JOHNSTON | TH6B1821 | CF24AXA1+TXV | TM9Y040A10MP11 | 10 | 18000 | 4000 | 205520600 | ASHP | HRCU-A-CB | LX SERIES | 17 | 18000
EVCON | RHP16L18B23 | CM30BXA1+TXV | RGF2L060AE12MP11 | 10 | 18000 | 4000 | 205521317 | ASHP | HRCU-A-CB |  | 17 | 18000
COLEMAN | CH6B1821 | CU30BXA1+TXV | TM8Y060A12MP11 | 10 | 18000 | 4000 | 205521318 | ASHP | HRCU-A-CB | LX SERIES | 17 | 18000
CHAMPION HEATING AND COOLING | TH6B1821 | CM24AXA1+TXV | TM9Y040A10MP11 | 10 | 18000 | 4000 | 205520637 | ASHP | HRCU-A-CB | LX SERIES | 17 | 18000
GUARDIAN | RHP16L18B21 | CM24AXA1+TXV | RGF29040AE12MP11 | 10 | 18000 | 4000 | 205520638 | ASHP | HRCU-A-CB |  | 17 | 18000
GUARDIAN | RHP16L18B21 | CM24AXA1+TXV | TM9Y040A10MP11 | 10 | 18000 | 4000 | 205520639 | ASHP | HRCU-A-CB |  | 17 | 18000
EVCON | RHP16L18B21 | CM24AXA1+TXV | RGF29040AE12MP11 | 10 | 18000 | 4000 | 205520640 | ASHP | HRCU-A-CB |  | 17 | 18000
EVCON | RHP16L18B21 | CM24AXA1+TXV | TM9Y040A10MP11 | 10 | 18000 | 4000 | 205520641 | ASHP | HRCU-A-CB |  | 17 | 18000
GUARDIAN | RHP16L18B23 | CM24AXA1+TXV | RGF29040AE12MP11 | 10 | 18000 | 4000 | 205520642 | ASHP | HRCU-A-CB |  | 17 | 18000
GUARDIAN | RHP16L18B23 | CM24AXA1+TXV | TM9Y040A10MP11 | 10 | 18000 | 4000 | 205520643 | ASHP | HRCU-A-CB |  | 17 | 18000
EVCON | RHP16L18B23 | CM24AXA1+TXV | RGF29040AE12MP11 | 10 | 18000 | 4000 | 205520644 | ASHP | HRCU-A-CB |  | 17 | 18000
EVCON | RHP16L18B23 | CM24AXA1+TXV | TM9Y040A10MP11 | 10 | 18000 | 4000 | 205520645 | ASHP | HRCU-A-CB |  | 17 | 18000
COLEMAN | CH6B1821 | CU24AXA1+TXV | TM9Y040A10MP11 | 10 | 18000 | 4000 | 205520646 | ASHP | HRCU-A-CB | LX SERIES | 17 | 18000
LUXAIRE | TH6B1821 | CU24AXA1+TXV | TM9Y040A10MP11 | 10 | 18000 | 4000 | 205520647 | ASHP | HRCU-A-CB | LX SERIES | 17 | 18000
FRASER-JOHNSTON | TH6B1821 | CU24AXA1+TXV | TM9Y040A10MP11 | 10 | 18000 | 4000 | 205520648 | ASHP | HRCU-A-CB | LX SERIES | 17 | 18000
CHAMPION HEATING AND COOLING | TH6B1821 | CU24AXA1+TXV | TM9Y040A10MP11 | 10 | 18000 | 4000 | 205520649 | ASHP | HRCU-A-CB | LX SERIES | 17 | 18000
GUARDIAN | RHP16L18B21 | CU24AXA1+TXV | RGF29040AE12MP11 | 10 | 18000 | 4000 | 205520650 | ASHP | HRCU-A-CB |  | 17 | 18000
GUARDIAN | RHP16L18B21 | CU24AXA1+TXV | TM9Y040A10MP11 | 10 | 18000 | 4000 | 205520651 | ASHP | HRCU-A-CB |  | 17 | 18000
EVCON | RHP16L18B21 | CU24AXA1+TXV | RGF29040AE12MP11 | 10 | 18000 | 4000 | 205520652 | ASHP | HRCU-A-CB |  | 17 | 18000
EVCON | RHP16L18B21 | CU24AXA1+TXV | TM9Y040A10MP11 | 10 | 18000 | 4000 | 205520653 | ASHP | HRCU-A-CB |  | 17 | 18000
GUARDIAN | RHP16L18B23 | CU24AXA1+TXV | RGF29040AE12MP11 | 10 | 18000 | 4000 | 205520654 | ASHP | HRCU-A-CB |  | 17 | 18000
GUARDIAN | RHP16L18B23 | CU24AXA1+TXV | TM9Y040A10MP11 | 10 | 18000 | 4000 | 205520655 | ASHP | HRCU-A-CB |  | 17 | 18000
EVCON | RHP16L18B23 | CU24AXA1+TXV | RGF29040AE12MP11 | 10 | 18000 | 4000 | 205520656 | ASHP | HRCU-A-CB |  | 17 | 18000
EVCON | RHP16L18B23 | CU24AXA1+TXV | TM9Y040A10MP11 | 10 | 18000 | 4000 | 205520657 | ASHP | HRCU-A-CB |  | 17 | 18000
COLEMAN | CH6B1821 | CF30CXA1+TXV | TM8X100C16MP11 | 10 | 18000 | 4000 | 205520658 | ASHP | HRCU-A-CB | LX SERIES | 17 | 18000
LUXAIRE | TH6B1821 | CF30CXA1+TXV | TM8X100C16MP11 | 10 | 18000 | 4000 | 205520659 | ASHP | HRCU-A-CB | LX SERIES | 17 | 18000
FRASER-JOHNSTON | TH6B1821 | CF30CXA1+TXV | TM8X100C16MP11 | 10 | 18000 | 4000 | 205520660 | ASHP | HRCU-A-CB | LX SERIES | 17 | 18000
EVCON | RHP16L18B21 | CF24CXA1+ME12CN21+TXV |  | 10 | 18000 | 4000 | 205521841 | ASHP | HRCU-A-CB |  | 17 | 18000
GUARDIAN | RHP16L18B23 | CF24CXA1+ME12CN21+TXV |  | 10 | 18000 | 4000 | 205521842 | ASHP | HRCU-A-CB |  | 17 | 18000
EVCON | RHP16L18B23 | CF24CXA1+ME12CN21+TXV |  | 10 | 18000 | 4000 | 205521843 | ASHP | HRCU-A-CB |  | 17 | 18000
COLEMAN | CH6B1821 | CM24CXA1+ME12CN21+TXV |  | 10 | 18000 | 4000 | 205521844 | ASHP | HRCU-A-CB | LX SERIES | 17 | 18000
LUXAIRE | TH6B1821 | CM24CXA1+ME12CN21+TXV |  | 10 | 18000 | 4000 | 205521845 | ASHP | HRCU-A-CB | LX SERIES | 17 | 18000
FRASER-JOHNSTON | TH6B1821 | CM24CXA1+ME12CN21+TXV |  | 10 | 18000 | 4000 | 205521846 | ASHP | HRCU-A-CB | LX SERIES | 17 | 18000
CHAMPION HEATING AND COOLING | TH6B1821 | CM24CXA1+ME12CN21+TXV |  | 10 | 18000 | 4000 | 205521847 | ASHP | HRCU-A-CB | LX SERIES | 17 | 18000
GUARDIAN | RHP16L18B21 | CM24CXA1+ME12CN21+TXV |  | 10 | 18000 | 4000 | 205521848 | ASHP | HRCU-A-CB |  | 17 | 18000
EVCON | RHP16L18B21 | CM24CXA1+ME12CN21+TXV |  | 10 | 18000 | 4000 | 205521849 | ASHP | HRCU-A-CB |  | 17 | 18000
GUARDIAN | RHP16L18B23 | CM24CXA1+ME12CN21+TXV |  | 10 | 18000 | 4000 | 205521850 | ASHP | HRCU-A-CB |  | 17 | 18000
EVCON | RHP16L18B23 | CM24CXA1+ME12CN21+TXV |  | 10 | 18000 | 4000 | 205521851 | ASHP | HRCU-A-CB |  | 17 | 18000
COLEMAN | CH6B1821 | CF30BXA1+ME12BN21+TXV |  | 10 | 18000 | 4000 | 205521852 | ASHP | HRCU-A-CB | LX SERIES | 17 | 18000
LUXAIRE | TH6B1821 | CF30BXA1+ME12BN21+TXV |  | 10 | 18000 | 4000 | 205521853 | ASHP | HRCU-A-CB | LX SERIES | 17 | 18000
FRASER-JOHNSTON | TH6B1821 | CF30BXA1+ME12BN21+TXV |  | 10 | 18000 | 4000 | 205521854 | ASHP | HRCU-A-CB | LX SERIES | 17 | 18000
CHAMPION HEATING AND COOLING | TH6B1821 | CF30BXA1+ME12BN21+TXV |  | 10 | 18000 | 4000 | 205521855 | ASHP | HRCU-A-CB | LX SERIES | 17 | 18000
GUARDIAN | RHP16L18B21 | CF30BXA1+ME12BN21+TXV |  | 10 | 18000 | 4000 | 205521856 | ASHP | HRCU-A-CB |  | 17 | 18000
EVCON | RHP16L18B21 | CF30BXA1+ME12BN21+TXV |  | 10 | 18000 | 4000 | 205521857 | ASHP | HRCU-A-CB |  | 17 | 18000
GUARDIAN | RHP16L18B23 | CF30BXA1+ME12BN21+TXV |  | 10 | 18000 | 4000 | 205521858 | ASHP | HRCU-A-CB |  | 17 | 18000
EVCON | RHP16L18B23 | CF30BXA1+ME12BN21+TXV |  | 10 | 18000 | 4000 | 205521859 | ASHP | HRCU-A-CB |  | 17 | 18000
COLEMAN | CH6B1821 | CM30BXA1+ME12BN21+TXV |  | 10 | 18000 | 4000 | 205521860 | ASHP | HRCU-A-CB | LX SERIES | 17 | 18000
LUXAIRE | TH6B1821 | CM30BXA1+ME12BN21+TXV |  | 10 | 18000 | 4000 | 205521861 | ASHP | HRCU-A-CB | LX SERIES | 17 | 18000
FRASER-JOHNSTON | TH6B1821 | CM30BXA1+ME12BN21+TXV |  | 10 | 18000 | 4000 | 205521862 | ASHP | HRCU-A-CB | LX SERIES | 17 | 18000
CHAMPION HEATING AND COOLING | TH6B1821 | CM30BXA1+ME12BN21+TXV |  | 10 | 18000 | 4000 | 205521863 | ASHP | HRCU-A-CB | LX SERIES | 17 | 18000
GUARDIAN | RHP16L18B21 | CM30BXA1+ME12BN21+TXV |  | 10 | 18000 | 4000 | 205521864 | ASHP | HRCU-A-CB |  | 17 | 18000
EVCON | RHP16L18B21 | CM30BXA1+ME12BN21+TXV |  | 10 | 18000 | 4000 | 205521865 | ASHP | HRCU-A-CB |  | 17 | 18000
GUARDIAN | RHP16L18B23 | CM30BXA1+ME12BN21+TXV |  | 10 | 18000 | 4000 | 205521866 | ASHP | HRCU-A-CB |  | 17 | 18000
EVCON | RHP16L18B23 | CM30BXA1+ME12BN21+TXV |  | 10 | 18000 | 4000 | 205521867 | ASHP | HRCU-A-CB |  | 17 | 18000
COLEMAN | CH6B1821 | CF24BXA1+ME12BN21+TXV |  | 10 | 18000 | 4000 | 205521868 | ASHP | HRCU-A-CB | LX SERIES | 17 | 18000
LUXAIRE | TH6B1821 | CF24BXA1+ME12BN21+TXV |  | 10 | 18000 | 4000 | 205521869 | ASHP | HRCU-A-CB | LX SERIES | 17 | 18000
FRASER-JOHNSTON | TH6B1821 | CF24BXA1+ME12BN21+TXV |  | 10 | 18000 | 4000 | 205521870 | ASHP | HRCU-A-CB | LX SERIES | 17 | 18000
CHAMPION HEATING AND COOLING | TH6B1821 | CF24BXA1+ME12BN21+TXV |  | 10 | 18000 | 4000 | 205521871 | ASHP | HRCU-A-CB | LX SERIES | 17 | 18000
GUARDIAN | RHP16L18B21 | CF24BXA1+ME12BN21+TXV |  | 10 | 18000 | 4000 | 205521872 | ASHP | HRCU-A-CB |  | 17 | 18000
EVCON | RHP16L18B21 | CF24BXA1+ME12BN21+TXV |  | 10 | 18000 | 4000 | 205521873 | ASHP | HRCU-A-CB |  | 17 | 18000
GUARDIAN | RHP16L18B23 | CF24BXA1+ME12BN21+TXV |  | 10 | 18000 | 4000 | 205521874 | ASHP | HRCU-A-CB |  | 17 | 18000
EVCON | RHP16L18B23 | CF24BXA1+ME12BN21+TXV |  | 10 | 18000 | 4000 | 205521875 | ASHP | HRCU-A-CB |  | 17 | 18000
COLEMAN | CH6B1821 | CM24BXA1+ME12BN21+TXV |  | 10 | 18000 | 4000 | 205521876 | ASHP | HRCU-A-CB | LX SERIES | 17 | 18000
LUXAIRE | TH6B1821 | CM24BXA1+ME12BN21+TXV |  | 10 | 18000 | 4000 | 205521877 | ASHP | HRCU-A-CB | LX SERIES | 17 | 18000
FRASER-JOHNSTON | TH6B1821 | CM24BXA1+ME12BN21+TXV |  | 10 | 18000 | 4000 | 205521878 | ASHP | HRCU-A-CB | LX SERIES | 17 | 18000
LUXAIRE | TH6B1821 | CM30BXA1+ME08BN21+TXV |  | 10 | 18000 | 4000 | 205521901 | ASHP | HRCU-A-CB | LX SERIES | 17 | 18000
FRASER-JOHNSTON | TH6B1821 | CM30BXA1+ME08BN21+TXV |  | 10 | 18000 | 4000 | 205521902 | ASHP | HRCU-A-CB | LX SERIES | 17 | 18000
CHAMPION HEATING AND COOLING | TH6B1821 | CF30CXA1+TXV | TM8X100C16MP11 | 10 | 18000 | 4000 | 205520661 | ASHP | HRCU-A-CB | LX SERIES | 17 | 18000
GUARDIAN | RHP16L18B21 | CF30CXA1+TXV | TM8X100C16MP11 | 10 | 18000 | 4000 | 205520662 | ASHP | HRCU-A-CB |  | 17 | 18000
EVCON | RHP16L18B21 | CF30CXA1+TXV | TM8X100C16MP11 | 10 | 18000 | 4000 | 205520663 | ASHP | HRCU-A-CB |  | 17 | 18000
GUARDIAN | RHP16L18B23 | CF30CXA1+TXV | TM8X100C16MP11 | 10 | 18000 | 4000 | 205520664 | ASHP | HRCU-A-CB |  | 17 | 18000
EVCON | RHP16L18B23 | CF30CXA1+TXV | TM8X100C16MP11 | 10 | 18000 | 4000 | 205520665 | ASHP | HRCU-A-CB |  | 17 | 18000
COLEMAN | CH6B1821 | CF30CXA1+TXV | TM8X080C16MP11 | 10 | 18000 | 4000 | 205520666 | ASHP | HRCU-A-CB | LX SERIES | 17 | 18000
LUXAIRE | TH6B1821 | CF30CXA1+TXV | TM8X080C16MP11 | 10 | 18000 | 4000 | 205520667 | ASHP | HRCU-A-CB | LX SERIES | 17 | 18000
FRASER-JOHNSTON | TH6B1821 | CF30CXA1+TXV | TM8X080C16MP11 | 10 | 18000 | 4000 | 205520668 | ASHP | HRCU-A-CB | LX SERIES | 17 | 18000
CHAMPION HEATING AND COOLING | TH6B1821 | CF30CXA1+TXV | TM8X080C16MP11 | 10 | 18000 | 4000 | 205520669 | ASHP | HRCU-A-CB | LX SERIES | 17 | 18000
GUARDIAN | RHP16L18B21 | CF30CXA1+TXV | TM8X080C16MP11 | 10 | 18000 | 4000 | 205520670 | ASHP | HRCU-A-CB |  | 17 | 18000
EVCON | RHP16L18B21 | CF30CXA1+TXV | TM8X080C16MP11 | 10 | 18000 | 4000 | 205520671 | ASHP | HRCU-A-CB |  | 17 | 18000
GUARDIAN | RHP16L18B23 | CF30CXA1+TXV | TM8X080C16MP11 | 10 | 18000 | 4000 | 205520672 | ASHP | HRCU-A-CB |  | 17 | 18000
EVCON | RHP16L18B23 | CF30CXA1+TXV | TM8X080C16MP11 | 10 | 18000 | 4000 | 205520673 | ASHP | HRCU-A-CB |  | 17 | 18000
COLEMAN | CH6B1821 | CF30CXA1+TXV | TMLX080C16MP11 | 10 | 18000 | 4000 | 205520674 | ASHP | HRCU-A-CB | LX SERIES | 17 | 18000
LUXAIRE | TH6B1821 | CF30CXA1+TXV | TMLX080C16MP11 | 10 | 18000 | 4000 | 205520675 | ASHP | HRCU-A-CB | LX SERIES | 17 | 18000
FRASER-JOHNSTON | TH6B1821 | CF30CXA1+TXV | TMLX080C16MP11 | 10 | 18000 | 4000 | 205520676 | ASHP | HRCU-A-CB | LX SERIES | 17 | 18000
CHAMPION HEATING AND COOLING | TH6B1821 | CF30CXA1+TXV | TMLX080C16MP11 | 10 | 18000 | 4000 | 205520677 | ASHP | HRCU-A-CB | LX SERIES | 17 | 18000
GUARDIAN | RHP16L18B21 | CF30CXA1+TXV | TMLX080C16MP11 | 10 | 18000 | 4000 | 205520678 | ASHP | HRCU-A-CB |  | 17 | 18000
GUARDIAN | RHP16L18B21 | CF30CXA1+TXV | RGF1L080CE16MP11 | 10 | 18000 | 4000 | 205520679 | ASHP | HRCU-A-CB |  | 17 | 18000
EVCON | RHP16L18B21 | CF30CXA1+TXV | TMLX080C16MP11 | 10 | 18000 | 4000 | 205520680 | ASHP | HRCU-A-CB |  | 17 | 18000
EVCON | RHP16L18B21 | CF30CXA1+TXV | RGF1L080CE16MP11 | 10 | 18000 | 4000 | 205520681 | ASHP | HRCU-A-CB |  | 17 | 18000
GUARDIAN | RHP16L18B23 | CF30CXA1+TXV | TMLX080C16MP11 | 10 | 18000 | 4000 | 205520682 | ASHP | HRCU-A-CB |  | 17 | 18000
GUARDIAN | RHP16L18B23 | CF30CXA1+TXV | RGF1L080CE16MP11 | 10 | 18000 | 4000 | 205520683 | ASHP | HRCU-A-CB |  | 17 | 18000
EVCON | RHP16L18B23 | CF30CXA1+TXV | TMLX080C16MP11 | 10 | 18000 | 4000 | 205520684 | ASHP | HRCU-A-CB |  | 17 | 18000
EVCON | RHP16L18B23 | CF30CXA1+TXV | RGF1L080CE16MP11 | 10 | 18000 | 4000 | 205520685 | ASHP | HRCU-A-CB |  | 17 | 18000
COLEMAN | CH6B1821 | CF30CXA1+TXV | TMLX100C16MP11 | 10 | 18000 | 4000 | 205520686 | ASHP | HRCU-A-CB | LX SERIES | 17 | 18000
LUXAIRE | TH6B1821 | CF30CXA1+TXV | TMLX100C16MP11 | 10 | 18000 | 4000 | 205520687 | ASHP | HRCU-A-CB | LX SERIES | 17 | 18000
FRASER-JOHNSTON | TH6B1821 | CF30CXA1+TXV | TMLX100C16MP11 | 10 | 18000 | 4000 | 205520688 | ASHP | HRCU-A-CB | LX SERIES | 17 | 18000
CHAMPION HEATING AND COOLING | TH6B1821 | CF30CXA1+TXV | TMLX100C16MP11 | 10 | 18000 | 4000 | 205520689 | ASHP | HRCU-A-CB | LX SERIES | 17 | 18000
GUARDIAN | RHP16L18B21 | CF30CXA1+TXV | TMLX100C16MP11 | 10 | 18000 | 4000 | 205520690 | ASHP | HRCU-A-CB |  | 17 | 18000
GUARDIAN | RHP16L18B21 | CF30CXA1+TXV | RGF1L100CE16MP11 | 10 | 18000 | 4000 | 205520691 | ASHP | HRCU-A-CB |  | 17 | 18000
EVCON | RHP16L18B21 | CF30CXA1+TXV | TMLX100C16MP11 | 10 | 18000 | 4000 | 205520692 | ASHP | HRCU-A-CB |  | 17 | 18000
EVCON | RHP16L18B21 | CF30CXA1+TXV | RGF1L100CE16MP11 | 10 | 18000 | 4000 | 205520693 | ASHP | HRCU-A-CB |  | 17 | 18000
GUARDIAN | RHP16L18B23 | CF30CXA1+TXV | TMLX100C16MP11 | 10 | 18000 | 4000 | 205520694 | ASHP | HRCU-A-CB |  | 17 | 18000
GUARDIAN | RHP16L18B23 | CF30CXA1+TXV | RGF1L100CE16MP11 | 10 | 18000 | 4000 | 205520695 | ASHP | HRCU-A-CB |  | 17 | 18000
EVCON | RHP16L18B23 | CF30CXA1+TXV | TMLX100C16MP11 | 10 | 18000 | 4000 | 205520696 | ASHP | HRCU-A-CB |  | 17 | 18000
EVCON | RHP16L18B23 | CF30CXA1+TXV | RGF1L100CE16MP11 | 10 | 18000 | 4000 | 205520697 | ASHP | HRCU-A-CB |  | 17 | 18000
COLEMAN | CH6B1821 | CF30CXA1+TXV | TM8Y100C16MP11 | 10 | 18000 | 4000 | 205520698 | ASHP | HRCU-A-CB | LX SERIES | 17 | 18000
LUXAIRE | TH6B1821 | CF30CXA1+TXV | TM8Y100C16MP11 | 10 | 18000 | 4000 | 205520699 | ASHP | HRCU-A-CB | LX SERIES | 17 | 18000
FRASER-JOHNSTON | TH6B1821 | CF30CXA1+TXV | TM8Y100C16MP11 | 10 | 18000 | 4000 | 205520700 | ASHP | HRCU-A-CB | LX SERIES | 17 | 18000
CHAMPION HEATING AND COOLING | TH6B1821 | CF30CXA1+TXV | TM8Y100C16MP11 | 10 | 18000 | 4000 | 205520701 | ASHP | HRCU-A-CB | LX SERIES | 17 | 18000
GUARDIAN | RHP16L18B21 | CF30CXA1+TXV | TM8Y100C16MP11 | 10 | 18000 | 4000 | 205520702 | ASHP | HRCU-A-CB |  | 17 | 18000
CHAMPION HEATING AND COOLING | TH6B1821 | CU30BXA1+TXV | TMLX060A12MP11 | 10 | 18000 | 4000 | 205521297 | ASHP | HRCU-A-CB | LX SERIES | 17 | 18000
GUARDIAN | RHP16L18B21 | CU30BXA1+TXV | TMLX060A12MP11 | 10 | 18000 | 4000 | 205521298 | ASHP | HRCU-A-CB |  | 17 | 18000
GUARDIAN | RHP16L18B21 | CU30BXA1+TXV | RGF1L060AE12MP11 | 10 | 18000 | 4000 | 205521299 | ASHP | HRCU-A-CB |  | 17 | 18000
EVCON | RHP16L18B21 | CU30BXA1+TXV | TMLX060A12MP11 | 10 | 18000 | 4000 | 205521300 | ASHP | HRCU-A-CB |  | 17 | 18000
EVCON | RHP16L18B21 | CU30BXA1+TXV | RGF1L060AE12MP11 | 10 | 18000 | 4000 | 205521301 | ASHP | HRCU-A-CB |  | 17 | 18000
GUARDIAN | RHP16L18B23 | CU30BXA1+TXV | TMLX060A12MP11 | 10 | 18000 | 4000 | 205521302 | ASHP | HRCU-A-CB |  | 17 | 18000
GUARDIAN | RHP16L18B23 | CU30BXA1+TXV | RGF1L060AE12MP11 | 10 | 18000 | 4000 | 205521303 | ASHP | HRCU-A-CB |  | 17 | 18000
EVCON | RHP16L18B23 | CU30BXA1+TXV | TMLX060A12MP11 | 10 | 18000 | 4000 | 205521304 | ASHP | HRCU-A-CB |  | 17 | 18000
EVCON | RHP16L18B23 | CU30BXA1+TXV | RGF1L060AE12MP11 | 10 | 18000 | 4000 | 205521305 | ASHP | HRCU-A-CB |  | 17 | 18000
COLEMAN | CH6B1821 | CM30BXA1+TXV | TM8Y060A12MP11 | 10 | 18000 | 4000 | 205521306 | ASHP | HRCU-A-CB | LX SERIES | 17 | 18000
LUXAIRE | TH6B1821 | CM30BXA1+TXV | TM8Y060A12MP11 | 10 | 18000 | 4000 | 205521307 | ASHP | HRCU-A-CB | LX SERIES | 17 | 18000
FRASER-JOHNSTON | TH6B1821 | CM30BXA1+TXV | TM8Y060A12MP11 | 10 | 18000 | 4000 | 205521308 | ASHP | HRCU-A-CB | LX SERIES | 17 | 18000
CHAMPION HEATING AND COOLING | TH6B1821 | CM30BXA1+TXV | TM8Y060A12MP11 | 10 | 18000 | 4000 | 205521309 | ASHP | HRCU-A-CB | LX SERIES | 17 | 18000
GUARDIAN | RHP16L18B21 | CM30BXA1+TXV | TM8Y060A12MP11 | 10 | 18000 | 4000 | 205521310 | ASHP | HRCU-A-CB |  | 17 | 18000
GUARDIAN | RHP16L18B21 | CM30BXA1+TXV | RGF2L060AE12MP11 | 10 | 18000 | 4000 | 205521311 | ASHP | HRCU-A-CB |  | 17 | 18000
EVCON | RHP16L18B21 | CM30BXA1+TXV | TM8Y060A12MP11 | 10 | 18000 | 4000 | 205521312 | ASHP | HRCU-A-CB |  | 17 | 18000
EVCON | RHP16L18B21 | CM30BXA1+TXV | RGF2L060AE12MP11 | 10 | 18000 | 4000 | 205521313 | ASHP | HRCU-A-CB |  | 17 | 18000
GUARDIAN | RHP16L18B23 | CM30BXA1+TXV | TM8Y060A12MP11 | 10 | 18000 | 4000 | 205521314 | ASHP | HRCU-A-CB |  | 17 | 18000
GUARDIAN | RHP16L18B23 | CM30BXA1+TXV | RGF2L060AE12MP11 | 10 | 18000 | 4000 | 205521315 | ASHP | HRCU-A-CB |  | 17 | 18000
EVCON | RHP16L18B23 | CM30BXA1+TXV | TM8Y060A12MP11 | 10 | 18000 | 4000 | 205521316 | ASHP | HRCU-A-CB |  | 17 | 18000
GUARDIAN | RHP16L18B23 | CM30CXA1+TXV | TMLX100C16MP11 | 10 | 18000 | 4000 | 205520758 | ASHP | HRCU-A-CB |  | 17 | 18000
CHAMPION HEATING AND COOLING | TH6B1821 | CM30BXA1+ME08BN21+TXV |  | 10 | 18000 | 4000 | 205521903 | ASHP | HRCU-A-CB | LX SERIES | 17 | 18000
LUXAIRE | TH6B1821 | CU30BXA1+TXV | TM8Y060A12MP11 | 10 | 18000 | 4000 | 205521319 | ASHP | HRCU-A-CB | LX SERIES | 17 | 18000
FRASER-JOHNSTON | TH6B1821 | CU30BXA1+TXV | TM8Y060A12MP11 | 10 | 18000 | 4000 | 205521320 | ASHP | HRCU-A-CB | LX SERIES | 17 | 18000
CHAMPION HEATING AND COOLING | TH6B1821 | CU30BXA1+TXV | TM8Y060A12MP11 | 10 | 18000 | 4000 | 205521321 | ASHP | HRCU-A-CB | LX SERIES | 17 | 18000
GUARDIAN | RHP16L18B21 | CU30BXA1+TXV | TM8Y060A12MP11 | 10 | 18000 | 4000 | 205521322 | ASHP | HRCU-A-CB |  | 17 | 18000
GUARDIAN | RHP16L18B21 | CU30BXA1+TXV | RGF2L060AE12MP11 | 10 | 18000 | 4000 | 205521323 | ASHP | HRCU-A-CB |  | 17 | 18000
EVCON | RHP16L18B21 | CU30BXA1+TXV | TM8Y060A12MP11 | 10 | 18000 | 4000 | 205521324 | ASHP | HRCU-A-CB |  | 17 | 18000
EVCON | RHP16L18B21 | CU30BXA1+TXV | RGF2L060AE12MP11 | 10 | 18000 | 4000 | 205521325 | ASHP | HRCU-A-CB |  | 17 | 18000
GUARDIAN | RHP16L18B23 | CU30BXA1+TXV | TM8Y060A12MP11 | 10 | 18000 | 4000 | 205521326 | ASHP | HRCU-A-CB |  | 17 | 18000
GUARDIAN | RHP16L18B23 | CU30BXA1+TXV | RGF2L060AE12MP11 | 10 | 18000 | 4000 | 205521327 | ASHP | HRCU-A-CB |  | 17 | 18000
EVCON | RHP16L18B23 | CU30BXA1+TXV | TM8Y060A12MP11 | 10 | 18000 | 4000 | 205521328 | ASHP | HRCU-A-CB |  | 17 | 18000
EVCON | RHP16L18B23 | CU30BXA1+TXV | RGF2L060AE12MP11 | 10 | 18000 | 4000 | 205521329 | ASHP | HRCU-A-CB |  | 17 | 18000
COLEMAN | CH6B1821 | CF24BXA1+TXV | TM8X060A12MP11 | 10 | 18000 | 4000 | 205521330 | ASHP | HRCU-A-CB | LX SERIES | 17 | 18000
LUXAIRE | TH6B1821 | CF24BXA1+TXV | TM8X060A12MP11 | 10 | 18000 | 4000 | 205521331 | ASHP | HRCU-A-CB | LX SERIES | 17 | 18000
FRASER-JOHNSTON | TH6B1821 | CF24BXA1+TXV | TM8X060A12MP11 | 10 | 18000 | 4000 | 205521332 | ASHP | HRCU-A-CB | LX SERIES | 17 | 18000
CHAMPION HEATING AND COOLING | TH6B1821 | CF24BXA1+TXV | TM8X060A12MP11 | 10 | 18000 | 4000 | 205521333 | ASHP | HRCU-A-CB | LX SERIES | 17 | 18000
GUARDIAN | RHP16L18B21 | CF24BXA1+TXV | TM8X060A12MP11 | 10 | 18000 | 4000 | 205521334 | ASHP | HRCU-A-CB |  | 17 | 18000
EVCON | RHP16L18B21 | CF24BXA1+TXV | TM8X060A12MP11 | 10 | 18000 | 4000 | 205521335 | ASHP | HRCU-A-CB |  | 17 | 18000
GUARDIAN | RHP16L18B23 | CF24BXA1+TXV | TM8X060A12MP11 | 10 | 18000 | 4000 | 205521336 | ASHP | HRCU-A-CB |  | 17 | 18000
EVCON | RHP16L18B23 | CF24BXA1+TXV | TM8X060A12MP11 | 10 | 18000 | 4000 | 205521337 | ASHP | HRCU-A-CB |  | 17 | 18000
COLEMAN | CH6B1821 | CF24BXA1+TXV | TMLX060A12MP11 | 10 | 18000 | 4000 | 205521338 | ASHP | HRCU-A-CB | LX SERIES | 17 | 18000
LUXAIRE | TH6B1821 | CF24BXA1+TXV | TMLX060A12MP11 | 10 | 18000 | 4000 | 205521339 | ASHP | HRCU-A-CB | LX SERIES | 17 | 18000
FRASER-JOHNSTON | TH6B1821 | CF24BXA1+TXV | TMLX060A12MP11 | 10 | 18000 | 4000 | 205521340 | ASHP | HRCU-A-CB | LX SERIES | 17 | 18000
CHAMPION HEATING AND COOLING | TH6B1821 | CF24BXA1+TXV | TMLX060A12MP11 | 10 | 18000 | 4000 | 205521341 | ASHP | HRCU-A-CB | LX SERIES | 17 | 18000
GUARDIAN | RHP16L18B21 | CF24BXA1+TXV | TMLX060A12MP11 | 10 | 18000 | 4000 | 205521342 | ASHP | HRCU-A-CB |  | 17 | 18000
GUARDIAN | RHP16L18B21 | CF24BXA1+TXV | RGF1L060AE12MP11 | 10 | 18000 | 4000 | 205521343 | ASHP | HRCU-A-CB |  | 17 | 18000
EVCON | RHP16L18B21 | CF24BXA1+TXV | TMLX060A12MP11 | 10 | 18000 | 4000 | 205521344 | ASHP | HRCU-A-CB |  | 17 | 18000
EVCON | RHP16L18B21 | CF24BXA1+TXV | RGF1L060AE12MP11 | 10 | 18000 | 4000 | 205521345 | ASHP | HRCU-A-CB |  | 17 | 18000
GUARDIAN | RHP16L18B23 | CF24BXA1+TXV | TMLX060A12MP11 | 10 | 18000 | 4000 | 205521346 | ASHP | HRCU-A-CB |  | 17 | 18000
GUARDIAN | RHP16L18B23 | CF24BXA1+TXV | RGF1L060AE12MP11 | 10 | 18000 | 4000 | 205521347 | ASHP | HRCU-A-CB |  | 17 | 18000
EVCON | RHP16L18B23 | CF24BXA1+TXV | TMLX060A12MP11 | 10 | 18000 | 4000 | 205521348 | ASHP | HRCU-A-CB |  | 17 | 18000
EVCON | RHP16L18B23 | CF24BXA1+TXV | RGF1L060AE12MP11 | 10 | 18000 | 4000 | 205521349 | ASHP | HRCU-A-CB |  | 17 | 18000
COLEMAN | CH6B1821 | CF24BXA1+TXV | TM8Y060A12MP11 | 10 | 18000 | 4000 | 205521350 | ASHP | HRCU-A-CB | LX SERIES | 17 | 18000
LUXAIRE | TH6B1821 | CF24BXA1+TXV | TM8Y060A12MP11 | 10 | 18000 | 4000 | 205521351 | ASHP | HRCU-A-CB | LX SERIES | 17 | 18000
FRASER-JOHNSTON | TH6B1821 | CF24BXA1+TXV | TM8Y060A12MP11 | 10 | 18000 | 4000 | 205521352 | ASHP | HRCU-A-CB | LX SERIES | 17 | 18000
CHAMPION HEATING AND COOLING | TH6B1821 | CF24BXA1+TXV | TM8Y060A12MP11 | 10 | 18000 | 4000 | 205521353 | ASHP | HRCU-A-CB | LX SERIES | 17 | 18000
GUARDIAN | RHP16L18B21 | CF24BXA1+TXV | TM8Y060A12MP11 | 10 | 18000 | 4000 | 205521354 | ASHP | HRCU-A-CB |  | 17 | 18000
GUARDIAN | RHP16L18B21 | CF24BXA1+TXV | RGF2L060AE12MP11 | 10 | 18000 | 4000 | 205521355 | ASHP | HRCU-A-CB |  | 17 | 18000
EVCON | RHP16L18B21 | CF24BXA1+TXV | TM8Y060A12MP11 | 10 | 18000 | 4000 | 205521356 | ASHP | HRCU-A-CB |  | 17 | 18000
EVCON | RHP16L18B21 | CF24BXA1+TXV | RGF2L060AE12MP11 | 10 | 18000 | 4000 | 205521357 | ASHP | HRCU-A-CB |  | 17 | 18000
GUARDIAN | RHP16L18B23 | CF24BXA1+TXV | TM8Y060A12MP11 | 10 | 18000 | 4000 | 205521358 | ASHP | HRCU-A-CB |  | 17 | 18000
GUARDIAN | RHP16L18B23 | CF24BXA1+TXV | RGF2L060AE12MP11 | 10 | 18000 | 4000 | 205521359 | ASHP | HRCU-A-CB |  | 17 | 18000
EVCON | RHP16L18B23 | CF24BXA1+TXV | TM8Y060A12MP11 | 10 | 18000 | 4000 | 205521360 | ASHP | HRCU-A-CB |  | 17 | 18000
EVCON | RHP16L18B23 | CF24BXA1+TXV | RGF2L060AE12MP11 | 10 | 18000 | 4000 | 205521361 | ASHP | HRCU-A-CB |  | 17 | 18000
COLEMAN | CH6B1821 | CM24BXA1+TXV | TM8X060A12MP11 | 10 | 18000 | 4000 | 205521362 | ASHP | HRCU-A-CB | LX SERIES | 17 | 18000
EVCON | RHP16L18B23 | CM24BXA1+ME12BN21+TXV |  | 10 | 18000 | 4000 | 205521883 | ASHP | HRCU-A-CB |  | 17 | 18000
COLEMAN | CH6B1821 | CF30BXA1+ME08BN21+TXV |  | 10 | 18000 | 4000 | 205521884 | ASHP | HRCU-A-CB | LX SERIES | 17 | 18000
LUXAIRE | TH6B1821 | CF30BXA1+ME08BN21+TXV |  | 10 | 18000 | 4000 | 205521885 | ASHP | HRCU-A-CB | LX SERIES | 17 | 18000
FRASER-JOHNSTON | TH6B1821 | CF30BXA1+ME08BN21+TXV |  | 10 | 18000 | 4000 | 205521886 | ASHP | HRCU-A-CB | LX SERIES | 17 | 18000
CHAMPION HEATING AND COOLING | TH6B1821 | CF30BXA1+ME08BN21+TXV |  | 10 | 18000 | 4000 | 205521887 | ASHP | HRCU-A-CB | LX SERIES | 17 | 18000
GUARDIAN | RHP16L18B21 | CF30BXA1+ME08BN21+TXV |  | 10 | 18000 | 4000 | 205521888 | ASHP | HRCU-A-CB |  | 17 | 18000
EVCON | RHP16L18B21 | CF30BXA1+ME08BN21+TXV |  | 10 | 18000 | 4000 | 205521889 | ASHP | HRCU-A-CB |  | 17 | 18000
GUARDIAN | RHP16L18B23 | CF30BXA1+ME08BN21+TXV |  | 10 | 18000 | 4000 | 205521890 | ASHP | HRCU-A-CB |  | 17 | 18000
EVCON | RHP16L18B23 | CF30BXA1+ME08BN21+TXV |  | 10 | 18000 | 4000 | 205521891 | ASHP | HRCU-A-CB |  | 17 | 18000
COLEMAN | CH6B1821 | CF30BBAA1+ME08BN21 |  | 10 | 18000 | 4000 | 205521892 | ASHP | HRCU-A-CB | LX SERIES | 17 | 18000
LUXAIRE | TH6B1821 | CF30BBAA1+ME08BN21 |  | 10 | 18000 | 4000 | 205521893 | ASHP | HRCU-A-CB | LX SERIES | 17 | 18000
FRASER-JOHNSTON | TH6B1821 | CF30BBAA1+ME08BN21 |  | 10 | 18000 | 4000 | 205521894 | ASHP | HRCU-A-CB | LX SERIES | 17 | 18000
CHAMPION HEATING AND COOLING | TH6B1821 | CF30BBAA1+ME08BN21 |  | 10 | 18000 | 4000 | 205521895 | ASHP | HRCU-A-CB | LX SERIES | 17 | 18000
GUARDIAN | RHP16L18B21 | CF30BBAA1+ME08BN21 |  | 10 | 18000 | 4000 | 205521896 | ASHP | HRCU-A-CB |  | 17 | 18000
EVCON | RHP16L18B21 | CF30BBAA1+ME08BN21 |  | 10 | 18000 | 4000 | 205521897 | ASHP | HRCU-A-CB |  | 17 | 18000
GUARDIAN | RHP16L18B23 | CF30BBAA1+ME08BN21 |  | 10 | 18000 | 4000 | 205521898 | ASHP | HRCU-A-CB |  | 17 | 18000
EVCON | RHP16L18B23 | CF30BBAA1+ME08BN21 |  | 10 | 18000 | 4000 | 205521899 | ASHP | HRCU-A-CB |  | 17 | 18000
COLEMAN | CH6B1821 | CM30BXA1+ME08BN21+TXV |  | 10 | 18000 | 4000 | 205521900 | ASHP | HRCU-A-CB | LX SERIES | 17 | 18000
EVCON | RHP16L18B21 | CM24BXA1+TXV | TM8Y060A12MP11 | 10 | 18000 | 4000 | 205521408 | ASHP | HRCU-A-CB |  | 17 | 18000
EVCON | RHP16L18B21 | CM24BXA1+TXV | RGF2L060AE12MP11 | 10 | 18000 | 4000 | 205521409 | ASHP | HRCU-A-CB |  | 17 | 18000
GUARDIAN | RHP16L18B23 | CM24BXA1+TXV | TM8Y060A12MP11 | 10 | 18000 | 4000 | 205521410 | ASHP | HRCU-A-CB |  | 17 | 18000
GUARDIAN | RHP16L18B23 | CM24BXA1+TXV | RGF2L060AE12MP11 | 10 | 18000 | 4000 | 205521411 | ASHP | HRCU-A-CB |  | 17 | 18000
EVCON | RHP16L18B23 | CM24BXA1+TXV | TM8Y060A12MP11 | 10 | 18000 | 4000 | 205521412 | ASHP | HRCU-A-CB |  | 17 | 18000
EVCON | RHP16L18B23 | CM24BXA1+TXV | RGF2L060AE12MP11 | 10 | 18000 | 4000 | 205521413 | ASHP | HRCU-A-CB |  | 17 | 18000
COLEMAN | CH6B1821 | CU24BXA1+TXV | TM8Y060A12MP11 | 10 | 18000 | 4000 | 205521414 | ASHP | HRCU-A-CB | LX SERIES | 17 | 18000
LUXAIRE | TH6B1821 | CU24BXA1+TXV | TM8Y060A12MP11 | 10 | 18000 | 4000 | 205521415 | ASHP | HRCU-A-CB | LX SERIES | 17 | 18000
FRASER-JOHNSTON | TH6B1821 | CU24BXA1+TXV | TM8Y060A12MP11 | 10 | 18000 | 4000 | 205521416 | ASHP | HRCU-A-CB | LX SERIES | 17 | 18000
GUARDIAN | RHP16L18B21 | CF30CXA1+TXV | RGF2L100CE16MP11 | 10 | 18000 | 4000 | 205520703 | ASHP | HRCU-A-CB |  | 17 | 18000
EVCON | RHP16L18B21 | CF30CXA1+TXV | TM8Y100C16MP11 | 10 | 18000 | 4000 | 205520704 | ASHP | HRCU-A-CB |  | 17 | 18000
EVCON | RHP16L18B21 | CF30CXA1+TXV | RGF2L100CE16MP11 | 10 | 18000 | 4000 | 205520705 | ASHP | HRCU-A-CB |  | 17 | 18000
GUARDIAN | RHP16L18B23 | CF30CXA1+TXV | TM8Y100C16MP11 | 10 | 18000 | 4000 | 205520706 | ASHP | HRCU-A-CB |  | 17 | 18000
GUARDIAN | RHP16L18B23 | CF30CXA1+TXV | RGF2L100CE16MP11 | 10 | 18000 | 4000 | 205520707 | ASHP | HRCU-A-CB |  | 17 | 18000
EVCON | RHP16L18B23 | CF30CXA1+TXV | TM8Y100C16MP11 | 10 | 18000 | 4000 | 205520708 | ASHP | HRCU-A-CB |  | 17 | 18000
EVCON | RHP16L18B23 | CF30CXA1+TXV | RGF2L100CE16MP11 | 10 | 18000 | 4000 | 205520709 | ASHP | HRCU-A-CB |  | 17 | 18000
COLEMAN | CH6B1821 | CF30CXA1+TXV | TM8Y080C16MP11 | 10 | 18000 | 4000 | 205520710 | ASHP | HRCU-A-CB | LX SERIES | 17 | 18000
LUXAIRE | TH6B1821 | CF30CXA1+TXV | TM8Y080C16MP11 | 10 | 18000 | 4000 | 205520711 | ASHP | HRCU-A-CB | LX SERIES | 17 | 18000
FRASER-JOHNSTON | TH6B1821 | CF30CXA1+TXV | TM8Y080C16MP11 | 10 | 18000 | 4000 | 205520712 | ASHP | HRCU-A-CB | LX SERIES | 17 | 18000
CHAMPION HEATING AND COOLING | TH6B1821 | CF30CXA1+TXV | TM8Y080C16MP11 | 10 | 18000 | 4000 | 205520713 | ASHP | HRCU-A-CB | LX SERIES | 17 | 18000
GUARDIAN | RHP16L18B21 | CF30CXA1+TXV | TM8Y080C16MP11 | 10 | 18000 | 4000 | 205520714 | ASHP | HRCU-A-CB |  | 17 | 18000
GUARDIAN | RHP16L18B21 | CF30CXA1+TXV | RGF2L080CE16MP11 | 10 | 18000 | 4000 | 205520715 | ASHP | HRCU-A-CB |  | 17 | 18000
EVCON | RHP16L18B21 | CF30CXA1+TXV | TM8Y080C16MP11 | 10 | 18000 | 4000 | 205520716 | ASHP | HRCU-A-CB |  | 17 | 18000
EVCON | RHP16L18B21 | CF30CXA1+TXV | RGF2L080CE16MP11 | 10 | 18000 | 4000 | 205520717 | ASHP | HRCU-A-CB |  | 17 | 18000
GUARDIAN | RHP16L18B23 | CF30CXA1+TXV | TM8Y080C16MP11 | 10 | 18000 | 4000 | 205520718 | ASHP | HRCU-A-CB |  | 17 | 18000
GUARDIAN | RHP16L18B23 | CF30CXA1+TXV | RGF2L080CE16MP11 | 10 | 18000 | 4000 | 205520719 | ASHP | HRCU-A-CB |  | 17 | 18000
EVCON | RHP16L18B23 | CF30CXA1+TXV | TM8Y080C16MP11 | 10 | 18000 | 4000 | 205520720 | ASHP | HRCU-A-CB |  | 17 | 18000
EVCON | RHP16L18B23 | CF30CXA1+TXV | RGF2L080CE16MP11 | 10 | 18000 | 4000 | 205520721 | ASHP | HRCU-A-CB |  | 17 | 18000
COLEMAN | CH6B1821 | CM30CXA1+TXV | TM8X100C16MP11 | 10 | 18000 | 4000 | 205520722 | ASHP | HRCU-A-CB | LX SERIES | 17 | 18000
LUXAIRE | TH6B1821 | CM30CXA1+TXV | TM8X100C16MP11 | 10 | 18000 | 4000 | 205520723 | ASHP | HRCU-A-CB | LX SERIES | 17 | 18000
FRASER-JOHNSTON | TH6B1821 | CM30CXA1+TXV | TM8X100C16MP11 | 10 | 18000 | 4000 | 205520724 | ASHP | HRCU-A-CB | LX SERIES | 17 | 18000
CHAMPION HEATING AND COOLING | TH6B1821 | CM30CXA1+TXV | TM8X100C16MP11 | 10 | 18000 | 4000 | 205520725 | ASHP | HRCU-A-CB | LX SERIES | 17 | 18000
GUARDIAN | RHP16L18B21 | CM30CXA1+TXV | TM8X100C16MP11 | 10 | 18000 | 4000 | 205520726 | ASHP | HRCU-A-CB |  | 17 | 18000
EVCON | RHP16L18B21 | CM30CXA1+TXV | TM8X100C16MP11 | 10 | 18000 | 4000 | 205520727 | ASHP | HRCU-A-CB |  | 17 | 18000
GUARDIAN | RHP16L18B23 | CM30CXA1+TXV | TM8X100C16MP11 | 10 | 18000 | 4000 | 205520728 | ASHP | HRCU-A-CB |  | 17 | 18000
EVCON | RHP16L18B23 | CM30CXA1+TXV | TM8X100C16MP11 | 10 | 18000 | 4000 | 205520729 | ASHP | HRCU-A-CB |  | 17 | 18000
COLEMAN | CH6B1821 | CM30CXA1+TXV | TM8X080C16MP11 | 10 | 18000 | 4000 | 205520730 | ASHP | HRCU-A-CB | LX SERIES | 17 | 18000
LUXAIRE | TH6B1821 | CM30CXA1+TXV | TM8X080C16MP11 | 10 | 18000 | 4000 | 205520731 | ASHP | HRCU-A-CB | LX SERIES | 17 | 18000
FRASER-JOHNSTON | TH6B1821 | CM30CXA1+TXV | TM8X080C16MP11 | 10 | 18000 | 4000 | 205520732 | ASHP | HRCU-A-CB | LX SERIES | 17 | 18000
CHAMPION HEATING AND COOLING | TH6B1821 | CM30CXA1+TXV | TM8X080C16MP11 | 10 | 18000 | 4000 | 205520733 | ASHP | HRCU-A-CB | LX SERIES | 17 | 18000
GUARDIAN | RHP16L18B21 | CM30CXA1+TXV | TM8X080C16MP11 | 10 | 18000 | 4000 | 205520734 | ASHP | HRCU-A-CB |  | 17 | 18000
EVCON | RHP16L18B21 | CM30CXA1+TXV | TM8X080C16MP11 | 10 | 18000 | 4000 | 205520735 | ASHP | HRCU-A-CB |  | 17 | 18000
GUARDIAN | RHP16L18B23 | CM30CXA1+TXV | TM8X080C16MP11 | 10 | 18000 | 4000 | 205520736 | ASHP | HRCU-A-CB |  | 17 | 18000
EVCON | RHP16L18B23 | CM30CXA1+TXV | TM8X080C16MP11 | 10 | 18000 | 4000 | 205520737 | ASHP | HRCU-A-CB |  | 17 | 18000
COLEMAN | CH6B1821 | CM30CXA1+TXV | TMLX080C16MP11 | 10 | 18000 | 4000 | 205520738 | ASHP | HRCU-A-CB | LX SERIES | 17 | 18000
LUXAIRE | TH6B1821 | CM30CXA1+TXV | TMLX080C16MP11 | 10 | 18000 | 4000 | 205520739 | ASHP | HRCU-A-CB | LX SERIES | 17 | 18000
FRASER-JOHNSTON | TH6B1821 | CM30CXA1+TXV | TMLX080C16MP11 | 10 | 18000 | 4000 | 205520740 | ASHP | HRCU-A-CB | LX SERIES | 17 | 18000
CHAMPION HEATING AND COOLING | TH6B1821 | CM30CXA1+TXV | TMLX080C16MP11 | 10 | 18000 | 4000 | 205520741 | ASHP | HRCU-A-CB | LX SERIES | 17 | 18000
GUARDIAN | RHP16L18B21 | CM30CXA1+TXV | TMLX080C16MP11 | 10 | 18000 | 4000 | 205520742 | ASHP | HRCU-A-CB |  | 17 | 18000
GUARDIAN | RHP16L18B21 | CM30CXA1+TXV | RGF1L080CE16MP11 | 10 | 18000 | 4000 | 205520743 | ASHP | HRCU-A-CB |  | 17 | 18000
EVCON | RHP16L18B21 | CM30CXA1+TXV | TMLX080C16MP11 | 10 | 18000 | 4000 | 205520744 | ASHP | HRCU-A-CB |  | 17 | 18000
EVCON | RHP16L18B21 | CM30CXA1+TXV | RGF1L080CE16MP11 | 10 | 18000 | 4000 | 205520745 | ASHP | HRCU-A-CB |  | 17 | 18000
GUARDIAN | RHP16L18B23 | CM30CXA1+TXV | TMLX080C16MP11 | 10 | 18000 | 4000 | 205520746 | ASHP | HRCU-A-CB |  | 17 | 18000
GUARDIAN | RHP16L18B23 | CM30CXA1+TXV | RGF1L080CE16MP11 | 10 | 18000 | 4000 | 205520747 | ASHP | HRCU-A-CB |  | 17 | 18000
EVCON | RHP16L18B23 | CM30CXA1+TXV | TMLX080C16MP11 | 10 | 18000 | 4000 | 205520748 | ASHP | HRCU-A-CB |  | 17 | 18000
EVCON | RHP16L18B23 | CM30CXA1+TXV | RGF1L080CE16MP11 | 10 | 18000 | 4000 | 205520749 | ASHP | HRCU-A-CB |  | 17 | 18000
COLEMAN | CH6B1821 | CM30CXA1+TXV | TMLX100C16MP11 | 10 | 18000 | 4000 | 205520750 | ASHP | HRCU-A-CB | LX SERIES | 17 | 18000
LUXAIRE | TH6B1821 | CM30CXA1+TXV | TMLX100C16MP11 | 10 | 18000 | 4000 | 205520751 | ASHP | HRCU-A-CB | LX SERIES | 17 | 18000
FRASER-JOHNSTON | TH6B1821 | CM30CXA1+TXV | TMLX100C16MP11 | 10 | 18000 | 4000 | 205520752 | ASHP | HRCU-A-CB | LX SERIES | 17 | 18000
CHAMPION HEATING AND COOLING | TH6B1821 | CM30CXA1+TXV | TMLX100C16MP11 | 10 | 18000 | 4000 | 205520753 | ASHP | HRCU-A-CB | LX SERIES | 17 | 18000
GUARDIAN | RHP16L18B21 | CM30CXA1+TXV | TMLX100C16MP11 | 10 | 18000 | 4000 | 205520754 | ASHP | HRCU-A-CB |  | 17 | 18000
GUARDIAN | RHP16L18B21 | CM30CXA1+TXV | RGF1L100CE16MP11 | 10 | 18000 | 4000 | 205520755 | ASHP | HRCU-A-CB |  | 17 | 18000
EVCON | RHP16L18B21 | CM30CXA1+TXV | TMLX100C16MP11 | 10 | 18000 | 4000 | 205520756 | ASHP | HRCU-A-CB |  | 17 | 18000
EVCON | RHP16L18B21 | CM30CXA1+TXV | RGF1L100CE16MP11 | 10 | 18000 | 4000 | 205520757 | ASHP | HRCU-A-CB |  | 17 | 18000
EVCON | RHP16L18B21 | CU24BXA1+TXV | TM8Y060A12MP11 | 10 | 18000 | 4000 | 205521420 | ASHP | HRCU-A-CB |  | 17 | 18000
EVCON | RHP16L18B21 | CU24BXA1+TXV | RGF2L060AE12MP11 | 10 | 18000 | 4000 | 205521421 | ASHP | HRCU-A-CB |  | 17 | 18000
GUARDIAN | RHP16L18B23 | CU24BXA1+TXV | TM8Y060A12MP11 | 10 | 18000 | 4000 | 205521422 | ASHP | HRCU-A-CB |  | 17 | 18000
GUARDIAN | RHP16L18B23 | CU24BXA1+TXV | RGF2L060AE12MP11 | 10 | 18000 | 4000 | 205521423 | ASHP | HRCU-A-CB |  | 17 | 18000
EVCON | RHP16L18B23 | CU24BXA1+TXV | TM8Y060A12MP11 | 10 | 18000 | 4000 | 205521424 | ASHP | HRCU-A-CB |  | 17 | 18000
EVCON | RHP16L18B23 | CU24BXA1+TXV | RGF2L060AE12MP11 | 10 | 18000 | 4000 | 205521425 | ASHP | HRCU-A-CB |  | 17 | 18000
COLEMAN | CH6B1821 | CF24AXA1+TXV | TM8X060A12MP11 | 10 | 18000 | 4000 | 205521426 | ASHP | HRCU-A-CB | LX SERIES | 17 | 18000
LUXAIRE | TH6B1821 | CF24AXA1+TXV | TM8X060A12MP11 | 10 | 18000 | 4000 | 205521427 | ASHP | HRCU-A-CB | LX SERIES | 17 | 18000
FRASER-JOHNSTON | TH6B1821 | CF24AXA1+TXV | TM8X060A12MP11 | 10 | 18000 | 4000 | 205521428 | ASHP | HRCU-A-CB | LX SERIES | 17 | 18000
GUARDIAN | RHP16L18B23 | CM30CXA1+TXV | RGF1L100CE16MP11 | 10 | 18000 | 4000 | 205520759 | ASHP | HRCU-A-CB |  | 17 | 18000
EVCON | RHP16L18B23 | CM30CXA1+TXV | TMLX100C16MP11 | 10 | 18000 | 4000 | 205520760 | ASHP | HRCU-A-CB |  | 17 | 18000
EVCON | RHP16L18B23 | CM30CXA1+TXV | RGF1L100CE16MP11 | 10 | 18000 | 4000 | 205520761 | ASHP | HRCU-A-CB |  | 17 | 18000
COLEMAN | CH6B1821 | CM30CXA1+TXV | TM8Y100C16MP11 | 10 | 18000 | 4000 | 205520762 | ASHP | HRCU-A-CB | LX SERIES | 17 | 18000
LUXAIRE | TH6B1821 | CM30CXA1+TXV | TM8Y100C16MP11 | 10 | 18000 | 4000 | 205520763 | ASHP | HRCU-A-CB | LX SERIES | 17 | 18000
FRASER-JOHNSTON | TH6B1821 | CM30CXA1+TXV | TM8Y100C16MP11 | 10 | 18000 | 4000 | 205520764 | ASHP | HRCU-A-CB | LX SERIES | 17 | 18000
CHAMPION HEATING AND COOLING | TH6B1821 | CM30CXA1+TXV | TM8Y100C16MP11 | 10 | 18000 | 4000 | 205520765 | ASHP | HRCU-A-CB | LX SERIES | 17 | 18000
GUARDIAN | RHP16L18B21 | CM30CXA1+TXV | TM8Y100C16MP11 | 10 | 18000 | 4000 | 205520766 | ASHP | HRCU-A-CB |  | 17 | 18000
GUARDIAN | RHP16L18B21 | CM30CXA1+TXV | RGF2L100CE16MP11 | 10 | 18000 | 4000 | 205520767 | ASHP | HRCU-A-CB |  | 17 | 18000
EVCON | RHP16L18B21 | CM30CXA1+TXV | TM8Y100C16MP11 | 10 | 18000 | 4000 | 205520768 | ASHP | HRCU-A-CB |  | 17 | 18000
LUXAIRE | TH6B1821 | CM24BXA1+TXV | TM8X060A12MP11 | 10 | 18000 | 4000 | 205521363 | ASHP | HRCU-A-CB | LX SERIES | 17 | 18000
FRASER-JOHNSTON | TH6B1821 | CM24BXA1+TXV | TM8X060A12MP11 | 10 | 18000 | 4000 | 205521364 | ASHP | HRCU-A-CB | LX SERIES | 17 | 18000
CHAMPION HEATING AND COOLING | TH6B1821 | CM24BXA1+TXV | TM8X060A12MP11 | 10 | 18000 | 4000 | 205521365 | ASHP | HRCU-A-CB | LX SERIES | 17 | 18000
GUARDIAN | RHP16L18B21 | CM24BXA1+TXV | TM8X060A12MP11 | 10 | 18000 | 4000 | 205521366 | ASHP | HRCU-A-CB |  | 17 | 18000
EVCON | RHP16L18B21 | CM24BXA1+TXV | TM8X060A12MP11 | 10 | 18000 | 4000 | 205521367 | ASHP | HRCU-A-CB |  | 17 | 18000
GUARDIAN | RHP16L18B23 | CM24BXA1+TXV | TM8X060A12MP11 | 10 | 18000 | 4000 | 205521368 | ASHP | HRCU-A-CB |  | 17 | 18000
EVCON | RHP16L18B23 | CM24BXA1+TXV | TM8X060A12MP11 | 10 | 18000 | 4000 | 205521369 | ASHP | HRCU-A-CB |  | 17 | 18000
COLEMAN | CH6B1821 | CU24BXA1+TXV | TM8X060A12MP11 | 10 | 18000 | 4000 | 205521370 | ASHP | HRCU-A-CB | LX SERIES | 17 | 18000
LUXAIRE | TH6B1821 | CU24BXA1+TXV | TM8X060A12MP11 | 10 | 18000 | 4000 | 205521371 | ASHP | HRCU-A-CB | LX SERIES | 17 | 18000
FRASER-JOHNSTON | TH6B1821 | CU24BXA1+TXV | TM8X060A12MP11 | 10 | 18000 | 4000 | 205521372 | ASHP | HRCU-A-CB | LX SERIES | 17 | 18000
CHAMPION HEATING AND COOLING | TH6B1821 | CU24BXA1+TXV | TM8X060A12MP11 | 10 | 18000 | 4000 | 205521373 | ASHP | HRCU-A-CB | LX SERIES | 17 | 18000
GUARDIAN | RHP16L18B21 | CU24BXA1+TXV | TM8X060A12MP11 | 10 | 18000 | 4000 | 205521374 | ASHP | HRCU-A-CB |  | 17 | 18000
EVCON | RHP16L18B21 | CU24BXA1+TXV | TM8X060A12MP11 | 10 | 18000 | 4000 | 205521375 | ASHP | HRCU-A-CB |  | 17 | 18000
GUARDIAN | RHP16L18B23 | CU24BXA1+TXV | TM8X060A12MP11 | 10 | 18000 | 4000 | 205521376 | ASHP | HRCU-A-CB |  | 17 | 18000
EVCON | RHP16L18B23 | CU24BXA1+TXV | TM8X060A12MP11 | 10 | 18000 | 4000 | 205521377 | ASHP | HRCU-A-CB |  | 17 | 18000
COLEMAN | CH6B1821 | CM24BXA1+TXV | TMLX060A12MP11 | 10 | 18000 | 4000 | 205521378 | ASHP | HRCU-A-CB | LX SERIES | 17 | 18000
LUXAIRE | TH6B1821 | CM24BXA1+TXV | TMLX060A12MP11 | 10 | 18000 | 4000 | 205521379 | ASHP | HRCU-A-CB | LX SERIES | 17 | 18000
FRASER-JOHNSTON | TH6B1821 | CM24BXA1+TXV | TMLX060A12MP11 | 10 | 18000 | 4000 | 205521380 | ASHP | HRCU-A-CB | LX SERIES | 17 | 18000
CHAMPION HEATING AND COOLING | TH6B1821 | CM24BXA1+TXV | TMLX060A12MP11 | 10 | 18000 | 4000 | 205521381 | ASHP | HRCU-A-CB | LX SERIES | 17 | 18000
GUARDIAN | RHP16L18B21 | CM24BXA1+TXV | TMLX060A12MP11 | 10 | 18000 | 4000 | 205521382 | ASHP | HRCU-A-CB |  | 17 | 18000
GUARDIAN | RHP16L18B21 | CM24BXA1+TXV | RGF1L060AE12MP11 | 10 | 18000 | 4000 | 205521383 | ASHP | HRCU-A-CB |  | 17 | 18000
EVCON | RHP16L18B21 | CM24BXA1+TXV | TMLX060A12MP11 | 10 | 18000 | 4000 | 205521384 | ASHP | HRCU-A-CB |  | 17 | 18000
EVCON | RHP16L18B21 | CM24BXA1+TXV | RGF1L060AE12MP11 | 10 | 18000 | 4000 | 205521385 | ASHP | HRCU-A-CB |  | 17 | 18000
GUARDIAN | RHP16L18B23 | CM24BXA1+TXV | TMLX060A12MP11 | 10 | 18000 | 4000 | 205521386 | ASHP | HRCU-A-CB |  | 17 | 18000
GUARDIAN | RHP16L18B23 | CM24BXA1+TXV | RGF1L060AE12MP11 | 10 | 18000 | 4000 | 205521387 | ASHP | HRCU-A-CB |  | 17 | 18000
EVCON | RHP16L18B23 | CM24BXA1+TXV | TMLX060A12MP11 | 10 | 18000 | 4000 | 205521388 | ASHP | HRCU-A-CB |  | 17 | 18000
EVCON | RHP16L18B23 | CM24BXA1+TXV | RGF1L060AE12MP11 | 10 | 18000 | 4000 | 205521389 | ASHP | HRCU-A-CB |  | 17 | 18000
COLEMAN | CH6B1821 | CU24BXA1+TXV | TMLX060A12MP11 | 10 | 18000 | 4000 | 205521390 | ASHP | HRCU-A-CB | LX SERIES | 17 | 18000
LUXAIRE | TH6B1821 | CU24BXA1+TXV | TMLX060A12MP11 | 10 | 18000 | 4000 | 205521391 | ASHP | HRCU-A-CB | LX SERIES | 17 | 18000
FRASER-JOHNSTON | TH6B1821 | CU24BXA1+TXV | TMLX060A12MP11 | 10 | 18000 | 4000 | 205521392 | ASHP | HRCU-A-CB | LX SERIES | 17 | 18000
CHAMPION HEATING AND COOLING | TH6B1821 | CU24BXA1+TXV | TMLX060A12MP11 | 10 | 18000 | 4000 | 205521393 | ASHP | HRCU-A-CB | LX SERIES | 17 | 18000
GUARDIAN | RHP16L18B21 | CU24BXA1+TXV | TMLX060A12MP11 | 10 | 18000 | 4000 | 205521394 | ASHP | HRCU-A-CB |  | 17 | 18000
GUARDIAN | RHP16L18B21 | CU24BXA1+TXV | RGF1L060AE12MP11 | 10 | 18000 | 4000 | 205521395 | ASHP | HRCU-A-CB |  | 17 | 18000
EVCON | RHP16L18B21 | CU24BXA1+TXV | TMLX060A12MP11 | 10 | 18000 | 4000 | 205521396 | ASHP | HRCU-A-CB |  | 17 | 18000
EVCON | RHP16L18B21 | CU24BXA1+TXV | RGF1L060AE12MP11 | 10 | 18000 | 4000 | 205521397 | ASHP | HRCU-A-CB |  | 17 | 18000
GUARDIAN | RHP16L18B23 | CU24BXA1+TXV | TMLX060A12MP11 | 10 | 18000 | 4000 | 205521398 | ASHP | HRCU-A-CB |  | 17 | 18000
GUARDIAN | RHP16L18B23 | CU24BXA1+TXV | RGF1L060AE12MP11 | 10 | 18000 | 4000 | 205521399 | ASHP | HRCU-A-CB |  | 17 | 18000
EVCON | RHP16L18B23 | CU24BXA1+TXV | TMLX060A12MP11 | 10 | 18000 | 4000 | 205521400 | ASHP | HRCU-A-CB |  | 17 | 18000
EVCON | RHP16L18B23 | CU24BXA1+TXV | RGF1L060AE12MP11 | 10 | 18000 | 4000 | 205521401 | ASHP | HRCU-A-CB |  | 17 | 18000
COLEMAN | CH6B1821 | CM24BXA1+TXV | TM8Y060A12MP11 | 10 | 18000 | 4000 | 205521402 | ASHP | HRCU-A-CB | LX SERIES | 17 | 18000
LUXAIRE | TH6B1821 | CM24BXA1+TXV | TM8Y060A12MP11 | 10 | 18000 | 4000 | 205521403 | ASHP | HRCU-A-CB | LX SERIES | 17 | 18000
FRASER-JOHNSTON | TH6B1821 | CM24BXA1+TXV | TM8Y060A12MP11 | 10 | 18000 | 4000 | 205521404 | ASHP | HRCU-A-CB | LX SERIES | 17 | 18000
CHAMPION HEATING AND COOLING | TH6B1821 | CM24BXA1+TXV | TM8Y060A12MP11 | 10 | 18000 | 4000 | 205521405 | ASHP | HRCU-A-CB | LX SERIES | 17 | 18000
GUARDIAN | RHP16L18B21 | CM24BXA1+TXV | TM8Y060A12MP11 | 10 | 18000 | 4000 | 205521406 | ASHP | HRCU-A-CB |  | 17 | 18000
GUARDIAN | RHP16L18B21 | CM24BXA1+TXV | RGF2L060AE12MP11 | 10 | 18000 | 4000 | 205521407 | ASHP | HRCU-A-CB |  | 17 | 18000
FRASER-JOHNSTON | TH6B1821 | CM30CXA1+TXV | TM8Y080C16MP11 | 10 | 18000 | 4000 | 205520776 | ASHP | HRCU-A-CB | LX SERIES | 17 | 18000
CHAMPION HEATING AND COOLING | TH6B1821 | CM30CXA1+TXV | TM8Y080C16MP11 | 10 | 18000 | 4000 | 205520777 | ASHP | HRCU-A-CB | LX SERIES | 17 | 18000
GUARDIAN | RHP16L18B21 | CM30CXA1+TXV | TM8Y080C16MP11 | 10 | 18000 | 4000 | 205520778 | ASHP | HRCU-A-CB |  | 17 | 18000
GUARDIAN | RHP16L18B21 | CM30CXA1+TXV | RGF2L080CE16MP11 | 10 | 18000 | 4000 | 205520779 | ASHP | HRCU-A-CB |  | 17 | 18000
EVCON | RHP16L18B21 | CM30CXA1+TXV | TM8Y080C16MP11 | 10 | 18000 | 4000 | 205520780 | ASHP | HRCU-A-CB |  | 17 | 18000
EVCON | RHP16L18B21 | CM30CXA1+TXV | RGF2L080CE16MP11 | 10 | 18000 | 4000 | 205520781 | ASHP | HRCU-A-CB |  | 17 | 18000
GUARDIAN | RHP16L18B23 | CM30CXA1+TXV | TM8Y080C16MP11 | 10 | 18000 | 4000 | 205520782 | ASHP | HRCU-A-CB |  | 17 | 18000
GUARDIAN | RHP16L18B23 | CM30CXA1+TXV | RGF2L080CE16MP11 | 10 | 18000 | 4000 | 205520783 | ASHP | HRCU-A-CB |  | 17 | 18000
EVCON | RHP16L18B23 | CM30CXA1+TXV | TM8Y080C16MP11 | 10 | 18000 | 4000 | 205520784 | ASHP | HRCU-A-CB |  | 17 | 18000
EVCON | RHP16L18B23 | CM30CXA1+TXV | RGF2L080CE16MP11 | 10 | 18000 | 4000 | 205520785 | ASHP | HRCU-A-CB |  | 17 | 18000
COLEMAN | CH6B1821 | CF24CXA1+TXV | TM8X100C16MP11 | 10 | 18000 | 4000 | 205520786 | ASHP | HRCU-A-CB | LX SERIES | 17 | 18000
LUXAIRE | TH6B1821 | CF24CXA1+TXV | TM8X100C16MP11 | 10 | 18000 | 4000 | 205520787 | ASHP | HRCU-A-CB | LX SERIES | 17 | 18000
FRASER-JOHNSTON | TH6B1821 | CF24CXA1+TXV | TM8X100C16MP11 | 10 | 18000 | 4000 | 205520788 | ASHP | HRCU-A-CB | LX SERIES | 17 | 18000
CHAMPION HEATING AND COOLING | TH6B1821 | CF24CXA1+TXV | TM8X100C16MP11 | 10 | 18000 | 4000 | 205520789 | ASHP | HRCU-A-CB | LX SERIES | 17 | 18000
GUARDIAN | RHP16L18B21 | CF24CXA1+TXV | TM8X100C16MP11 | 10 | 18000 | 4000 | 205520790 | ASHP | HRCU-A-CB |  | 17 | 18000
EVCON | RHP16L18B21 | CF24CXA1+TXV | TM8X100C16MP11 | 10 | 18000 | 4000 | 205520791 | ASHP | HRCU-A-CB |  | 17 | 18000
GUARDIAN | RHP16L18B23 | CF24CXA1+TXV | TM8X100C16MP11 | 10 | 18000 | 4000 | 205520792 | ASHP | HRCU-A-CB |  | 17 | 18000
EVCON | RHP16L18B23 | CF24CXA1+TXV | TM8X100C16MP11 | 10 | 18000 | 4000 | 205520793 | ASHP | HRCU-A-CB |  | 17 | 18000
COLEMAN | CH6B1821 | CF24CXA1+TXV | TM8X080C16MP11 | 10 | 18000 | 4000 | 205520794 | ASHP | HRCU-A-CB | LX SERIES | 17 | 18000
LUXAIRE | TH6B1821 | CF24CXA1+TXV | TM8X080C16MP11 | 10 | 18000 | 4000 | 205520795 | ASHP | HRCU-A-CB | LX SERIES | 17 | 18000
FRASER-JOHNSTON | TH6B1821 | CF24CXA1+TXV | TM8X080C16MP11 | 10 | 18000 | 4000 | 205520796 | ASHP | HRCU-A-CB | LX SERIES | 17 | 18000
CHAMPION HEATING AND COOLING | TH6B1821 | CF24CXA1+TXV | TM8X080C16MP11 | 10 | 18000 | 4000 | 205520797 | ASHP | HRCU-A-CB | LX SERIES | 17 | 18000
GUARDIAN | RHP16L18B21 | CF24CXA1+TXV | TM8X080C16MP11 | 10 | 18000 | 4000 | 205520798 | ASHP | HRCU-A-CB |  | 17 | 18000
EVCON | RHP16L18B21 | CF24CXA1+TXV | TM8X080C16MP11 | 10 | 18000 | 4000 | 205520799 | ASHP | HRCU-A-CB |  | 17 | 18000
GUARDIAN | RHP16L18B23 | CF24CXA1+TXV | TM8X080C16MP11 | 10 | 18000 | 4000 | 205520800 | ASHP | HRCU-A-CB |  | 17 | 18000
EVCON | RHP16L18B23 | CF24CXA1+TXV | TM8X080C16MP11 | 10 | 18000 | 4000 | 205520801 | ASHP | HRCU-A-CB |  | 17 | 18000
COLEMAN | CH6B1821 | CF24CXA1+TXV | TMLX080C16MP11 | 10 | 18000 | 4000 | 205520802 | ASHP | HRCU-A-CB | LX SERIES | 17 | 18000
LUXAIRE | TH6B1821 | CF24CXA1+TXV | TMLX080C16MP11 | 10 | 18000 | 4000 | 205520803 | ASHP | HRCU-A-CB | LX SERIES | 17 | 18000
FRASER-JOHNSTON | TH6B1821 | CF24CXA1+TXV | TMLX080C16MP11 | 10 | 18000 | 4000 | 205520804 | ASHP | HRCU-A-CB | LX SERIES | 17 | 18000
CHAMPION HEATING AND COOLING | TH6B1821 | CF24CXA1+TXV | TMLX080C16MP11 | 10 | 18000 | 4000 | 205520805 | ASHP | HRCU-A-CB | LX SERIES | 17 | 18000
GUARDIAN | RHP16L18B21 | CF24CXA1+TXV | TMLX080C16MP11 | 10 | 18000 | 4000 | 205520806 | ASHP | HRCU-A-CB |  | 17 | 18000
GUARDIAN | RHP16L18B21 | CF24CXA1+TXV | RGF1L080CE16MP11 | 10 | 18000 | 4000 | 205520807 | ASHP | HRCU-A-CB |  | 17 | 18000
EVCON | RHP16L18B21 | CF24CXA1+TXV | TMLX080C16MP11 | 10 | 18000 | 4000 | 205520808 | ASHP | HRCU-A-CB |  | 17 | 18000
EVCON | RHP16L18B21 | CF24CXA1+TXV | RGF1L080CE16MP11 | 10 | 18000 | 4000 | 205520809 | ASHP | HRCU-A-CB |  | 17 | 18000
GUARDIAN | RHP16L18B23 | CF24CXA1+TXV | TMLX080C16MP11 | 10 | 18000 | 4000 | 205520810 | ASHP | HRCU-A-CB |  | 17 | 18000
GUARDIAN | RHP16L18B23 | CF24CXA1+TXV | RGF1L080CE16MP11 | 10 | 18000 | 4000 | 205520811 | ASHP | HRCU-A-CB |  | 17 | 18000
EVCON | RHP16L18B23 | CF24CXA1+TXV | TMLX080C16MP11 | 10 | 18000 | 4000 | 205520812 | ASHP | HRCU-A-CB |  | 17 | 18000
EVCON | RHP16L18B23 | CF24CXA1+TXV | RGF1L080CE16MP11 | 10 | 18000 | 4000 | 205520813 | ASHP | HRCU-A-CB |  | 17 | 18000
COLEMAN | CH6B1821 | CF24CXA1+TXV | TMLX100C16MP11 | 10 | 18000 | 4000 | 205520814 | ASHP | HRCU-A-CB | LX SERIES | 17 | 18000
LUXAIRE | TH6B1821 | CF24CXA1+TXV | TMLX100C16MP11 | 10 | 18000 | 4000 | 205520815 | ASHP | HRCU-A-CB | LX SERIES | 17 | 18000
FRASER-JOHNSTON | TH6B1821 | CF24CXA1+TXV | TMLX100C16MP11 | 10 | 18000 | 4000 | 205520816 | ASHP | HRCU-A-CB | LX SERIES | 17 | 18000
CHAMPION HEATING AND COOLING | TH6B1821 | CF24CXA1+TXV | TMLX100C16MP11 | 10 | 18000 | 4000 | 205520817 | ASHP | HRCU-A-CB | LX SERIES | 17 | 18000
GUARDIAN | RHP16L18B21 | CF24CXA1+TXV | TMLX100C16MP11 | 10 | 18000 | 4000 | 205520818 | ASHP | HRCU-A-CB |  | 17 | 18000
GUARDIAN | RHP16L18B21 | CF24CXA1+TXV | RGF1L100CE16MP11 | 10 | 18000 | 4000 | 205520819 | ASHP | HRCU-A-CB |  | 17 | 18000
EVCON | RHP16L18B21 | CF24CXA1+TXV | TMLX100C16MP11 | 10 | 18000 | 4000 | 205520820 | ASHP | HRCU-A-CB |  | 17 | 18000
EVCON | RHP16L18B21 | CF24CXA1+TXV | RGF1L100CE16MP11 | 10 | 18000 | 4000 | 205520821 | ASHP | HRCU-A-CB |  | 17 | 18000
GUARDIAN | RHP16L18B23 | CF24CXA1+TXV | TMLX100C16MP11 | 10 | 18000 | 4000 | 205520822 | ASHP | HRCU-A-CB |  | 17 | 18000
GUARDIAN | RHP16L18B23 | CF24CXA1+TXV | RGF1L100CE16MP11 | 10 | 18000 | 4000 | 205520823 | ASHP | HRCU-A-CB |  | 17 | 18000
EVCON | RHP16L18B23 | CF24CXA1+TXV | TMLX100C16MP11 | 10 | 18000 | 4000 | 205520824 | ASHP | HRCU-A-CB |  | 17 | 18000
EVCON | RHP16L18B23 | CF24CXA1+TXV | RGF1L100CE16MP11 | 10 | 18000 | 4000 | 205520825 | ASHP | HRCU-A-CB |  | 17 | 18000
COLEMAN | CH6B1821 | CF24CXA1+TXV | TM8Y100C16MP11 | 10 | 18000 | 4000 | 205520826 | ASHP | HRCU-A-CB | LX SERIES | 17 | 18000
LUXAIRE | TH6B1821 | CF24CXA1+TXV | TM8Y100C16MP11 | 10 | 18000 | 4000 | 205520827 | ASHP | HRCU-A-CB | LX SERIES | 17 | 18000
FRASER-JOHNSTON | TH6B1821 | CF24CXA1+TXV | TM8Y100C16MP11 | 10 | 18000 | 4000 | 205520828 | ASHP | HRCU-A-CB | LX SERIES | 17 | 18000
CHAMPION HEATING AND COOLING | TH6B1821 | CF24CXA1+TXV | TM8Y100C16MP11 | 10 | 18000 | 4000 | 205520829 | ASHP | HRCU-A-CB | LX SERIES | 17 | 18000
GUARDIAN | RHP16L18B21 | CF24CXA1+TXV | TM8Y100C16MP11 | 10 | 18000 | 4000 | 205520830 | ASHP | HRCU-A-CB |  | 17 | 18000
GUARDIAN | RHP16L18B21 | CF24CXA1+TXV | RGF2L100CE16MP11 | 10 | 18000 | 4000 | 205520831 | ASHP | HRCU-A-CB |  | 17 | 18000
EVCON | RHP16L18B21 | CF24CXA1+TXV | TM8Y100C16MP11 | 10 | 18000 | 4000 | 205520832 | ASHP | HRCU-A-CB |  | 17 | 18000
EVCON | RHP16L18B21 | CF24CXA1+TXV | RGF2L100CE16MP11 | 10 | 18000 | 4000 | 205520833 | ASHP | HRCU-A-CB |  | 17 | 18000
GUARDIAN | RHP16L18B23 | CF24CXA1+TXV | TM8Y100C16MP11 | 10 | 18000 | 4000 | 205520834 | ASHP | HRCU-A-CB |  | 17 | 18000
EVCON | RHP16L18B21 | CM30CXA1+TXV | RGF2L100CE16MP11 | 10 | 18000 | 4000 | 205520769 | ASHP | HRCU-A-CB |  | 17 | 18000
GUARDIAN | RHP16L18B23 | CM30CXA1+TXV | TM8Y100C16MP11 | 10 | 18000 | 4000 | 205520770 | ASHP | HRCU-A-CB |  | 17 | 18000
CHAMPION HEATING AND COOLING | TH6B1821 | CU24BXA1+TXV | TM8Y060A12MP11 | 10 | 18000 | 4000 | 205521417 | ASHP | HRCU-A-CB | LX SERIES | 17 | 18000
GUARDIAN | RHP16L18B21 | CU24BXA1+TXV | TM8Y060A12MP11 | 10 | 18000 | 4000 | 205521418 | ASHP | HRCU-A-CB |  | 17 | 18000
GUARDIAN | RHP16L18B21 | CU24BXA1+TXV | RGF2L060AE12MP11 | 10 | 18000 | 4000 | 205521419 | ASHP | HRCU-A-CB |  | 17 | 18000
COLEMAN | CH6B1821 | CF24AXA1+TXV | TMLX060A12MP11 | 10 | 18000 | 4000 | 205521434 | ASHP | HRCU-A-CB | LX SERIES | 17 | 18000
LUXAIRE | TH6B1821 | CF24AXA1+TXV | TMLX060A12MP11 | 10 | 18000 | 4000 | 205521435 | ASHP | HRCU-A-CB | LX SERIES | 17 | 18000
FRASER-JOHNSTON | TH6B1821 | CF24AXA1+TXV | TMLX060A12MP11 | 10 | 18000 | 4000 | 205521436 | ASHP | HRCU-A-CB | LX SERIES | 17 | 18000
CHAMPION HEATING AND COOLING | TH6B1821 | CF24AXA1+TXV | TMLX060A12MP11 | 10 | 18000 | 4000 | 205521437 | ASHP | HRCU-A-CB | LX SERIES | 17 | 18000
GUARDIAN | RHP16L18B21 | CF24AXA1+TXV | TMLX060A12MP11 | 10 | 18000 | 4000 | 205521438 | ASHP | HRCU-A-CB |  | 17 | 18000
GUARDIAN | RHP16L18B21 | CF24AXA1+TXV | RGF1L060AE12MP11 | 10 | 18000 | 4000 | 205521439 | ASHP | HRCU-A-CB |  | 17 | 18000
EVCON | RHP16L18B21 | CF24AXA1+TXV | TMLX060A12MP11 | 10 | 18000 | 4000 | 205521440 | ASHP | HRCU-A-CB |  | 17 | 18000
EVCON | RHP16L18B21 | CF24AXA1+TXV | RGF1L060AE12MP11 | 10 | 18000 | 4000 | 205521441 | ASHP | HRCU-A-CB |  | 17 | 18000
GUARDIAN | RHP16L18B23 | CF24AXA1+TXV | TMLX060A12MP11 | 10 | 18000 | 4000 | 205521442 | ASHP | HRCU-A-CB |  | 17 | 18000
GUARDIAN | RHP16L18B23 | CF24AXA1+TXV | RGF1L060AE12MP11 | 10 | 18000 | 4000 | 205521443 | ASHP | HRCU-A-CB |  | 17 | 18000
EVCON | RHP16L18B23 | CF24AXA1+TXV | TMLX060A12MP11 | 10 | 18000 | 4000 | 205521444 | ASHP | HRCU-A-CB |  | 17 | 18000
EVCON | RHP16L18B23 | CF24AXA1+TXV | RGF1L060AE12MP11 | 10 | 18000 | 4000 | 205521445 | ASHP | HRCU-A-CB |  | 17 | 18000
COLEMAN | CH6B1821 | CF24AXA1+TXV | TM8Y060A12MP11 | 10 | 18000 | 4000 | 205521446 | ASHP | HRCU-A-CB | LX SERIES | 17 | 18000
LUXAIRE | TH6B1821 | CF24AXA1+TXV | TM8Y060A12MP11 | 10 | 18000 | 4000 | 205521447 | ASHP | HRCU-A-CB | LX SERIES | 17 | 18000
FRASER-JOHNSTON | TH6B1821 | CF24AXA1+TXV | TM8Y060A12MP11 | 10 | 18000 | 4000 | 205521448 | ASHP | HRCU-A-CB | LX SERIES | 17 | 18000
CHAMPION HEATING AND COOLING | TH6B1821 | CF24AXA1+TXV | TM8Y060A12MP11 | 10 | 18000 | 4000 | 205521449 | ASHP | HRCU-A-CB | LX SERIES | 17 | 18000
GUARDIAN | RHP16L18B21 | CF24AXA1+TXV | TM8Y060A12MP11 | 10 | 18000 | 4000 | 205521450 | ASHP | HRCU-A-CB |  | 17 | 18000
GUARDIAN | RHP16L18B21 | CF24AXA1+TXV | RGF2L060AE12MP11 | 10 | 18000 | 4000 | 205521451 | ASHP | HRCU-A-CB |  | 17 | 18000
EVCON | RHP16L18B21 | CF24AXA1+TXV | TM8Y060A12MP11 | 10 | 18000 | 4000 | 205521452 | ASHP | HRCU-A-CB |  | 17 | 18000
EVCON | RHP16L18B21 | CF24AXA1+TXV | RGF2L060AE12MP11 | 10 | 18000 | 4000 | 205521453 | ASHP | HRCU-A-CB |  | 17 | 18000
GUARDIAN | RHP16L18B23 | CF24AXA1+TXV | TM8Y060A12MP11 | 10 | 18000 | 4000 | 205521454 | ASHP | HRCU-A-CB |  | 17 | 18000
GUARDIAN | RHP16L18B23 | CF24AXA1+TXV | RGF2L060AE12MP11 | 10 | 18000 | 4000 | 205521455 | ASHP | HRCU-A-CB |  | 17 | 18000
EVCON | RHP16L18B23 | CF24AXA1+TXV | TM8Y060A12MP11 | 10 | 18000 | 4000 | 205521456 | ASHP | HRCU-A-CB |  | 17 | 18000
EVCON | RHP16L18B23 | CF24AXA1+TXV | RGF2L060AE12MP11 | 10 | 18000 | 4000 | 205521457 | ASHP | HRCU-A-CB |  | 17 | 18000
COLEMAN | CH6B1821 | CM24AXA1+TXV | TM8X060A12MP11 | 10 | 18000 | 4000 | 205521458 | ASHP | HRCU-A-CB | LX SERIES | 17 | 18000
LUXAIRE | TH6B1821 | CM24AXA1+TXV | TM8X060A12MP11 | 10 | 18000 | 4000 | 205521459 | ASHP | HRCU-A-CB | LX SERIES | 17 | 18000
FRASER-JOHNSTON | TH6B1821 | CM24AXA1+TXV | TM8X060A12MP11 | 10 | 18000 | 4000 | 205521460 | ASHP | HRCU-A-CB | LX SERIES | 17 | 18000
CHAMPION HEATING AND COOLING | TH6B1821 | CM24AXA1+TXV | TM8X060A12MP11 | 10 | 18000 | 4000 | 205521461 | ASHP | HRCU-A-CB | LX SERIES | 17 | 18000
GUARDIAN | RHP16L18B21 | CM24AXA1+TXV | TM8X060A12MP11 | 10 | 18000 | 4000 | 205521462 | ASHP | HRCU-A-CB |  | 17 | 18000
EVCON | RHP16L18B21 | CM24AXA1+TXV | TM8X060A12MP11 | 10 | 18000 | 4000 | 205521463 | ASHP | HRCU-A-CB |  | 17 | 18000
GUARDIAN | RHP16L18B23 | CM24AXA1+TXV | TM8X060A12MP11 | 10 | 18000 | 4000 | 205521464 | ASHP | HRCU-A-CB |  | 17 | 18000
EVCON | RHP16L18B23 | CM24AXA1+TXV | TM8X060A12MP11 | 10 | 18000 | 4000 | 205521465 | ASHP | HRCU-A-CB |  | 17 | 18000
COLEMAN | CH6B1821 | CU24AXA1+TXV | TM8X060A12MP11 | 10 | 18000 | 4000 | 205521466 | ASHP | HRCU-A-CB | LX SERIES | 17 | 18000
LUXAIRE | TH6B1821 | CU24AXA1+TXV | TM8X060A12MP11 | 10 | 18000 | 4000 | 205521467 | ASHP | HRCU-A-CB | LX SERIES | 17 | 18000
FRASER-JOHNSTON | TH6B1821 | CU24AXA1+TXV | TM8X060A12MP11 | 10 | 18000 | 4000 | 205521468 | ASHP | HRCU-A-CB | LX SERIES | 17 | 18000
CHAMPION HEATING AND COOLING | TH6B1821 | CU24AXA1+TXV | TM8X060A12MP11 | 10 | 18000 | 4000 | 205521469 | ASHP | HRCU-A-CB | LX SERIES | 17 | 18000
GUARDIAN | RHP16L18B21 | CU24AXA1+TXV | TM8X060A12MP11 | 10 | 18000 | 4000 | 205521470 | ASHP | HRCU-A-CB |  | 17 | 18000
EVCON | RHP16L18B21 | CU24AXA1+TXV | TM8X060A12MP11 | 10 | 18000 | 4000 | 205521471 | ASHP | HRCU-A-CB |  | 17 | 18000
GUARDIAN | RHP16L18B23 | CU24AXA1+TXV | TM8X060A12MP11 | 10 | 18000 | 4000 | 205521472 | ASHP | HRCU-A-CB |  | 17 | 18000
EVCON | RHP16L18B23 | CU24AXA1+TXV | TM8X060A12MP11 | 10 | 18000 | 4000 | 205521473 | ASHP | HRCU-A-CB |  | 17 | 18000
COLEMAN | CH6B1821 | CM24AXA1+TXV | TMLX060A12MP11 | 10 | 18000 | 4000 | 205521474 | ASHP | HRCU-A-CB | LX SERIES | 17 | 18000
LUXAIRE | TH6B1821 | CM24AXA1+TXV | TMLX060A12MP11 | 10 | 18000 | 4000 | 205521475 | ASHP | HRCU-A-CB | LX SERIES | 17 | 18000
FRASER-JOHNSTON | TH6B1821 | CM24AXA1+TXV | TMLX060A12MP11 | 10 | 18000 | 4000 | 205521476 | ASHP | HRCU-A-CB | LX SERIES | 17 | 18000
CHAMPION HEATING AND COOLING | TH6B1821 | CM24AXA1+TXV | TMLX060A12MP11 | 10 | 18000 | 4000 | 205521477 | ASHP | HRCU-A-CB | LX SERIES | 17 | 18000
GUARDIAN | RHP16L18B21 | CM24AXA1+TXV | TMLX060A12MP11 | 10 | 18000 | 4000 | 205521478 | ASHP | HRCU-A-CB |  | 17 | 18000
GUARDIAN | RHP16L18B21 | CM24AXA1+TXV | RGF1L060AE12MP11 | 10 | 18000 | 4000 | 205521479 | ASHP | HRCU-A-CB |  | 17 | 18000
EVCON | RHP16L18B21 | CM24AXA1+TXV | TMLX060A12MP11 | 10 | 18000 | 4000 | 205521480 | ASHP | HRCU-A-CB |  | 17 | 18000
EVCON | RHP16L18B21 | CM24AXA1+TXV | RGF1L060AE12MP11 | 10 | 18000 | 4000 | 205521481 | ASHP | HRCU-A-CB |  | 17 | 18000
GUARDIAN | RHP16L18B23 | CM24AXA1+TXV | TMLX060A12MP11 | 10 | 18000 | 4000 | 205521482 | ASHP | HRCU-A-CB |  | 17 | 18000
GUARDIAN | RHP16L18B23 | CM24AXA1+TXV | RGF1L060AE12MP11 | 10 | 18000 | 4000 | 205521483 | ASHP | HRCU-A-CB |  | 17 | 18000
EVCON | RHP16L18B23 | CM24AXA1+TXV | TMLX060A12MP11 | 10 | 18000 | 4000 | 205521484 | ASHP | HRCU-A-CB |  | 17 | 18000
EVCON | RHP16L18B23 | CM24AXA1+TXV | RGF1L060AE12MP11 | 10 | 18000 | 4000 | 205521485 | ASHP | HRCU-A-CB |  | 17 | 18000
COLEMAN | CH6B1821 | CU24AXA1+TXV | TMLX060A12MP11 | 10 | 18000 | 4000 | 205521486 | ASHP | HRCU-A-CB | LX SERIES | 17 | 18000
LUXAIRE | TH6B1821 | CU24AXA1+TXV | TMLX060A12MP11 | 10 | 18000 | 4000 | 205521487 | ASHP | HRCU-A-CB | LX SERIES | 17 | 18000
FRASER-JOHNSTON | TH6B1821 | CU24AXA1+TXV | TMLX060A12MP11 | 10 | 18000 | 4000 | 205521488 | ASHP | HRCU-A-CB | LX SERIES | 17 | 18000
CHAMPION HEATING AND COOLING | TH6B1821 | CU24AXA1+TXV | TMLX060A12MP11 | 10 | 18000 | 4000 | 205521489 | ASHP | HRCU-A-CB | LX SERIES | 17 | 18000
GUARDIAN | RHP16L18B21 | CU24AXA1+TXV | TMLX060A12MP11 | 10 | 18000 | 4000 | 205521490 | ASHP | HRCU-A-CB |  | 17 | 18000
GUARDIAN | RHP16L18B21 | CU24AXA1+TXV | RGF1L060AE12MP11 | 10 | 18000 | 4000 | 205521491 | ASHP | HRCU-A-CB |  | 17 | 18000
EVCON | RHP16L18B21 | CU24AXA1+TXV | TMLX060A12MP11 | 10 | 18000 | 4000 | 205521492 | ASHP | HRCU-A-CB |  | 17 | 18000
GUARDIAN | RHP16L18B23 | CM30CXA1+TXV | RGF2L100CE16MP11 | 10 | 18000 | 4000 | 205520771 | ASHP | HRCU-A-CB |  | 17 | 18000
EVCON | RHP16L18B23 | CM30CXA1+TXV | TM8Y100C16MP11 | 10 | 18000 | 4000 | 205520772 | ASHP | HRCU-A-CB |  | 17 | 18000
EVCON | RHP16L18B23 | CM30CXA1+TXV | RGF2L100CE16MP11 | 10 | 18000 | 4000 | 205520773 | ASHP | HRCU-A-CB |  | 17 | 18000
COLEMAN | CH6B1821 | CM30CXA1+TXV | TM8Y080C16MP11 | 10 | 18000 | 4000 | 205520774 | ASHP | HRCU-A-CB | LX SERIES | 17 | 18000
LUXAIRE | TH6B1821 | CM30CXA1+TXV | TM8Y080C16MP11 | 10 | 18000 | 4000 | 205520775 | ASHP | HRCU-A-CB | LX SERIES | 17 | 18000
COLEMAN | CH6B1821 | CM30BXA1+TXV | TM9V060B12MP12 | 10 | 18000 | 4000 | 205519652 | ASHP | HRCU-A-CB | LX SERIES | 17 | 18000
LUXAIRE | TH6B1821 | CM30BXA1+TXV | TM9V060B12MP12 | 10 | 18000 | 4000 | 205519653 | ASHP | HRCU-A-CB | LX SERIES | 17 | 18000
FRASER-JOHNSTON | TH6B1821 | CM30BXA1+TXV | TM9V060B12MP12 | 10 | 18000 | 4000 | 205519654 | ASHP | HRCU-A-CB | LX SERIES | 17 | 18000
CHAMPION HEATING AND COOLING | TH6B1821 | CM30BXA1+TXV | TM9V060B12MP12 | 10 | 18000 | 4000 | 205519655 | ASHP | HRCU-A-CB | LX SERIES | 17 | 18000
COLEMAN | CH6B1821 | CU30BXA1+TXV | TM9V060B12MP12 | 10 | 18000 | 4000 | 205519656 | ASHP | HRCU-A-CB | LX SERIES | 17 | 18000
LUXAIRE | TH6B1821 | CU30BXA1+TXV | TM9V060B12MP12 | 10 | 18000 | 4000 | 205519657 | ASHP | HRCU-A-CB | LX SERIES | 17 | 18000
GUARDIAN | RHP16L18B23 | CF24CXA1+TXV | RGF2L100CE16MP11 | 10 | 18000 | 4000 | 205520835 | ASHP | HRCU-A-CB |  | 17 | 18000
EVCON | RHP16L18B23 | CF24CXA1+TXV | TM8Y100C16MP11 | 10 | 18000 | 4000 | 205520836 | ASHP | HRCU-A-CB |  | 17 | 18000
EVCON | RHP16L18B23 | CF24CXA1+TXV | RGF2L100CE16MP11 | 10 | 18000 | 4000 | 205520837 | ASHP | HRCU-A-CB |  | 17 | 18000
COLEMAN | CH6B1821 | CF24CXA1+TXV | TM8Y080C16MP11 | 10 | 18000 | 4000 | 205520838 | ASHP | HRCU-A-CB | LX SERIES | 17 | 18000
LUXAIRE | TH6B1821 | CF24CXA1+TXV | TM8Y080C16MP11 | 10 | 18000 | 4000 | 205520839 | ASHP | HRCU-A-CB | LX SERIES | 17 | 18000
FRASER-JOHNSTON | TH6B1821 | CF24CXA1+TXV | TM8Y080C16MP11 | 10 | 18000 | 4000 | 205520840 | ASHP | HRCU-A-CB | LX SERIES | 17 | 18000
CHAMPION HEATING AND COOLING | TH6B1821 | CF24CXA1+TXV | TM8Y080C16MP11 | 10 | 18000 | 4000 | 205520841 | ASHP | HRCU-A-CB | LX SERIES | 17 | 18000
GUARDIAN | RHP16L18B21 | CF24CXA1+TXV | TM8Y080C16MP11 | 10 | 18000 | 4000 | 205520842 | ASHP | HRCU-A-CB |  | 17 | 18000
GUARDIAN | RHP16L18B21 | CF24CXA1+TXV | RGF2L080CE16MP11 | 10 | 18000 | 4000 | 205520843 | ASHP | HRCU-A-CB |  | 17 | 18000
EVCON | RHP16L18B21 | CF24CXA1+TXV | TM8Y080C16MP11 | 10 | 18000 | 4000 | 205520844 | ASHP | HRCU-A-CB |  | 17 | 18000
EVCON | RHP16L18B21 | CF24CXA1+TXV | RGF2L080CE16MP11 | 10 | 18000 | 4000 | 205520845 | ASHP | HRCU-A-CB |  | 17 | 18000
GUARDIAN | RHP16L18B23 | CF24CXA1+TXV | TM8Y080C16MP11 | 10 | 18000 | 4000 | 205520846 | ASHP | HRCU-A-CB |  | 17 | 18000
GUARDIAN | RHP16L18B23 | CF24CXA1+TXV | RGF2L080CE16MP11 | 10 | 18000 | 4000 | 205520847 | ASHP | HRCU-A-CB |  | 17 | 18000
EVCON | RHP16L18B23 | CF24CXA1+TXV | TM8Y080C16MP11 | 10 | 18000 | 4000 | 205520848 | ASHP | HRCU-A-CB |  | 17 | 18000
EVCON | RHP16L18B23 | CF24CXA1+TXV | RGF2L080CE16MP11 | 10 | 18000 | 4000 | 205520849 | ASHP | HRCU-A-CB |  | 17 | 18000
COLEMAN | CH6B1821 | CM24CXA1+TXV | TM8X100C16MP11 | 10 | 18000 | 4000 | 205520850 | ASHP | HRCU-A-CB | LX SERIES | 17 | 18000
LUXAIRE | TH6B1821 | CM24CXA1+TXV | TM8X100C16MP11 | 10 | 18000 | 4000 | 205520851 | ASHP | HRCU-A-CB | LX SERIES | 17 | 18000
FRASER-JOHNSTON | TH6B1821 | CM24CXA1+TXV | TM8X100C16MP11 | 10 | 18000 | 4000 | 205520852 | ASHP | HRCU-A-CB | LX SERIES | 17 | 18000
CHAMPION HEATING AND COOLING | TH6B1821 | CM24CXA1+TXV | TM8X100C16MP11 | 10 | 18000 | 4000 | 205520853 | ASHP | HRCU-A-CB | LX SERIES | 17 | 18000
GUARDIAN | RHP16L18B21 | CM24CXA1+TXV | TM8X100C16MP11 | 10 | 18000 | 4000 | 205520854 | ASHP | HRCU-A-CB |  | 17 | 18000
EVCON | RHP16L18B21 | CM24CXA1+TXV | TM8X100C16MP11 | 10 | 18000 | 4000 | 205520855 | ASHP | HRCU-A-CB |  | 17 | 18000
GUARDIAN | RHP16L18B23 | CM24CXA1+TXV | TM8X100C16MP11 | 10 | 18000 | 4000 | 205520856 | ASHP | HRCU-A-CB |  | 17 | 18000
EVCON | RHP16L18B23 | CM24CXA1+TXV | TM8X100C16MP11 | 10 | 18000 | 4000 | 205520857 | ASHP | HRCU-A-CB |  | 17 | 18000
EVCON | RHP16L18B21 | CU24AXA1+TXV | RGF1L060AE12MP11 | 10 | 18000 | 4000 | 205521493 | ASHP | HRCU-A-CB |  | 17 | 18000
GUARDIAN | RHP16L18B23 | CU24AXA1+TXV | TMLX060A12MP11 | 10 | 18000 | 4000 | 205521494 | ASHP | HRCU-A-CB |  | 17 | 18000
GUARDIAN | RHP16L18B21 | CM30BXA1+ME08BN21+TXV |  | 10 | 18000 | 4000 | 205521904 | ASHP | HRCU-A-CB |  | 17 | 18000
EVCON | RHP16L18B21 | CM30BXA1+ME08BN21+TXV |  | 10 | 18000 | 4000 | 205521905 | ASHP | HRCU-A-CB |  | 17 | 18000
GUARDIAN | RHP16L18B23 | CM30BXA1+ME08BN21+TXV |  | 10 | 18000 | 4000 | 205521906 | ASHP | HRCU-A-CB |  | 17 | 18000
EVCON | RHP16L18B23 | CM30BXA1+ME08BN21+TXV |  | 10 | 18000 | 4000 | 205521907 | ASHP | HRCU-A-CB |  | 17 | 18000
COLEMAN | CH6B1821 | CM30BBAA1+ME08BN21 |  | 10 | 18000 | 4000 | 205521908 | ASHP | HRCU-A-CB | LX SERIES | 17 | 18000
LUXAIRE | TH6B1821 | CM30BBAA1+ME08BN21 |  | 10 | 18000 | 4000 | 205521909 | ASHP | HRCU-A-CB | LX SERIES | 17 | 18000
FRASER-JOHNSTON | TH6B1821 | CM30BBAA1+ME08BN21 |  | 10 | 18000 | 4000 | 205521910 | ASHP | HRCU-A-CB | LX SERIES | 17 | 18000
CHAMPION HEATING AND COOLING | TH6B1821 | CM30BBAA1+ME08BN21 |  | 10 | 18000 | 4000 | 205521911 | ASHP | HRCU-A-CB | LX SERIES | 17 | 18000
GUARDIAN | RHP16L18B21 | CM30BBAA1+ME08BN21 |  | 10 | 18000 | 4000 | 205521912 | ASHP | HRCU-A-CB |  | 17 | 18000
EVCON | RHP16L18B21 | CM30BBAA1+ME08BN21 |  | 10 | 18000 | 4000 | 205521913 | ASHP | HRCU-A-CB |  | 17 | 18000
GUARDIAN | RHP16L18B23 | CM30BBAA1+ME08BN21 |  | 10 | 18000 | 4000 | 205521914 | ASHP | HRCU-A-CB |  | 17 | 18000
EVCON | RHP16L18B23 | CM30BBAA1+ME08BN21 |  | 10 | 18000 | 4000 | 205521915 | ASHP | HRCU-A-CB |  | 17 | 18000
COLEMAN | CH6B1821 | CF24BXA1+ME08BN21+TXV |  | 10 | 18000 | 4000 | 205521916 | ASHP | HRCU-A-CB | LX SERIES | 17 | 18000
LUXAIRE | TH6B1821 | CF24BXA1+ME08BN21+TXV |  | 10 | 18000 | 4000 | 205521917 | ASHP | HRCU-A-CB | LX SERIES | 17 | 18000
FRASER-JOHNSTON | TH6B1821 | CF24BXA1+ME08BN21+TXV |  | 10 | 18000 | 4000 | 205521918 | ASHP | HRCU-A-CB | LX SERIES | 17 | 18000
CHAMPION HEATING AND COOLING | TH6B1821 | CF24BXA1+ME08BN21+TXV |  | 10 | 18000 | 4000 | 205521919 | ASHP | HRCU-A-CB | LX SERIES | 17 | 18000
GUARDIAN | RHP16L18B21 | CF24BXA1+ME08BN21+TXV |  | 10 | 18000 | 4000 | 205521920 | ASHP | HRCU-A-CB |  | 17 | 18000
EVCON | RHP16L18B21 | CF24BXA1+ME08BN21+TXV |  | 10 | 18000 | 4000 | 205521921 | ASHP | HRCU-A-CB |  | 17 | 18000
GUARDIAN | RHP16L18B23 | CF24BXA1+ME08BN21+TXV |  | 10 | 18000 | 4000 | 205521922 | ASHP | HRCU-A-CB |  | 17 | 18000
EVCON | RHP16L18B23 | CF24BXA1+ME08BN21+TXV |  | 10 | 18000 | 4000 | 205521923 | ASHP | HRCU-A-CB |  | 17 | 18000
COLEMAN | CH6B1821 | CM24BXA1+ME08BN21+TXV |  | 10 | 18000 | 4000 | 205521924 | ASHP | HRCU-A-CB | LX SERIES | 17 | 18000
LUXAIRE | TH6B1821 | CM24BXA1+ME08BN21+TXV |  | 10 | 18000 | 4000 | 205521925 | ASHP | HRCU-A-CB | LX SERIES | 17 | 18000
FRASER-JOHNSTON | TH6B1821 | CM24BXA1+ME08BN21+TXV |  | 10 | 18000 | 4000 | 205521926 | ASHP | HRCU-A-CB | LX SERIES | 17 | 18000
CHAMPION HEATING AND COOLING | TH6B1821 | CM24BXA1+ME08BN21+TXV |  | 10 | 18000 | 4000 | 205521927 | ASHP | HRCU-A-CB | LX SERIES | 17 | 18000
GUARDIAN | RHP16L18B21 | CM24BXA1+ME08BN21+TXV |  | 10 | 18000 | 4000 | 205521928 | ASHP | HRCU-A-CB |  | 17 | 18000
EVCON | RHP16L18B21 | CM24BXA1+ME08BN21+TXV |  | 10 | 18000 | 4000 | 205521929 | ASHP | HRCU-A-CB |  | 17 | 18000
GUARDIAN | RHP16L18B23 | CM24BXA1+ME08BN21+TXV |  | 10 | 18000 | 4000 | 205521930 | ASHP | HRCU-A-CB |  | 17 | 18000
EVCON | RHP16L18B23 | CM24BXA1+ME08BN21+TXV |  | 10 | 18000 | 4000 | 205521931 | ASHP | HRCU-A-CB |  | 17 | 18000
CHAMPION HEATING AND COOLING | TH6B1821 | CF24AXA1+TXV | TM8X060A12MP11 | 10 | 18000 | 4000 | 205521429 | ASHP | HRCU-A-CB | LX SERIES | 17 | 18000
GUARDIAN | RHP16L18B21 | CF24AXA1+TXV | TM8X060A12MP11 | 10 | 18000 | 4000 | 205521430 | ASHP | HRCU-A-CB |  | 17 | 18000
EVCON | RHP16L18B21 | CF24AXA1+TXV | TM8X060A12MP11 | 10 | 18000 | 4000 | 205521431 | ASHP | HRCU-A-CB |  | 17 | 18000
GUARDIAN | RHP16L18B23 | CF24AXA1+TXV | TM8X060A12MP11 | 10 | 18000 | 4000 | 205521432 | ASHP | HRCU-A-CB |  | 17 | 18000
EVCON | RHP16L18B23 | CF24AXA1+TXV | TM8X060A12MP11 | 10 | 18000 | 4000 | 205521433 | ASHP | HRCU-A-CB |  | 17 | 18000
GUARDIAN | RHP16L18B21 | CM24CXA1+TXV | TM8X080C16MP11 | 10 | 18000 | 4000 | 205520862 | ASHP | HRCU-A-CB |  | 17 | 18000
EVCON | RHP16L18B21 | CM24CXA1+TXV | TM8X080C16MP11 | 10 | 18000 | 4000 | 205520863 | ASHP | HRCU-A-CB |  | 17 | 18000
GUARDIAN | RHP16L18B23 | CM24CXA1+TXV | TM8X080C16MP11 | 10 | 18000 | 4000 | 205520864 | ASHP | HRCU-A-CB |  | 17 | 18000
EVCON | RHP16L18B23 | CM24CXA1+TXV | TM8X080C16MP11 | 10 | 18000 | 4000 | 205520865 | ASHP | HRCU-A-CB |  | 17 | 18000
COLEMAN | CH6B1821 | CM24CXA1+TXV | TMLX080C16MP11 | 10 | 18000 | 4000 | 205520866 | ASHP | HRCU-A-CB | LX SERIES | 17 | 18000
LUXAIRE | TH6B1821 | CM24CXA1+TXV | TMLX080C16MP11 | 10 | 18000 | 4000 | 205520867 | ASHP | HRCU-A-CB | LX SERIES | 17 | 18000
FRASER-JOHNSTON | TH6B1821 | CM24CXA1+TXV | TMLX080C16MP11 | 10 | 18000 | 4000 | 205520868 | ASHP | HRCU-A-CB | LX SERIES | 17 | 18000
CHAMPION HEATING AND COOLING | TH6B1821 | CM24CXA1+TXV | TMLX080C16MP11 | 10 | 18000 | 4000 | 205520869 | ASHP | HRCU-A-CB | LX SERIES | 17 | 18000
GUARDIAN | RHP16L18B21 | CM24CXA1+TXV | TMLX080C16MP11 | 10 | 18000 | 4000 | 205520870 | ASHP | HRCU-A-CB |  | 17 | 18000
GUARDIAN | RHP16L18B21 | CM24CXA1+TXV | RGF1L080CE16MP11 | 10 | 18000 | 4000 | 205520871 | ASHP | HRCU-A-CB |  | 17 | 18000
EVCON | RHP16L18B21 | CM24CXA1+TXV | TMLX080C16MP11 | 10 | 18000 | 4000 | 205520872 | ASHP | HRCU-A-CB |  | 17 | 18000
EVCON | RHP16L18B21 | CM24CXA1+TXV | RGF1L080CE16MP11 | 10 | 18000 | 4000 | 205520873 | ASHP | HRCU-A-CB |  | 17 | 18000
GUARDIAN | RHP16L18B23 | CM24CXA1+TXV | TMLX080C16MP11 | 10 | 18000 | 4000 | 205520874 | ASHP | HRCU-A-CB |  | 17 | 18000
GUARDIAN | RHP16L18B23 | CM24CXA1+TXV | RGF1L080CE16MP11 | 10 | 18000 | 4000 | 205520875 | ASHP | HRCU-A-CB |  | 17 | 18000
EVCON | RHP16L18B23 | CM24CXA1+TXV | TMLX080C16MP11 | 10 | 18000 | 4000 | 205520876 | ASHP | HRCU-A-CB |  | 17 | 18000
EVCON | RHP16L18B23 | CM24CXA1+TXV | RGF1L080CE16MP11 | 10 | 18000 | 4000 | 205520877 | ASHP | HRCU-A-CB |  | 17 | 18000
COLEMAN | CH6B1821 | CM24CXA1+TXV | TMLX100C16MP11 | 10 | 18000 | 4000 | 205520878 | ASHP | HRCU-A-CB | LX SERIES | 17 | 18000
LUXAIRE | TH6B1821 | CM24CXA1+TXV | TMLX100C16MP11 | 10 | 18000 | 4000 | 205520879 | ASHP | HRCU-A-CB | LX SERIES | 17 | 18000
FRASER-JOHNSTON | TH6B1821 | CM24CXA1+TXV | TMLX100C16MP11 | 10 | 18000 | 4000 | 205520880 | ASHP | HRCU-A-CB | LX SERIES | 17 | 18000
CHAMPION HEATING AND COOLING | TH6B1821 | CM24CXA1+TXV | TMLX100C16MP11 | 10 | 18000 | 4000 | 205520881 | ASHP | HRCU-A-CB | LX SERIES | 17 | 18000
GUARDIAN | RHP16L18B21 | CM24CXA1+TXV | TMLX100C16MP11 | 10 | 18000 | 4000 | 205520882 | ASHP | HRCU-A-CB |  | 17 | 18000
GUARDIAN | RHP16L18B21 | CM24CXA1+TXV | RGF1L100CE16MP11 | 10 | 18000 | 4000 | 205520883 | ASHP | HRCU-A-CB |  | 17 | 18000
EVCON | RHP16L18B21 | CM24CXA1+TXV | TMLX100C16MP11 | 10 | 18000 | 4000 | 205520884 | ASHP | HRCU-A-CB |  | 17 | 18000
EVCON | RHP16L18B21 | CM24CXA1+TXV | RGF1L100CE16MP11 | 10 | 18000 | 4000 | 205520885 | ASHP | HRCU-A-CB |  | 17 | 18000
GUARDIAN | RHP16L18B23 | CM24CXA1+TXV | TMLX100C16MP11 | 10 | 18000 | 4000 | 205520886 | ASHP | HRCU-A-CB |  | 17 | 18000
GUARDIAN | RHP16L18B23 | CM24CXA1+TXV | RGF1L100CE16MP11 | 10 | 18000 | 4000 | 205520887 | ASHP | HRCU-A-CB |  | 17 | 18000
EVCON | RHP16L18B23 | CM24CXA1+TXV | TMLX100C16MP11 | 10 | 18000 | 4000 | 205520888 | ASHP | HRCU-A-CB |  | 17 | 18000
EVCON | RHP16L18B23 | CM24CXA1+TXV | RGF1L100CE16MP11 | 10 | 18000 | 4000 | 205520889 | ASHP | HRCU-A-CB |  | 17 | 18000
COLEMAN | CH6B1821 | CM24CXA1+TXV | TM8Y100C16MP11 | 10 | 18000 | 4000 | 205520890 | ASHP | HRCU-A-CB | LX SERIES | 17 | 18000
LUXAIRE | TH6B1821 | CM24CXA1+TXV | TM8Y100C16MP11 | 10 | 18000 | 4000 | 205520891 | ASHP | HRCU-A-CB | LX SERIES | 17 | 18000
FRASER-JOHNSTON | TH6B1821 | CM24CXA1+TXV | TM8Y100C16MP11 | 10 | 18000 | 4000 | 205520892 | ASHP | HRCU-A-CB | LX SERIES | 17 | 18000
CHAMPION HEATING AND COOLING | TH6B1821 | CM24CXA1+TXV | TM8Y100C16MP11 | 10 | 18000 | 4000 | 205520893 | ASHP | HRCU-A-CB | LX SERIES | 17 | 18000
GUARDIAN | RHP16L18B21 | CM24CXA1+TXV | TM8Y100C16MP11 | 10 | 18000 | 4000 | 205520894 | ASHP | HRCU-A-CB |  | 17 | 18000
GUARDIAN | RHP16L18B21 | CM24CXA1+TXV | RGF2L100CE16MP11 | 10 | 18000 | 4000 | 205520895 | ASHP | HRCU-A-CB |  | 17 | 18000
EVCON | RHP16L18B21 | CM24CXA1+TXV | TM8Y100C16MP11 | 10 | 18000 | 4000 | 205520896 | ASHP | HRCU-A-CB |  | 17 | 18000
EVCON | RHP16L18B21 | CM24CXA1+TXV | RGF2L100CE16MP11 | 10 | 18000 | 4000 | 205520897 | ASHP | HRCU-A-CB |  | 17 | 18000
GUARDIAN | RHP16L18B23 | CM24CXA1+TXV | TM8Y100C16MP11 | 10 | 18000 | 4000 | 205520898 | ASHP | HRCU-A-CB |  | 17 | 18000
GUARDIAN | RHP16L18B23 | CM24CXA1+TXV | RGF2L100CE16MP11 | 10 | 18000 | 4000 | 205520899 | ASHP | HRCU-A-CB |  | 17 | 18000
EVCON | RHP16L18B23 | CM24CXA1+TXV | TM8Y100C16MP11 | 10 | 18000 | 4000 | 205520900 | ASHP | HRCU-A-CB |  | 17 | 18000
GUARDIAN | RHP16L18B23 | CU24AXA1+TXV | RGF1L060AE12MP11 | 10 | 18000 | 4000 | 205521495 | ASHP | HRCU-A-CB |  | 17 | 18000
EVCON | RHP16L18B23 | CU24AXA1+TXV | TMLX060A12MP11 | 10 | 18000 | 4000 | 205521496 | ASHP | HRCU-A-CB |  | 17 | 18000
EVCON | RHP16L18B23 | CU24AXA1+TXV | RGF1L060AE12MP11 | 10 | 18000 | 4000 | 205521497 | ASHP | HRCU-A-CB |  | 17 | 18000
COLEMAN | CH6B1821 | CM24AXA1+TXV | TM8Y060A12MP11 | 10 | 18000 | 4000 | 205521498 | ASHP | HRCU-A-CB | LX SERIES | 17 | 18000
LUXAIRE | TH6B1821 | CM24AXA1+TXV | TM8Y060A12MP11 | 10 | 18000 | 4000 | 205521499 | ASHP | HRCU-A-CB | LX SERIES | 17 | 18000
FRASER-JOHNSTON | TH6B1821 | CM24AXA1+TXV | TM8Y060A12MP11 | 10 | 18000 | 4000 | 205521500 | ASHP | HRCU-A-CB | LX SERIES | 17 | 18000
CHAMPION HEATING AND COOLING | TH6B1821 | CM24AXA1+TXV | TM8Y060A12MP11 | 10 | 18000 | 4000 | 205521501 | ASHP | HRCU-A-CB | LX SERIES | 17 | 18000
GUARDIAN | RHP16L18B21 | CM24AXA1+TXV | TM8Y060A12MP11 | 10 | 18000 | 4000 | 205521502 | ASHP | HRCU-A-CB |  | 17 | 18000
GUARDIAN | RHP16L18B21 | CM24AXA1+TXV | RGF2L060AE12MP11 | 10 | 18000 | 4000 | 205521503 | ASHP | HRCU-A-CB |  | 17 | 18000
EVCON | RHP16L18B21 | CM24AXA1+TXV | TM8Y060A12MP11 | 10 | 18000 | 4000 | 205521504 | ASHP | HRCU-A-CB |  | 17 | 18000
EVCON | RHP16L18B21 | CM24AXA1+TXV | RGF2L060AE12MP11 | 10 | 18000 | 4000 | 205521505 | ASHP | HRCU-A-CB |  | 17 | 18000
GUARDIAN | RHP16L18B23 | CM24AXA1+TXV | TM8Y060A12MP11 | 10 | 18000 | 4000 | 205521506 | ASHP | HRCU-A-CB |  | 17 | 18000
GUARDIAN | RHP16L18B23 | CM24AXA1+TXV | RGF2L060AE12MP11 | 10 | 18000 | 4000 | 205521507 | ASHP | HRCU-A-CB |  | 17 | 18000
EVCON | RHP16L18B23 | CM24AXA1+TXV | TM8Y060A12MP11 | 10 | 18000 | 4000 | 205521508 | ASHP | HRCU-A-CB |  | 17 | 18000
EVCON | RHP16L18B23 | CM24AXA1+TXV | RGF2L060AE12MP11 | 10 | 18000 | 4000 | 205521509 | ASHP | HRCU-A-CB |  | 17 | 18000
COLEMAN | CH6B1821 | CU24AXA1+TXV | TM8Y060A12MP11 | 10 | 18000 | 4000 | 205521510 | ASHP | HRCU-A-CB | LX SERIES | 17 | 18000
LUXAIRE | TH6B1821 | CU24AXA1+TXV | TM8Y060A12MP11 | 10 | 18000 | 4000 | 205521511 | ASHP | HRCU-A-CB | LX SERIES | 17 | 18000
FRASER-JOHNSTON | TH6B1821 | CU24AXA1+TXV | TM8Y060A12MP11 | 10 | 18000 | 4000 | 205521512 | ASHP | HRCU-A-CB | LX SERIES | 17 | 18000
CHAMPION HEATING AND COOLING | TH6B1821 | CU24AXA1+TXV | TM8Y060A12MP11 | 10 | 18000 | 4000 | 205521513 | ASHP | HRCU-A-CB | LX SERIES | 17 | 18000
GUARDIAN | RHP16L18B21 | CU24AXA1+TXV | TM8Y060A12MP11 | 10 | 18000 | 4000 | 205521514 | ASHP | HRCU-A-CB |  | 17 | 18000
GUARDIAN | RHP16L18B21 | CU24AXA1+TXV | RGF2L060AE12MP11 | 10 | 18000 | 4000 | 205521515 | ASHP | HRCU-A-CB |  | 17 | 18000
FRASER-JOHNSTON | TH6B1821 | CF30BXA1+TXV | TP9C060B12MP13 | 10 | 18000 | 4000 | 205519648 | ASHP | HRCU-A-CB | LX SERIES | 17 | 18000
CHAMPION HEATING AND COOLING | TH6B1821 | CF30BXA1+TXV | TP9C060B12MP13 | 10 | 18000 | 4000 | 205519649 | ASHP | HRCU-A-CB | LX SERIES | 17 | 18000
COLEMAN | CH6B1821 | CF30BXA1+TXV | CP9C060B12MP13 | 10 | 18000 | 4000 | 205519650 | ASHP | HRCU-A-CB | LX SERIES | 17 | 18000
LUXAIRE | TH6B1821 | CF30BXA1+TXV | LP9C060B12MP13 | 10 | 18000 | 4000 | 205519651 | ASHP | HRCU-A-CB | LX SERIES | 17 | 18000
CHAMPION HEATING AND COOLING | TH6B1821 | CM30BXA1+TXV | TP9C060B12MP13 | 10 | 18000 | 4000 | 205519663 | ASHP | HRCU-A-CB | LX SERIES | 17 | 18000
COLEMAN | CH6B1821 | CU30BXA1+TXV | TP9C060B12MP13 | 10 | 18000 | 4000 | 205519664 | ASHP | HRCU-A-CB | LX SERIES | 17 | 18000
LUXAIRE | TH6B1821 | CU30BXA1+TXV | TP9C060B12MP13 | 10 | 18000 | 4000 | 205519665 | ASHP | HRCU-A-CB | LX SERIES | 17 | 18000
FRASER-JOHNSTON | TH6B1821 | CU30BXA1+TXV | TP9C060B12MP13 | 10 | 18000 | 4000 | 205519666 | ASHP | HRCU-A-CB | LX SERIES | 17 | 18000
CHAMPION HEATING AND COOLING | TH6B1821 | CU30BXA1+TXV | TP9C060B12MP13 | 10 | 18000 | 4000 | 205519667 | ASHP | HRCU-A-CB | LX SERIES | 17 | 18000
COLEMAN | CH6B1821 | CM30BXA1+TXV | CP9C060B12MP13 | 10 | 18000 | 4000 | 205519668 | ASHP | HRCU-A-CB | LX SERIES | 17 | 18000
LUXAIRE | TH6B1821 | CM30BXA1+TXV | LP9C060B12MP13 | 10 | 18000 | 4000 | 205519669 | ASHP | HRCU-A-CB | LX SERIES | 17 | 18000
COLEMAN | CH6B1821 | CU30BXA1+TXV | CP9C060B12MP13 | 10 | 18000 | 4000 | 205519670 | ASHP | HRCU-A-CB | LX SERIES | 17 | 18000
LUXAIRE | TH6B1821 | CU30BXA1+TXV | LP9C060B12MP13 | 10 | 18000 | 4000 | 205519671 | ASHP | HRCU-A-CB | LX SERIES | 17 | 18000
COLEMAN | CH6B1821 | CF24CXA1+TXV | TM9V060B12MP12 | 10 | 18000 | 4000 | 205519672 | ASHP | HRCU-A-CB | LX SERIES | 17 | 18000
LUXAIRE | TH6B1821 | CF24CXA1+TXV | TM9V060B12MP12 | 10 | 18000 | 4000 | 205519673 | ASHP | HRCU-A-CB | LX SERIES | 17 | 18000
FRASER-JOHNSTON | TH6B1821 | CF24CXA1+TXV | TM9V060B12MP12 | 10 | 18000 | 4000 | 205519674 | ASHP | HRCU-A-CB | LX SERIES | 17 | 18000
CHAMPION HEATING AND COOLING | TH6B1821 | CF24CXA1+TXV | TM9V060B12MP12 | 10 | 18000 | 4000 | 205519675 | ASHP | HRCU-A-CB | LX SERIES | 17 | 18000
COLEMAN | CH6B1821 | CF24CXA1+TXV | TP9C060B12MP13 | 10 | 18000 | 4000 | 205519676 | ASHP | HRCU-A-CB | LX SERIES | 17 | 18000
LUXAIRE | TH6B1821 | CF24CXA1+TXV | TP9C060B12MP13 | 10 | 18000 | 4000 | 205519677 | ASHP | HRCU-A-CB | LX SERIES | 17 | 18000
FRASER-JOHNSTON | TH6B1821 | CF24CXA1+TXV | TP9C060B12MP13 | 10 | 18000 | 4000 | 205519678 | ASHP | HRCU-A-CB | LX SERIES | 17 | 18000
CHAMPION HEATING AND COOLING | TH6B1821 | CF24CXA1+TXV | TP9C060B12MP13 | 10 | 18000 | 4000 | 205519679 | ASHP | HRCU-A-CB | LX SERIES | 17 | 18000
EVCON | RHP16L18B21 | CU24AXA1+TXV | TM8Y060A12MP11 | 10 | 18000 | 4000 | 205521516 | ASHP | HRCU-A-CB |  | 17 | 18000
EVCON | RHP16L18B21 | CU24AXA1+TXV | RGF2L060AE12MP11 | 10 | 18000 | 4000 | 205521517 | ASHP | HRCU-A-CB |  | 17 | 18000
GUARDIAN | RHP16L18B23 | CU24AXA1+TXV | TM8Y060A12MP11 | 10 | 18000 | 4000 | 205521518 | ASHP | HRCU-A-CB |  | 17 | 18000
GUARDIAN | RHP16L18B23 | CU24AXA1+TXV | RGF2L060AE12MP11 | 10 | 18000 | 4000 | 205521519 | ASHP | HRCU-A-CB |  | 17 | 18000
EVCON | RHP16L18B23 | CU24AXA1+TXV | TM8Y060A12MP11 | 10 | 18000 | 4000 | 205521520 | ASHP | HRCU-A-CB |  | 17 | 18000
EVCON | RHP16L18B23 | CU24AXA1+TXV | RGF2L060AE12MP11 | 10 | 18000 | 4000 | 205521521 | ASHP | HRCU-A-CB |  | 17 | 18000
COLEMAN | CH6B1821 | CF30CXA1+TXV | TM8V080B12MP12 | 10 | 18000 | 4000 | 205521522 | ASHP | HRCU-A-CB | LX SERIES | 17 | 18000
LUXAIRE | TH6B1821 | CF30CXA1+TXV | TM8V080B12MP12 | 10 | 18000 | 4000 | 205521523 | ASHP | HRCU-A-CB | LX SERIES | 17 | 18000
FRASER-JOHNSTON | TH6B1821 | CF30CXA1+TXV | TM8V080B12MP12 | 10 | 18000 | 4000 | 205521524 | ASHP | HRCU-A-CB | LX SERIES | 17 | 18000
CHAMPION HEATING AND COOLING | TH6B1821 | CF30CXA1+TXV | TM8V080B12MP12 | 10 | 18000 | 4000 | 205521525 | ASHP | HRCU-A-CB | LX SERIES | 17 | 18000
COLEMAN | CH6B1821 | CF30CXA1+TXV | TMLV080B12MP12 | 10 | 18000 | 4000 | 205521526 | ASHP | HRCU-A-CB | LX SERIES | 17 | 18000
LUXAIRE | TH6B1821 | CF30CXA1+TXV | TMLV080B12MP12 | 10 | 18000 | 4000 | 205521527 | ASHP | HRCU-A-CB | LX SERIES | 17 | 18000
FRASER-JOHNSTON | TH6B1821 | CF30CXA1+TXV | TMLV080B12MP12 | 10 | 18000 | 4000 | 205521528 | ASHP | HRCU-A-CB | LX SERIES | 17 | 18000
CHAMPION HEATING AND COOLING | TH6B1821 | CF30CXA1+TXV | TMLV080B12MP12 | 10 | 18000 | 4000 | 205521529 | ASHP | HRCU-A-CB | LX SERIES | 17 | 18000
COLEMAN | CH6B1821 | CF30CXA1+TXV | TPLC080B12MP13 | 10 | 18000 | 4000 | 205521530 | ASHP | HRCU-A-CB | LX SERIES | 17 | 18000
LUXAIRE | TH6B1821 | CF30CXA1+TXV | TPLC080B12MP13 | 10 | 18000 | 4000 | 205521531 | ASHP | HRCU-A-CB | LX SERIES | 17 | 18000
FRASER-JOHNSTON | TH6B1821 | CF30CXA1+TXV | TPLC080B12MP13 | 10 | 18000 | 4000 | 205521532 | ASHP | HRCU-A-CB | LX SERIES | 17 | 18000
CHAMPION HEATING AND COOLING | TH6B1821 | CF30CXA1+TXV | TPLC080B12MP13 | 10 | 18000 | 4000 | 205521533 | ASHP | HRCU-A-CB | LX SERIES | 17 | 18000
COLEMAN | CH6B1821 | CF30CXA1+TXV | CPLC080B12MP13 | 10 | 18000 | 4000 | 205521534 | ASHP | HRCU-A-CB | LX SERIES | 17 | 18000
LUXAIRE | TH6B1821 | CF30CXA1+TXV | LPLC080B12MP13 | 10 | 18000 | 4000 | 205521535 | ASHP | HRCU-A-CB | LX SERIES | 17 | 18000
COLEMAN | CH6B1821 | CM30CXA1+TXV | TM8V080B12MP12 | 10 | 18000 | 4000 | 205521536 | ASHP | HRCU-A-CB | LX SERIES | 17 | 18000
LUXAIRE | TH6B1821 | CM30CXA1+TXV | TM8V080B12MP12 | 10 | 18000 | 4000 | 205521537 | ASHP | HRCU-A-CB | LX SERIES | 17 | 18000
FRASER-JOHNSTON | TH6B1821 | CM30CXA1+TXV | TM8V080B12MP12 | 10 | 18000 | 4000 | 205521538 | ASHP | HRCU-A-CB | LX SERIES | 17 | 18000
CHAMPION HEATING AND COOLING | TH6B1821 | CM30CXA1+TXV | TM8V080B12MP12 | 10 | 18000 | 4000 | 205521539 | ASHP | HRCU-A-CB | LX SERIES | 17 | 18000
COLEMAN | CH6B1821 | CM30CXA1+TXV | TMLV080B12MP12 | 10 | 18000 | 4000 | 205521540 | ASHP | HRCU-A-CB | LX SERIES | 17 | 18000
LUXAIRE | TH6B1821 | CM30CXA1+TXV | TMLV080B12MP12 | 10 | 18000 | 4000 | 205521541 | ASHP | HRCU-A-CB | LX SERIES | 17 | 18000
FRASER-JOHNSTON | TH6B1821 | CM30CXA1+TXV | TMLV080B12MP12 | 10 | 18000 | 4000 | 205521542 | ASHP | HRCU-A-CB | LX SERIES | 17 | 18000
CHAMPION HEATING AND COOLING | TH6B1821 | CM30CXA1+TXV | TMLV080B12MP12 | 10 | 18000 | 4000 | 205521543 | ASHP | HRCU-A-CB | LX SERIES | 17 | 18000
COLEMAN | CH6B1821 | CM30CXA1+TXV | TPLC080B12MP13 | 10 | 18000 | 4000 | 205521544 | ASHP | HRCU-A-CB | LX SERIES | 17 | 18000
LUXAIRE | TH6B1821 | CM30CXA1+TXV | TPLC080B12MP13 | 10 | 18000 | 4000 | 205521545 | ASHP | HRCU-A-CB | LX SERIES | 17 | 18000
FRASER-JOHNSTON | TH6B1821 | CM30CXA1+TXV | TPLC080B12MP13 | 10 | 18000 | 4000 | 205521546 | ASHP | HRCU-A-CB | LX SERIES | 17 | 18000
CHAMPION HEATING AND COOLING | TH6B1821 | CM30CXA1+TXV | TPLC080B12MP13 | 10 | 18000 | 4000 | 205521547 | ASHP | HRCU-A-CB | LX SERIES | 17 | 18000
COLEMAN | CH6B1821 | CM30CXA1+TXV | CPLC080B12MP13 | 10 | 18000 | 4000 | 205521548 | ASHP | HRCU-A-CB | LX SERIES | 17 | 18000
LUXAIRE | TH6B1821 | CM30CXA1+TXV | LPLC080B12MP13 | 10 | 18000 | 4000 | 205521549 | ASHP | HRCU-A-CB | LX SERIES | 17 | 18000
COLEMAN | CH6B1821 | CF30BXA1+TXV | TM8V080B12MP12 | 10 | 18000 | 4000 | 205521550 | ASHP | HRCU-A-CB | LX SERIES | 17 | 18000
LUXAIRE | TH6B1821 | CF30BXA1+TXV | TM8V080B12MP12 | 10 | 18000 | 4000 | 205521551 | ASHP | HRCU-A-CB | LX SERIES | 17 | 18000
FRASER-JOHNSTON | TH6B1821 | CF30BXA1+TXV | TM8V080B12MP12 | 10 | 18000 | 4000 | 205521552 | ASHP | HRCU-A-CB | LX SERIES | 17 | 18000
CHAMPION HEATING AND COOLING | TH6B1821 | CF30BXA1+TXV | TM8V080B12MP12 | 10 | 18000 | 4000 | 205521553 | ASHP | HRCU-A-CB | LX SERIES | 17 | 18000
COLEMAN | CH6B1821 | CF30BXA1+TXV | TMLV080B12MP12 | 10 | 18000 | 4000 | 205521554 | ASHP | HRCU-A-CB | LX SERIES | 17 | 18000
LUXAIRE | TH6B1821 | CF30BXA1+TXV | TMLV080B12MP12 | 10 | 18000 | 4000 | 205521555 | ASHP | HRCU-A-CB | LX SERIES | 17 | 18000
FRASER-JOHNSTON | TH6B1821 | CF30BXA1+TXV | TMLV080B12MP12 | 10 | 18000 | 4000 | 205521556 | ASHP | HRCU-A-CB | LX SERIES | 17 | 18000
CHAMPION HEATING AND COOLING | TH6B1821 | CF30BXA1+TXV | TMLV080B12MP12 | 10 | 18000 | 4000 | 205521557 | ASHP | HRCU-A-CB | LX SERIES | 17 | 18000
COLEMAN | CH6B1821 | CF30BXA1+TXV | TPLC080B12MP13 | 10 | 18000 | 4000 | 205521558 | ASHP | HRCU-A-CB | LX SERIES | 17 | 18000
COLEMAN | CH6B1821 | CM24CXA1+TXV | TM8X080C16MP11 | 10 | 18000 | 4000 | 205520858 | ASHP | HRCU-A-CB | LX SERIES | 17 | 18000
LUXAIRE | TH6B1821 | CM24CXA1+TXV | TM8X080C16MP11 | 10 | 18000 | 4000 | 205520859 | ASHP | HRCU-A-CB | LX SERIES | 17 | 18000
FRASER-JOHNSTON | TH6B1821 | CM24CXA1+TXV | TM8X080C16MP11 | 10 | 18000 | 4000 | 205520860 | ASHP | HRCU-A-CB | LX SERIES | 17 | 18000
CHAMPION HEATING AND COOLING | TH6B1821 | CM24CXA1+TXV | TM8X080C16MP11 | 10 | 18000 | 4000 | 205520861 | ASHP | HRCU-A-CB | LX SERIES | 17 | 18000
CHAMPION HEATING AND COOLING | TH6B1821 | CM24CXA1+TXV | TM9V060B12MP12 | 10 | 18000 | 4000 | 205519685 | ASHP | HRCU-A-CB | LX SERIES | 17 | 18000
COLEMAN | CH6B1821 | CM24CXA1+TXV | TP9C060B12MP13 | 10 | 18000 | 4000 | 205519686 | ASHP | HRCU-A-CB | LX SERIES | 17 | 18000
LUXAIRE | TH6B1821 | CM24CXA1+TXV | TP9C060B12MP13 | 10 | 18000 | 4000 | 205519687 | ASHP | HRCU-A-CB | LX SERIES | 17 | 18000
FRASER-JOHNSTON | TH6B1821 | CM24CXA1+TXV | TP9C060B12MP13 | 10 | 18000 | 4000 | 205519688 | ASHP | HRCU-A-CB | LX SERIES | 17 | 18000
CHAMPION HEATING AND COOLING | TH6B1821 | CM24CXA1+TXV | TP9C060B12MP13 | 10 | 18000 | 4000 | 205519689 | ASHP | HRCU-A-CB | LX SERIES | 17 | 18000
COLEMAN | CH6B1821 | CM24CXA1+TXV | CP9C060B12MP13 | 10 | 18000 | 4000 | 205519690 | ASHP | HRCU-A-CB | LX SERIES | 17 | 18000
LUXAIRE | TH6B1821 | CM24CXA1+TXV | LP9C060B12MP13 | 10 | 18000 | 4000 | 205519691 | ASHP | HRCU-A-CB | LX SERIES | 17 | 18000
COLEMAN | CH6B1821 | CF24BXA1+TXV | TM9V060B12MP12 | 10 | 18000 | 4000 | 205519692 | ASHP | HRCU-A-CB | LX SERIES | 17 | 18000
LUXAIRE | TH6B1821 | CF24BXA1+TXV | TM9V060B12MP12 | 10 | 18000 | 4000 | 205519693 | ASHP | HRCU-A-CB | LX SERIES | 17 | 18000
FRASER-JOHNSTON | TH6B1821 | CF24BXA1+TXV | TM9V060B12MP12 | 10 | 18000 | 4000 | 205519694 | ASHP | HRCU-A-CB | LX SERIES | 17 | 18000
CHAMPION HEATING AND COOLING | TH6B1821 | CF24BXA1+TXV | TM9V060B12MP12 | 10 | 18000 | 4000 | 205519695 | ASHP | HRCU-A-CB | LX SERIES | 17 | 18000
COLEMAN | CH6B1821 | CF24BXA1+TXV | TP9C060B12MP13 | 10 | 18000 | 4000 | 205519696 | ASHP | HRCU-A-CB | LX SERIES | 17 | 18000
LUXAIRE | TH6B1821 | CF24BXA1+TXV | TP9C060B12MP13 | 10 | 18000 | 4000 | 205519697 | ASHP | HRCU-A-CB | LX SERIES | 17 | 18000
FRASER-JOHNSTON | TH6B1821 | CF24BXA1+TXV | TP9C060B12MP13 | 10 | 18000 | 4000 | 205519698 | ASHP | HRCU-A-CB | LX SERIES | 17 | 18000
CHAMPION HEATING AND COOLING | TH6B1821 | CF24BXA1+TXV | TP9C060B12MP13 | 10 | 18000 | 4000 | 205519699 | ASHP | HRCU-A-CB | LX SERIES | 17 | 18000
COLEMAN | CH6B1821 | CF24BXA1+TXV | CP9C060B12MP13 | 10 | 18000 | 4000 | 205519700 | ASHP | HRCU-A-CB | LX SERIES | 17 | 18000
LUXAIRE | TH6B1821 | CF24BXA1+TXV | LP9C060B12MP13 | 10 | 18000 | 4000 | 205519701 | ASHP | HRCU-A-CB | LX SERIES | 17 | 18000
COLEMAN | CH6B1821 | CM24BXA1+TXV | TM9V060B12MP12 | 10 | 18000 | 4000 | 205519702 | ASHP | HRCU-A-CB | LX SERIES | 17 | 18000
LUXAIRE | TH6B1821 | CM24BXA1+TXV | TM9V060B12MP12 | 10 | 18000 | 4000 | 205519703 | ASHP | HRCU-A-CB | LX SERIES | 17 | 18000
FRASER-JOHNSTON | TH6B1821 | CM24BXA1+TXV | TM9V060B12MP12 | 10 | 18000 | 4000 | 205519704 | ASHP | HRCU-A-CB | LX SERIES | 17 | 18000
EVCON | RHP16L18B23 | CF24BXA1+TXV | TM9Y080B12MP11 | 10 | 18000 | 4000 | 205520153 | ASHP | HRCU-A-CB |  | 17 | 18000
COLEMAN | CH6B1821 | CM24BXA1+TXV | TM9E080B12MP11 | 10 | 18000 | 4000 | 205520154 | ASHP | HRCU-A-CB | LX SERIES | 17 | 18000
LUXAIRE | TH6B1821 | CM24BXA1+TXV | TM9E080B12MP11 | 10 | 18000 | 4000 | 205520155 | ASHP | HRCU-A-CB | LX SERIES | 17 | 18000
FRASER-JOHNSTON | TH6B1821 | CM24BXA1+TXV | TM9E080B12MP11 | 10 | 18000 | 4000 | 205520156 | ASHP | HRCU-A-CB | LX SERIES | 17 | 18000
CHAMPION HEATING AND COOLING | TH6B1821 | CM24BXA1+TXV | TM9E080B12MP11 | 10 | 18000 | 4000 | 205520157 | ASHP | HRCU-A-CB | LX SERIES | 17 | 18000
GUARDIAN | RHP16L18B21 | CM24BXA1+TXV | RGF19080BE12MP12 | 10 | 18000 | 4000 | 205520158 | ASHP | HRCU-A-CB |  | 17 | 18000
GUARDIAN | RHP16L18B21 | CM24BXA1+TXV | TM9E080B12MP11 | 10 | 18000 | 4000 | 205520159 | ASHP | HRCU-A-CB |  | 17 | 18000
EVCON | RHP16L18B21 | CM24BXA1+TXV | RGF19080BE12MP12 | 10 | 18000 | 4000 | 205520160 | ASHP | HRCU-A-CB |  | 17 | 18000
EVCON | RHP16L18B21 | CM24BXA1+TXV | TM9E080B12MP11 | 10 | 18000 | 4000 | 205520161 | ASHP | HRCU-A-CB |  | 17 | 18000
GUARDIAN | RHP16L18B23 | CM24BXA1+TXV | RGF19080BE12MP12 | 10 | 18000 | 4000 | 205520162 | ASHP | HRCU-A-CB |  | 17 | 18000
GUARDIAN | RHP16L18B23 | CM24BXA1+TXV | TM9E080B12MP11 | 10 | 18000 | 4000 | 205520163 | ASHP | HRCU-A-CB |  | 17 | 18000
EVCON | RHP16L18B23 | CM24BXA1+TXV | RGF19080BE12MP12 | 10 | 18000 | 4000 | 205520164 | ASHP | HRCU-A-CB |  | 17 | 18000
EVCON | RHP16L18B23 | CM24BXA1+TXV | TM9E080B12MP11 | 10 | 18000 | 4000 | 205520165 | ASHP | HRCU-A-CB |  | 17 | 18000
COLEMAN | CH6B1821 | CU24BXA1+TXV | TM9E080B12MP11 | 10 | 18000 | 4000 | 205520166 | ASHP | HRCU-A-CB | LX SERIES | 17 | 18000
LUXAIRE | TH6B1821 | CU24BXA1+TXV | TM9E080B12MP11 | 10 | 18000 | 4000 | 205520167 | ASHP | HRCU-A-CB | LX SERIES | 17 | 18000
FRASER-JOHNSTON | TH6B1821 | CU24BXA1+TXV | TM9E080B12MP11 | 10 | 18000 | 4000 | 205520168 | ASHP | HRCU-A-CB | LX SERIES | 17 | 18000
EVCON | RHP16L18B23 | CM24CXA1+TXV | RGF2L100CE16MP11 | 10 | 18000 | 4000 | 205520901 | ASHP | HRCU-A-CB |  | 17 | 18000
COLEMAN | CH6B1821 | CM24CXA1+TXV | TM8Y080C16MP11 | 10 | 18000 | 4000 | 205520902 | ASHP | HRCU-A-CB | LX SERIES | 17 | 18000
LUXAIRE | TH6B1821 | CM24CXA1+TXV | TM8Y080C16MP11 | 10 | 18000 | 4000 | 205520903 | ASHP | HRCU-A-CB | LX SERIES | 17 | 18000
FRASER-JOHNSTON | TH6B1821 | CM24CXA1+TXV | TM8Y080C16MP11 | 10 | 18000 | 4000 | 205520904 | ASHP | HRCU-A-CB | LX SERIES | 17 | 18000
CHAMPION HEATING AND COOLING | TH6B1821 | CM24CXA1+TXV | TM8Y080C16MP11 | 10 | 18000 | 4000 | 205520905 | ASHP | HRCU-A-CB | LX SERIES | 17 | 18000
GUARDIAN | RHP16L18B21 | CM24CXA1+TXV | TM8Y080C16MP11 | 10 | 18000 | 4000 | 205520906 | ASHP | HRCU-A-CB |  | 17 | 18000
GUARDIAN | RHP16L18B21 | CM24CXA1+TXV | RGF2L080CE16MP11 | 10 | 18000 | 4000 | 205520907 | ASHP | HRCU-A-CB |  | 17 | 18000
EVCON | RHP16L18B21 | CM24CXA1+TXV | TM8Y080C16MP11 | 10 | 18000 | 4000 | 205520908 | ASHP | HRCU-A-CB |  | 17 | 18000
EVCON | RHP16L18B21 | CM24CXA1+TXV | RGF2L080CE16MP11 | 10 | 18000 | 4000 | 205520909 | ASHP | HRCU-A-CB |  | 17 | 18000
GUARDIAN | RHP16L18B23 | CM24CXA1+TXV | TM8Y080C16MP11 | 10 | 18000 | 4000 | 205520910 | ASHP | HRCU-A-CB |  | 17 | 18000
GUARDIAN | RHP16L18B23 | CM24CXA1+TXV | RGF2L080CE16MP11 | 10 | 18000 | 4000 | 205520911 | ASHP | HRCU-A-CB |  | 17 | 18000
EVCON | RHP16L18B23 | CM24CXA1+TXV | TM8Y080C16MP11 | 10 | 18000 | 4000 | 205520912 | ASHP | HRCU-A-CB |  | 17 | 18000
EVCON | RHP16L18B23 | CM24CXA1+TXV | RGF2L080CE16MP11 | 10 | 18000 | 4000 | 205520913 | ASHP | HRCU-A-CB |  | 17 | 18000
COLEMAN | CH6B1821 | CF30CXA1+TXV | TM8X080B12MP11 | 10 | 18000 | 4000 | 205520914 | ASHP | HRCU-A-CB | LX SERIES | 17 | 18000
LUXAIRE | TH6B1821 | CF30CXA1+TXV | TM8X080B12MP11 | 10 | 18000 | 4000 | 205520915 | ASHP | HRCU-A-CB | LX SERIES | 17 | 18000
FRASER-JOHNSTON | TH6B1821 | CF30CXA1+TXV | TM8X080B12MP11 | 10 | 18000 | 4000 | 205520916 | ASHP | HRCU-A-CB | LX SERIES | 17 | 18000
CHAMPION HEATING AND COOLING | TH6B1821 | CF30CXA1+TXV | TM8X080B12MP11 | 10 | 18000 | 4000 | 205520917 | ASHP | HRCU-A-CB | LX SERIES | 17 | 18000
GUARDIAN | RHP16L18B21 | CF30CXA1+TXV | TM8X080B12MP11 | 10 | 18000 | 4000 | 205520918 | ASHP | HRCU-A-CB |  | 17 | 18000
EVCON | RHP16L18B21 | CF30CXA1+TXV | TM8X080B12MP11 | 10 | 18000 | 4000 | 205520919 | ASHP | HRCU-A-CB |  | 17 | 18000
GUARDIAN | RHP16L18B23 | CF30CXA1+TXV | TM8X080B12MP11 | 10 | 18000 | 4000 | 205520920 | ASHP | HRCU-A-CB |  | 17 | 18000
EVCON | RHP16L18B23 | CF30CXA1+TXV | TM8X080B12MP11 | 10 | 18000 | 4000 | 205520921 | ASHP | HRCU-A-CB |  | 17 | 18000
COLEMAN | CH6B1821 | CF30CXA1+TXV | TMLX080B12MP11 | 10 | 18000 | 4000 | 205520922 | ASHP | HRCU-A-CB | LX SERIES | 17 | 18000
LUXAIRE | TH6B1821 | CF30CXA1+TXV | TMLX080B12MP11 | 10 | 18000 | 4000 | 205520923 | ASHP | HRCU-A-CB | LX SERIES | 17 | 18000
FRASER-JOHNSTON | TH6B1821 | CU30BXA1+TXV | TM9V060B12MP12 | 10 | 18000 | 4000 | 205519658 | ASHP | HRCU-A-CB | LX SERIES | 17 | 18000
CHAMPION HEATING AND COOLING | TH6B1821 | CU30BXA1+TXV | TM9V060B12MP12 | 10 | 18000 | 4000 | 205519659 | ASHP | HRCU-A-CB | LX SERIES | 17 | 18000
COLEMAN | CH6B1821 | CM30BXA1+TXV | TP9C060B12MP13 | 10 | 18000 | 4000 | 205519660 | ASHP | HRCU-A-CB | LX SERIES | 17 | 18000
LUXAIRE | TH6B1821 | CM30BXA1+TXV | TP9C060B12MP13 | 10 | 18000 | 4000 | 205519661 | ASHP | HRCU-A-CB | LX SERIES | 17 | 18000
FRASER-JOHNSTON | TH6B1821 | CM30BXA1+TXV | TP9C060B12MP13 | 10 | 18000 | 4000 | 205519662 | ASHP | HRCU-A-CB | LX SERIES | 17 | 18000
EVCON | RHP16L18B21 | CF30CXA1+TXV | RGF1L080BE12MP11 | 10 | 18000 | 4000 | 205520929 | ASHP | HRCU-A-CB |  | 17 | 18000
GUARDIAN | RHP16L18B23 | CF30CXA1+TXV | TMLX080B12MP11 | 10 | 18000 | 4000 | 205520930 | ASHP | HRCU-A-CB |  | 17 | 18000
GUARDIAN | RHP16L18B23 | CF30CXA1+TXV | RGF1L080BE12MP11 | 10 | 18000 | 4000 | 205520931 | ASHP | HRCU-A-CB |  | 17 | 18000
EVCON | RHP16L18B23 | CF30CXA1+TXV | TMLX080B12MP11 | 10 | 18000 | 4000 | 205520932 | ASHP | HRCU-A-CB |  | 17 | 18000
EVCON | RHP16L18B23 | CF30CXA1+TXV | RGF1L080BE12MP11 | 10 | 18000 | 4000 | 205520933 | ASHP | HRCU-A-CB |  | 17 | 18000
COLEMAN | CH6B1821 | CF30CXA1+TXV | TM8Y080B12MP11 | 10 | 18000 | 4000 | 205520934 | ASHP | HRCU-A-CB | LX SERIES | 17 | 18000
LUXAIRE | TH6B1821 | CF30CXA1+TXV | TM8Y080B12MP11 | 10 | 18000 | 4000 | 205520935 | ASHP | HRCU-A-CB | LX SERIES | 17 | 18000
FRASER-JOHNSTON | TH6B1821 | CF30CXA1+TXV | TM8Y080B12MP11 | 10 | 18000 | 4000 | 205520936 | ASHP | HRCU-A-CB | LX SERIES | 17 | 18000
CHAMPION HEATING AND COOLING | TH6B1821 | CF30CXA1+TXV | TM8Y080B12MP11 | 10 | 18000 | 4000 | 205520937 | ASHP | HRCU-A-CB | LX SERIES | 17 | 18000
GUARDIAN | RHP16L18B21 | CF30CXA1+TXV | TM8Y080B12MP11 | 10 | 18000 | 4000 | 205520938 | ASHP | HRCU-A-CB |  | 17 | 18000
GUARDIAN | RHP16L18B21 | CF30CXA1+TXV | RGF2L080BE12MP11 | 10 | 18000 | 4000 | 205520939 | ASHP | HRCU-A-CB |  | 17 | 18000
EVCON | RHP16L18B21 | CF30CXA1+TXV | TM8Y080B12MP11 | 10 | 18000 | 4000 | 205520940 | ASHP | HRCU-A-CB |  | 17 | 18000
EVCON | RHP16L18B21 | CF30CXA1+TXV | RGF2L080BE12MP11 | 10 | 18000 | 4000 | 205520941 | ASHP | HRCU-A-CB |  | 17 | 18000
GUARDIAN | RHP16L18B23 | CF30CXA1+TXV | TM8Y080B12MP11 | 10 | 18000 | 4000 | 205520942 | ASHP | HRCU-A-CB |  | 17 | 18000
GUARDIAN | RHP16L18B23 | CF30CXA1+TXV | RGF2L080BE12MP11 | 10 | 18000 | 4000 | 205520943 | ASHP | HRCU-A-CB |  | 17 | 18000
EVCON | RHP16L18B23 | CF30CXA1+TXV | TM8Y080B12MP11 | 10 | 18000 | 4000 | 205520944 | ASHP | HRCU-A-CB |  | 17 | 18000
EVCON | RHP16L18B23 | CF30CXA1+TXV | RGF2L080BE12MP11 | 10 | 18000 | 4000 | 205520945 | ASHP | HRCU-A-CB |  | 17 | 18000
COLEMAN | CH6B1821 | CM30CXA1+TXV | TM8X080B12MP11 | 10 | 18000 | 4000 | 205520946 | ASHP | HRCU-A-CB | LX SERIES | 17 | 18000
LUXAIRE | TH6B1821 | CM30CXA1+TXV | TM8X080B12MP11 | 10 | 18000 | 4000 | 205520947 | ASHP | HRCU-A-CB | LX SERIES | 17 | 18000
FRASER-JOHNSTON | TH6B1821 | CM30CXA1+TXV | TM8X080B12MP11 | 10 | 18000 | 4000 | 205520948 | ASHP | HRCU-A-CB | LX SERIES | 17 | 18000
CHAMPION HEATING AND COOLING | TH6B1821 | CM30CXA1+TXV | TM8X080B12MP11 | 10 | 18000 | 4000 | 205520949 | ASHP | HRCU-A-CB | LX SERIES | 17 | 18000
GUARDIAN | RHP16L18B21 | CM30CXA1+TXV | TM8X080B12MP11 | 10 | 18000 | 4000 | 205520950 | ASHP | HRCU-A-CB |  | 17 | 18000
EVCON | RHP16L18B21 | CM30CXA1+TXV | TM8X080B12MP11 | 10 | 18000 | 4000 | 205520951 | ASHP | HRCU-A-CB |  | 17 | 18000
GUARDIAN | RHP16L18B23 | CM30CXA1+TXV | TM8X080B12MP11 | 10 | 18000 | 4000 | 205520952 | ASHP | HRCU-A-CB |  | 17 | 18000
EVCON | RHP16L18B23 | CM30CXA1+TXV | TM8X080B12MP11 | 10 | 18000 | 4000 | 205520953 | ASHP | HRCU-A-CB |  | 17 | 18000
COLEMAN | CH6B1821 | CM30CXA1+TXV | TMLX080B12MP11 | 10 | 18000 | 4000 | 205520954 | ASHP | HRCU-A-CB | LX SERIES | 17 | 18000
LUXAIRE | TH6B1821 | CM30CXA1+TXV | TMLX080B12MP11 | 10 | 18000 | 4000 | 205520955 | ASHP | HRCU-A-CB | LX SERIES | 17 | 18000
FRASER-JOHNSTON | TH6B1821 | CM30CXA1+TXV | TMLX080B12MP11 | 10 | 18000 | 4000 | 205520956 | ASHP | HRCU-A-CB | LX SERIES | 17 | 18000
CHAMPION HEATING AND COOLING | TH6B1821 | CM30CXA1+TXV | TMLX080B12MP11 | 10 | 18000 | 4000 | 205520957 | ASHP | HRCU-A-CB | LX SERIES | 17 | 18000
GUARDIAN | RHP16L18B21 | CM30CXA1+TXV | TMLX080B12MP11 | 10 | 18000 | 4000 | 205520958 | ASHP | HRCU-A-CB |  | 17 | 18000
GUARDIAN | RHP16L18B21 | CM30CXA1+TXV | RGF1L080BE12MP11 | 10 | 18000 | 4000 | 205520959 | ASHP | HRCU-A-CB |  | 17 | 18000
EVCON | RHP16L18B21 | CM30CXA1+TXV | TMLX080B12MP11 | 10 | 18000 | 4000 | 205520960 | ASHP | HRCU-A-CB |  | 17 | 18000
EVCON | RHP16L18B21 | CM30CXA1+TXV | RGF1L080BE12MP11 | 10 | 18000 | 4000 | 205520961 | ASHP | HRCU-A-CB |  | 17 | 18000
GUARDIAN | RHP16L18B23 | CM30CXA1+TXV | TMLX080B12MP11 | 10 | 18000 | 4000 | 205520962 | ASHP | HRCU-A-CB |  | 17 | 18000
GUARDIAN | RHP16L18B23 | CM30CXA1+TXV | RGF1L080BE12MP11 | 10 | 18000 | 4000 | 205520963 | ASHP | HRCU-A-CB |  | 17 | 18000
EVCON | RHP16L18B23 | CM30CXA1+TXV | TMLX080B12MP11 | 10 | 18000 | 4000 | 205520964 | ASHP | HRCU-A-CB |  | 17 | 18000
EVCON | RHP16L18B23 | CM30CXA1+TXV | RGF1L080BE12MP11 | 10 | 18000 | 4000 | 205520965 | ASHP | HRCU-A-CB |  | 17 | 18000
COLEMAN | CH6B1821 | CM30CXA1+TXV | TM8Y080B12MP11 | 10 | 18000 | 4000 | 205520966 | ASHP | HRCU-A-CB | LX SERIES | 17 | 18000
LUXAIRE | TH6B1821 | CF30BXA1+TXV | TPLC080B12MP13 | 10 | 18000 | 4000 | 205521559 | ASHP | HRCU-A-CB | LX SERIES | 17 | 18000
FRASER-JOHNSTON | TH6B1821 | CF30BXA1+TXV | TPLC080B12MP13 | 10 | 18000 | 4000 | 205521560 | ASHP | HRCU-A-CB | LX SERIES | 17 | 18000
CHAMPION HEATING AND COOLING | TH6B1821 | CF30BXA1+TXV | TPLC080B12MP13 | 10 | 18000 | 4000 | 205521561 | ASHP | HRCU-A-CB | LX SERIES | 17 | 18000
COLEMAN | CH6B1821 | CF30BXA1+TXV | CPLC080B12MP13 | 10 | 18000 | 4000 | 205521562 | ASHP | HRCU-A-CB | LX SERIES | 17 | 18000
LUXAIRE | TH6B1821 | CF30BXA1+TXV | LPLC080B12MP13 | 10 | 18000 | 4000 | 205521563 | ASHP | HRCU-A-CB | LX SERIES | 17 | 18000
COLEMAN | CH6B1821 | CM30BXA1+TXV | TM8V080B12MP12 | 10 | 18000 | 4000 | 205521564 | ASHP | HRCU-A-CB | LX SERIES | 17 | 18000
LUXAIRE | TH6B1821 | CM30BXA1+TXV | TM8V080B12MP12 | 10 | 18000 | 4000 | 205521565 | ASHP | HRCU-A-CB | LX SERIES | 17 | 18000
FRASER-JOHNSTON | TH6B1821 | CM30BXA1+TXV | TM8V080B12MP12 | 10 | 18000 | 4000 | 205521566 | ASHP | HRCU-A-CB | LX SERIES | 17 | 18000
CHAMPION HEATING AND COOLING | TH6B1821 | CM30BXA1+TXV | TM8V080B12MP12 | 10 | 18000 | 4000 | 205521567 | ASHP | HRCU-A-CB | LX SERIES | 17 | 18000
COLEMAN | CH6B1821 | CU30BXA1+TXV | TM8V080B12MP12 | 10 | 18000 | 4000 | 205521568 | ASHP | HRCU-A-CB | LX SERIES | 17 | 18000
LUXAIRE | TH6B1821 | CU30BXA1+TXV | TM8V080B12MP12 | 10 | 18000 | 4000 | 205521569 | ASHP | HRCU-A-CB | LX SERIES | 17 | 18000
FRASER-JOHNSTON | TH6B1821 | CU30BXA1+TXV | TM8V080B12MP12 | 10 | 18000 | 4000 | 205521570 | ASHP | HRCU-A-CB | LX SERIES | 17 | 18000
CHAMPION HEATING AND COOLING | TH6B1821 | CU30BXA1+TXV | TM8V080B12MP12 | 10 | 18000 | 4000 | 205521571 | ASHP | HRCU-A-CB | LX SERIES | 17 | 18000
COLEMAN | CH6B1821 | CM30BXA1+TXV | TMLV080B12MP12 | 10 | 18000 | 4000 | 205521572 | ASHP | HRCU-A-CB | LX SERIES | 17 | 18000
LUXAIRE | TH6B1821 | CM30BXA1+TXV | TMLV080B12MP12 | 10 | 18000 | 4000 | 205521573 | ASHP | HRCU-A-CB | LX SERIES | 17 | 18000
FRASER-JOHNSTON | TH6B1821 | CM30BXA1+TXV | TMLV080B12MP12 | 10 | 18000 | 4000 | 205521574 | ASHP | HRCU-A-CB | LX SERIES | 17 | 18000
CHAMPION HEATING AND COOLING | TH6B1821 | CM30BXA1+TXV | TMLV080B12MP12 | 10 | 18000 | 4000 | 205521575 | ASHP | HRCU-A-CB | LX SERIES | 17 | 18000
COLEMAN | CH6B1821 | CU30BXA1+TXV | TMLV080B12MP12 | 10 | 18000 | 4000 | 205521576 | ASHP | HRCU-A-CB | LX SERIES | 17 | 18000
LUXAIRE | TH6B1821 | CU30BXA1+TXV | TMLV080B12MP12 | 10 | 18000 | 4000 | 205521577 | ASHP | HRCU-A-CB | LX SERIES | 17 | 18000
FRASER-JOHNSTON | TH6B1821 | CU30BXA1+TXV | TMLV080B12MP12 | 10 | 18000 | 4000 | 205521578 | ASHP | HRCU-A-CB | LX SERIES | 17 | 18000
CHAMPION HEATING AND COOLING | TH6B1821 | CU30BXA1+TXV | TMLV080B12MP12 | 10 | 18000 | 4000 | 205521579 | ASHP | HRCU-A-CB | LX SERIES | 17 | 18000
COLEMAN | CH6B1821 | CF24CXA1+TXV | CP9C060B12MP13 | 10 | 18000 | 4000 | 205519680 | ASHP | HRCU-A-CB | LX SERIES | 17 | 18000
LUXAIRE | TH6B1821 | CF24CXA1+TXV | LP9C060B12MP13 | 10 | 18000 | 4000 | 205519681 | ASHP | HRCU-A-CB | LX SERIES | 17 | 18000
COLEMAN | CH6B1821 | CM24CXA1+TXV | TM9V060B12MP12 | 10 | 18000 | 4000 | 205519682 | ASHP | HRCU-A-CB | LX SERIES | 17 | 18000
LUXAIRE | TH6B1821 | CM24CXA1+TXV | TM9V060B12MP12 | 10 | 18000 | 4000 | 205519683 | ASHP | HRCU-A-CB | LX SERIES | 17 | 18000
FRASER-JOHNSTON | TH6B1821 | CM24CXA1+TXV | TM9V060B12MP12 | 10 | 18000 | 4000 | 205519684 | ASHP | HRCU-A-CB | LX SERIES | 17 | 18000
LUXAIRE | TH6B1821 | CM24BXA1+TXV | TM9Y080B12MP11 | 10 | 18000 | 4000 | 205520179 | ASHP | HRCU-A-CB | LX SERIES | 17 | 18000
FRASER-JOHNSTON | TH6B1821 | CM24BXA1+TXV | TM9Y080B12MP11 | 10 | 18000 | 4000 | 205520180 | ASHP | HRCU-A-CB | LX SERIES | 17 | 18000
CHAMPION HEATING AND COOLING | TH6B1821 | CM24BXA1+TXV | TM9Y080B12MP11 | 10 | 18000 | 4000 | 205520181 | ASHP | HRCU-A-CB | LX SERIES | 17 | 18000
GUARDIAN | RHP16L18B21 | CM24BXA1+TXV | TM9Y080B12MP11 | 10 | 18000 | 4000 | 205520182 | ASHP | HRCU-A-CB |  | 17 | 18000
GUARDIAN | RHP16L18B21 | CM24BXA1+TXV | RGF29080BE12MP11 | 10 | 18000 | 4000 | 205520183 | ASHP | HRCU-A-CB |  | 17 | 18000
EVCON | RHP16L18B21 | CM24BXA1+TXV | RGF29080BE12MP11 | 10 | 18000 | 4000 | 205520184 | ASHP | HRCU-A-CB |  | 17 | 18000
EVCON | RHP16L18B21 | CM24BXA1+TXV | TM9Y080B12MP11 | 10 | 18000 | 4000 | 205520185 | ASHP | HRCU-A-CB |  | 17 | 18000
GUARDIAN | RHP16L18B23 | CM24BXA1+TXV | TM9Y080B12MP11 | 10 | 18000 | 4000 | 205520186 | ASHP | HRCU-A-CB |  | 17 | 18000
GUARDIAN | RHP16L18B23 | CM24BXA1+TXV | RGF29080BE12MP11 | 10 | 18000 | 4000 | 205520187 | ASHP | HRCU-A-CB |  | 17 | 18000
EVCON | RHP16L18B23 | CM24BXA1+TXV | RGF29080BE12MP11 | 10 | 18000 | 4000 | 205520188 | ASHP | HRCU-A-CB |  | 17 | 18000
EVCON | RHP16L18B23 | CM24BXA1+TXV | TM9Y080B12MP11 | 10 | 18000 | 4000 | 205520189 | ASHP | HRCU-A-CB |  | 17 | 18000
COLEMAN | CH6B1821 | CU24BXA1+TXV | TM9Y080B12MP11 | 10 | 18000 | 4000 | 205520190 | ASHP | HRCU-A-CB | LX SERIES | 17 | 18000
LUXAIRE | TH6B1821 | CU24BXA1+TXV | TM9Y080B12MP11 | 10 | 18000 | 4000 | 205520191 | ASHP | HRCU-A-CB | LX SERIES | 17 | 18000
FRASER-JOHNSTON | TH6B1821 | CU24BXA1+TXV | TM9Y080B12MP11 | 10 | 18000 | 4000 | 205520192 | ASHP | HRCU-A-CB | LX SERIES | 17 | 18000
CHAMPION HEATING AND COOLING | TH6B1821 | CU24BXA1+TXV | TM9Y080B12MP11 | 10 | 18000 | 4000 | 205520193 | ASHP | HRCU-A-CB | LX SERIES | 17 | 18000
GUARDIAN | RHP16L18B21 | CU24BXA1+TXV | TM9Y080B12MP11 | 10 | 18000 | 4000 | 205520194 | ASHP | HRCU-A-CB |  | 17 | 18000
GUARDIAN | RHP16L18B21 | CU24BXA1+TXV | RGF29080BE12MP11 | 10 | 18000 | 4000 | 205520195 | ASHP | HRCU-A-CB |  | 17 | 18000
COLEMAN | CH6B1821 | CM30BXA1+TXV | TPLC080B12MP13 | 10 | 18000 | 4000 | 205521580 | ASHP | HRCU-A-CB | LX SERIES | 17 | 18000
LUXAIRE | TH6B1821 | CM30BXA1+TXV | TPLC080B12MP13 | 10 | 18000 | 4000 | 205521581 | ASHP | HRCU-A-CB | LX SERIES | 17 | 18000
FRASER-JOHNSTON | TH6B1821 | CM30BXA1+TXV | TPLC080B12MP13 | 10 | 18000 | 4000 | 205521582 | ASHP | HRCU-A-CB | LX SERIES | 17 | 18000
CHAMPION HEATING AND COOLING | TH6B1821 | CM30BXA1+TXV | TPLC080B12MP13 | 10 | 18000 | 4000 | 205521583 | ASHP | HRCU-A-CB | LX SERIES | 17 | 18000
COLEMAN | CH6B1821 | CU30BXA1+TXV | TPLC080B12MP13 | 10 | 18000 | 4000 | 205521584 | ASHP | HRCU-A-CB | LX SERIES | 17 | 18000
LUXAIRE | TH6B1821 | CU30BXA1+TXV | TPLC080B12MP13 | 10 | 18000 | 4000 | 205521585 | ASHP | HRCU-A-CB | LX SERIES | 17 | 18000
FRASER-JOHNSTON | TH6B1821 | CU30BXA1+TXV | TPLC080B12MP13 | 10 | 18000 | 4000 | 205521586 | ASHP | HRCU-A-CB | LX SERIES | 17 | 18000
CHAMPION HEATING AND COOLING | TH6B1821 | CU30BXA1+TXV | TPLC080B12MP13 | 10 | 18000 | 4000 | 205521587 | ASHP | HRCU-A-CB | LX SERIES | 17 | 18000
COLEMAN | CH6B1821 | CM30BXA1+TXV | CPLC080B12MP13 | 10 | 18000 | 4000 | 205521588 | ASHP | HRCU-A-CB | LX SERIES | 17 | 18000
LUXAIRE | TH6B1821 | CM30BXA1+TXV | LPLC080B12MP13 | 10 | 18000 | 4000 | 205521589 | ASHP | HRCU-A-CB | LX SERIES | 17 | 18000
COLEMAN | CH6B1821 | CU30BXA1+TXV | CPLC080B12MP13 | 10 | 18000 | 4000 | 205521590 | ASHP | HRCU-A-CB | LX SERIES | 17 | 18000
LUXAIRE | TH6B1821 | CU30BXA1+TXV | LPLC080B12MP13 | 10 | 18000 | 4000 | 205521591 | ASHP | HRCU-A-CB | LX SERIES | 17 | 18000
COLEMAN | CH6B1821 | CF24CXA1+TXV | TM8V080B12MP12 | 10 | 18000 | 4000 | 205521592 | ASHP | HRCU-A-CB | LX SERIES | 17 | 18000
LUXAIRE | TH6B1821 | CF24CXA1+TXV | TM8V080B12MP12 | 10 | 18000 | 4000 | 205521593 | ASHP | HRCU-A-CB | LX SERIES | 17 | 18000
FRASER-JOHNSTON | TH6B1821 | CF24CXA1+TXV | TM8V080B12MP12 | 10 | 18000 | 4000 | 205521594 | ASHP | HRCU-A-CB | LX SERIES | 17 | 18000
CHAMPION HEATING AND COOLING | TH6B1821 | CF24CXA1+TXV | TM8V080B12MP12 | 10 | 18000 | 4000 | 205521595 | ASHP | HRCU-A-CB | LX SERIES | 17 | 18000
COLEMAN | CH6B1821 | CF24CXA1+TXV | TMLV080B12MP12 | 10 | 18000 | 4000 | 205521596 | ASHP | HRCU-A-CB | LX SERIES | 17 | 18000
LUXAIRE | TH6B1821 | CF24CXA1+TXV | TMLV080B12MP12 | 10 | 18000 | 4000 | 205521597 | ASHP | HRCU-A-CB | LX SERIES | 17 | 18000
FRASER-JOHNSTON | TH6B1821 | CF24CXA1+TXV | TMLV080B12MP12 | 10 | 18000 | 4000 | 205521598 | ASHP | HRCU-A-CB | LX SERIES | 17 | 18000
CHAMPION HEATING AND COOLING | TH6B1821 | CF24CXA1+TXV | TMLV080B12MP12 | 10 | 18000 | 4000 | 205521599 | ASHP | HRCU-A-CB | LX SERIES | 17 | 18000
COLEMAN | CH6B1821 | CF24CXA1+TXV | TPLC080B12MP13 | 10 | 18000 | 4000 | 205521600 | ASHP | HRCU-A-CB | LX SERIES | 17 | 18000
LUXAIRE | TH6B1821 | CF24CXA1+TXV | TPLC080B12MP13 | 10 | 18000 | 4000 | 205521601 | ASHP | HRCU-A-CB | LX SERIES | 17 | 18000
FRASER-JOHNSTON | TH6B1821 | CF24CXA1+TXV | TPLC080B12MP13 | 10 | 18000 | 4000 | 205521602 | ASHP | HRCU-A-CB | LX SERIES | 17 | 18000
CHAMPION HEATING AND COOLING | TH6B1821 | CF24CXA1+TXV | TPLC080B12MP13 | 10 | 18000 | 4000 | 205521603 | ASHP | HRCU-A-CB | LX SERIES | 17 | 18000
COLEMAN | CH6B1821 | CF24CXA1+TXV | CPLC080B12MP13 | 10 | 18000 | 4000 | 205521604 | ASHP | HRCU-A-CB | LX SERIES | 17 | 18000
LUXAIRE | TH6B1821 | CF24CXA1+TXV | LPLC080B12MP13 | 10 | 18000 | 4000 | 205521605 | ASHP | HRCU-A-CB | LX SERIES | 17 | 18000
COLEMAN | CH6B1821 | CM24CXA1+TXV | TM8V080B12MP12 | 10 | 18000 | 4000 | 205521606 | ASHP | HRCU-A-CB | LX SERIES | 17 | 18000
LUXAIRE | TH6B1821 | CM24CXA1+TXV | TM8V080B12MP12 | 10 | 18000 | 4000 | 205521607 | ASHP | HRCU-A-CB | LX SERIES | 17 | 18000
FRASER-JOHNSTON | TH6B1821 | CM24CXA1+TXV | TM8V080B12MP12 | 10 | 18000 | 4000 | 205521608 | ASHP | HRCU-A-CB | LX SERIES | 17 | 18000
CHAMPION HEATING AND COOLING | TH6B1821 | CM24CXA1+TXV | TM8V080B12MP12 | 10 | 18000 | 4000 | 205521609 | ASHP | HRCU-A-CB | LX SERIES | 17 | 18000
COLEMAN | CH6B1821 | CM24CXA1+TXV | TMLV080B12MP12 | 10 | 18000 | 4000 | 205521610 | ASHP | HRCU-A-CB | LX SERIES | 17 | 18000
LUXAIRE | TH6B1821 | CM24CXA1+TXV | TMLV080B12MP12 | 10 | 18000 | 4000 | 205521611 | ASHP | HRCU-A-CB | LX SERIES | 17 | 18000
FRASER-JOHNSTON | TH6B1821 | CM24CXA1+TXV | TMLV080B12MP12 | 10 | 18000 | 4000 | 205521612 | ASHP | HRCU-A-CB | LX SERIES | 17 | 18000
CHAMPION HEATING AND COOLING | TH6B1821 | CM24CXA1+TXV | TMLV080B12MP12 | 10 | 18000 | 4000 | 205521613 | ASHP | HRCU-A-CB | LX SERIES | 17 | 18000
COLEMAN | CH6B1821 | CM24CXA1+TXV | TPLC080B12MP13 | 10 | 18000 | 4000 | 205521614 | ASHP | HRCU-A-CB | LX SERIES | 17 | 18000
LUXAIRE | TH6B1821 | CM24CXA1+TXV | TPLC080B12MP13 | 10 | 18000 | 4000 | 205521615 | ASHP | HRCU-A-CB | LX SERIES | 17 | 18000
FRASER-JOHNSTON | TH6B1821 | CM24CXA1+TXV | TPLC080B12MP13 | 10 | 18000 | 4000 | 205521616 | ASHP | HRCU-A-CB | LX SERIES | 17 | 18000
CHAMPION HEATING AND COOLING | TH6B1821 | CM24CXA1+TXV | TPLC080B12MP13 | 10 | 18000 | 4000 | 205521617 | ASHP | HRCU-A-CB | LX SERIES | 17 | 18000
COLEMAN | CH6B1821 | CM24CXA1+TXV | CPLC080B12MP13 | 10 | 18000 | 4000 | 205521618 | ASHP | HRCU-A-CB | LX SERIES | 17 | 18000
LUXAIRE | TH6B1821 | CM24CXA1+TXV | LPLC080B12MP13 | 10 | 18000 | 4000 | 205521619 | ASHP | HRCU-A-CB | LX SERIES | 17 | 18000
COLEMAN | CH6B1821 | CF24BXA1+TXV | TM8V080B12MP12 | 10 | 18000 | 4000 | 205521620 | ASHP | HRCU-A-CB | LX SERIES | 17 | 18000
LUXAIRE | TH6B1821 | CF24BXA1+TXV | TM8V080B12MP12 | 10 | 18000 | 4000 | 205521621 | ASHP | HRCU-A-CB | LX SERIES | 17 | 18000
FRASER-JOHNSTON | TH6B1821 | CF30CXA1+TXV | TMLX080B12MP11 | 10 | 18000 | 4000 | 205520924 | ASHP | HRCU-A-CB | LX SERIES | 17 | 18000
CHAMPION HEATING AND COOLING | TH6B1821 | CF30CXA1+TXV | TMLX080B12MP11 | 10 | 18000 | 4000 | 205520925 | ASHP | HRCU-A-CB | LX SERIES | 17 | 18000
GUARDIAN | RHP16L18B21 | CF30CXA1+TXV | TMLX080B12MP11 | 10 | 18000 | 4000 | 205520926 | ASHP | HRCU-A-CB |  | 17 | 18000
GUARDIAN | RHP16L18B21 | CF30CXA1+TXV | RGF1L080BE12MP11 | 10 | 18000 | 4000 | 205520927 | ASHP | HRCU-A-CB |  | 17 | 18000
EVCON | RHP16L18B21 | CF30CXA1+TXV | TMLX080B12MP11 | 10 | 18000 | 4000 | 205520928 | ASHP | HRCU-A-CB |  | 17 | 18000
CHAMPION HEATING AND COOLING | TH6B1821 | CF30CXA1+TXV | TM9Y060B12MP11 | 10 | 18000 | 4000 | 205520217 | ASHP | HRCU-A-CB | LX SERIES | 17 | 18000
GUARDIAN | RHP16L18B21 | CF30CXA1+TXV | TM9Y060B12MP11 | 10 | 18000 | 4000 | 205520218 | ASHP | HRCU-A-CB |  | 17 | 18000
GUARDIAN | RHP16L18B21 | CF30CXA1+TXV | RGF29060BE12MP11 | 10 | 18000 | 4000 | 205520219 | ASHP | HRCU-A-CB |  | 17 | 18000
EVCON | RHP16L18B21 | CF30CXA1+TXV | RGF29060BE12MP11 | 10 | 18000 | 4000 | 205520220 | ASHP | HRCU-A-CB |  | 17 | 18000
EVCON | RHP16L18B21 | CF30CXA1+TXV | TM9Y060B12MP11 | 10 | 18000 | 4000 | 205520221 | ASHP | HRCU-A-CB |  | 17 | 18000
GUARDIAN | RHP16L18B23 | CF30CXA1+TXV | TM9Y060B12MP11 | 10 | 18000 | 4000 | 205520222 | ASHP | HRCU-A-CB |  | 17 | 18000
GUARDIAN | RHP16L18B23 | CF30CXA1+TXV | RGF29060BE12MP11 | 10 | 18000 | 4000 | 205520223 | ASHP | HRCU-A-CB |  | 17 | 18000
EVCON | RHP16L18B23 | CF30CXA1+TXV | RGF29060BE12MP11 | 10 | 18000 | 4000 | 205520224 | ASHP | HRCU-A-CB |  | 17 | 18000
EVCON | RHP16L18B23 | CF30CXA1+TXV | TM9Y060B12MP11 | 10 | 18000 | 4000 | 205520225 | ASHP | HRCU-A-CB |  | 17 | 18000
COLEMAN | CH6B1821 | CM30CXA1+TXV | TM9E060B12MP11 | 10 | 18000 | 4000 | 205520226 | ASHP | HRCU-A-CB | LX SERIES | 17 | 18000
LUXAIRE | TH6B1821 | CM30CXA1+TXV | TM9E060B12MP11 | 10 | 18000 | 4000 | 205520227 | ASHP | HRCU-A-CB | LX SERIES | 17 | 18000
FRASER-JOHNSTON | TH6B1821 | CM30CXA1+TXV | TM9E060B12MP11 | 10 | 18000 | 4000 | 205520228 | ASHP | HRCU-A-CB | LX SERIES | 17 | 18000
CHAMPION HEATING AND COOLING | TH6B1821 | CM30CXA1+TXV | TM9E060B12MP11 | 10 | 18000 | 4000 | 205520229 | ASHP | HRCU-A-CB | LX SERIES | 17 | 18000
GUARDIAN | RHP16L18B21 | CM30CXA1+TXV | RGF19060BE12MP12 | 10 | 18000 | 4000 | 205520230 | ASHP | HRCU-A-CB |  | 17 | 18000
GUARDIAN | RHP16L18B21 | CM30CXA1+TXV | TM9E060B12MP11 | 10 | 18000 | 4000 | 205520231 | ASHP | HRCU-A-CB |  | 17 | 18000
EVCON | RHP16L18B21 | CM30CXA1+TXV | RGF19060BE12MP12 | 10 | 18000 | 4000 | 205520232 | ASHP | HRCU-A-CB |  | 17 | 18000
EVCON | RHP16L18B21 | CM30CXA1+TXV | TM9E060B12MP11 | 10 | 18000 | 4000 | 205520233 | ASHP | HRCU-A-CB |  | 17 | 18000
GUARDIAN | RHP16L18B23 | CM30CXA1+TXV | RGF19060BE12MP12 | 10 | 18000 | 4000 | 205520234 | ASHP | HRCU-A-CB |  | 17 | 18000
LUXAIRE | TH6B1821 | CM30CXA1+TXV | TM8Y080B12MP11 | 10 | 18000 | 4000 | 205520967 | ASHP | HRCU-A-CB | LX SERIES | 17 | 18000
FRASER-JOHNSTON | TH6B1821 | CM30CXA1+TXV | TM8Y080B12MP11 | 10 | 18000 | 4000 | 205520968 | ASHP | HRCU-A-CB | LX SERIES | 17 | 18000
CHAMPION HEATING AND COOLING | TH6B1821 | CM30CXA1+TXV | TM8Y080B12MP11 | 10 | 18000 | 4000 | 205520969 | ASHP | HRCU-A-CB | LX SERIES | 17 | 18000
GUARDIAN | RHP16L18B21 | CM30CXA1+TXV | TM8Y080B12MP11 | 10 | 18000 | 4000 | 205520970 | ASHP | HRCU-A-CB |  | 17 | 18000
GUARDIAN | RHP16L18B21 | CM30CXA1+TXV | RGF2L080BE12MP11 | 10 | 18000 | 4000 | 205520971 | ASHP | HRCU-A-CB |  | 17 | 18000
EVCON | RHP16L18B21 | CM30CXA1+TXV | TM8Y080B12MP11 | 10 | 18000 | 4000 | 205520972 | ASHP | HRCU-A-CB |  | 17 | 18000
EVCON | RHP16L18B21 | CM30CXA1+TXV | RGF2L080BE12MP11 | 10 | 18000 | 4000 | 205520973 | ASHP | HRCU-A-CB |  | 17 | 18000
GUARDIAN | RHP16L18B23 | CM30CXA1+TXV | TM8Y080B12MP11 | 10 | 18000 | 4000 | 205520974 | ASHP | HRCU-A-CB |  | 17 | 18000
GUARDIAN | RHP16L18B23 | CM30CXA1+TXV | RGF2L080BE12MP11 | 10 | 18000 | 4000 | 205520975 | ASHP | HRCU-A-CB |  | 17 | 18000
EVCON | RHP16L18B23 | CM30CXA1+TXV | TM8Y080B12MP11 | 10 | 18000 | 4000 | 205520976 | ASHP | HRCU-A-CB |  | 17 | 18000
EVCON | RHP16L18B23 | CM30CXA1+TXV | RGF2L080BE12MP11 | 10 | 18000 | 4000 | 205520977 | ASHP | HRCU-A-CB |  | 17 | 18000
COLEMAN | CH6B1821 | CF30BXA1+TXV | TM8X080B12MP11 | 10 | 18000 | 4000 | 205520978 | ASHP | HRCU-A-CB | LX SERIES | 17 | 18000
LUXAIRE | TH6B1821 | CF30BXA1+TXV | TM8X080B12MP11 | 10 | 18000 | 4000 | 205520979 | ASHP | HRCU-A-CB | LX SERIES | 17 | 18000
FRASER-JOHNSTON | TH6B1821 | CF30BXA1+TXV | TM8X080B12MP11 | 10 | 18000 | 4000 | 205520980 | ASHP | HRCU-A-CB | LX SERIES | 17 | 18000
CHAMPION HEATING AND COOLING | TH6B1821 | CF30BXA1+TXV | TM8X080B12MP11 | 10 | 18000 | 4000 | 205520981 | ASHP | HRCU-A-CB | LX SERIES | 17 | 18000
GUARDIAN | RHP16L18B21 | CF30BXA1+TXV | TM8X080B12MP11 | 10 | 18000 | 4000 | 205520982 | ASHP | HRCU-A-CB |  | 17 | 18000
EVCON | RHP16L18B21 | CF30BXA1+TXV | TM8X080B12MP11 | 10 | 18000 | 4000 | 205520983 | ASHP | HRCU-A-CB |  | 17 | 18000
GUARDIAN | RHP16L18B23 | CF30BXA1+TXV | TM8X080B12MP11 | 10 | 18000 | 4000 | 205520984 | ASHP | HRCU-A-CB |  | 17 | 18000
EVCON | RHP16L18B23 | CF30BXA1+TXV | TM8X080B12MP11 | 10 | 18000 | 4000 | 205520985 | ASHP | HRCU-A-CB |  | 17 | 18000
COLEMAN | CH6B1821 | CF30BXA1+TXV | TMLX080B12MP11 | 10 | 18000 | 4000 | 205520986 | ASHP | HRCU-A-CB | LX SERIES | 17 | 18000
LUXAIRE | TH6B1821 | CF30BXA1+TXV | TMLX080B12MP11 | 10 | 18000 | 4000 | 205520987 | ASHP | HRCU-A-CB | LX SERIES | 17 | 18000
FRASER-JOHNSTON | TH6B1821 | CF30BXA1+TXV | TMLX080B12MP11 | 10 | 18000 | 4000 | 205520988 | ASHP | HRCU-A-CB | LX SERIES | 17 | 18000
CHAMPION HEATING AND COOLING | TH6B1821 | CF30BXA1+TXV | TMLX080B12MP11 | 10 | 18000 | 4000 | 205520989 | ASHP | HRCU-A-CB | LX SERIES | 17 | 18000
GUARDIAN | RHP16L18B21 | CF30BXA1+TXV | TMLX080B12MP11 | 10 | 18000 | 4000 | 205520990 | ASHP | HRCU-A-CB |  | 17 | 18000
GUARDIAN | RHP16L18B21 | CF30BXA1+TXV | RGF1L080BE12MP11 | 10 | 18000 | 4000 | 205520991 | ASHP | HRCU-A-CB |  | 17 | 18000
COLEMAN | CH6B1821 | CF30AXA1+TXV | TM8X060A12MP11 | 10 | 18000 | 4000 | 205248979 | ASHP | HRCU-A-CB | LX SERIES | 17 | 18000
LUXAIRE | TH6B1821 | CF30AXA1+TXV | TM8X060A12MP11 | 10 | 18000 | 4000 | 205248980 | ASHP | HRCU-A-CB | LX SERIES | 17 | 18000
FRASER-JOHNSTON | TH6B1821 | CF30AXA1+TXV | TM8X060A12MP11 | 10 | 18000 | 4000 | 205248981 | ASHP | HRCU-A-CB | LX SERIES | 17 | 18000
CHAMPION HEATING AND COOLING | TH6B1821 | CF30AXA1+TXV | TM8X060A12MP11 | 10 | 18000 | 4000 | 205248982 | ASHP | HRCU-A-CB | LX SERIES | 17 | 18000
GUARDIAN | RHP16L18B21 | CF30AXA1+TXV | TM8X060A12MP11 | 10 | 18000 | 4000 | 205248983 | ASHP | HRCU-A-CB |  | 17 | 18000
EVCON | RHP16L18B21 | CF30AXA1+TXV | TM8X060A12MP11 | 10 | 18000 | 4000 | 205248984 | ASHP | HRCU-A-CB |  | 17 | 18000
GUARDIAN | RHP16L18B23 | CF30AXA1+TXV | TM8X060A12MP11 | 10 | 18000 | 4000 | 205248985 | ASHP | HRCU-A-CB |  | 17 | 18000
EVCON | RHP16L18B23 | CF30AXA1+TXV | TM8X060A12MP11 | 10 | 18000 | 4000 | 205248986 | ASHP | HRCU-A-CB |  | 17 | 18000
YORK | YHG18B21 | CF30CXA1+TXV | TM9V080B12MP12 | 10 | 18000 | 4000 | 205507018 | ASHP | HRCU-A-CB | LX SERIES | 17 | 18000
YORK | YHG18B21 | CF30CXA1+TXV | TP9C080B12MP13 | 10 | 18000 | 4000 | 205507020 | ASHP | HRCU-A-CB | LX SERIES | 17 | 18000
YORK | YHG18B21 | CF30CXA1+TXV | YP9C080B12MP13 | 10 | 18000 | 4000 | 205507022 | ASHP | HRCU-A-CB | LX SERIES | 17 | 18000
CHAMPION HEATING AND COOLING | TH6B1821 | CU24BXA1+TXV | TM9E080B12MP11 | 10 | 18000 | 4000 | 205520169 | ASHP | HRCU-A-CB | LX SERIES | 17 | 18000
GUARDIAN | RHP16L18B21 | CU24BXA1+TXV | RGF19080BE12MP12 | 10 | 18000 | 4000 | 205520170 | ASHP | HRCU-A-CB |  | 17 | 18000
GUARDIAN | RHP16L18B21 | CU24BXA1+TXV | TM9E080B12MP11 | 10 | 18000 | 4000 | 205520171 | ASHP | HRCU-A-CB |  | 17 | 18000
EVCON | RHP16L18B21 | CU24BXA1+TXV | RGF19080BE12MP12 | 10 | 18000 | 4000 | 205520172 | ASHP | HRCU-A-CB |  | 17 | 18000
EVCON | RHP16L18B21 | CU24BXA1+TXV | TM9E080B12MP11 | 10 | 18000 | 4000 | 205520173 | ASHP | HRCU-A-CB |  | 17 | 18000
GUARDIAN | RHP16L18B23 | CU24BXA1+TXV | RGF19080BE12MP12 | 10 | 18000 | 4000 | 205520174 | ASHP | HRCU-A-CB |  | 17 | 18000
GUARDIAN | RHP16L18B23 | CU24BXA1+TXV | TM9E080B12MP11 | 10 | 18000 | 4000 | 205520175 | ASHP | HRCU-A-CB |  | 17 | 18000
EVCON | RHP16L18B23 | CU24BXA1+TXV | RGF19080BE12MP12 | 10 | 18000 | 4000 | 205520176 | ASHP | HRCU-A-CB |  | 17 | 18000
EVCON | RHP16L18B23 | CU24BXA1+TXV | TM9E080B12MP11 | 10 | 18000 | 4000 | 205520177 | ASHP | HRCU-A-CB |  | 17 | 18000
COLEMAN | CH6B1821 | CM24BXA1+TXV | TM9Y080B12MP11 | 10 | 18000 | 4000 | 205520178 | ASHP | HRCU-A-CB | LX SERIES | 17 | 18000
CHAMPION HEATING AND COOLING | TH6B1821 | CM30BXA1+TXV | TM8X080B12MP11 | 10 | 18000 | 4000 | 205521013 | ASHP | HRCU-A-CB | LX SERIES | 17 | 18000
GUARDIAN | RHP16L18B21 | CM30BXA1+TXV | TM8X080B12MP11 | 10 | 18000 | 4000 | 205521014 | ASHP | HRCU-A-CB |  | 17 | 18000
EVCON | RHP16L18B21 | CM30BXA1+TXV | TM8X080B12MP11 | 10 | 18000 | 4000 | 205521015 | ASHP | HRCU-A-CB |  | 17 | 18000
GUARDIAN | RHP16L18B23 | CM30BXA1+TXV | TM8X080B12MP11 | 10 | 18000 | 4000 | 205521016 | ASHP | HRCU-A-CB |  | 17 | 18000
EVCON | RHP16L18B23 | CM30BXA1+TXV | TM8X080B12MP11 | 10 | 18000 | 4000 | 205521017 | ASHP | HRCU-A-CB |  | 17 | 18000
COLEMAN | CH6B1821 | CU30BXA1+TXV | TM8X080B12MP11 | 10 | 18000 | 4000 | 205521018 | ASHP | HRCU-A-CB | LX SERIES | 17 | 18000
LUXAIRE | TH6B1821 | CU30BXA1+TXV | TM8X080B12MP11 | 10 | 18000 | 4000 | 205521019 | ASHP | HRCU-A-CB | LX SERIES | 17 | 18000
FRASER-JOHNSTON | TH6B1821 | CU30BXA1+TXV | TM8X080B12MP11 | 10 | 18000 | 4000 | 205521020 | ASHP | HRCU-A-CB | LX SERIES | 17 | 18000
CHAMPION HEATING AND COOLING | TH6B1821 | CU30BXA1+TXV | TM8X080B12MP11 | 10 | 18000 | 4000 | 205521021 | ASHP | HRCU-A-CB | LX SERIES | 17 | 18000
GUARDIAN | RHP16L18B21 | CU30BXA1+TXV | TM8X080B12MP11 | 10 | 18000 | 4000 | 205521022 | ASHP | HRCU-A-CB |  | 17 | 18000
EVCON | RHP16L18B21 | CU30BXA1+TXV | TM8X080B12MP11 | 10 | 18000 | 4000 | 205521023 | ASHP | HRCU-A-CB |  | 17 | 18000
GUARDIAN | RHP16L18B23 | CU30BXA1+TXV | TM8X080B12MP11 | 10 | 18000 | 4000 | 205521024 | ASHP | HRCU-A-CB |  | 17 | 18000
EVCON | RHP16L18B23 | CU30BXA1+TXV | TM8X080B12MP11 | 10 | 18000 | 4000 | 205521025 | ASHP | HRCU-A-CB |  | 17 | 18000
COLEMAN | CH6B1821 | CM30BXA1+TXV | TMLX080B12MP11 | 10 | 18000 | 4000 | 205521026 | ASHP | HRCU-A-CB | LX SERIES | 17 | 18000
LUXAIRE | TH6B1821 | CM30BXA1+TXV | TMLX080B12MP11 | 10 | 18000 | 4000 | 205521027 | ASHP | HRCU-A-CB | LX SERIES | 17 | 18000
FRASER-JOHNSTON | TH6B1821 | CM30BXA1+TXV | TMLX080B12MP11 | 10 | 18000 | 4000 | 205521028 | ASHP | HRCU-A-CB | LX SERIES | 17 | 18000
CHAMPION HEATING AND COOLING | TH6B1821 | CM30BXA1+TXV | TMLX080B12MP11 | 10 | 18000 | 4000 | 205521029 | ASHP | HRCU-A-CB | LX SERIES | 17 | 18000
GUARDIAN | RHP16L18B21 | CM30BXA1+TXV | TMLX080B12MP11 | 10 | 18000 | 4000 | 205521030 | ASHP | HRCU-A-CB |  | 17 | 18000
GUARDIAN | RHP16L18B21 | CM30BXA1+TXV | RGF1L080BE12MP11 | 10 | 18000 | 4000 | 205521031 | ASHP | HRCU-A-CB |  | 17 | 18000
EVCON | RHP16L18B21 | CM30BXA1+TXV | TMLX080B12MP11 | 10 | 18000 | 4000 | 205521032 | ASHP | HRCU-A-CB |  | 17 | 18000
FRASER-JOHNSTON | TH6B1821 | CF24BXA1+TXV | TM8V080B12MP12 | 10 | 18000 | 4000 | 205521622 | ASHP | HRCU-A-CB | LX SERIES | 17 | 18000
CHAMPION HEATING AND COOLING | TH6B1821 | CF24BXA1+TXV | TM8V080B12MP12 | 10 | 18000 | 4000 | 205521623 | ASHP | HRCU-A-CB | LX SERIES | 17 | 18000
COLEMAN | CH6B1821 | CF24BXA1+TXV | TMLV080B12MP12 | 10 | 18000 | 4000 | 205521624 | ASHP | HRCU-A-CB | LX SERIES | 17 | 18000
LUXAIRE | TH6B1821 | CF24BXA1+TXV | TMLV080B12MP12 | 10 | 18000 | 4000 | 205521625 | ASHP | HRCU-A-CB | LX SERIES | 17 | 18000
FRASER-JOHNSTON | TH6B1821 | CF24BXA1+TXV | TMLV080B12MP12 | 10 | 18000 | 4000 | 205521626 | ASHP | HRCU-A-CB | LX SERIES | 17 | 18000
CHAMPION HEATING AND COOLING | TH6B1821 | CF24BXA1+TXV | TMLV080B12MP12 | 10 | 18000 | 4000 | 205521627 | ASHP | HRCU-A-CB | LX SERIES | 17 | 18000
COLEMAN | CH6B1821 | CF24BXA1+TXV | TPLC080B12MP13 | 10 | 18000 | 4000 | 205521628 | ASHP | HRCU-A-CB | LX SERIES | 17 | 18000
LUXAIRE | TH6B1821 | CF24BXA1+TXV | TPLC080B12MP13 | 10 | 18000 | 4000 | 205521629 | ASHP | HRCU-A-CB | LX SERIES | 17 | 18000
FRASER-JOHNSTON | TH6B1821 | CF24BXA1+TXV | TPLC080B12MP13 | 10 | 18000 | 4000 | 205521630 | ASHP | HRCU-A-CB | LX SERIES | 17 | 18000
CHAMPION HEATING AND COOLING | TH6B1821 | CF24BXA1+TXV | TPLC080B12MP13 | 10 | 18000 | 4000 | 205521631 | ASHP | HRCU-A-CB | LX SERIES | 17 | 18000
COLEMAN | CH6B1821 | CF24BXA1+TXV | CPLC080B12MP13 | 10 | 18000 | 4000 | 205521632 | ASHP | HRCU-A-CB | LX SERIES | 17 | 18000
LUXAIRE | TH6B1821 | CF24BXA1+TXV | LPLC080B12MP13 | 10 | 18000 | 4000 | 205521633 | ASHP | HRCU-A-CB | LX SERIES | 17 | 18000
COLEMAN | CH6B1821 | CM24BXA1+TXV | TM8V080B12MP12 | 10 | 18000 | 4000 | 205521634 | ASHP | HRCU-A-CB | LX SERIES | 17 | 18000
LUXAIRE | TH6B1821 | CM24BXA1+TXV | TM8V080B12MP12 | 10 | 18000 | 4000 | 205521635 | ASHP | HRCU-A-CB | LX SERIES | 17 | 18000
FRASER-JOHNSTON | TH6B1821 | CM24BXA1+TXV | TM8V080B12MP12 | 10 | 18000 | 4000 | 205521636 | ASHP | HRCU-A-CB | LX SERIES | 17 | 18000
CHAMPION HEATING AND COOLING | TH6B1821 | CM24BXA1+TXV | TM8V080B12MP12 | 10 | 18000 | 4000 | 205521637 | ASHP | HRCU-A-CB | LX SERIES | 17 | 18000
COLEMAN | CH6B1821 | CU24BXA1+TXV | TM8V080B12MP12 | 10 | 18000 | 4000 | 205521638 | ASHP | HRCU-A-CB | LX SERIES | 17 | 18000
LUXAIRE | TH6B1821 | CU24BXA1+TXV | TM8V080B12MP12 | 10 | 18000 | 4000 | 205521639 | ASHP | HRCU-A-CB | LX SERIES | 17 | 18000
FRASER-JOHNSTON | TH6B1821 | CU24BXA1+TXV | TM8V080B12MP12 | 10 | 18000 | 4000 | 205521640 | ASHP | HRCU-A-CB | LX SERIES | 17 | 18000
CHAMPION HEATING AND COOLING | TH6B1821 | CU24BXA1+TXV | TM8V080B12MP12 | 10 | 18000 | 4000 | 205521641 | ASHP | HRCU-A-CB | LX SERIES | 17 | 18000
COLEMAN | CH6B1821 | CM24BXA1+TXV | TMLV080B12MP12 | 10 | 18000 | 4000 | 205521642 | ASHP | HRCU-A-CB | LX SERIES | 17 | 18000
LUXAIRE | TH6B1821 | CM24BXA1+TXV | TMLV080B12MP12 | 10 | 18000 | 4000 | 205521643 | ASHP | HRCU-A-CB | LX SERIES | 17 | 18000
FRASER-JOHNSTON | TH6B1821 | CM24BXA1+TXV | TMLV080B12MP12 | 10 | 18000 | 4000 | 205521644 | ASHP | HRCU-A-CB | LX SERIES | 17 | 18000
EVCON | RHP16L18B21 | CU24BXA1+TXV | RGF29080BE12MP11 | 10 | 18000 | 4000 | 205520196 | ASHP | HRCU-A-CB |  | 17 | 18000
EVCON | RHP16L18B21 | CU24BXA1+TXV | TM9Y080B12MP11 | 10 | 18000 | 4000 | 205520197 | ASHP | HRCU-A-CB |  | 17 | 18000
GUARDIAN | RHP16L18B23 | CU24BXA1+TXV | TM9Y080B12MP11 | 10 | 18000 | 4000 | 205520198 | ASHP | HRCU-A-CB |  | 17 | 18000
GUARDIAN | RHP16L18B23 | CU24BXA1+TXV | RGF29080BE12MP11 | 10 | 18000 | 4000 | 205520199 | ASHP | HRCU-A-CB |  | 17 | 18000
EVCON | RHP16L18B23 | CU24BXA1+TXV | RGF29080BE12MP11 | 10 | 18000 | 4000 | 205520200 | ASHP | HRCU-A-CB |  | 17 | 18000
EVCON | RHP16L18B23 | CU24BXA1+TXV | TM9Y080B12MP11 | 10 | 18000 | 4000 | 205520201 | ASHP | HRCU-A-CB |  | 17 | 18000
COLEMAN | CH6B1821 | CF30CXA1+TXV | TM9E060B12MP11 | 10 | 18000 | 4000 | 205520202 | ASHP | HRCU-A-CB | LX SERIES | 17 | 18000
LUXAIRE | TH6B1821 | CF30CXA1+TXV | TM9E060B12MP11 | 10 | 18000 | 4000 | 205520203 | ASHP | HRCU-A-CB | LX SERIES | 17 | 18000
FRASER-JOHNSTON | TH6B1821 | CF30CXA1+TXV | TM9E060B12MP11 | 10 | 18000 | 4000 | 205520204 | ASHP | HRCU-A-CB | LX SERIES | 17 | 18000
CHAMPION HEATING AND COOLING | TH6B1821 | CF30CXA1+TXV | TM9E060B12MP11 | 10 | 18000 | 4000 | 205520205 | ASHP | HRCU-A-CB | LX SERIES | 17 | 18000
GUARDIAN | RHP16L18B21 | CF30CXA1+TXV | RGF19060BE12MP12 | 10 | 18000 | 4000 | 205520206 | ASHP | HRCU-A-CB |  | 17 | 18000
GUARDIAN | RHP16L18B21 | CF30CXA1+TXV | TM9E060B12MP11 | 10 | 18000 | 4000 | 205520207 | ASHP | HRCU-A-CB |  | 17 | 18000
EVCON | RHP16L18B21 | CF30CXA1+TXV | RGF19060BE12MP12 | 10 | 18000 | 4000 | 205520208 | ASHP | HRCU-A-CB |  | 17 | 18000
EVCON | RHP16L18B21 | CF30CXA1+TXV | TM9E060B12MP11 | 10 | 18000 | 4000 | 205520209 | ASHP | HRCU-A-CB |  | 17 | 18000
GUARDIAN | RHP16L18B23 | CF30CXA1+TXV | RGF19060BE12MP12 | 10 | 18000 | 4000 | 205520210 | ASHP | HRCU-A-CB |  | 17 | 18000
GUARDIAN | RHP16L18B23 | CF30CXA1+TXV | TM9E060B12MP11 | 10 | 18000 | 4000 | 205520211 | ASHP | HRCU-A-CB |  | 17 | 18000
EVCON | RHP16L18B23 | CF30CXA1+TXV | RGF19060BE12MP12 | 10 | 18000 | 4000 | 205520212 | ASHP | HRCU-A-CB |  | 17 | 18000
EVCON | RHP16L18B23 | CF30CXA1+TXV | TM9E060B12MP11 | 10 | 18000 | 4000 | 205520213 | ASHP | HRCU-A-CB |  | 17 | 18000
COLEMAN | CH6B1821 | CF30CXA1+TXV | TM9Y060B12MP11 | 10 | 18000 | 4000 | 205520214 | ASHP | HRCU-A-CB | LX SERIES | 17 | 18000
LUXAIRE | TH6B1821 | CF30CXA1+TXV | TM9Y060B12MP11 | 10 | 18000 | 4000 | 205520215 | ASHP | HRCU-A-CB | LX SERIES | 17 | 18000
FRASER-JOHNSTON | TH6B1821 | CF30CXA1+TXV | TM9Y060B12MP11 | 10 | 18000 | 4000 | 205520216 | ASHP | HRCU-A-CB | LX SERIES | 17 | 18000
COLEMAN | CH6B1821 | CF30BXA1+TXV | TMLV060A12MP12 | 10 | 18000 | 4000 | 205521666 | ASHP | HRCU-A-CB | LX SERIES | 17 | 18000
LUXAIRE | TH6B1821 | CF30BXA1+TXV | TMLV060A12MP12 | 10 | 18000 | 4000 | 205521667 | ASHP | HRCU-A-CB | LX SERIES | 17 | 18000
FRASER-JOHNSTON | TH6B1821 | CF30BXA1+TXV | TMLV060A12MP12 | 10 | 18000 | 4000 | 205521668 | ASHP | HRCU-A-CB | LX SERIES | 17 | 18000
CHAMPION HEATING AND COOLING | TH6B1821 | CF30BXA1+TXV | TMLV060A12MP12 | 10 | 18000 | 4000 | 205521669 | ASHP | HRCU-A-CB | LX SERIES | 17 | 18000
COLEMAN | CH6B1821 | CF30BXA1+TXV | TPLC060A12MP13 | 10 | 18000 | 4000 | 205521670 | ASHP | HRCU-A-CB | LX SERIES | 17 | 18000
LUXAIRE | TH6B1821 | CF30BXA1+TXV | TPLC060A12MP13 | 10 | 18000 | 4000 | 205521671 | ASHP | HRCU-A-CB | LX SERIES | 17 | 18000
FRASER-JOHNSTON | TH6B1821 | CF30BXA1+TXV | TPLC060A12MP13 | 10 | 18000 | 4000 | 205521672 | ASHP | HRCU-A-CB | LX SERIES | 17 | 18000
CHAMPION HEATING AND COOLING | TH6B1821 | CF30BXA1+TXV | TPLC060A12MP13 | 10 | 18000 | 4000 | 205521673 | ASHP | HRCU-A-CB | LX SERIES | 17 | 18000
COLEMAN | CH6B1821 | CF30BXA1+TXV | CPLC060A12MP13 | 10 | 18000 | 4000 | 205521674 | ASHP | HRCU-A-CB | LX SERIES | 17 | 18000
LUXAIRE | TH6B1821 | CF30BXA1+TXV | LPLC060A12MP13 | 10 | 18000 | 4000 | 205521675 | ASHP | HRCU-A-CB | LX SERIES | 17 | 18000
COLEMAN | CH6B1821 | CM30BXA1+TXV | TM8V060A12MP12 | 10 | 18000 | 4000 | 205521676 | ASHP | HRCU-A-CB | LX SERIES | 17 | 18000
LUXAIRE | TH6B1821 | CM30BXA1+TXV | TM8V060A12MP12 | 10 | 18000 | 4000 | 205521677 | ASHP | HRCU-A-CB | LX SERIES | 17 | 18000
FRASER-JOHNSTON | TH6B1821 | CM30BXA1+TXV | TM8V060A12MP12 | 10 | 18000 | 4000 | 205521678 | ASHP | HRCU-A-CB | LX SERIES | 17 | 18000
CHAMPION HEATING AND COOLING | TH6B1821 | CM30BXA1+TXV | TM8V060A12MP12 | 10 | 18000 | 4000 | 205521679 | ASHP | HRCU-A-CB | LX SERIES | 17 | 18000
COLEMAN | CH6B1821 | CU30BXA1+TXV | TM8V060A12MP12 | 10 | 18000 | 4000 | 205521680 | ASHP | HRCU-A-CB | LX SERIES | 17 | 18000
LUXAIRE | TH6B1821 | CU30BXA1+TXV | TM8V060A12MP12 | 10 | 18000 | 4000 | 205521681 | ASHP | HRCU-A-CB | LX SERIES | 17 | 18000
FRASER-JOHNSTON | TH6B1821 | CU30BXA1+TXV | TM8V060A12MP12 | 10 | 18000 | 4000 | 205521682 | ASHP | HRCU-A-CB | LX SERIES | 17 | 18000
CHAMPION HEATING AND COOLING | TH6B1821 | CU30BXA1+TXV | TM8V060A12MP12 | 10 | 18000 | 4000 | 205521683 | ASHP | HRCU-A-CB | LX SERIES | 17 | 18000
YORK | YHG18B21 | CM30CXA1+TXV | TM9V080B12MP12 | 10 | 18000 | 4000 | 205507023 | ASHP | HRCU-A-CB | LX SERIES | 17 | 18000
YORK | YHG18B21 | CM30CXA1+TXV | TP9C080B12MP13 | 10 | 18000 | 4000 | 205507026 | ASHP | HRCU-A-CB | LX SERIES | 17 | 18000
YORK | YHG18B21 | CM30CXA1+TXV | YP9C080B12MP13 | 10 | 18000 | 4000 | 205507028 | ASHP | HRCU-A-CB | LX SERIES | 17 | 18000
YORK | YHG18B21 | CF30BXA1+TXV | TM9V080B12MP12 | 10 | 18000 | 4000 | 205507030 | ASHP | HRCU-A-CB | LX SERIES | 17 | 18000
YORK | YHG18B21 | CF30BXA1+TXV | TP9C080B12MP13 | 10 | 18000 | 4000 | 205507032 | ASHP | HRCU-A-CB | LX SERIES | 17 | 18000
YORK | YHG18B21 | CF30BXA1+TXV | YP9C080B12MP13 | 10 | 18000 | 4000 | 205507033 | ASHP | HRCU-A-CB | LX SERIES | 17 | 18000
YORK | YHG18B21 | CM30BXA1+TXV | TM9V080B12MP12 | 10 | 18000 | 4000 | 205507035 | ASHP | HRCU-A-CB | LX SERIES | 17 | 18000
YORK | YHG18B21 | CU30BXA1+TXV | TM9V080B12MP12 | 10 | 18000 | 4000 | 205507037 | ASHP | HRCU-A-CB | LX SERIES | 17 | 18000
YORK | YHG18B21 | CM30BXA1+TXV | TP9C080B12MP13 | 10 | 18000 | 4000 | 205507039 | ASHP | HRCU-A-CB | LX SERIES | 17 | 18000
YORK | YHG18B21 | CU30BXA1+TXV | TP9C080B12MP13 | 10 | 18000 | 4000 | 205507041 | ASHP | HRCU-A-CB | LX SERIES | 17 | 18000
YORK | YHG18B21 | CM30BXA1+TXV | YP9C080B12MP13 | 10 | 18000 | 4000 | 205507042 | ASHP | HRCU-A-CB | LX SERIES | 17 | 18000
YORK | YHG18B21 | CU30BXA1+TXV | YP9C080B12MP13 | 10 | 18000 | 4000 | 205507045 | ASHP | HRCU-A-CB | LX SERIES | 17 | 18000
YORK | YHG18B21 | CF24BXA1+TXV | TM9V080B12MP12 | 10 | 18000 | 4000 | 205507059 | ASHP | HRCU-A-CB | LX SERIES | 17 | 18000
YORK | YHG18B21 | CF24BXA1+TXV | TP9C080B12MP13 | 10 | 18000 | 4000 | 205507061 | ASHP | HRCU-A-CB | LX SERIES | 17 | 18000
YORK | YHG18B21 | CF24BXA1+TXV | YP9C080B12MP13 | 10 | 18000 | 4000 | 205507063 | ASHP | HRCU-A-CB | LX SERIES | 17 | 18000
YORK | YHG18B21 | CM24BXA1+TXV | TM9V080B12MP12 | 10 | 18000 | 4000 | 205507065 | ASHP | HRCU-A-CB | LX SERIES | 17 | 18000
YORK | YHG18B21 | CU24BXA1+TXV | TM9V080B12MP12 | 10 | 18000 | 4000 | 205507067 | ASHP | HRCU-A-CB | LX SERIES | 17 | 18000
YORK | YHG18B21 | CM24BXA1+TXV | TP9C080B12MP13 | 10 | 18000 | 4000 | 205507069 | ASHP | HRCU-A-CB | LX SERIES | 17 | 18000
YORK | YHG18B21 | CU24BXA1+TXV | TP9C080B12MP13 | 10 | 18000 | 4000 | 205507071 | ASHP | HRCU-A-CB | LX SERIES | 17 | 18000
YORK | YHG18B21 | CM24BXA1+TXV | YP9C080B12MP13 | 10 | 18000 | 4000 | 205507073 | ASHP | HRCU-A-CB | LX SERIES | 17 | 18000
YORK | YHG18B21 | CU24BXA1+TXV | YP9C080B12MP13 | 10 | 18000 | 4000 | 205507075 | ASHP | HRCU-A-CB | LX SERIES | 17 | 18000
YORK | YHG18B21 | CF30CXA1+TXV | TM9V060B12MP12 | 10 | 18000 | 4000 | 205507077 | ASHP | HRCU-A-CB | LX SERIES | 17 | 18000
YORK | YHG18B21 | CF30CXA1+TXV | TP9C060B12MP13 | 10 | 18000 | 4000 | 205507078 | ASHP | HRCU-A-CB | LX SERIES | 17 | 18000
YORK | YHG18B21 | CF30CXA1+TXV | YP9C060B12MP13 | 10 | 18000 | 4000 | 205507080 | ASHP | HRCU-A-CB | LX SERIES | 17 | 18000
YORK | YHG18B21 | CM30CXA1+TXV | TM9V060B12MP12 | 10 | 18000 | 4000 | 205507083 | ASHP | HRCU-A-CB | LX SERIES | 17 | 18000
EVCON | RHP16L18B21 | CF30BXA1+TXV | TMLX080B12MP11 | 10 | 18000 | 4000 | 205520992 | ASHP | HRCU-A-CB |  | 17 | 18000
EVCON | RHP16L18B21 | CF30BXA1+TXV | RGF1L080BE12MP11 | 10 | 18000 | 4000 | 205520993 | ASHP | HRCU-A-CB |  | 17 | 18000
GUARDIAN | RHP16L18B23 | CF30BXA1+TXV | TMLX080B12MP11 | 10 | 18000 | 4000 | 205520994 | ASHP | HRCU-A-CB |  | 17 | 18000
GUARDIAN | RHP16L18B23 | CF30BXA1+TXV | RGF1L080BE12MP11 | 10 | 18000 | 4000 | 205520995 | ASHP | HRCU-A-CB |  | 17 | 18000
EVCON | RHP16L18B23 | CF30BXA1+TXV | TMLX080B12MP11 | 10 | 18000 | 4000 | 205520996 | ASHP | HRCU-A-CB |  | 17 | 18000
EVCON | RHP16L18B23 | CF30BXA1+TXV | RGF1L080BE12MP11 | 10 | 18000 | 4000 | 205520997 | ASHP | HRCU-A-CB |  | 17 | 18000
COLEMAN | CH6B1821 | CF30BXA1+TXV | TM8Y080B12MP11 | 10 | 18000 | 4000 | 205520998 | ASHP | HRCU-A-CB | LX SERIES | 17 | 18000
LUXAIRE | TH6B1821 | CF30BXA1+TXV | TM8Y080B12MP11 | 10 | 18000 | 4000 | 205520999 | ASHP | HRCU-A-CB | LX SERIES | 17 | 18000
FRASER-JOHNSTON | TH6B1821 | CF30BXA1+TXV | TM8Y080B12MP11 | 10 | 18000 | 4000 | 205521000 | ASHP | HRCU-A-CB | LX SERIES | 17 | 18000
CHAMPION HEATING AND COOLING | TH6B1821 | CF30BXA1+TXV | TM8Y080B12MP11 | 10 | 18000 | 4000 | 205521001 | ASHP | HRCU-A-CB | LX SERIES | 17 | 18000
GUARDIAN | RHP16L18B21 | CF30BXA1+TXV | TM8Y080B12MP11 | 10 | 18000 | 4000 | 205521002 | ASHP | HRCU-A-CB |  | 17 | 18000
GUARDIAN | RHP16L18B21 | CF30BXA1+TXV | RGF2L080BE12MP11 | 10 | 18000 | 4000 | 205521003 | ASHP | HRCU-A-CB |  | 17 | 18000
EVCON | RHP16L18B21 | CF30BXA1+TXV | TM8Y080B12MP11 | 10 | 18000 | 4000 | 205521004 | ASHP | HRCU-A-CB |  | 17 | 18000
EVCON | RHP16L18B21 | CF30BXA1+TXV | RGF2L080BE12MP11 | 10 | 18000 | 4000 | 205521005 | ASHP | HRCU-A-CB |  | 17 | 18000
GUARDIAN | RHP16L18B23 | CF30BXA1+TXV | TM8Y080B12MP11 | 10 | 18000 | 4000 | 205521006 | ASHP | HRCU-A-CB |  | 17 | 18000
GUARDIAN | RHP16L18B23 | CF30BXA1+TXV | RGF2L080BE12MP11 | 10 | 18000 | 4000 | 205521007 | ASHP | HRCU-A-CB |  | 17 | 18000
EVCON | RHP16L18B23 | CF30BXA1+TXV | TM8Y080B12MP11 | 10 | 18000 | 4000 | 205521008 | ASHP | HRCU-A-CB |  | 17 | 18000
EVCON | RHP16L18B23 | CF30BXA1+TXV | RGF2L080BE12MP11 | 10 | 18000 | 4000 | 205521009 | ASHP | HRCU-A-CB |  | 17 | 18000
COLEMAN | CH6B1821 | CM30BXA1+TXV | TM8X080B12MP11 | 10 | 18000 | 4000 | 205521010 | ASHP | HRCU-A-CB | LX SERIES | 17 | 18000
LUXAIRE | TH6B1821 | CM30BXA1+TXV | TM8X080B12MP11 | 10 | 18000 | 4000 | 205521011 | ASHP | HRCU-A-CB | LX SERIES | 17 | 18000
FRASER-JOHNSTON | TH6B1821 | CM30BXA1+TXV | TM8X080B12MP11 | 10 | 18000 | 4000 | 205521012 | ASHP | HRCU-A-CB | LX SERIES | 17 | 18000
YORK | YHG18B21 | CM24BXA1+TXV | TM9V040A10MP12 | 10 | 18000 | 4000 | 205507153 | ASHP | HRCU-A-CB | LX SERIES | 17 | 18000
YORK | YHG18B21 | CU24BXA1+TXV | TM9V040A10MP12 | 10 | 18000 | 4000 | 205507155 | ASHP | HRCU-A-CB | LX SERIES | 17 | 18000
YORK | YHG18B21 | CF24AXA1+TXV | TM9V040A10MP12 | 10 | 18000 | 4000 | 205507157 | ASHP | HRCU-A-CB | LX SERIES | 17 | 18000
CHAMPION HEATING AND COOLING | TH6B1821 | CM24BXA1+TXV | TM9V060B12MP12 | 10 | 18000 | 4000 | 205519705 | ASHP | HRCU-A-CB | LX SERIES | 17 | 18000
COLEMAN | CH6B1821 | CU24BXA1+TXV | TM9V060B12MP12 | 10 | 18000 | 4000 | 205519706 | ASHP | HRCU-A-CB | LX SERIES | 17 | 18000
LUXAIRE | TH6B1821 | CU24BXA1+TXV | TM9V060B12MP12 | 10 | 18000 | 4000 | 205519707 | ASHP | HRCU-A-CB | LX SERIES | 17 | 18000
FRASER-JOHNSTON | TH6B1821 | CU24BXA1+TXV | TM9V060B12MP12 | 10 | 18000 | 4000 | 205519708 | ASHP | HRCU-A-CB | LX SERIES | 17 | 18000
CHAMPION HEATING AND COOLING | TH6B1821 | CU24BXA1+TXV | TM9V060B12MP12 | 10 | 18000 | 4000 | 205519709 | ASHP | HRCU-A-CB | LX SERIES | 17 | 18000
COLEMAN | CH6B1821 | CM24BXA1+TXV | TP9C060B12MP13 | 10 | 18000 | 4000 | 205519710 | ASHP | HRCU-A-CB | LX SERIES | 17 | 18000
LUXAIRE | TH6B1821 | CM24BXA1+TXV | TP9C060B12MP13 | 10 | 18000 | 4000 | 205519711 | ASHP | HRCU-A-CB | LX SERIES | 17 | 18000
FRASER-JOHNSTON | TH6B1821 | CM24BXA1+TXV | TP9C060B12MP13 | 10 | 18000 | 4000 | 205519712 | ASHP | HRCU-A-CB | LX SERIES | 17 | 18000
CHAMPION HEATING AND COOLING | TH6B1821 | CM24BXA1+TXV | TP9C060B12MP13 | 10 | 18000 | 4000 | 205519713 | ASHP | HRCU-A-CB | LX SERIES | 17 | 18000
COLEMAN | CH6B1821 | CU24BXA1+TXV | TP9C060B12MP13 | 10 | 18000 | 4000 | 205519714 | ASHP | HRCU-A-CB | LX SERIES | 17 | 18000
LUXAIRE | TH6B1821 | CU24BXA1+TXV | TP9C060B12MP13 | 10 | 18000 | 4000 | 205519715 | ASHP | HRCU-A-CB | LX SERIES | 17 | 18000
FRASER-JOHNSTON | TH6B1821 | CU24BXA1+TXV | TP9C060B12MP13 | 10 | 18000 | 4000 | 205519716 | ASHP | HRCU-A-CB | LX SERIES | 17 | 18000
CHAMPION HEATING AND COOLING | TH6B1821 | CU24BXA1+TXV | TP9C060B12MP13 | 10 | 18000 | 4000 | 205519717 | ASHP | HRCU-A-CB | LX SERIES | 17 | 18000
COLEMAN | CH6B1821 | CM24BXA1+TXV | CP9C060B12MP13 | 10 | 18000 | 4000 | 205519718 | ASHP | HRCU-A-CB | LX SERIES | 17 | 18000
LUXAIRE | TH6B1821 | CM24BXA1+TXV | LP9C060B12MP13 | 10 | 18000 | 4000 | 205519719 | ASHP | HRCU-A-CB | LX SERIES | 17 | 18000
COLEMAN | CH6B1821 | CU24BXA1+TXV | CP9C060B12MP13 | 10 | 18000 | 4000 | 205519720 | ASHP | HRCU-A-CB | LX SERIES | 17 | 18000
LUXAIRE | TH6B1821 | CU24BXA1+TXV | LP9C060B12MP13 | 10 | 18000 | 4000 | 205519721 | ASHP | HRCU-A-CB | LX SERIES | 17 | 18000
GUARDIAN | RHP16L18B23 | CM30CXA1+TXV | TM9E060B12MP11 | 10 | 18000 | 4000 | 205520235 | ASHP | HRCU-A-CB |  | 17 | 18000
EVCON | RHP16L18B23 | CM30CXA1+TXV | RGF19060BE12MP12 | 10 | 18000 | 4000 | 205520236 | ASHP | HRCU-A-CB |  | 17 | 18000
EVCON | RHP16L18B23 | CM30CXA1+TXV | TM9E060B12MP11 | 10 | 18000 | 4000 | 205520237 | ASHP | HRCU-A-CB |  | 17 | 18000
COLEMAN | CH6B1821 | CM30CXA1+TXV | TM9Y060B12MP11 | 10 | 18000 | 4000 | 205520238 | ASHP | HRCU-A-CB | LX SERIES | 17 | 18000
LUXAIRE | TH6B1821 | CM30CXA1+TXV | TM9Y060B12MP11 | 10 | 18000 | 4000 | 205520239 | ASHP | HRCU-A-CB | LX SERIES | 17 | 18000
FRASER-JOHNSTON | TH6B1821 | CM30CXA1+TXV | TM9Y060B12MP11 | 10 | 18000 | 4000 | 205520240 | ASHP | HRCU-A-CB | LX SERIES | 17 | 18000
CHAMPION HEATING AND COOLING | TH6B1821 | CM30CXA1+TXV | TM9Y060B12MP11 | 10 | 18000 | 4000 | 205520241 | ASHP | HRCU-A-CB | LX SERIES | 17 | 18000
GUARDIAN | RHP16L18B21 | CM30CXA1+TXV | TM9Y060B12MP11 | 10 | 18000 | 4000 | 205520242 | ASHP | HRCU-A-CB |  | 17 | 18000
GUARDIAN | RHP16L18B21 | CM30CXA1+TXV | RGF29060BE12MP11 | 10 | 18000 | 4000 | 205520243 | ASHP | HRCU-A-CB |  | 17 | 18000
EVCON | RHP16L18B21 | CM30CXA1+TXV | RGF29060BE12MP11 | 10 | 18000 | 4000 | 205520244 | ASHP | HRCU-A-CB |  | 17 | 18000
EVCON | RHP16L18B21 | CM30CXA1+TXV | TM9Y060B12MP11 | 10 | 18000 | 4000 | 205520245 | ASHP | HRCU-A-CB |  | 17 | 18000
GUARDIAN | RHP16L18B23 | CM30CXA1+TXV | TM9Y060B12MP11 | 10 | 18000 | 4000 | 205520246 | ASHP | HRCU-A-CB |  | 17 | 18000
GUARDIAN | RHP16L18B23 | CM30CXA1+TXV | RGF29060BE12MP11 | 10 | 18000 | 4000 | 205520247 | ASHP | HRCU-A-CB |  | 17 | 18000
EVCON | RHP16L18B23 | CM30CXA1+TXV | RGF29060BE12MP11 | 10 | 18000 | 4000 | 205520248 | ASHP | HRCU-A-CB |  | 17 | 18000
EVCON | RHP16L18B23 | CM30CXA1+TXV | TM9Y060B12MP11 | 10 | 18000 | 4000 | 205520249 | ASHP | HRCU-A-CB |  | 17 | 18000
COLEMAN | CH6B1821 | CF30BXA1+TXV | TM9E060B12MP11 | 10 | 18000 | 4000 | 205520250 | ASHP | HRCU-A-CB | LX SERIES | 17 | 18000
LUXAIRE | TH6B1821 | CF30BXA1+TXV | TM9E060B12MP11 | 10 | 18000 | 4000 | 205520251 | ASHP | HRCU-A-CB | LX SERIES | 17 | 18000
FRASER-JOHNSTON | TH6B1821 | CF30BXA1+TXV | TM9E060B12MP11 | 10 | 18000 | 4000 | 205520252 | ASHP | HRCU-A-CB | LX SERIES | 17 | 18000
CHAMPION HEATING AND COOLING | TH6B1821 | CF30BXA1+TXV | TM9E060B12MP11 | 10 | 18000 | 4000 | 205520253 | ASHP | HRCU-A-CB | LX SERIES | 17 | 18000
GUARDIAN | RHP16L18B21 | CF30BXA1+TXV | RGF19060BE12MP12 | 10 | 18000 | 4000 | 205520254 | ASHP | HRCU-A-CB |  | 17 | 18000
GUARDIAN | RHP16L18B21 | CF30BXA1+TXV | TM9E060B12MP11 | 10 | 18000 | 4000 | 205520255 | ASHP | HRCU-A-CB |  | 17 | 18000
EVCON | RHP16L18B21 | CF30BXA1+TXV | RGF19060BE12MP12 | 10 | 18000 | 4000 | 205520256 | ASHP | HRCU-A-CB |  | 17 | 18000
EVCON | RHP16L18B21 | CF30BXA1+TXV | TM9E060B12MP11 | 10 | 18000 | 4000 | 205520257 | ASHP | HRCU-A-CB |  | 17 | 18000
CHAMPION HEATING AND COOLING | TH6B1821 | CM24BXA1+TXV | TMLV080B12MP12 | 10 | 18000 | 4000 | 205521645 | ASHP | HRCU-A-CB | LX SERIES | 17 | 18000
COLEMAN | CH6B1821 | CU24BXA1+TXV | TMLV080B12MP12 | 10 | 18000 | 4000 | 205521646 | ASHP | HRCU-A-CB | LX SERIES | 17 | 18000
LUXAIRE | TH6B1821 | CU24BXA1+TXV | TMLV080B12MP12 | 10 | 18000 | 4000 | 205521647 | ASHP | HRCU-A-CB | LX SERIES | 17 | 18000
FRASER-JOHNSTON | TH6B1821 | CU24BXA1+TXV | TMLV080B12MP12 | 10 | 18000 | 4000 | 205521648 | ASHP | HRCU-A-CB | LX SERIES | 17 | 18000
CHAMPION HEATING AND COOLING | TH6B1821 | CU24BXA1+TXV | TMLV080B12MP12 | 10 | 18000 | 4000 | 205521649 | ASHP | HRCU-A-CB | LX SERIES | 17 | 18000
COLEMAN | CH6B1821 | CM24BXA1+TXV | TPLC080B12MP13 | 10 | 18000 | 4000 | 205521650 | ASHP | HRCU-A-CB | LX SERIES | 17 | 18000
LUXAIRE | TH6B1821 | CM24BXA1+TXV | TPLC080B12MP13 | 10 | 18000 | 4000 | 205521651 | ASHP | HRCU-A-CB | LX SERIES | 17 | 18000
FRASER-JOHNSTON | TH6B1821 | CM24BXA1+TXV | TPLC080B12MP13 | 10 | 18000 | 4000 | 205521652 | ASHP | HRCU-A-CB | LX SERIES | 17 | 18000
CHAMPION HEATING AND COOLING | TH6B1821 | CM24BXA1+TXV | TPLC080B12MP13 | 10 | 18000 | 4000 | 205521653 | ASHP | HRCU-A-CB | LX SERIES | 17 | 18000
COLEMAN | CH6B1821 | CU24BXA1+TXV | TPLC080B12MP13 | 10 | 18000 | 4000 | 205521654 | ASHP | HRCU-A-CB | LX SERIES | 17 | 18000
LUXAIRE | TH6B1821 | CU24BXA1+TXV | TPLC080B12MP13 | 10 | 18000 | 4000 | 205521655 | ASHP | HRCU-A-CB | LX SERIES | 17 | 18000
FRASER-JOHNSTON | TH6B1821 | CU24BXA1+TXV | TPLC080B12MP13 | 10 | 18000 | 4000 | 205521656 | ASHP | HRCU-A-CB | LX SERIES | 17 | 18000
CHAMPION HEATING AND COOLING | TH6B1821 | CU24BXA1+TXV | TPLC080B12MP13 | 10 | 18000 | 4000 | 205521657 | ASHP | HRCU-A-CB | LX SERIES | 17 | 18000
COLEMAN | CH6B1821 | CM24BXA1+TXV | CPLC080B12MP13 | 10 | 18000 | 4000 | 205521658 | ASHP | HRCU-A-CB | LX SERIES | 17 | 18000
LUXAIRE | TH6B1821 | CM24BXA1+TXV | LPLC080B12MP13 | 10 | 18000 | 4000 | 205521659 | ASHP | HRCU-A-CB | LX SERIES | 17 | 18000
COLEMAN | CH6B1821 | CU24BXA1+TXV | CPLC080B12MP13 | 10 | 18000 | 4000 | 205521660 | ASHP | HRCU-A-CB | LX SERIES | 17 | 18000
LUXAIRE | TH6B1821 | CU24BXA1+TXV | LPLC080B12MP13 | 10 | 18000 | 4000 | 205521661 | ASHP | HRCU-A-CB | LX SERIES | 17 | 18000
COLEMAN | CH6B1821 | CF30BXA1+TXV | TM8V060A12MP12 | 10 | 18000 | 4000 | 205521662 | ASHP | HRCU-A-CB | LX SERIES | 17 | 18000
LUXAIRE | TH6B1821 | CF30BXA1+TXV | TM8V060A12MP12 | 10 | 18000 | 4000 | 205521663 | ASHP | HRCU-A-CB | LX SERIES | 17 | 18000
FRASER-JOHNSTON | TH6B1821 | CF30BXA1+TXV | TM8V060A12MP12 | 10 | 18000 | 4000 | 205521664 | ASHP | HRCU-A-CB | LX SERIES | 17 | 18000
CHAMPION HEATING AND COOLING | TH6B1821 | CF30BXA1+TXV | TM8V060A12MP12 | 10 | 18000 | 4000 | 205521665 | ASHP | HRCU-A-CB | LX SERIES | 17 | 18000
GUARDIAN | RHP16L18B23 | CF30BXA1+TXV | RGF19060BE12MP12 | 10 | 18000 | 4000 | 205520258 | ASHP | HRCU-A-CB |  | 17 | 18000
GUARDIAN | RHP16L18B23 | CF30BXA1+TXV | TM9E060B12MP11 | 10 | 18000 | 4000 | 205520259 | ASHP | HRCU-A-CB |  | 17 | 18000
EVCON | RHP16L18B23 | CF30BXA1+TXV | RGF19060BE12MP12 | 10 | 18000 | 4000 | 205520260 | ASHP | HRCU-A-CB |  | 17 | 18000
EVCON | RHP16L18B23 | CF30BXA1+TXV | TM9E060B12MP11 | 10 | 18000 | 4000 | 205520261 | ASHP | HRCU-A-CB |  | 17 | 18000
COLEMAN | CH6B1821 | CF30BXA1+TXV | TM9Y060B12MP11 | 10 | 18000 | 4000 | 205520262 | ASHP | HRCU-A-CB | LX SERIES | 17 | 18000
LUXAIRE | TH6B1821 | CF30BXA1+TXV | TM9Y060B12MP11 | 10 | 18000 | 4000 | 205520263 | ASHP | HRCU-A-CB | LX SERIES | 17 | 18000
FRASER-JOHNSTON | TH6B1821 | CF30BXA1+TXV | TM9Y060B12MP11 | 10 | 18000 | 4000 | 205520264 | ASHP | HRCU-A-CB | LX SERIES | 17 | 18000
CHAMPION HEATING AND COOLING | TH6B1821 | CF30BXA1+TXV | TM9Y060B12MP11 | 10 | 18000 | 4000 | 205520265 | ASHP | HRCU-A-CB | LX SERIES | 17 | 18000
GUARDIAN | RHP16L18B21 | CF30BXA1+TXV | TM9Y060B12MP11 | 10 | 18000 | 4000 | 205520266 | ASHP | HRCU-A-CB |  | 17 | 18000
GUARDIAN | RHP16L18B21 | CF30BXA1+TXV | RGF29060BE12MP11 | 10 | 18000 | 4000 | 205520267 | ASHP | HRCU-A-CB |  | 17 | 18000
EVCON | RHP16L18B21 | CF30BXA1+TXV | RGF29060BE12MP11 | 10 | 18000 | 4000 | 205520268 | ASHP | HRCU-A-CB |  | 17 | 18000
EVCON | RHP16L18B21 | CF30BXA1+TXV | TM9Y060B12MP11 | 10 | 18000 | 4000 | 205520269 | ASHP | HRCU-A-CB |  | 17 | 18000
GUARDIAN | RHP16L18B23 | CF30BXA1+TXV | TM9Y060B12MP11 | 10 | 18000 | 4000 | 205520270 | ASHP | HRCU-A-CB |  | 17 | 18000
GUARDIAN | RHP16L18B23 | CF30BXA1+TXV | RGF29060BE12MP11 | 10 | 18000 | 4000 | 205520271 | ASHP | HRCU-A-CB |  | 17 | 18000
EVCON | RHP16L18B23 | CF30BXA1+TXV | RGF29060BE12MP11 | 10 | 18000 | 4000 | 205520272 | ASHP | HRCU-A-CB |  | 17 | 18000
EVCON | RHP16L18B23 | CF30BXA1+TXV | TM9Y060B12MP11 | 10 | 18000 | 4000 | 205520273 | ASHP | HRCU-A-CB |  | 17 | 18000
COLEMAN | CH6B1821 | CM30BXA1+TXV | TM9E060B12MP11 | 10 | 18000 | 4000 | 205520274 | ASHP | HRCU-A-CB | LX SERIES | 17 | 18000
LUXAIRE | TH6B1821 | CM30BXA1+TXV | TM9E060B12MP11 | 10 | 18000 | 4000 | 205520275 | ASHP | HRCU-A-CB | LX SERIES | 17 | 18000
FRASER-JOHNSTON | TH6B1821 | CM30BXA1+TXV | TM9E060B12MP11 | 10 | 18000 | 4000 | 205520276 | ASHP | HRCU-A-CB | LX SERIES | 17 | 18000
CHAMPION HEATING AND COOLING | TH6B1821 | CM30BXA1+TXV | TM9E060B12MP11 | 10 | 18000 | 4000 | 205520277 | ASHP | HRCU-A-CB | LX SERIES | 17 | 18000
GUARDIAN | RHP16L18B21 | CM30BXA1+TXV | RGF19060BE12MP12 | 10 | 18000 | 4000 | 205520278 | ASHP | HRCU-A-CB |  | 17 | 18000
GUARDIAN | RHP16L18B21 | CM30BXA1+TXV | TM9E060B12MP11 | 10 | 18000 | 4000 | 205520279 | ASHP | HRCU-A-CB |  | 17 | 18000
EVCON | RHP16L18B21 | CM30BXA1+TXV | RGF19060BE12MP12 | 10 | 18000 | 4000 | 205520280 | ASHP | HRCU-A-CB |  | 17 | 18000
EVCON | RHP16L18B21 | CM30BXA1+TXV | TM9E060B12MP11 | 10 | 18000 | 4000 | 205520281 | ASHP | HRCU-A-CB |  | 17 | 18000
GUARDIAN | RHP16L18B23 | CM30BXA1+TXV | RGF19060BE12MP12 | 10 | 18000 | 4000 | 205520282 | ASHP | HRCU-A-CB |  | 17 | 18000
GUARDIAN | RHP16L18B23 | CM30BXA1+TXV | TM9E060B12MP11 | 10 | 18000 | 4000 | 205520283 | ASHP | HRCU-A-CB |  | 17 | 18000
EVCON | RHP16L18B23 | CM30BXA1+TXV | RGF19060BE12MP12 | 10 | 18000 | 4000 | 205520284 | ASHP | HRCU-A-CB |  | 17 | 18000
EVCON | RHP16L18B23 | CM30BXA1+TXV | TM9E060B12MP11 | 10 | 18000 | 4000 | 205520285 | ASHP | HRCU-A-CB |  | 17 | 18000
COLEMAN | CH6B1821 | CU30BXA1+TXV | TM9E060B12MP11 | 10 | 18000 | 4000 | 205520286 | ASHP | HRCU-A-CB | LX SERIES | 17 | 18000
LUXAIRE | TH6B1821 | CU30BXA1+TXV | TM9E060B12MP11 | 10 | 18000 | 4000 | 205520287 | ASHP | HRCU-A-CB | LX SERIES | 17 | 18000
FRASER-JOHNSTON | TH6B1821 | CU30BXA1+TXV | TM9E060B12MP11 | 10 | 18000 | 4000 | 205520288 | ASHP | HRCU-A-CB | LX SERIES | 17 | 18000
CHAMPION HEATING AND COOLING | TH6B1821 | CU30BXA1+TXV | TM9E060B12MP11 | 10 | 18000 | 4000 | 205520289 | ASHP | HRCU-A-CB | LX SERIES | 17 | 18000
GUARDIAN | RHP16L18B21 | CU30BXA1+TXV | RGF19060BE12MP12 | 10 | 18000 | 4000 | 205520290 | ASHP | HRCU-A-CB |  | 17 | 18000
GUARDIAN | RHP16L18B21 | CU30BXA1+TXV | TM9E060B12MP11 | 10 | 18000 | 4000 | 205520291 | ASHP | HRCU-A-CB |  | 17 | 18000
EVCON | RHP16L18B21 | CU30BXA1+TXV | RGF19060BE12MP12 | 10 | 18000 | 4000 | 205520292 | ASHP | HRCU-A-CB |  | 17 | 18000
EVCON | RHP16L18B21 | CU30BXA1+TXV | TM9E060B12MP11 | 10 | 18000 | 4000 | 205520293 | ASHP | HRCU-A-CB |  | 17 | 18000
GUARDIAN | RHP16L18B23 | CU30BXA1+TXV | RGF19060BE12MP12 | 10 | 18000 | 4000 | 205520294 | ASHP | HRCU-A-CB |  | 17 | 18000
GUARDIAN | RHP16L18B23 | CU30BXA1+TXV | TM9E060B12MP11 | 10 | 18000 | 4000 | 205520295 | ASHP | HRCU-A-CB |  | 17 | 18000
EVCON | RHP16L18B23 | CU30BXA1+TXV | RGF19060BE12MP12 | 10 | 18000 | 4000 | 205520296 | ASHP | HRCU-A-CB |  | 17 | 18000
EVCON | RHP16L18B23 | CU30BXA1+TXV | TM9E060B12MP11 | 10 | 18000 | 4000 | 205520297 | ASHP | HRCU-A-CB |  | 17 | 18000
COLEMAN | CH6B1821 | CM30BXA1+TXV | TM9Y060B12MP11 | 10 | 18000 | 4000 | 205520298 | ASHP | HRCU-A-CB | LX SERIES | 17 | 18000
LUXAIRE | TH6B1821 | CM30BXA1+TXV | TM9Y060B12MP11 | 10 | 18000 | 4000 | 205520299 | ASHP | HRCU-A-CB | LX SERIES | 17 | 18000
FRASER-JOHNSTON | TH6B1821 | CM30BXA1+TXV | TM9Y060B12MP11 | 10 | 18000 | 4000 | 205520300 | ASHP | HRCU-A-CB | LX SERIES | 17 | 18000
YORK | YHG18B21 | CM30CXA1+TXV | TP9C060B12MP13 | 10 | 18000 | 4000 | 205507086 | ASHP | HRCU-A-CB | LX SERIES | 17 | 18000
YORK | YHG18B21 | CM30CXA1+TXV | YP9C060B12MP13 | 10 | 18000 | 4000 | 205507088 | ASHP | HRCU-A-CB | LX SERIES | 17 | 18000
YORK | YHG18B21 | CF30BXA1+TXV | TM9V060B12MP12 | 10 | 18000 | 4000 | 205507090 | ASHP | HRCU-A-CB | LX SERIES | 17 | 18000
YORK | YHG18B21 | CF30BXA1+TXV | TP9C060B12MP13 | 10 | 18000 | 4000 | 205507092 | ASHP | HRCU-A-CB | LX SERIES | 17 | 18000
YORK | YHG18B21 | CF30BXA1+TXV | YP9C060B12MP13 | 10 | 18000 | 4000 | 205507094 | ASHP | HRCU-A-CB | LX SERIES | 17 | 18000
YORK | YHG18B21 | CM30BXA1+TXV | TM9V060B12MP12 | 10 | 18000 | 4000 | 205507096 | ASHP | HRCU-A-CB | LX SERIES | 17 | 18000
YORK | YHG18B21 | CU30BXA1+TXV | TM9V060B12MP12 | 10 | 18000 | 4000 | 205507099 | ASHP | HRCU-A-CB | LX SERIES | 17 | 18000
YORK | YHG18B21 | CM30BXA1+TXV | TP9C060B12MP13 | 10 | 18000 | 4000 | 205507102 | ASHP | HRCU-A-CB | LX SERIES | 17 | 18000
YORK | YHG18B21 | CU30BXA1+TXV | TP9C060B12MP13 | 10 | 18000 | 4000 | 205507104 | ASHP | HRCU-A-CB | LX SERIES | 17 | 18000
YORK | YHG18B21 | CM30BXA1+TXV | YP9C060B12MP13 | 10 | 18000 | 4000 | 205507106 | ASHP | HRCU-A-CB | LX SERIES | 17 | 18000
YORK | YHG18B21 | CU30BXA1+TXV | YP9C060B12MP13 | 10 | 18000 | 4000 | 205507107 | ASHP | HRCU-A-CB | LX SERIES | 17 | 18000
YORK | YHG18B21 | CF24BXA1+TXV | TM9V060B12MP12 | 10 | 18000 | 4000 | 205507122 | ASHP | HRCU-A-CB | LX SERIES | 17 | 18000
YORK | YHG18B21 | CF24BXA1+TXV | TP9C060B12MP13 | 10 | 18000 | 4000 | 205507123 | ASHP | HRCU-A-CB | LX SERIES | 17 | 18000
YORK | YHG18B21 | CF24BXA1+TXV | YP9C060B12MP13 | 10 | 18000 | 4000 | 205507124 | ASHP | HRCU-A-CB | LX SERIES | 17 | 18000
YORK | YHG18B21 | CM24BXA1+TXV | TM9V060B12MP12 | 10 | 18000 | 4000 | 205507126 | ASHP | HRCU-A-CB | LX SERIES | 17 | 18000
YORK | YHG18B21 | CU24BXA1+TXV | TM9V060B12MP12 | 10 | 18000 | 4000 | 205507130 | ASHP | HRCU-A-CB | LX SERIES | 17 | 18000
YORK | YHG18B21 | CM24BXA1+TXV | TP9C060B12MP13 | 10 | 18000 | 4000 | 205507132 | ASHP | HRCU-A-CB | LX SERIES | 17 | 18000
YORK | YHG18B21 | CU24BXA1+TXV | TP9C060B12MP13 | 10 | 18000 | 4000 | 205507134 | ASHP | HRCU-A-CB | LX SERIES | 17 | 18000
YORK | YHG18B21 | CM24BXA1+TXV | YP9C060B12MP13 | 10 | 18000 | 4000 | 205507135 | ASHP | HRCU-A-CB | LX SERIES | 17 | 18000
YORK | YHG18B21 | CU24BXA1+TXV | YP9C060B12MP13 | 10 | 18000 | 4000 | 205507137 | ASHP | HRCU-A-CB | LX SERIES | 17 | 18000
YORK | YHG18B21 | CF24BXA1+TXV | TM9V040A10MP12 | 10 | 18000 | 4000 | 205507151 | ASHP | HRCU-A-CB | LX SERIES | 17 | 18000
HAXXAIR | HVHSC-18T2D | HAHS-18T2D |  | 10 | 18000 | $2,500: 2 indoor heads; $5,000: >=3 indoor heads | 205921368 | ccASHP | HRCU-A-CB |  | 19.5 | 18000 | 2.05 | 80
HISENSE | AUW-18U3SF | ACT-18UR3SGB |  | 10 | 18000 | $2,500: 2 indoor heads; $5,000: >=3 indoor heads | 205013613 | ccASHP | HRCU-A-CB-O |  | 20 | 18000 | 2.3 | 81
FRIEDRICH | FPHFR18A3A | FPHFC18A3B |  | 10 | 18000 | $2,500: 2 indoor heads; $5,000: >=3 indoor heads | 205104719 | ccASHP | HRCU-A-CB-O | Floating Air Pro | 20 | 18000 | 2.3 | 81
AMERICAN STANDARD / MITSUBISHI ELECTRIC | NAXSMT18A112AA | NAXWMT18A112AA |  | 10 | 18000 | $2,500: 2 indoor heads; $5,000: >=3 indoor heads | 202373700 | ccASHP | HRCU-A-CB-O | M-Series | 18 | 17200 | 2.12 | 71
MITSUBISHI ELECTRIC | MUZ-HM18NA*** | MSZ-HM18NA*** |  | 10 | 18000 | $2,500: 2 indoor heads; $5,000: >=3 indoor heads | 202680603 | ccASHP | HRCU-A-CB-O | M-Series | 18 | 17200 | 2.12 | 71
MITSUBISHI ELECTRIC | MUZ-HM18NA*** | NAXWMT18A112A* |  | 10 | 18000 | $2,500: 2 indoor heads; $5,000: >=3 indoor heads | 204629229 | ccASHP | HRCU-A-CB-O | M-Series | 18 | 17200 | 2.12 | 71
TRANE / MITSUBISHI ELECTRIC | NTXSMT18A112AA | NTXWMT18A112AA |  | 10 | 18000 | $2,500: 2 indoor heads; $5,000: >=3 indoor heads | 202373740 | ccASHP | HRCU-A-CB-O | M-Series | 18 | 17200 | 2.12 | 71
MITSUBISHI ELECTRIC | NTXSMT18A112A* | MSZ-HM18NA*** |  | 10 | 18000 | $2,500: 2 indoor heads; $5,000: >=3 indoor heads | 204629276 | ccASHP | HRCU-A-CB-O | Nv Series | 18 | 17200 | 2.12 | 71
MITSUBISHI ELECTRIC | NAXSMT18A112A* | MSZ-HM18NA*** |  | 10 | 18000 | $2,500: 2 indoor heads; $5,000: >=3 indoor heads | 204629363 | ccASHP | HRCU-A-CB-O | Nv Series | 18 | 17200 | 2.12 | 71
MITSUBISHI ELECTRIC | MUZ-HM18NA*** | NTXWMT18A112A* |  | 10 | 18000 | $2,500: 2 indoor heads; $5,000: >=3 indoor heads | 204629189 | ccASHP | HRCU-A-CB-O | M-Series | 18 | 17200 | 2.12 | 71
MITSUBISHI ELECTRIC | MUZ-HM18NA-U1 | MSZ-HM18NA-U1 |  | 10 | 18000 | $2,500: 2 indoor heads; $5,000: >=3 indoor heads | 201754436 | ccASHP | HRCU-A-CB-O | M-Series | 18 | 17200 | 2.12 | 71
MAXI AIR | YS21F-18HRDN1 | YS21F-18HRDN1 |  | 10 | 18000 | $2,500: 2 indoor heads; $4,000: >=3 indoor heads | 203238010 | ASHP | HRCU-A-CB-O |  | 21 | 18000
CONTINENTAL | CH21-18-O | CH21-18-I |  | 10 | 18000 | $2,500: 2 indoor heads; $4,000: >=3 indoor heads | 203363526 | ASHP | HRCU-A-CB-O |  | 21 | 18000
KANIONCO | KWSMO-18R410AIH |  |  | 10 | 18000 | $2,500: 2 indoor heads; $4,000: >=3 indoor heads | 202784839 | ASHP | HMSV-A-CB |  | 21.3 | 17000
GARRISON | 3554187 | 3554186 |  | 10 | 18000 | $2,500: 2 indoor heads; $4,000: >=3 indoor heads | 9101130 | ASHP | HRCU-A-CB-O |  | 21 | 18000
MDV | MOCA30-18HFN1-MT0W | MSEPC-18HRFN1-MU0W |  | 10 | 18000 | $2,500: 2 indoor heads; $4,000: >=3 indoor heads | 206396021 | ASHP | HRCU-A-CB-O |  | 21 | 17000
CARRIER | 38MAQB18R--3 | 40MAHBQ18XA3 |  | 10 | 18000 | $2,500: 2 indoor heads; $4,000: >=3 indoor heads | 206396032 | ASHP | HRCU-A-CB-O |  | 21 | 17000
BRYANT | 38MAQB18R--3 | 619AHBQ18XA3 |  | 10 | 18000 | $2,500: 2 indoor heads; $4,000: >=3 indoor heads | 206396039 | ASHP | HRCU-A-CB-O |  | 21 | 17000
PAYNE | 38MAQB18R--3 | DHMAHBQ18XA3 |  | 10 | 18000 | $2,500: 2 indoor heads; $4,000: >=3 indoor heads | 206396046 | ASHP | HRCU-A-CB-O |  | 21 | 17000
MIDEA | 38MAQB18R--3 | DHMAHBQ18XA3 |  | 10 | 18000 | $2,500: 2 indoor heads; $4,000: >=3 indoor heads | 206396053 | ASHP | HRCU-A-CB-O |  | 21 | 17000
WEATHERMAKER | 38MAQB18R--3 | DHMAHBQ18XA3 |  | 10 | 18000 | $2,500: 2 indoor heads; $4,000: >=3 indoor heads | 206396060 | ASHP | HRCU-A-CB-O |  | 21 | 17000
MDV | MOCA30-18HFN1-MT0Q1W | MSABE-18HRFN1-MT0Q1W |  | 10 | 18000 | $2,500: 2 indoor heads; $4,000: >=3 indoor heads | 204711117 | ASHP | HRCU-A-CB-O |  | 20 | 18000
MRCOOL | DIY-18-HP-C-230B | DIY-18-HP-WMAH-230B |  | 10 | 18000 | $2,500: 2 indoor heads; $4,000: >=3 indoor heads | 204711123 | ASHP | HRCU-A-CB-O |  | 20 | 18000
DANBY | DAS180DBAH***-O |  |  | 10 | 18000 | $2,500: 2 indoor heads; $4,000: >=3 indoor heads | 204752958 | ASHP | HMSV-A-CB |  | 21.3 | 17000
PERFECTAIRE | 2PAMSH18-MZO | 2PAMSH18-MZW |  | 10 | 18000 | $2,500: 2 indoor heads; $4,000: >=3 indoor heads | 207192283 | ASHP | HRCU-A-CB-O |  | 21 | 18000
ACC | MSH183J21MC-ACC | MSH183J21AX-ACC |  | 10 | 18000 | $2,500: 2 indoor heads; $4,000: >=3 indoor heads | 10612712 | ASHP | HRCU-A-CB-O |  | 21 | 18000
SLIMAIR TECHNOLOGIES | SHC18VC2 | SHM18VB-2A |  | 10 | 18000 | $2,500: 2 indoor heads; $4,000: >=3 indoor heads | 200059071 | ASHP | HRCU-A-CB-O |  | 21 | 18000
SLIMAIR | SHC18VC2 | SHM18VB-2A |  | 10 | 18000 | $2,500: 2 indoor heads; $4,000: >=3 indoor heads | 200059072 | ASHP | HRCU-A-CB-O |  | 21 | 18000
COAST AIR | A-CAD18-1 | B-CAD18-1 |  | 10 | 18000 | $2,500: 2 indoor heads; $4,000: >=3 indoor heads | 207131744 | ASHP | HRCU-A-CB-O |  | 20 | 18000
GOODMAN | MSH183E21MCAA | MSH183E21AXAA |  | 10 | 18000 | $2,500: 2 indoor heads; $4,000: >=3 indoor heads | 10062552 | ASHP | HRCU-A-CB-O |  | 21 | 18000
MDV | MOCA31-18HFN1-MT0W | MSABE-18HRFN1-MT0W |  | 10 | 18000 | $2,500: 2 indoor heads; $4,000: >=3 indoor heads | 8719215 | ASHP | HRCU-A-CB-O |  | 21 | 18000
PIONEER | YN018GMFI22RPD | WS018GMFI22HLD |  | 10 | 18000 | $2,500: 2 indoor heads; $4,000: >=3 indoor heads | 8819851 | ASHP | HRCU-A-CB-O |  | 21 | 18000
C&H | CH-18SPH-230VO | CH-18SPH-230VI |  | 10 | 18000 | $2,500: 2 indoor heads; $4,000: >=3 indoor heads | 9119326 | ASHP | HRCU-A-CB-O |  | 21 | 18000
DUCTLESSAIRE | DA1821-H2-O | DA1821-H2-I |  | 10 | 18000 | $2,500: 2 indoor heads; $4,000: >=3 indoor heads | 9150139 | ASHP | HRCU-A-CB-O |  | 21 | 18000
MAXI AIR | PLAT5-1817(O) | PLAT5-1817(I) |  | 10 | 18000 | $2,500: 2 indoor heads; $4,000: >=3 indoor heads | 10203172 | ASHP | HRCU-A-CB-O |  | 21 | 18000
DANBY | DAS180BAHWDB-O | DAS180BAHWDB-I |  | 10 | 18000 | $2,500: 2 indoor heads; $4,000: >=3 indoor heads | 10277690 | ASHP | HRCU-A-CB-O |  | 21 | 18000
GOODMAN | MSH183J21MC | MSH183J21AX |  | 10 | 18000 | $2,500: 2 indoor heads; $4,000: >=3 indoor heads | 10348392 | ASHP | HRCU-A-CB-O |  | 21 | 18000
QUUL | R.Q.AU18.OUT | R.Q.AU18 |  | 10 | 18000 | $2,500: 2 indoor heads; $4,000: >=3 indoor heads | 10445882 | ASHP | HRCU-A-CB-O |  | 21 | 18000
NAPOLEON | NH21-18F-O | NH21-18F-I |  | 10 | 18000 | $2,500: 2 indoor heads; $4,000: >=3 indoor heads | 8952863 | ASHP | HRCU-A-CB-O |  | 21 | 18000
MRCOOL | O-ES-18-HP-C-230 | O-ES-18-HP-WMAH-230 |  | 10 | 18000 | $2,500: 2 indoor heads; $4,000: >=3 indoor heads | 8967215 | ASHP | HRCU-A-CB-O |  | 21 | 18000
THERMOCORE SYSTEMS | T321S-H218-C | T321S-H218-E |  | 10 | 18000 | $2,500: 2 indoor heads; $4,000: >=3 indoor heads | 8975552 | ASHP | HRCU-A-CB-O |  | 21 | 18000
EMI | SZ1H18DAA | WALH18DAA |  | 10 | 18000 | $2,500: 2 indoor heads; $4,000: >=3 indoor heads | 8993367 | ASHP | HRCU-A-CB-O |  | 21 | 18000
SLIMAIR TECHNOLOGIES | SHC2Z18-VB2 |  |  | 10 | 18000 | $2,500: 2 indoor heads; $4,000: >=3 indoor heads | 200059079 | ASHP | HMSV-A-CB |  | 21.3 | 17000
SLIMAIR | SHC2Z18-VB2 |  |  | 10 | 18000 | $2,500: 2 indoor heads; $4,000: >=3 indoor heads | 200059080 | ASHP | HMSV-A-CB |  | 21.3 | 17000
AC PRO | 2PAMSH18-MZO2 |  |  | 10 | 18000 | $2,500: 2 indoor heads; $4,000: >=3 indoor heads | 201830359 | ASHP | HMSV-A-CB |  | 21.3 | 17000
LENNOX | MLA018S4S-1P | MWMA018S4-2P |  | 10 | 18000 | $2,500: 2 indoor heads; $4,000: >=3 indoor heads | 9920044 | ASHP | HRCU-A-CB-O |  | 20 | 17000
LENNOX | MLA018S4S-1P | MCFB018S4-2P |  | 10 | 18000 | $2,500: 2 indoor heads; $4,000: >=3 indoor heads | 9956319 | ASHP | HRCU-A-CB-O |  | 18.5 | 17000
GOODMAN | MST183E21MCAA |  |  | 10 | 18000 | $2,500: 2 indoor heads; $4,000: >=3 indoor heads | 10300062 | ASHP | HMSV-A-CB |  | 21.3 | 17000
MDV | MOCA32-18HFN1-MT0W | MUEU-18HRFN1-M(C) |  | 10 | 18000 | $2,500: 2 indoor heads; $4,000: >=3 indoor heads | 8779037 | ASHP | HRCU-A-CB-O |  | 18.5 | 17000
MDV | MOCA32-18HFN1-MT0W | CS11M-18HRFN1-MT0W |  | 10 | 18000 | $2,500: 2 indoor heads; $4,000: >=3 indoor heads | 8779038 | ASHP | HRCU-A-CB-O |  | 20 | 17000
MDV | M2OF-18HFN1-M* |  |  | 10 | 18000 | $2,500: 2 indoor heads; $4,000: >=3 indoor heads | 8977684 | ASHP | HMSV-A-CB |  | 21.3 | 17000
THERMOCORE SYSTEMS | T322D-H224-C |  |  | 10 | 18000 | $2,500: 2 indoor heads; $4,000: >=3 indoor heads | 8977691 | ASHP | HMSV-A-CB |  | 21.3 | 17000
PERFECTAIRE | 2PAMSH18-MZO2 |  |  | 10 | 18000 | $2,500: 2 indoor heads; $4,000: >=3 indoor heads | 8989587 | ASHP | HMSV-A-CB |  | 21.3 | 17000
EMI | MZ2H18DAA |  |  | 10 | 18000 | $2,500: 2 indoor heads; $4,000: >=3 indoor heads | 8993377 | ASHP | HMSV-A-CB |  | 21.3 | 17000
GARRISON | 3554190 |  |  | 10 | 18000 | $2,500: 2 indoor heads; $4,000: >=3 indoor heads | 9101134 | ASHP | HMSV-A-CB |  | 21.3 | 17000
C&H | CH18MSPH230VO |  |  | 10 | 18000 | $2,500: 2 indoor heads; $4,000: >=3 indoor heads | 9119328 | ASHP | HMSV-A-CB |  | 21.3 | 17000
DAIKIN | RXG15HVJU | FTXG15HVJU |  | 10 | 18000 | $2,500: 2 indoor heads; $4,000: >=3 indoor heads | 3208523 | ASHP | HRCU-A-CB-O |  | 21 | 15000
AIRLUX | AM2M18O |  |  | 10 | 18000 | $2,500: 2 indoor heads; $4,000: >=3 indoor heads | 202349829 | ASHP | HMSV-A-CB |  | 21.3 | 17000
VALIEV | VWSM-18IR410AHS21 | VWSM-18IR410AHS21 |  | 10 | 18000 | $2,500: 2 indoor heads; $4,000: >=3 indoor heads | 205497614 | ASHP | HRCU-A-CB-O |  | 21 | 18000
AIRLUX | ASZ18O | AMM18I |  | 10 | 18000 | $2,500: 2 indoor heads; $4,000: >=3 indoor heads | 203401047 | ASHP | HRCU-A-CB-O |  | 21 | 18000
DURASTAR | DRA1U18S1A | DRAW18F1A |  | 10 | 18000 | $2,500: 2 indoor heads; $4,000: >=3 indoor heads | 206369517 | ASHP | HRCU-A-CB-O |  | 21 | 18000
KREEG | CKR 18-20 | CKR 18-20 |  | 10 | 18000 | $2,500: 2 indoor heads; $4,000: >=3 indoor heads | 204667289 | ASHP | HRCU-A-CB-O |  | 21 | 18000
KANIONCO | KWSM-18IR410AHS21 | KWSM-18IR410AHS21 |  | 10 | 18000 | $2,500: 2 indoor heads; $4,000: >=3 indoor heads | 204760841 | ASHP | HRCU-A-CB-O |  | 21 | 18000
C&H | CH-18SPH-230VO | CH-18MSPHWM-230VI |  | 10 | 18000 | $2,500: 2 indoor heads; $4,000: >=3 indoor heads | 205263869 | ASHP | HRCU-A-CB-O |  | 21 | 18000
NOVAIR PLUS | 18EVANVO | 18EVANVI |  | 10 | 18000 | $2,500: 2 indoor heads; $4,000: >=3 indoor heads | 205281376 | ASHP | HRCU-A-CB-O |  | 21 | 18000
MIDEA | MOCA31-18HFN1-MT0W | MSABE-18HRFN1-MT0W |  | 10 | 18000 | $2,500: 2 indoor heads; $4,000: >=3 indoor heads | 202890779 | ASHP | HRCU-A-CB-O |  | 21 | 18000
CARRIER | 38MARBQ18AA3 | CNPV*2414AL* | 59SC2D040E14**10 | 10 | 18300 | 5000 | 207202230 | ccASHP | HRCU-A-CB | Performance | 17 | 17500 | 2 | 74
BRYANT | 38MARBQ18AA3 | CNPV*2417AL* | 912SD30040E14*** | 10 | 18300 | 5000 | 207202343 | ccASHP | HRCU-A-CB | Preferred | 17 | 17500 | 2 | 74
BRYANT | 38MARBQ18AA3 | CNPV*2414AL* | 912SD30040E14*** | 10 | 18300 | 5000 | 207202342 | ccASHP | HRCU-A-CB | Preferred | 17 | 17500 | 2 | 74
CARRIER | 38MARBQ18AA3 | CNPV*2417AL* | 59SC2D040E14**10 | 10 | 18300 | 5000 | 207202231 | ccASHP | HRCU-A-CB | Performance | 17 | 17500 | 2 | 74
CARRIER | 38MARBQ18AA3 | CNPV*1814AL* | 59SC2D040E14**10 | 10 | 18500 | 5000 | 207202229 | ccASHP | HRCU-A-CB | Performance | 16.5 | 17300 | 2 | 74
BRYANT | 38MARBQ18AA3 | CNPV*1814AL* | 912SD30040E14*** | 10 | 18500 | 5000 | 207202341 | ccASHP | HRCU-A-CB | Preferred | 16.5 | 17300 | 2 | 74
MIDEA | 38MGRQ18B--3 |  |  | 10 | 18500 | $2,500: 2 indoor heads; $5,000: >=3 indoor heads | 201847071 | ccASHP | HMSV-A-CB | Excel | 18.5 | 18000 | 2.1 | 77
BRYANT | 38MGRQ18B--3 |  |  | 10 | 18500 | $2,500: 2 indoor heads; $5,000: >=3 indoor heads | 202345970 | ccASHP | HMSV-A-CB | Preferred | 18.5 | 18000 | 2.1 | 77
CARRIER | 38MGRQ18B--3 |  |  | 10 | 18500 | $2,500: 2 indoor heads; $5,000: >=3 indoor heads | 202345965 | ccASHP | HMSV-A-CB | Performance | 18.5 | 18000 | 2.1 | 77
PAYNE | 38MGRQ18B--3 |  |  | 10 | 18500 | $2,500: 2 indoor heads; $5,000: >=3 indoor heads | 201847066 | ccASHP | HMSV-A-CB | Mid-tier | 18.5 | 18000 | 2.1 | 77
LG | LUU189HV | LCN188HV4 |  | 10 | 18500 | $2,500: 2 indoor heads; $4,000: >=3 indoor heads | 202177384 | ASHP | HRCU-A-CB-O |  | 20.5 | 18000
PAYNE | 38MAQB18R--3 | FV4CNF002 |  | 10 | 18600 | 5000 | 204344200 | ccASHP | HRCU-A-CB | Mid-tier | 18 | 17800 | 3.02 | 85
TRANE | 4TWV8X24A1 | 4PX*BU36BS3 | S9V2B040U3PSB+RP | 10 | 18600 | 5000 | 207526392 | ccASHP | HRCU-A-CB |  | 18 | 24000 | 1.97 | 70
TRANE | 4TWV8X24A1 | 4TXCB004DS3 | S9V2B040U3PSB+RP | 10 | 18600 | 5000 | 207526395 | ccASHP | HRCU-A-CB |  | 18 | 24000 | 1.97 | 70
TRANE | 4TWV0X24A1 | 4PX*BU36BS3 | S9V2B040U3VSA+RP | 10 | 18600 | 5000 | 207526404 | ccASHP | HRCU-A-CB |  | 19 | 24200 | 1.97 | 70
TRANE | 4TWV0X24A1 | 4TXCB004DS3 | S9V2B040U3VSA+RP | 10 | 18600 | 5000 | 207526409 | ccASHP | HRCU-A-CB |  | 19 | 24200 | 1.97 | 70
TRANE | 4TWV8X24A1 | 4PX*BU36BS3 | S9V2B040U3VSA+RP | 10 | 18600 | 5000 | 207526452 | ccASHP | HRCU-A-CB |  | 18 | 24200 | 1.97 | 70
TRANE | 4TWV8X24A1 | 4TXCB004DS3 | S9V2B040U3VSA+RP | 10 | 18600 | 5000 | 207526455 | ccASHP | HRCU-A-CB |  | 18 | 24200 | 1.97 | 70
TRANE | 4TWV0X24A1 | 4PX*BU36BS3 | S9V2B040U3PSB+RP | 10 | 18600 | 5000 | 207526368 | ccASHP | HRCU-A-CB |  | 18.75 | 24000 | 1.97 | 70
TRANE | 4TWV0X24A1 | 4TXCB004DS3 | S9V2B040U3PSB+RP | 10 | 18600 | 5000 | 207526372 | ccASHP | HRCU-A-CB |  | 18.75 | 24000 | 1.97 | 70
TRANE | 4TWV0024A1 | 4PX*BU36BS3 | S9V2B040U3PSB+RP | 10 | 18600 | 5000 | 10511156 | ccASHP | HRCU-A-CB |  | 18.75 | 24000 | 1.97 | 70
TRANE | 4TWV0024A1 | 4TXCB004DS3 | S9V2B040U3PSB+RP | 10 | 18600 | 5000 | 10511164 | ccASHP | HRCU-A-CB |  | 18.75 | 24000 | 1.97 | 70
TRANE | 4TWV8024A1 | 4PX*BU36BS3 | S9V2B040U3PSB+RP | 10 | 18600 | 5000 | 10511247 | ccASHP | HRCU-A-CB |  | 18 | 24000 | 1.97 | 70
TRANE | 4TWV8024A1 | 4TXCB004DS3 | S9V2B040U3PSB+RP | 10 | 18600 | 5000 | 10511253 | ccASHP | HRCU-A-CB |  | 18 | 24000 | 1.97 | 70
TRANE | 4TWV0024A1 | 4PX*BU36BS3 | S9V2B040U3VSA+RP | 10 | 18600 | 5000 | 201808652 | ccASHP | HRCU-A-CB |  | 19 | 24200 | 1.97 | 70
TRANE | 4TWV0024A1 | 4TXCB004DS3 | S9V2B040U3VSA+RP | 10 | 18600 | 5000 | 201808672 | ccASHP | HRCU-A-CB |  | 19 | 24200 | 1.97 | 70
TRANE | 4TWV8024A1 | 4PX*BU36BS3 | S9V2B040U3VSA+RP | 10 | 18600 | 5000 | 201808804 | ccASHP | HRCU-A-CB |  | 18 | 24200 | 1.97 | 70
TRANE | 4TWV8024A1 | 4TXCB004DS3 | S9V2B040U3VSA+RP | 10 | 18600 | 5000 | 201808812 | ccASHP | HRCU-A-CB |  | 18 | 24200 | 1.97 | 70
CARRIER | 38MAQB18R--3 | FV4CNF002 |  | 10 | 18600 | 5000 | 204344190 | ccASHP | HRCU-A-CB | Performance Series | 18 | 17800 | 3.02 | 85
AMERICAN STANDARD | 4A6V0024A1 | 4PX*BU36BS3 | S9V2B040U3VSA+RP | 10 | 18600 | 5000 | 201800511 | ccASHP | HRCU-A-CB |  | 19 | 24200 | 1.97 | 70
AMERICAN STANDARD | 4A6V0024A1 | 4TXCB004DS3 | S9V2B040U3VSA+RP | 10 | 18600 | 5000 | 201800553 | ccASHP | HRCU-A-CB |  | 19 | 24200 | 1.97 | 70
AMERICAN STANDARD | 4A6V8024A1 | 4PX*BU36BS3 | S9V2B040U3VSA+RP | 10 | 18600 | 5000 | 201800879 | ccASHP | HRCU-A-CB |  | 18 | 24200 | 1.97 | 70
AMERICAN STANDARD | 4A6V8024A1 | 4TXCB004DS3 | S9V2B040U3VSA+RP | 10 | 18600 | 5000 | 201800898 | ccASHP | HRCU-A-CB |  | 18 | 24200 | 1.97 | 70
AMERICAN STANDARD | 4A6V0X24A1 | 4PX*BU36BS3 | S9V2B040U3PSB+RP | 10 | 18600 | 5000 | 207590082 | ccASHP | HRCU-A-CB |  | 18.75 | 24000 | 1.97 | 70
AMERICAN STANDARD | 4A6V0X24A1 | 4TXCB004DS3 | S9V2B040U3PSB+RP | 10 | 18600 | 5000 | 207590086 | ccASHP | HRCU-A-CB |  | 18.75 | 24000 | 1.97 | 70
AMERICAN STANDARD | 4A6V8X24A1 | 4PX*BU36BS3 | S9V2B040U3PSB+RP | 10 | 18600 | 5000 | 207590106 | ccASHP | HRCU-A-CB |  | 18 | 24000 | 1.97 | 70
AMERICAN STANDARD | 4A6V8X24A1 | 4TXCB004DS3 | S9V2B040U3PSB+RP | 10 | 18600 | 5000 | 207590109 | ccASHP | HRCU-A-CB |  | 18 | 24000 | 1.97 | 70
AMERICAN STANDARD | 4A6V0X24A1 | 4PX*BU36BS3 | S9V2B040U3VSA+RP | 10 | 18600 | 5000 | 207590118 | ccASHP | HRCU-A-CB |  | 19 | 24200 | 1.97 | 70
AMERICAN STANDARD | 4A6V0X24A1 | 4TXCB004DS3 | S9V2B040U3VSA+RP | 10 | 18600 | 5000 | 207590123 | ccASHP | HRCU-A-CB |  | 19 | 24200 | 1.97 | 70
AMERICAN STANDARD | 4A6V8X24A1 | 4PX*BU36BS3 | S9V2B040U3VSA+RP | 10 | 18600 | 5000 | 207590166 | ccASHP | HRCU-A-CB |  | 18 | 24200 | 1.97 | 70
AMERICAN STANDARD | 4A6V8X24A1 | 4TXCB004DS3 | S9V2B040U3VSA+RP | 10 | 18600 | 5000 | 207590169 | ccASHP | HRCU-A-CB |  | 18 | 24200 | 1.97 | 70
BRYANT | 38MAQB18R--3 | FV4CNF002 |  | 10 | 18600 | 5000 | 204344195 | ccASHP | HRCU-A-CB | Preferred Series | 18 | 17800 | 3.02 | 85
AMERICAN STANDARD | 4A6V0024A1 | 4PX*BU36BS3 | S9V2B040U3PSB+RP | 10 | 18600 | 5000 | 10510858 | ccASHP | HRCU-A-CB |  | 18.75 | 24000 | 1.97 | 70
AMERICAN STANDARD | 4A6V0024A1 | 4TXCB004DS3 | S9V2B040U3PSB+RP | 10 | 18600 | 5000 | 10510866 | ccASHP | HRCU-A-CB |  | 18.75 | 24000 | 1.97 | 70
AMERICAN STANDARD | 4A6V8024A1 | 4PX*BU36BS3 | S9V2B040U3PSB+RP | 10 | 18600 | 5000 | 10510949 | ccASHP | HRCU-A-CB |  | 18 | 24000 | 1.97 | 70
AMERICAN STANDARD | 4A6V8024A1 | 4TXCB004DS3 | S9V2B040U3PSB+RP | 10 | 18600 | 5000 | 10510955 | ccASHP | HRCU-A-CB |  | 18 | 24000 | 1.97 | 70
MITSUBISHI ELECTRIC | SUZ-KA18NAHZ | MLZ-KP18NA |  | 10 | 18600 | $2,500: 2 indoor heads; $4,000: >=3 indoor heads | 204627063 | ASHP | HRCU-A-CB-O |  | 18.8 | 16700
CARRIER | 38MARBQ18AA3 | CNPV*1814AL* | 59TP6B060V14**12 | 10 | 18700 | 5000 | 207202284 | ccASHP | HRCU-A-CB | Performance | 17 | 17600 | 2 | 73
BRYANT | 38MARBQ18AA3 | CNPV*1814AL* | 926TB36060V14*** | 10 | 18700 | 5000 | 207202396 | ccASHP | HRCU-A-CB | Preferred | 17 | 17600 | 2 | 73
CARRIER | 38MARBQ18AA3 | CNPV*1814AL* | 59SC5B026E14**10 | 10 | 18900 | 5000 | 207202246 | ccASHP | HRCU-A-CB | Performance | 17 | 17900 | 2.01 | 73
BRYANT | 38MARBQ18AA3 | CNPV*1814AL* | 926TB30040V14*** | 10 | 18900 | 5000 | 207202385 | ccASHP | HRCU-A-CB | Preferred | 16.5 | 17700 | 2.01 | 73
CARRIER | 38MARBQ18AA3 | CNPV*1814AL* | 59TP6B040V14**10 | 10 | 18900 | 5000 | 207202273 | ccASHP | HRCU-A-CB | Performance | 16.5 | 17700 | 2.01 | 73
BRYANT | 38MARBQ18AA3 | CNPV*1814AL* | 915SB30026E14*** | 10 | 18900 | 5000 | 207202358 | ccASHP | HRCU-A-CB | Preferred | 17 | 17900 | 2.01 | 73
KINGHOME | KW18HTCA3DO | KW18HTCA3DI |  | 10 | 19000 | $2,500: 2 indoor heads; $5,000: >=3 indoor heads | 10338159 | ccASHP | HRCU-A-CB-O |  | 21 | 18000 | 1.97 | 81
AMERICAN STANDARD | 4TXK2718A10N0AA | 4MXW2718A10N0AA |  | 10 | 19000 | $2,500: 2 indoor heads; $5,000: >=3 indoor heads | 7151534 | ccASHP | HRCU-A-CB-O |  | 21 | 18000 | 1.97 | 81
TRANE | 4TXK2718A10N0AA | 4MXW2718A10N0AA |  | 10 | 19000 | $2,500: 2 indoor heads; $5,000: >=3 indoor heads | 7151535 | ccASHP | HRCU-A-CB-O |  | 21 | 18000 | 1.97 | 81
AMERICAN STANDARD | 4TXM2218A12N0** |  |  | 10 | 19000 | $2,500: 2 indoor heads; $4,000: >=3 indoor heads | 9060509 | ASHP | HMSV-A-CB-O |  | 22 | 18000
TRANE | 4TXM2218A12N0** |  |  | 10 | 19000 | $2,500: 2 indoor heads; $4,000: >=3 indoor heads | 9045932 | ASHP | HMSV-A-CB-O |  | 22 | 18000
GREE | GWHD(18)ND3FO |  |  | 10 | 19000 | $2,500: 2 indoor heads; $4,000: >=3 indoor heads | 9045929 | ASHP | HMSV-A-CB-O |  | 22 | 18000
GREE | GWH18TC-D3DNA1D/O | GWH18TC-D3DN***/I |  | 10 | 19000 | $2,500: 2 indoor heads; $4,000: >=3 indoor heads | 6994654 | ASHP | HRCU-A-CB-O |  | 21 | 18000
AMERICAN STANDARD | 4TXK2718A10N0AA | 4MXW9518A1000AA |  | 10 | 19000 | $2,500: 2 indoor heads; $4,000: >=3 indoor heads | 202491259 | ASHP | HRCU-A-CB-O |  | 21 | 18000
TRANE | 4TXK2718A10N0AA | 4MXW9518A1000AA |  | 10 | 19000 | $2,500: 2 indoor heads; $4,000: >=3 indoor heads | 202491258 | ASHP | HRCU-A-CB-O |  | 21 | 18000
ACD | COND-18-02 | COND-18-02-I |  | 10 | 19000 | $2,500: 2 indoor heads; $4,000: >=3 indoor heads | 202110492 | ASHP | HRCU-A-CB-O |  | 21 | 18000
C&H | CH18KRL230VO | CH18KRL230VI |  | 10 | 19000 | $2,500: 2 indoor heads; $4,000: >=3 indoor heads | 9150143 | ASHP | HRCU-A-CB-O |  | 21 | 18000
CHAMPION | DHY18CSB21S | DHY18NWB21S |  | 10 | 19000 | $2,500: 2 indoor heads; $4,000: >=3 indoor heads | 8657788 | ASHP | HRCU-A-CB-O |  | 21 | 18000
GUARDIAN BY JOHNSON CONTROLS | DHY18CSB21S | DHY18NWB21S |  | 10 | 19000 | $2,500: 2 indoor heads; $4,000: >=3 indoor heads | 8578524 | ASHP | HRCU-A-CB-O |  | 21 | 18000
LUXAIRE BY JOHNSON CONTROLS | DHY18CSB21S | DHY18NWB21S |  | 10 | 19000 | $2,500: 2 indoor heads; $4,000: >=3 indoor heads | 8578523 | ASHP | HRCU-A-CB-O |  | 21 | 18000
COLEMAN BY JOHNSON CONTROLS | DHY18CSB21S | DHY18NWB21S |  | 10 | 19000 | $2,500: 2 indoor heads; $4,000: >=3 indoor heads | 8578522 | ASHP | HRCU-A-CB-O |  | 21 | 18000
YORK BY JOHNSON CONTROLS | DHY18CSB21S | DHY18NWB21S |  | 10 | 19000 | $2,500: 2 indoor heads; $4,000: >=3 indoor heads | 8578521 | ASHP | HRCU-A-CB-O |  | 21 | 18000
GREE | TERRA18HP230V1BO | TERRA18HP230V1BH |  | 10 | 19000 | $2,500: 2 indoor heads; $4,000: >=3 indoor heads | 7606717 | ASHP | HRCU-A-CB-O |  | 21 | 18000
TRANE | 4TXK9518A1*00** | 4MXW9518A1000** |  | 10 | 19000 | $2,500: 2 indoor heads; $4,000: >=3 indoor heads | 7063899 | ASHP | HRCU-A-CB-O |  | 21 | 18000
AMERICAN STANDARD | 4A6L9024A1 | 4PX*BD48BS3 | P0V0A000M30SC+RP | 10 | 19100 | 4000 | 206912605 | ASHP | HRCU-A-CB | Platinum 19 | 18.5 | 22600
AMERICAN STANDARD | 4A6L9024A1 | 4PX*BD48BS3 | P0V0A000M30SB+RP | 10 | 19100 | 4000 | 205962489 | ASHP | HRCU-A-CB | Platinum 19 | 18.5 | 22600
TRANE | 4TWL9024A1 | 4PX*BD48BS3 | P0V0A000M30SC+RP | 10 | 19100 | 4000 | 206912338 | ASHP | HRCU-A-CB | XV19 | 18.5 | 22600
TRANE | 4TWL9024A1 | 4PX*BD48BS3 | P0V0A000M30SB+RP | 10 | 19100 | 4000 | 205962222 | ASHP | HRCU-A-CB | XV19 | 18.5 | 22600
AMERICAN STANDARD | 4A6L9024A1 | 4TXCB004DS3 | *DD2B060ACV3 | 10 | 19200 | 4000 | 201922896 | ASHP | HRCU-A-CB | Platinum 19 | 17 | 22400
TRANE | 4TWL9024A1 | 4TXCB004DS3 | *DD2B060ACV3 | 10 | 19200 | 4000 | 201922974 | ASHP | HRCU-A-CB | XV19 | 17 | 22400
AMERICAN STANDARD | 4A6L9024A1 | 4PX*BD48BS3 | P0V0A000M30SA+RP | 10 | 19300 | 4000 | 204779980 | ASHP | HRCU-A-CB | Platinum 19 | 18.5 | 23200
AMERICAN STANDARD | 4A6L9024A1 | 4PX*BD48BS3+HORIZ-RT | P0V0A000M30SA+RP | 10 | 19300 | 4000 | 204779981 | ASHP | HRCU-A-CB | Platinum 19 | 18.5 | 23200
TRANE | 4TWL9024A1 | 4PX*BD48BS3 | P0V0A000M30SA+RP | 10 | 19300 | 4000 | 204780255 | ASHP | HRCU-A-CB | XV19 | 18.5 | 23200
TRANE | 4TWL9024A1 | 4PX*BD48BS3+HORIZ-RT | P0V0A000M30SA+RP | 10 | 19300 | 4000 | 204780256 | ASHP | HRCU-A-CB | XV19 | 18.5 | 23200
TCL | TUM-18HA2/I2I22-21ES | TSC-09HA2/I3*I20-I |  | 10 | 19600 | $2,500: 2 indoor heads; $4,000: >=3 indoor heads | 207591572 | ASHP | HMSV-A-CB |  | 22 | 17000
AMERICAN STANDARD | 4A6L9024A1 | 4TXCB003DS3 | P0V0A000M30SA+RP | 10 | 19800 | 4000 | 204779985 | ASHP | HRCU-A-CB | Platinum 19 | 18 | 22600
TRANE | 4TWL9024A1 | 4TXCB003DS3 | P0V0A000M30SA+RP | 10 | 19800 | 4000 | 204780260 | ASHP | HRCU-A-CB | XV19 | 18 | 22600
GREE | GWH18QD-D3DNA1G/O | GWH18ZD-D3DN***/I |  | 10 | 19800 | $2,500: 2 indoor heads; $4,000: >=3 indoor heads | 8718574 | ASHP | HRCU-A-CB-O |  | 20 | 18000
TOSOT | TW18HM1CID/O | TW18HM1CID/I |  | 10 | 19800 | $2,500: 2 indoor heads; $4,000: >=3 indoor heads | 10096638 | ASHP | HRCU-A-CB-O |  | 18 | 15000
TRANE | 4TWL9024A1 | 4PX*BU30BS3 | P0V0A000M30SA+RP | 10 | 19900 | 4000 | 204780258 | ASHP | HRCU-A-CB | XV19 | 18 | 22800
AMERICAN STANDARD | 4A6L9024A1 | 4PX*BU30BS3 | P0V0A000M30SA+RP | 10 | 19900 | 4000 | 204779983 | ASHP | HRCU-A-CB | Platinum 19 | 18 | 22800
SAMSUNG | AC018JXADCH/AA | AC018KNZDCH/AA |  | 10 | 20000 | 5000 | 8950555 | ccASHP | HRCU-A-CB | Multi-Position Air Handler | 20.1 | 18000 | 1.95 | 70
TRANE | 4TWV8X24A1 | TAMXA0B30V3PA |  | 10 | 20000 | 4000 | 206223105 | ASHP | HRCU-A-CB | XV18I | 18 | 23800
TRANE | 4TWL9024A1 | 4PX*BD42BS3 | *DHMB080ACV3 | 10 | 20000 | 4000 | 201922937 | ASHP | HRCU-A-CB | XV19 | 17.5 | 24600
TRANE | 4TWL9024A1 | 4PX*BU36BS3 | *UHMB060ACV3 | 10 | 20000 | 4000 | 201921633 | ASHP | HRCU-A-CB | XV19 | 17.25 | 23600
AMERICAN STANDARD | 4A6L9024A1 | 4TXFH036CZ3 | *UHMB060ACV3 | 10 | 20000 | 4000 | 201922920 | ASHP | HRCU-A-CB | Platinum 19 | 18 | 23400
AMERICAN STANDARD | 4A6L9024A1 | 4TXFH024CZ3 | *UHMB060ACV3 | 10 | 20000 | 4000 | 201922917 | ASHP | HRCU-A-CB | Platinum 19 | 16.75 | 23000
AMERICAN STANDARD | 4A6L9024A1 | 4PX*BD42BS3 | *DHMB080ACV3 | 10 | 20000 | 4000 | 201922859 | ASHP | HRCU-A-CB | Platinum 19 | 17.5 | 24600
AMERICAN STANDARD | 4A6V8X24A1 | TAMXA0B30V3PA |  | 10 | 20000 | 4000 | 207590720 | ASHP | HRCU-A-CB | XV18I | 18 | 23800
AMERICAN STANDARD | 4A6V8X24A1 | TAM9A0B30V31 |  | 10 | 20000 | 4000 | 207590045 | ASHP | HRCU-A-CB | XV18I | 18 | 23800
TRANE | 4TWV8X24A1 | TAM9A0B30V31 |  | 10 | 20000 | 4000 | 207526329 | ASHP | HRCU-A-CB | XV18I | 18 | 23800
AMERICAN STANDARD | 4A6V8024A1 | TAM9A0B30V31 |  | 10 | 20000 | 4000 | 10093454 | ASHP | HRCU-A-CB | PLATINUM 18 / PLATINUM XV | 18 | 23800
TRANE | 4TWV8024A1 | TAM9A0B30V31 |  | 10 | 20000 | 4000 | 10093502 | ASHP | HRCU-A-CB | XV18I | 18 | 23800
TRANE | 4TWL9024A1 | 4TXFH024CZ3 | *UHMB060ACV3 | 10 | 20000 | 4000 | 201922995 | ASHP | HRCU-A-CB | XV19 | 16.75 | 23000
TRANE | 4TWL9024A1 | 4TXFH036CZ3 | *UHMB060ACV3 | 10 | 20000 | 4000 | 201922998 | ASHP | HRCU-A-CB | XV19 | 18 | 23400
AMERICAN STANDARD | 4A6L9024A1 | 4PX*BU36BS3 | *UHMB060ACV3 | 10 | 20000 | 4000 | 201922294 | ASHP | HRCU-A-CB | Platinum 19 | 17.25 | 23600
SAMSUNG | AC018JXADCH/AA | AC018NN4DCH/AA |  | 10 | 20000 | $2,500: 2 indoor heads; $5,000: >=3 indoor heads | 202087965 | ccASHP | HRCU-A-CB-O | Wind-Free 4 Way Cassette | 20.1 | 18000 | 1.95 | 70
SAMSUNG | AC018BXADCH | AC018KNZDCH |  | 10 | 20000 | $2,500: 2 indoor heads; $5,000: >=3 indoor heads | 207598067 | ccASHP | HRCU-A-CB | Multi-Position Air Handler | 19.2 | 18000 | 1.9 | 110
HAIER | 1U18EH2VHE* | USYM18UCDSA* |  | 10 | 20000 | $2,500: 2 indoor heads; $5,000: >=3 indoor heads | 206608651 | ccASHP | HRCU-A-CB | ARCTIC Next Gen | 19 | 18000 | 1.8 | 95
SAMSUNG | AC018JXADCH/AA | AC018KN4DCH/AA |  | 10 | 20000 | $2,500: 2 indoor heads; $5,000: >=3 indoor heads | 8856681 | ccASHP | HRCU-A-CB-O | 360 Cassette | 20.1 | 18000 | 1.95 | 70
LG | LUU180HHV | LDN187HV4 |  | 10 | 20000 | $2,500: 2 indoor heads; $5,000: >=3 indoor heads | 205788766 | ccASHP | HRCU-A-CB |  | 18.8 | 18000 | 3.29 | 100
GE APPLIANCES | ASH118URDSE* | USYM18UCDSA* |  | 10 | 20000 | $2,500: 2 indoor heads; $5,000: >=3 indoor heads | 206842137 | ccASHP | HMSV-A-CB-O |  | 19 | 18000 | 1.8 | 95
ARCOAIRE | HVH825GKA2* | FCM4X48***L+WALLCON |  | 10 | 20200 | 4000 | 204456331 | ASHP | HRCU-A-CB | DURACOMFORT DELUXE 18 VS HP | 18 | 24000
TRANE | 4TWL9024A1 | 4TXFH036CZ3 | *UHMB080ACV3 | 10 | 20200 | 4000 | 201923152 | ASHP | HRCU-A-CB | XV19 | 17.75 | 23800
DAY & NIGHT | CVH825GKA2* | FCM4X48***L+WALLCON |  | 10 | 20200 | 4000 | 204456333 | ASHP | HRCU-A-CB | CONSTANTCOMFORT DELUXE 18 VS HP | 18 | 24000
KEEPRITE | CVH825GKA2* | FCM4X48***L+WALLCON |  | 10 | 20200 | 4000 | 204456334 | ASHP | HRCU-A-CB | PROCOMFORT DELUXE 18 VS HP | 18 | 24000
KENMORE | (C,H,T)VH825GKA2* | FCM4X48***L+WALLCON |  | 10 | 20200 | 4000 | 204456335 | ASHP | HRCU-A-CB | DELUXE 18 VS HP | 18 | 24000
TEMPSTAR | TVH825GKA2* | FCM4X48***L+WALLCON |  | 10 | 20200 | 4000 | 204456336 | ASHP | HRCU-A-CB | SMARTCOMFORT DELUXE 18 VS HP | 18 | 24000
KENMORE | (C,H,T)VH825GKA3* | FCM4X48***L+WALLCON |  | 10 | 20200 | 4000 | 206997432 | ASHP | HRCU-A-CB | DELUXE 18 VS HP | 18 | 24000
CARRIER | 25VNA825A*031* | FE4AN(B,F)005L+UI |  | 10 | 20200 | 4000 | 204451188 | ASHP | HRCU-A-CB | INFINITY 18VS HEAT PUMP | 18 | 24000
BRYANT HEATING AND COOLING SYSTEMS | 288BNV025*0**B* | FE4AN(B,F)005L+UI |  | 10 | 20200 | 4000 | 204456328 | ASHP | HRCU-A-CB | EVOLUTION V Heat Pump | 18 | 24000
HEIL | HVH825GKA2* | FCM4X48***L+WALLCON |  | 10 | 20200 | 4000 | 204456329 | ASHP | HRCU-A-CB | QUIETCOMFORT DELUXE 18 VS HP | 18 | 24000
AIRQUEST | HVH825GKA2* | FCM4X48***L+WALLCON |  | 10 | 20200 | 4000 | 204456330 | ASHP | HRCU-A-CB | DELUXE 19 VS HP | 18 | 24000
CARRIER | 25VNA825A*032* | FE4AN(B,F)005L+UI |  | 10 | 20200 | 4000 | 206764293 | ASHP | HRCU-A-CB | INFINITY 18VS HEAT PUMP | 18 | 24000
BRYANT HEATING AND COOLING SYSTEMS | 288BNV025*0**C* | FE4AN(B,F)005L+UI |  | 10 | 20200 | 4000 | 206765377 | ASHP | HRCU-A-CB | EVOLUTION V Heat Pump | 18 | 24000
HEIL | HVH825GKA3* | FCM4X48***L+WALLCON |  | 10 | 20200 | 4000 | 206765378 | ASHP | HRCU-A-CB | QUIETCOMFORT DELUXE 18 VS HP | 18 | 24000
AIRQUEST | HVH825GKA3* | FCM4X48***L+WALLCON |  | 10 | 20200 | 4000 | 206765379 | ASHP | HRCU-A-CB | DELUXE 19 VS HP | 18 | 24000
ARCOAIRE | HVH825GKA3* | FCM4X48***L+WALLCON |  | 10 | 20200 | 4000 | 206765380 | ASHP | HRCU-A-CB | DURACOMFORT DELUXE 18 VS HP | 18 | 24000
COMFORTMAKER | CVH825GKA3* | FCM4X48***L+WALLCON |  | 10 | 20200 | 4000 | 206765381 | ASHP | HRCU-A-CB | SOFTSOUND DELUXE 18 VS HP | 18 | 24000
DAY & NIGHT | CVH825GKA3* | FCM4X48***L+WALLCON |  | 10 | 20200 | 4000 | 206765382 | ASHP | HRCU-A-CB | CONSTANTCOMFORT DELUXE 18 VS HP | 18 | 24000
KEEPRITE | CVH825GKA3* | FCM4X48***L+WALLCON |  | 10 | 20200 | 4000 | 206765383 | ASHP | HRCU-A-CB | PROCOMFORT DELUXE 18 VS HP | 18 | 24000
TEMPSTAR | TVH825GKA3* | FCM4X48***L+WALLCON |  | 10 | 20200 | 4000 | 206765385 | ASHP | HRCU-A-CB | SMARTCOMFORT DELUXE 18 VS HP | 18 | 24000
AMERICAN STANDARD | 4A6V0X24A1 | TAM9A0B30V31 |  | 10 | 20200 | 4000 | 207590039 | ASHP | HRCU-A-CB | XV20I | 19.25 | 24200
TRANE | 4TWV0X24A1 | TAM9A0B30V31 |  | 10 | 20200 | 4000 | 207526323 | ASHP | HRCU-A-CB | XV20I | 19.25 | 24200
AMERICAN STANDARD | 4A6L9024A1 | 4PX*BU36BS3 | *UHMB080ACV3 | 10 | 20200 | 4000 | 201923038 | ASHP | HRCU-A-CB | Platinum 19 | 17.5 | 24000
AMERICAN STANDARD | 4A6L9024A1 | 4TXFH036CZ3 | *UHMB080ACV3 | 10 | 20200 | 4000 | 201923074 | ASHP | HRCU-A-CB | Platinum 19 | 17.75 | 23800
TRANE | 4TWL9024A1 | 4PX*CD42BS3 | *DHMC100ACV4 | 10 | 20200 | 4000 | 201922957 | ASHP | HRCU-A-CB | XV19 | 17 | 24600
AMERICAN STANDARD | 4A6L9024A1 | 4PX*CD42BS3 | *DHMC100ACV4 | 10 | 20200 | 4000 | 201922879 | ASHP | HRCU-A-CB | Platinum 19 | 17 | 24600
AMERICAN STANDARD | 4A6V0024A1 | TAM9A0B30V31 |  | 10 | 20200 | 4000 | 10093446 | ASHP | HRCU-A-CB | PLATINUM 20 / PLATINUM ZV | 19.25 | 24200
TRANE | 4TWV0024A1 | TAM9A0B30V31 |  | 10 | 20200 | 4000 | 10093494 | ASHP | HRCU-A-CB | XV20I | 19.25 | 24200
TRANE | 4TWL9024A1 | 4PX*BU36BS3 | *UHMB080ACV3 | 10 | 20200 | 4000 | 201923116 | ASHP | HRCU-A-CB | XV19 | 17.5 | 24000
COMFORTMAKER | CVH825GKA2* | FCM4X48***L+WALLCON |  | 10 | 20200 | 4000 | 204456332 | ASHP | HRCU-A-CB | SOFTSOUND DELUXE 18 VS HP | 18 | 24000
GOETTL | TVH825GKA2* | FCM4X48***L+WALLCON |  | 10 | 20400 | 4000 | 205932210 | ASHP | HRCU-A-CB | SMARTCOMFORT DELUXE 18 VS HP | 18 | 24000
GOETTL | HVH825GKA2* | FCM4X48***L+WALLCON |  | 10 | 20400 | 4000 | 205887930 | ASHP | HRCU-A-CB | QUIETCOMFORT DELUXE 18 VS HP | 18 | 24000
GOETTL | CVH825GKA2* | FCM4X48***L+WALLCON |  | 10 | 20400 | 4000 | 205926607 | ASHP | HRCU-A-CB | SOFTSOUND DELUXE 18 VS HP | 18 | 24000
HAIER | 1U18EH2VHA | AW18EH2VHA |  | 10 | 20400 | $2,500: 2 indoor heads; $5,000: >=3 indoor heads | 8862057 | ccASHP | HRCU-A-CB-O | Arctic | 20 | 19000 | 1.9 | 100
AMERICAN STANDARD | 4A6V8X24A1 | 4TXCB004DS3 | S9V2B060U3VSA+RP | 10 | 20600 | 4000 | 207590170 | ASHP | HRCU-A-CB | XV18I | 18 | 24200
AMERICAN STANDARD | 4A6V8024A1 | 4TXCB004DS3 | S9V2B060U3VSA+RP | 10 | 20600 | 4000 | 201800904 | ASHP | HRCU-A-CB | PLATINUM 18 / PLATINUM XV | 18 | 24200
AMERICAN STANDARD | 4A6V8024A1 | 4PX*BU36BS3 | S9V2B080U3VSA+RP | 10 | 20600 | 4000 | 201800891 | ASHP | HRCU-A-CB | PLATINUM 18 / PLATINUM XV | 18 | 24200
AMERICAN STANDARD | 4A6V8024A1 | 4PX*BU36BS3 | S9V2B060U3VSA+RP | 10 | 20600 | 4000 | 201800885 | ASHP | HRCU-A-CB | PLATINUM 18 / PLATINUM XV | 18 | 24200
TRANE | 4TWV8X24A1 | 4PX*BU36BS3 | S9V2B060U3VSA+RP | 10 | 20600 | 4000 | 207526453 | ASHP | HRCU-A-CB | XV18I | 18 | 24200
TRANE | 4TWV8X24A1 | 4PX*BU36BS3 | S9V2B080U3VSA+RP | 10 | 20600 | 4000 | 207526454 | ASHP | HRCU-A-CB | XV18I | 18 | 24200
TRANE | 4TWV8X24A1 | 4TXCB004DS3 | S9V2B060U3VSA+RP | 10 | 20600 | 4000 | 207526456 | ASHP | HRCU-A-CB | XV18I | 18 | 24200
TRANE | 4TWV8X24A1 | 4TXCB004DS3 | S9V2B080U3VSA+RP | 10 | 20600 | 4000 | 207526457 | ASHP | HRCU-A-CB | XV18I | 18 | 24200
TRANE | 4TWV0X24A1 | 4PX*BU36BS3 | S9V2B080U3PSB+RP | 10 | 20600 | 4000 | 207526369 | ASHP | HRCU-A-CB | XV20I | 19.25 | 24000
TRANE | 4TWV0X24A1 | 4TXCB004DS3 | S9V2B080U3PSB+RP | 10 | 20600 | 4000 | 207526370 | ASHP | HRCU-A-CB | XV20I | 19.25 | 24000
TRANE | 4TWV0X24A1 | 4TXCB004DS3 | S9V2B060U3PSB+RP | 10 | 20600 | 4000 | 207526371 | ASHP | HRCU-A-CB | XV20I | 19.25 | 24000
TRANE | 4TWV8X24A1 | 4PX*BU36BS3 | S9V2B080U3PSB+RP | 10 | 20600 | 4000 | 207526393 | ASHP | HRCU-A-CB | XV18I | 18 | 24000
TRANE | 4TWV0X24A1 | 4PX*BU36BS3 | S9V2B060U3VSA+RP | 10 | 20600 | 4000 | 207526405 | ASHP | HRCU-A-CB | XV20I | 19 | 24200
TRANE | 4TWV0X24A1 | 4PX*BU36BS3 | S9V2B080U3VSA+RP | 10 | 20600 | 4000 | 207526406 | ASHP | HRCU-A-CB | XV20I | 19.5 | 24200
TRANE | 4TWV0X24A1 | 4TXCB004DS3 | S9V2B060U3VSA+RP | 10 | 20600 | 4000 | 207526407 | ASHP | HRCU-A-CB | XV20I | 19 | 24200
TRANE | 4TWV0X24A1 | 4TXCB004DS3 | S9V2B080U3VSA+RP | 10 | 20600 | 4000 | 207526408 | ASHP | HRCU-A-CB | XV20I | 19.5 | 24200
AMERICAN STANDARD | 4A6V0X24A1 | 4PX*BU36BS3 | S9V2B080U3PSB+RP | 10 | 20600 | 4000 | 207590083 | ASHP | HRCU-A-CB | XV20I | 19.25 | 24000
AMERICAN STANDARD | 4A6V0X24A1 | 4TXCB004DS3 | S9V2B080U3PSB+RP | 10 | 20600 | 4000 | 207590084 | ASHP | HRCU-A-CB | XV20I | 19.25 | 24000
AMERICAN STANDARD | 4A6V0X24A1 | 4TXCB004DS3 | S9V2B060U3PSB+RP | 10 | 20600 | 4000 | 207590085 | ASHP | HRCU-A-CB | XV20I | 19.25 | 24000
AMERICAN STANDARD | 4A6V8X24A1 | 4PX*BU36BS3 | S9V2B080U3PSB+RP | 10 | 20600 | 4000 | 207590107 | ASHP | HRCU-A-CB | XV18I | 18 | 24000
AMERICAN STANDARD | 4A6V0X24A1 | 4PX*BU36BS3 | S9V2B060U3VSA+RP | 10 | 20600 | 4000 | 207590119 | ASHP | HRCU-A-CB | XV20I | 19 | 24200
AMERICAN STANDARD | 4A6V0X24A1 | 4PX*BU36BS3 | S9V2B080U3VSA+RP | 10 | 20600 | 4000 | 207590120 | ASHP | HRCU-A-CB | XV20I | 19.5 | 24200
AMERICAN STANDARD | 4A6V0X24A1 | 4TXCB004DS3 | S9V2B060U3VSA+RP | 10 | 20600 | 4000 | 207590121 | ASHP | HRCU-A-CB | XV20I | 19 | 24200
AMERICAN STANDARD | 4A6V0X24A1 | 4TXCB004DS3 | S9V2B080U3VSA+RP | 10 | 20600 | 4000 | 207590122 | ASHP | HRCU-A-CB | XV20I | 19.5 | 24200
AMERICAN STANDARD | 4A6V8X24A1 | 4PX*BU36BS3 | S9V2B060U3VSA+RP | 10 | 20600 | 4000 | 207590167 | ASHP | HRCU-A-CB | XV18I | 18 | 24200
AMERICAN STANDARD | 4A6V8X24A1 | 4PX*BU36BS3 | S9V2B080U3VSA+RP | 10 | 20600 | 4000 | 207590168 | ASHP | HRCU-A-CB | XV18I | 18 | 24200
AMERICAN STANDARD | 4A6V8024A1 | 4TXCB004DS3 | S9V2B080U3VSA+RP | 10 | 20600 | 4000 | 201800910 | ASHP | HRCU-A-CB | PLATINUM 18 / PLATINUM XV | 18 | 24200
AMERICAN STANDARD | 4A6V8X24A1 | 4TXCB004DS3 | S9V2B080U3VSA+RP | 10 | 20600 | 4000 | 207590171 | ASHP | HRCU-A-CB | XV18I | 18 | 24200
TRANE | 4TWL9024A1 | 4PX*CD60BS3 | *DHMC100ACV4 | 10 | 20600 | 4000 | 201922958 | ASHP | HRCU-A-CB | XV19 | 17.5 | 24200
AMERICAN STANDARD | 4A6L9024A1 | 4PX*CD60BS3 | *DHMC100ACV4 | 10 | 20600 | 4000 | 201922880 | ASHP | HRCU-A-CB | Platinum 19 | 17.5 | 24200
TRANE | 4TWV0024A1 | 4PX*BU36BS3 | S9V2B080U3PSB+RP | 10 | 20600 | 4000 | 10511157 | ASHP | HRCU-A-CB | XV20I | 19.25 | 24000
TRANE | 4TWV8024A1 | 4PX*BU36BS3 | S9V2B080U3PSB+RP | 10 | 20600 | 4000 | 10511249 | ASHP | HRCU-A-CB | XV18I | 18 | 24000
TRANE | 4TWV0024A1 | 4PX*BU36BS3 | S9V2B080U3VSA+RP | 10 | 20600 | 4000 | 201808661 | ASHP | HRCU-A-CB | XV20I | 19.5 | 24200
TRANE | 4TWV8024A1 | 4PX*BU36BS3 | S9V2B080U3VSA+RP | 10 | 20600 | 4000 | 201808809 | ASHP | HRCU-A-CB | XV18I | 18 | 24200
TRANE | 4TWV0024A1 | 4PX*BU36BS3 | S9V2B060U3VSA+RP | 10 | 20600 | 4000 | 201808656 | ASHP | HRCU-A-CB | XV20I | 19 | 24200
TRANE | 4TWV0024A1 | 4TXCB004DS3 | S9V2B060U3VSA+RP | 10 | 20600 | 4000 | 201808666 | ASHP | HRCU-A-CB | XV20I | 19 | 24200
TRANE | 4TWV0024A1 | 4TXCB004DS3 | S9V2B080U3VSA+RP | 10 | 20600 | 4000 | 201808669 | ASHP | HRCU-A-CB | XV20I | 19.5 | 24200
TRANE | 4TWV8024A1 | 4PX*BU36BS3 | S9V2B060U3VSA+RP | 10 | 20600 | 4000 | 201808805 | ASHP | HRCU-A-CB | XV18I | 18 | 24200
TRANE | 4TWV8024A1 | 4TXCB004DS3 | S9V2B060U3VSA+RP | 10 | 20600 | 4000 | 201808816 | ASHP | HRCU-A-CB | XV18I | 18 | 24200
TRANE | 4TWV8024A1 | 4TXCB004DS3 | S9V2B080U3VSA+RP | 10 | 20600 | 4000 | 201808819 | ASHP | HRCU-A-CB | XV18I | 18 | 24200
AMERICAN STANDARD | 4A6V0024A1 | 4PX*BU36BS3 | S9V2B080U3PSB+RP | 10 | 20600 | 4000 | 10510859 | ASHP | HRCU-A-CB | PLATINUM 20 / PLATINUM ZV | 19.25 | 24000
AMERICAN STANDARD | 4A6V0024A1 | 4TXCB004DS3 | S9V2B080U3PSB+RP | 10 | 20600 | 4000 | 10510862 | ASHP | HRCU-A-CB | PLATINUM ZV | 19.25 | 24000
AMERICAN STANDARD | 4A6V0024A1 | 4TXCB004DS3 | S9V2B060U3PSB+RP | 10 | 20600 | 4000 | 10510863 | ASHP | HRCU-A-CB | PLATINUM ZV | 19.25 | 24000
TRANE | 4TWV0024A1 | 4TXCB004DS3 | S9V2B080U3PSB+RP | 10 | 20600 | 4000 | 10511160 | ASHP | HRCU-A-CB | XV20I | 19.25 | 24000
TRANE | 4TWV0024A1 | 4TXCB004DS3 | S9V2B060U3PSB+RP | 10 | 20600 | 4000 | 10511161 | ASHP | HRCU-A-CB | XV20I | 19.25 | 24000
AMERICAN STANDARD | 4A6V0024A1 | 4PX*BU36BS3 | S9V2B060U3VSA+RP | 10 | 20600 | 4000 | 201800519 | ASHP | HRCU-A-CB | PLATINUM 20 / PLATINUM ZV | 19 | 24200
AMERICAN STANDARD | 4A6V0024A1 | 4PX*BU36BS3 | S9V2B080U3VSA+RP | 10 | 20600 | 4000 | 201800526 | ASHP | HRCU-A-CB | PLATINUM 20 / PLATINUM ZV | 19.5 | 24200
AMERICAN STANDARD | 4A6V0024A1 | 4TXCB004DS3 | S9V2B060U3VSA+RP | 10 | 20600 | 4000 | 201800535 | ASHP | HRCU-A-CB | PLATINUM 20 / PLATINUM ZV | 19 | 24200
AMERICAN STANDARD | 4A6V0024A1 | 4TXCB004DS3 | S9V2B080U3VSA+RP | 10 | 20600 | 4000 | 201800544 | ASHP | HRCU-A-CB | PLATINUM 20 / PLATINUM ZV | 19.5 | 24200
SAMSUNG | AR18TSFABWKX | AR18TSFABWKN |  | 10 | 20600 | $2,500: 2 indoor heads; $5,000: >=3 indoor heads | 205132636 | ccASHP | HRCU-A-CB-O | Wind-Free? 2.0 | 21 | 18000 | 1.83 | 84
SAMSUNG | AR18TSFACWKX | AR18TSFABWKN |  | 10 | 20600 | $2,500: 2 indoor heads; $5,000: >=3 indoor heads | 205132635 | ccASHP | HRCU-A-CB-O | Max Heat 2.0 | 21 | 18000 | 2.31 | 107
SAMSUNG | AR18NSWSPWKX | AR18NSWSPWKN |  | 10 | 20600 | $2,500: 2 indoor heads; $5,000: >=3 indoor heads | 201993481 | ccASHP | HRCU-A-CB-O | Smart Whisper Max Heat | 20 | 18000 | 2.11 | 102
SAMSUNG | AR18NSWXCWKX | AR18NSWXCWKN |  | 10 | 20600 | $2,500: 2 indoor heads; $4,000: >=3 indoor heads | 202022721 | ASHP | HRCU-A-CB-O | Wind-Free | 20 | 18000
AMERICAN STANDARD | 4A6L9024A1 | 4PX*BU24BS3 | S9V2B040U3PSB+RP | 10 | 21000 | 4000 | 201923034 | ASHP | HRCU-A-CB | Platinum 19 | 18 | 22200
TRANE | 4TWL9024A1 | 4PX*BD30BS3 | *DHMB080ACV3 | 10 | 21000 | 4000 | 201921614 | ASHP | HRCU-A-CB | XV19 | 16.75 | 23000
TRANE | 4TWL9024A1 | 4PX*BU24BS3 | S9V2B040U3PSB+RP | 10 | 21000 | 4000 | 201923112 | ASHP | HRCU-A-CB | XV19 | 18 | 22200
AMERICAN STANDARD | 4A6L9024A1 | 4PX*BD30BS3 | *DHMB080ACV3 | 10 | 21000 | 4000 | 201922275 | ASHP | HRCU-A-CB | Platinum 19 | 16.75 | 23000
AMERICAN STANDARD | 4A6V8024A1 | TAM9A0C36V31 |  | 10 | 21000 | 4000 | 10093455 | ASHP | HRCU-A-CB | PLATINUM 18 / PLATINUM XV | 18 | 24000
TRANE | 4TWL9024A1 | 4PX*BU24BS3 | *UD2B060ACV3 | 10 | 21000 | 4000 | 201921627 | ASHP | HRCU-A-CB | XV19 | 18 | 22800
TRANE | 4TWL9024A1 | 4PX*BD24BS3 | S9V2B040D3PSB+RP | 10 | 21200 | 4000 | 201923084 | ASHP | HRCU-A-CB | XV19 | 17 | 22600
TRANE | 4TWL9024A1 | 4PX*BD24BS3 | S9V2B080D3PSB+RP | 10 | 21200 | 4000 | 201923085 | ASHP | HRCU-A-CB | XV19 | 17 | 22600
TRANE | 4TWL9024A1 | 4PX*BU24BS3 | *UD2B080ACV3 | 10 | 21200 | 4000 | 201921626 | ASHP | HRCU-A-CB | XV19 | 18 | 22600
AMERICAN STANDARD | 4A6L9024A1 | 4PX*BD24BS3 | S9V2B080D3PSB+RP | 10 | 21200 | 4000 | 201923007 | ASHP | HRCU-A-CB | Platinum 19 | 17 | 22600
AMERICAN STANDARD | 4A6L9024A1 | 4PX*BD24BS3 | S9V2B040D3PSB+RP | 10 | 21200 | 4000 | 201923006 | ASHP | HRCU-A-CB | Platinum 19 | 17 | 22600
TRANE | 4TWL9024A1 | 4PX*BD24BS3+HORIZ-RT | *DD2B080ACV3 | 10 | 21400 | 4000 | 201922928 | ASHP | HRCU-A-CB | XV19 | 17.5 | 23200
AMERICAN STANDARD | 4A6L9024A1 | 4PX*BD24BS3+HORIZ-RT | *DD2B080ACV3 | 10 | 21400 | 4000 | 201922850 | ASHP | HRCU-A-CB | Platinum 19 | 17.5 | 23200
PANASONIC | CU-E18RKUA | CS-E18RKUAW |  | 10 | 21600 | $2,500: 2 indoor heads; $4,000: >=3 indoor heads | 7958200 | ASHP | HRCU-A-CB-O |  | 19.5 | 17200
AIREASE | 4SHP20LX124P | BCE4M30S* |  | 10 | 21800 | 4000 | 8566211 | ASHP | HRCU-A-CB |  | 20 | 23000
ARMSTRONG AIR | 4SHP20LX124P | BCE4M30S* |  | 10 | 21800 | 4000 | 8561847 | ASHP | HRCU-A-CB |  | 20 | 23000
LENNOX | XP25-024-230-** | CBA38MV-036-230*+TDR |  | 10 | 22000 | 4000 | 201953308 | ASHP | HRCU-A-CB | DAVE LENNOX SIGNATURE XP25 SERIES | 22 | 22800
ARMSTRONG AIR | 4SHP20LX124P | BCE7S24M |  | 10 | 22000 | 4000 | 202760835 | ASHP | HRCU-A-CB |  | 20 | 22600
AIREASE | 4SHP20LX124P | BCE7S24M |  | 10 | 22000 | 4000 | 202760846 | ASHP | HRCU-A-CB |  | 20 | 22600
AC PRO | 4SHP20LX124P | BCE7S24M |  | 10 | 22000 | 4000 | 202849413 | ASHP | HRCU-A-CB |  | 20 | 22600
LG | LMU180HHV |  |  | 10 | 22000 | $2,500: 2 indoor heads; $5,000: >=3 indoor heads | 10445372 | ccASHP | HMSV-A-CB | DUCTLESS | 21 | 18000 | 1.85 | 100
SAMSUNG | AJ020BXS3CH |  |  | 10 | 22000 | $2,500: 2 indoor heads; $5,000: >=3 indoor heads | 207349917 | ccASHP | HMSV-A-CB | FJM Max Heat | 18 | 21000 | 1.95 | 100
SAMSUNG | AJ020TXS3CH |  |  | 10 | 22000 | $2,500: 2 indoor heads; $5,000: >=3 indoor heads | 205291856 | ccASHP | HMSV-A-CB | FJM Max Heat | 18 | 21000 | 1.95 | 100
SAMSUNG | AJ020MCS3CH |  |  | 10 | 22000 | $2,500: 2 indoor heads; $5,000: >=3 indoor heads | 10348192 | ccASHP | HMSV-A-CB | FJM Max Heat | 18 | 21000 | 1.95 | 100
MITSUBISHI ELECTRIC | MXZ-2C20NA3 |  |  | 10 | 22000 | $2,500: 2 indoor heads; $4,000: >=3 indoor heads | 207342459 | ASHP | HMSV-A-CB | M-Series | 20 | 18000
MITSUBISHI ELECTRIC | MXZ-2C20NAHZ3 |  |  | 10 | 22000 | $2,500: 2 indoor heads; $4,000: >=3 indoor heads | 207342461 | ASHP | HMSV-A-CB | M-Series | 17 | 18000
MITSUBISHI ELECTRIC | MXZ-2C20NA2 |  |  | 10 | 22000 | $2,500: 2 indoor heads; $4,000: >=3 indoor heads | 201754642 | ASHP | HMSV-A-CB-O | M-Series | 20 | 18000
SAMSUNG | AJ020TXJ2CH |  |  | 10 | 22000 | $2,500: 2 indoor heads; $4,000: >=3 indoor heads | 205291853 | ASHP | HMSV-A-CB | FJM | 19.5 | 18000
SAMSUNG | AJ020BXJ2CH |  |  | 10 | 22000 | $2,500: 2 indoor heads; $4,000: >=3 indoor heads | 207349914 | ASHP | HMSV-A-CB | FJM | 19.5 | 18000
YORK | YZT24B21 | CF/CM36C+ME12CN21+TXV |  | 10 | 22200 | 4000 | 202180837 | ASHP | HRCU-A-CB | AFFINITY | 19 | 23800
AMERICAN STANDARD | 4A6V0024A1 | 4PX*BD36BS3 | *DD2B060ACV3 | 10 | 22200 | 4000 | 8935197 | ASHP | HRCU-A-CB | PLATINUM ZV | 19.25 | 24400
AMERICAN STANDARD | 4A6V0024A1 | 4PX*BD36BS3 | *DHMB060BCV3 | 10 | 22200 | 4000 | 8935198 | ASHP | HRCU-A-CB | PLATINUM ZV | 19 | 24400
TRANE | 4TWV0024A1 | 4PX*BD36BS3 | *DD2B060ACV3 | 10 | 22200 | 4000 | 8935200 | ASHP | HRCU-A-CB | XV20I | 19.25 | 24400
TRANE | 4TWV0024A1 | 4PX*BD36BS3 | *DHMB060BCV3 | 10 | 22200 | 4000 | 8935201 | ASHP | HRCU-A-CB | XV20I | 19 | 24400
AMERICAN STANDARD | 4A6V0024A1 | 4PX*BU42BS3 | *UHMB060ACV3 | 10 | 22200 | 4000 | 9122736 | ASHP | HRCU-A-CB | PLATINUM ZV | 18 | 24600
NORTEK GLOBAL HVAC LLC | SH1BG4CVRX24K | C6B(A,H)-X26(C,U)-B | G7T(*)-VB(*) | 10 | 22200 | 4000 | 205311833 | ASHP | HRCU-A-CB | NORTEK GLOBAL HVAC SH1BG SERIES | 19 | 24400
YORK | YZT24B21 | CM36CXA1+ME12CN21+TXV |  | 10 | 22200 | 4000 | 205553769 | ASHP | HRCU-A-CB | AFFINITY | 19 | 23800
COLEMAN | HC19B2421 | CF36CXA1+ME12CN21+TXV |  | 10 | 22200 | 4000 | 205558112 | ASHP | HRCU-A-CB | ECHELON | 19 | 23800
LUXAIRE | HL19B2421 | CF36CXA1+ME12CN21+TXV |  | 10 | 22200 | 4000 | 205558113 | ASHP | HRCU-A-CB | ACCLIMATE | 19 | 23800
FRASER-JOHNSTON | HL19B2421 | CF36CXA1+ME12CN21+TXV |  | 10 | 22200 | 4000 | 205558114 | ASHP | HRCU-A-CB | RELIANT | 19 | 23800
CHAMPION HEATING AND COOLING | HL19B2421 | CF36CXA1+ME12CN21+TXV |  | 10 | 22200 | 4000 | 205558115 | ASHP | HRCU-A-CB | MOMENTUM | 19 | 23800
COLEMAN | HC19B2421 | CM36CXA1+ME12CN21+TXV |  | 10 | 22200 | 4000 | 205558116 | ASHP | HRCU-A-CB | ECHELON | 19 | 23800
LUXAIRE | HL19B2421 | CM36CXA1+ME12CN21+TXV |  | 10 | 22200 | 4000 | 205558117 | ASHP | HRCU-A-CB | ACCLIMATE | 19 | 23800
FRASER-JOHNSTON | HL19B2421 | CM36CXA1+ME12CN21+TXV |  | 10 | 22200 | 4000 | 205558118 | ASHP | HRCU-A-CB | RELIANT | 19 | 23800
CHAMPION HEATING AND COOLING | HL19B2421 | CM36CXA1+ME12CN21+TXV |  | 10 | 22200 | 4000 | 205558119 | ASHP | HRCU-A-CB | MOMENTUM | 19 | 23800
AIRQUEST | HSH624GKA* | EA*4X37L21A* | *95CSU1002122A* | 10 | 22200 | 4000 | 206164210 | ASHP | HRCU-A-CB | QUIETCOMFORT DX 1600 R410A HP | 16 | 24000
AIRQUEST | NXH624GKP** | EA*4X37L21A* | *95CSU1002122A* | 10 | 22200 | 4000 | 206164211 | ASHP | HRCU-A-CB | 16 SEER N SERIES R410A HP | 16 | 24000
ARCOAIRE | HSH624GKA* | EA*4X37L21A* | *95CSU1002122A* | 10 | 22200 | 4000 | 206164212 | ASHP | HRCU-A-CB | QUIETCOMFORT DX 1600 R410A HP | 16 | 24000
ARCOAIRE | NXH624GKP** | EA*4X37L21A* | *95CSU1002122A* | 10 | 22200 | 4000 | 206164213 | ASHP | HRCU-A-CB | 16 SEER N SERIES R410A HP | 16 | 24000
COMFORTMAKER | CSH624GKA* | EA*4X37L21A* | *95CSU1002122A* | 10 | 22200 | 4000 | 206164214 | ASHP | HRCU-A-CB | SOFTSOUND SXC 2600 R410A HP | 16 | 24000
COMFORTMAKER | NXH624GKP** | EA*4X37L21A* | *95CSU1002122A* | 10 | 22200 | 4000 | 206164215 | ASHP | HRCU-A-CB | 16 SEER N SERIES R410A HP | 16 | 24000
DAY & NIGHT | CSH624GKA* | EA*4X37L21A* | *95CSU1002122A* | 10 | 22200 | 4000 | 206164216 | ASHP | HRCU-A-CB | CONSTANT COMFORT SXC 2600 R410A HP | 16 | 24000
DAY & NIGHT | NXH624GKP** | EA*4X37L21A* | *95CSU1002122A* | 10 | 22200 | 4000 | 206164217 | ASHP | HRCU-A-CB | 16 SEER N SERIES R410A HP | 16 | 24000
KEEPRITE | CSH624GKA* | EA*4X37L21A* | *95CSU1002122A* | 10 | 22200 | 4000 | 206164218 | ASHP | HRCU-A-CB | QUIETCOMFORT DX 1600 R410A HP | 16 | 24000
KEEPRITE | NXH624GKP** | EA*4X37L21A* | *95CSU1002122A* | 10 | 22200 | 4000 | 206164219 | ASHP | HRCU-A-CB | 16 SEER N SERIES R410A HP | 16 | 24000
CARRIER | 25HPB624A**30 | CAP**3721AL* | 59CU5A100C21**22 | 10 | 22200 | 4000 | 206164203 | ASHP | HRCU-A-CB | PERFORMANCE 16 HP | 16 | 24000
CARRIER | CH16NA024P***B* | CAP**3721AL* | 59CU5A100C21**22 | 10 | 22200 | 4000 | 206164204 | ASHP | HRCU-A-CB | 16 SEER HP | 16 | 24000
BRYANT HEATING AND COOLING SYSTEMS | CH16NA024P***B* | CAP**3721AL* | 935CA66100C21*** | 10 | 22200 | 4000 | 206164205 | ASHP | HRCU-A-CB | 16 SEER HP | 16 | 24000
BRYANT HEATING AND COOLING SYSTEMS | BH16NA024P***B* | CAP**3721AL* | 935CA66100C21*** | 10 | 22200 | 4000 | 206164206 | ASHP | HRCU-A-CB | 16 SEER HP | 16 | 24000
BRYANT HEATING AND COOLING SYSTEMS | 226CNA024****A | CAP**3721AL* | 935CA66100C21*** | 10 | 22200 | 4000 | 206164207 | ASHP | HRCU-A-CB | PREFERRED SERIES HP | 16 | 24000
HEIL | HSH624GKA* | EA*4X37L21A* | *95CSU1002122A* | 10 | 22200 | 4000 | 206164208 | ASHP | HRCU-A-CB | QUIETCOMFORT DX 1600 R410A HP | 16 | 24000
HEIL | NXH624GKP** | EA*4X37L21A* | *95CSU1002122A* | 10 | 22200 | 4000 | 206164209 | ASHP | HRCU-A-CB | 16 SEER N SERIES R410A HP | 16 | 24000
YORK | YZT24B21 | CF36CXA1+ME12CN21+TXV |  | 10 | 22200 | 4000 | 205553767 | ASHP | HRCU-A-CB | AFFINITY | 19 | 23800
BROAN | FSH1BG4CVRX24KP | C6B(A,H)-X26(C,U)-B(*) | FG7T(*)-VB(*) | 10 | 22200 | 4000 | 206792482 | ASHP | HRCU-A-CB | BROAN FSH1BG SERIES | 19 | 24400
FRIGIDAIRE | FSH1BG4CVRX24KP | C6B(A,H)-X26(C,U)-B(*) | FG7T(*)-VB(*) | 10 | 22200 | 4000 | 206792483 | ASHP | HRCU-A-CB | FRIGIDAIRE FSH1BG SERIES | 19 | 24400
NUTONE | FSH1BG4CVRX24KP | C6B(A,H)-X26(C,U)-B(*) | FG7T(*)-VB(*) | 10 | 22200 | 4000 | 206792484 | ASHP | HRCU-A-CB | NUTONE FSH1BG SERIES | 19 | 24400
KENMORE | (C,H,T)SH624GKA* | EA*4X37L21A* | *95CSU1002122A* | 10 | 22200 | 4000 | 206164220 | ASHP | HRCU-A-CB | QUIETCOMFORT DX 1600 R410A HP | 16 | 24000
KENMORE | NXH624GKP** | EA*4X37L21A* | *95CSU1002122A* | 10 | 22200 | 4000 | 206164221 | ASHP | HRCU-A-CB | 16 SEER N SERIES R410A HP | 16 | 24000
TEMPSTAR | TSH624GKA* | EA*4X37L21A* | *95CSU1002122A* | 10 | 22200 | 4000 | 206164222 | ASHP | HRCU-A-CB | SMARTCOMFORT TX R410A HP | 16 | 24000
TEMPSTAR | NXH624GKP** | EA*4X37L21A* | *95CSU1002122A* | 10 | 22200 | 4000 | 206164223 | ASHP | HRCU-A-CB | 16 SEER N SERIES R410A HP | 16 | 24000
SMART COMFORT | NXH624GKP** | EA*4X37L21A* | *95CSU1002122A* | 10 | 22200 | 4000 | 206164224 | ASHP | HRCU-A-CB | 16 SEER N SERIES R410A HP | 16 | 24000
NORTEK GLOBAL HVAC LLC | SH1BG4CVRX24KP | C6B(A,H)-X26(C,U)-B(*) | G7T(*)-VB(*) | 10 | 22200 | 4000 | 206852861 | ASHP | HRCU-A-CB | NORTEK GLOBAL HVAC SH1BG SERIES | 19 | 24400
TRANE | 4TWV0X24A1 | 4PX*BD36BS3 | *DD2B060ACV3 | 10 | 22200 | 4000 | 207559019 | ASHP | HRCU-A-CB | XV20I | 19.25 | 24400
TRANE | 4TWV0X24A1 | 4PX*BD36BS3 | *DHMB060BCV3 | 10 | 22200 | 4000 | 207559020 | ASHP | HRCU-A-CB | XV20I | 19 | 24400
TRANE | 4TWV0X24A1 | 4PX*BU42BS3 | *UHMB060ACV3 | 10 | 22200 | 4000 | 207559045 | ASHP | HRCU-A-CB | XV20I | 18 | 24600
NORDYNE | SH1BG4CVRX24K | C6B(A,H)-X26(C,U)-B(*) | G7T(*)-VB(*) | 10 | 22200 | 4000 | 207560169 | ASHP | HRCU-A-CB | NORTEK GLOBAL HVAC SH1BG SERIES | 19 | 24400
MAYTAG | PSH1BG4CVRX24K | C6B(A,H)-X26(C,U)-B(*) | PGC2T(*)VB(*) | 10 | 22200 | 4000 | 207560482 | ASHP | HRCU-A-CB | MAYTAG PSH1BG SERIES | 19 | 24400
NORTEK GLOBAL HVAC LLC | SH1BG4CVRX24K | C6B(A,H)-X26(C,U)-B(*) | G7T(*)-VB(*) | 10 | 22200 | 4000 | 207561593 | ASHP | HRCU-A-CB | NORTEK GLOBAL HVAC SH1BG SERIES | 19 | 24400
BROAN | FSH1BG4CVRX24KP | C6B(A,H)-X26(C,U)-B(*) | FG7T(*)-V(*)B(*) | 10 | 22200 | 4000 | 207564568 | ASHP | HRCU-A-CB | BROAN FSH1BG SERIES | 19 | 24400
FRIGIDAIRE | FSH1BG4CVRX24KP | C6B(A,H)-X26(C,U)-B(*) | FG7T(*)-V(*)B(*) | 10 | 22200 | 4000 | 207564569 | ASHP | HRCU-A-CB | FRIGIDAIRE FSH1BG SERIES | 19 | 24400
NUTONE | FSH1BG4CVRX24KP | C6B(A,H)-X26(C,U)-B(*) | FG7T(*)-V(*)B(*) | 10 | 22200 | 4000 | 207564570 | ASHP | HRCU-A-CB | NUTONE FSH1BG SERIES | 19 | 24400
NORTEK GLOBAL HVAC LLC | SH1BG4CVRX24KP | C6B(A,H)-X26(C,U)-B(*) | G7T(*)-V(*)B(*) | 10 | 22200 | 4000 | 207564626 | ASHP | HRCU-A-CB | NORTEK GLOBAL HVAC SH1BG SERIES | 19 | 24400
NORDYNE | SH1BG4CVRX24K | C6B(A,H)-X26(C,U)-B(*) | G7T(*)-V(*)B(*) | 10 | 22200 | 4000 | 207564632 | ASHP | HRCU-A-CB | NORTEK GLOBAL HVAC SH1BG SERIES | 19 | 24400
MAYTAG | PSH1BG4CVRX24K | C6B(A,H)-X26(C,U)-B(*) | PGC2T(*)V(*)B(*) | 10 | 22200 | 4000 | 207564643 | ASHP | HRCU-A-CB | MAYTAG PSH1BG SERIES | 19 | 24400
NORTEK GLOBAL HVAC LLC | SH1BG4CVRX24K | C6B(A,H)-X26(C,U)-B(*) | G7T(*)-V(*)B(*) | 10 | 22200 | 4000 | 207564664 | ASHP | HRCU-A-CB | NORTEK GLOBAL HVAC SH1BG SERIES | 19 | 24400
NORDYNE | SH1BG4CVRX24K | C6B(A,H)-X26(C,U)-B | G7T(*)-VB(*) | 10 | 22200 | 4000 | 10201201 | ASHP | HRCU-A-CB | NORTEK GLOBAL HVAC SH1BG SERIES | 19 | 24400
BROAN | FSH1BG4CVRX24K | C6B(A,H)-X26(C,U)-B | FG7T(*)-VB(*) | 10 | 22200 | 4000 | 10254874 | ASHP | HRCU-A-CB | BROAN FSH1BG SERIES | 19 | 24400
FRIGIDAIRE | FSH1BG4CVRX24K | C6B(A,H)-X26(C,U)-B | FG7T(*)-VB(*) | 10 | 22200 | 4000 | 10254875 | ASHP | HRCU-A-CB | FRIGIDAIRE FSH1BG SERIES | 19 | 24400
NUTONE | FSH1BG4CVRX24K | C6B(A,H)-X26(C,U)-B | FG7T(*)-VB(*) | 10 | 22200 | 4000 | 10254877 | ASHP | HRCU-A-CB | NUTONE FSH1BG SERIES | 19 | 24400
LENNOX | SL18XP1-024-230A** | CBA27UHE-030-230*+TDR |  | 10 | 22200 | 4000 | 10258578 | ASHP | HRCU-A-CB | DAVE LENNOX SIGNATURE SL18XP1 SERIES | 18.5 | 24000
MAYTAG | PSH1BG4CVRX24K | C6B(A,H)-X26(C,U)-B | PGC2T(*)VB(*) | 10 | 22200 | 4000 | 10296730 | ASHP | HRCU-A-CB | MAYTAG PSH1BG SERIES | 19 | 24400
AMERICAN STANDARD | 4A6V0X24A1 | 4PX*BD36BS3 | *DD2B060ACV3 | 10 | 22200 | 4000 | 207590697 | ASHP | HRCU-A-CB | XV20I | 19.25 | 24400
AMERICAN STANDARD | 4A6V0X24A1 | 4PX*BD36BS3 | *DHMB060BCV3 | 10 | 22200 | 4000 | 207590698 | ASHP | HRCU-A-CB | XV20I | 19 | 24400
AMERICAN STANDARD | 4A6V0X24A1 | 4PX*BU42BS3 | *UHMB060ACV3 | 10 | 22200 | 4000 | 207590717 | ASHP | HRCU-A-CB | XV20I | 18 | 24600
COLEMAN | HC19B2421 | AVC36CX21+TXV |  | 10 | 22200 | 4000 | 202183764 | ASHP | HRCU-A-CB |  | 19 | 24000
LUXAIRE | HL19B2421 | AVC36CX21+TXV |  | 10 | 22200 | 4000 | 202183765 | ASHP | HRCU-A-CB |  | 19 | 24000
FRASER-JOHNSTON | HL19B2421 | AVC36CX21+TXV |  | 10 | 22200 | 4000 | 202183766 | ASHP | HRCU-A-CB |  | 19 | 24000
CHAMPION HEATING AND COOLING | HL19B2421 | AVC36CX21+TXV |  | 10 | 22200 | 4000 | 202183767 | ASHP | HRCU-A-CB |  | 19 | 24000
TRANE | 4TWV0024A1 | 4PX*BU42BS3 | *UHMB060ACV3 | 10 | 22200 | 4000 | 9122738 | ASHP | HRCU-A-CB | XV20I | 18 | 24600
YORK | YZT24B21 | AVC36CX21+TXV |  | 10 | 22200 | 4000 | 202180834 | ASHP | HRCU-A-CB | AFFINITY | 19 | 24000
HEIL | HSH624GKA* | EA*4X37L21A* | *80ESU0802120A | 10 | 22400 | 4000 | 202503978 | ASHP | HRCU-A-CB | QUIETCOMFORT DX 1600 R410A HP | 17 | 24000
HEIL | NXH624GKA* | EA*4X37L21A* | *80ESU0802120A | 10 | 22400 | 4000 | 202503979 | ASHP | HRCU-A-CB | 16 SEER N Series R410 HP | 17 | 24000
AIRQUEST | HSH624GKA* | EA*4X37L21A* | *80ESU0802120A | 10 | 22400 | 4000 | 202503980 | ASHP | HRCU-A-CB | QUIETCOMFORT DX 1600 R410A HP | 17 | 24000
AIRQUEST | NXH624GKA* | EA*4X37L21A* | *80ESU0802120A | 10 | 22400 | 4000 | 202503981 | ASHP | HRCU-A-CB | 16 SEER N Series R410 HP | 17 | 24000
ARCOAIRE | HSH624GKA* | EA*4X37L21A* | *80ESU0802120A | 10 | 22400 | 4000 | 202503982 | ASHP | HRCU-A-CB | QUIETCOMFORT DX 1600 R410A HP | 17 | 24000
ARCOAIRE | NXH624GKA* | EA*4X37L21A* | *80ESU0802120A | 10 | 22400 | 4000 | 202503983 | ASHP | HRCU-A-CB | 16 SEER N Series R410 HP | 17 | 24000
COMFORTMAKER | CSH624GKA* | EA*4X37L21A* | *80ESU0802120A | 10 | 22400 | 4000 | 202503984 | ASHP | HRCU-A-CB | SOFTSOUND SXC 2600 R410A HP | 17 | 24000
COMFORTMAKER | NXH624GKA* | EA*4X37L21A* | *80ESU0802120A | 10 | 22400 | 4000 | 202503985 | ASHP | HRCU-A-CB | 16 SEER N Series R410 HP | 17 | 24000
DAY & NIGHT | CSH624GKA* | EA*4X37L21A* | *80ESU0802120A | 10 | 22400 | 4000 | 202503986 | ASHP | HRCU-A-CB | CONSTANT COMFORT SXC 2600 R410A HP | 17 | 24000
DAY & NIGHT | NXH624GKA* | EA*4X37L21A* | *80ESU0802120A | 10 | 22400 | 4000 | 202503987 | ASHP | HRCU-A-CB | 16 SEER N Series R410 HP | 17 | 24000
KEEPRITE | CSH624GKA* | EA*4X37L21A* | *80ESU0802120A | 10 | 22400 | 4000 | 202503988 | ASHP | HRCU-A-CB | QUIETCOMFORT DX 1600 R410A HP | 17 | 24000
KEEPRITE | NXH624GKA* | EA*4X37L21A* | *80ESU0802120A | 10 | 22400 | 4000 | 202503989 | ASHP | HRCU-A-CB | 16 SEER N Series R410 HP | 17 | 24000
PAYNE HEATING AND COOLING | PH16NC024****B | CAP**3721AL* | PG80ESUA60080C** | 10 | 22400 | 4000 | 202522156 | ASHP | HRCU-A-CB | 16 SEER HP | 17 | 24000
BRYANT HEATING AND COOLING SYSTEMS | 226CNA024****A | CAP**3721AL* | 83*SA60080E21*** | 10 | 22400 | 4000 | 202520898 | ASHP | HRCU-A-CB | PREFERRED SERIES HP | 17 | 24000
BRYANT HEATING AND COOLING SYSTEMS | 226CNA024****A | CAP**4321AL* | 83*SA60080E21*** | 10 | 22400 | 4000 | 202520903 | ASHP | HRCU-A-CB | PREFERRED SERIES HP | 17 | 24000
BRYANT HEATING AND COOLING SYSTEMS | BH16NA024****B | CAP**3721AL* | 83*SA60080E21*** | 10 | 22400 | 4000 | 202521073 | ASHP | HRCU-A-CB | 16 SEER HP | 17 | 24000
BRYANT HEATING AND COOLING SYSTEMS | BH16NA024****B | CAP**4321AL* | 83*SA60080E21*** | 10 | 22400 | 4000 | 202521078 | ASHP | HRCU-A-CB | 16 SEER HP | 17 | 24000
BRYANT HEATING AND COOLING SYSTEMS | CH16NA024****B | CAP**3721AL* | 83*SA60080E21*** | 10 | 22400 | 4000 | 202521456 | ASHP | HRCU-A-CB | 16 SEER HP | 17 | 24000
BRYANT HEATING AND COOLING SYSTEMS | CH16NA024****B | CAP**4321AL* | 83*SA60080E21*** | 10 | 22400 | 4000 | 202521461 | ASHP | HRCU-A-CB | 16 SEER HP | 17 | 24000
ECOTEMP | WCH6244GKB** | WLA*374CA* | WFEU080C060A* | 10 | 22400 | 4000 | 202521639 | ASHP | HRCU-A-CB | 16 SEER W SERIES R410A HP | 17 | 24000
ECOTEMP | WCH6244GKB** | WLA*434CA* | WFEU080C060A* | 10 | 22400 | 4000 | 202521644 | ASHP | HRCU-A-CB | 16 SEER W SERIES R410A HP | 17 | 24000
GRANDAIRE | WCH6244GKB** | WLA*374CA* | WFEU080C060A* | 10 | 22400 | 4000 | 202521814 | ASHP | HRCU-A-CB | 16 SEER W SERIES R410A HP | 17 | 24000
GRANDAIRE | WCH6244GKB** | WLA*434CA* | WFEU080C060A* | 10 | 22400 | 4000 | 202521819 | ASHP | HRCU-A-CB | 16 SEER W SERIES R410A HP | 17 | 24000
ARCOAIRE | NXH624GKA* | EA*4X43L21A* | *80ESU0802120A | 10 | 22400 | 4000 | 202504103 | ASHP | HRCU-A-CB | 16 SEER N Series R410 HP | 17 | 24000
COMFORTMAKER | CSH624GKA* | EA*4X43L21A* | *80ESU0802120A | 10 | 22400 | 4000 | 202504104 | ASHP | HRCU-A-CB | SOFTSOUND SXC 2600 R410A HP | 17 | 24000
COMFORTMAKER | NXH624GKA* | EA*4X43L21A* | *80ESU0802120A | 10 | 22400 | 4000 | 202504105 | ASHP | HRCU-A-CB | 16 SEER N Series R410 HP | 17 | 24000
DAY & NIGHT | CSH624GKA* | EA*4X43L21A* | *80ESU0802120A | 10 | 22400 | 4000 | 202504106 | ASHP | HRCU-A-CB | CONSTANT COMFORT SXC 2600 R410A HP | 17 | 24000
DAY & NIGHT | NXH624GKA* | EA*4X43L21A* | *80ESU0802120A | 10 | 22400 | 4000 | 202504107 | ASHP | HRCU-A-CB | 16 SEER N Series R410 HP | 17 | 24000
NORTEK GLOBAL HVAC LLC | SH1BG4CVRX24K | B6VMAX24K-B |  | 10 | 22400 | 4000 | 205311842 | ASHP | HRCU-A-CB | NORTEK GLOBAL HVAC SH1BG SERIES | 19 | 24600
GOETTL | CSH624GKA* | EA*4X43L21A* | *80ESU0802120A | 10 | 22400 | 4000 | 205923317 | ASHP | HRCU-A-CB | SOFTSOUND SXC 2600 R410A HP | 17 | 24000
GOETTL | TSH624GKA* | EA*4X37L21A* | *80ESU0802120A | 10 | 22400 | 4000 | 205928825 | ASHP | HRCU-A-CB | SMARTCOMFORT TX R410A HP | 17 | 24000
GOETTL | TSH624GKA* | EA*4X43L21A* | *80ESU0802120A | 10 | 22400 | 4000 | 205928832 | ASHP | HRCU-A-CB | SMARTCOMFORT TX R410A HP | 17 | 24000
GOETTL | HSH624GKA* | EA*4X37L21A* | *80ESU0802120A | 10 | 22400 | 4000 | 205888674 | ASHP | HRCU-A-CB | QUIETCOMFORT DX 1600 R410A HP | 17 | 24000
GOETTL | HSH624GKA* | EA*4X43L21A* | *80ESU0802120A | 10 | 22400 | 4000 | 205888679 | ASHP | HRCU-A-CB | QUIETCOMFORT DX 1600 R410A HP | 17 | 24000
GOETTL | CSH624GKA* | EA*4X37L21A* | *80ESU0802120A | 10 | 22400 | 4000 | 205923307 | ASHP | HRCU-A-CB | SOFTSOUND SXC 2600 R410A HP | 17 | 24000
KEEPRITE | CSH624GKA* | EA*4X43L21A* | *80ESU0802120A | 10 | 22400 | 4000 | 202504108 | ASHP | HRCU-A-CB | QUIETCOMFORT DX 1600 R410A HP | 17 | 24000
KEEPRITE | NXH624GKA* | EA*4X43L21A* | *80ESU0802120A | 10 | 22400 | 4000 | 202504109 | ASHP | HRCU-A-CB | 16 SEER N Series R410 HP | 17 | 24000
KENMORE | (C,H,T)SH624GKA* | EA*4X43L21A* | *80ESU0802120A | 10 | 22400 | 4000 | 202504110 | ASHP | HRCU-A-CB | QUIETCOMFORT DX 1600 R410A HP | 17 | 24000
KENMORE | NXH624GKA* | EA*4X43L21A* | *80ESU0802120A | 10 | 22400 | 4000 | 202504111 | ASHP | HRCU-A-CB | 16 SEER N Series R410 HP | 17 | 24000
TEMPSTAR | TSH624GKA* | EA*4X43L21A* | *80ESU0802120A | 10 | 22400 | 4000 | 202504112 | ASHP | HRCU-A-CB | SMARTCOMFORT TX R410A HP | 17 | 24000
TEMPSTAR | NXH624GKA* | EA*4X43L21A* | *80ESU0802120A | 10 | 22400 | 4000 | 202504113 | ASHP | HRCU-A-CB | 16 SEER N Series R410 HP | 17 | 24000
NORTEK GLOBAL HVAC LLC | SH1BG4CVRX24K | C6B(A,H)-X26(C,U)-B | MB7VM-1600K-B | 10 | 22400 | 4000 | 204302953 | ASHP | HRCU-A-CB | NORTEK GLOBAL HVAC SH1BG SERIES | 19 | 24600
BROAN | FSH1BG4CVRX24K | C6B(A,H)-X26(C,U)-B | MB7VM-1600K-B | 10 | 22400 | 4000 | 204303094 | ASHP | HRCU-A-CB | BROAN FSH1BG SERIES | 19 | 24600
FRIGIDAIRE | FSH1BG4CVRX24K | C6B(A,H)-X26(C,U)-B | MB7VM-1600K-B | 10 | 22400 | 4000 | 204303096 | ASHP | HRCU-A-CB | FRIGIDAIRE FSH1BG SERIES | 19 | 24600
NUTONE | FSH1BG4CVRX24K | C6B(A,H)-X26(C,U)-B | MB7VM-1600K-B | 10 | 22400 | 4000 | 204303098 | ASHP | HRCU-A-CB | NUTONE FSH1BG SERIES | 19 | 24600
MAYTAG | PSH1BG4CVRX24K | C6B(A,H)-X26(C,U)-B | MB7VM-1600K-B | 10 | 22400 | 4000 | 204303170 | ASHP | HRCU-A-CB | MAYTAG PSH1BG SERIES | 19 | 24600
DAY & NIGHT | CSH624GKA* | EA*4X37L21A* | *95CSU0802120A* | 10 | 22400 | 4000 | 206164194 | ASHP | HRCU-A-CB | CONSTANT COMFORT SXC 2600 R410A HP | 16 | 24000
DAY & NIGHT | NXH624GKP** | EA*4X37L21A* | *95CSU0802120A* | 10 | 22400 | 4000 | 206164195 | ASHP | HRCU-A-CB | 16 SEER N SERIES R410A HP | 16 | 24000
KEEPRITE | CSH624GKA* | EA*4X37L21A* | *95CSU0802120A* | 10 | 22400 | 4000 | 206164196 | ASHP | HRCU-A-CB | QUIETCOMFORT DX 1600 R410A HP | 16 | 24000
KEEPRITE | NXH624GKP** | EA*4X37L21A* | *95CSU0802120A* | 10 | 22400 | 4000 | 206164197 | ASHP | HRCU-A-CB | 16 SEER N SERIES R410A HP | 16 | 24000
KENMORE | (C,H,T)SH624GKA* | EA*4X37L21A* | *95CSU0802120A* | 10 | 22400 | 4000 | 206164198 | ASHP | HRCU-A-CB | QUIETCOMFORT DX 1600 R410A HP | 16 | 24000
KENMORE | NXH624GKP** | EA*4X37L21A* | *95CSU0802120A* | 10 | 22400 | 4000 | 206164199 | ASHP | HRCU-A-CB | 16 SEER N SERIES R410A HP | 16 | 24000
TEMPSTAR | TSH624GKA* | EA*4X37L21A* | *95CSU0802120A* | 10 | 22400 | 4000 | 206164200 | ASHP | HRCU-A-CB | SMARTCOMFORT TX R410A HP | 16 | 24000
TEMPSTAR | NXH624GKP** | EA*4X37L21A* | *95CSU0802120A* | 10 | 22400 | 4000 | 206164201 | ASHP | HRCU-A-CB | 16 SEER N SERIES R410A HP | 16 | 24000
SMART COMFORT | NXH624GKP** | EA*4X37L21A* | *95CSU0802120A* | 10 | 22400 | 4000 | 206164202 | ASHP | HRCU-A-CB | 16 SEER N SERIES R410A HP | 16 | 24000
CARRIER | 25HPB624A**30 | CAP**3721AL* | 59CU5A080C21**20 | 10 | 22400 | 4000 | 206164181 | ASHP | HRCU-A-CB | PERFORMANCE 16 HP | 16 | 24000
CARRIER | CH16NA024P***B* | CAP**3721AL* | 59CU5A080C21**20 | 10 | 22400 | 4000 | 206164182 | ASHP | HRCU-A-CB | 16 SEER HP | 16 | 24000
BRYANT HEATING AND COOLING SYSTEMS | CH16NA024P***B* | CAP**3721AL* | 935CA60080C21*** | 10 | 22400 | 4000 | 206164183 | ASHP | HRCU-A-CB | 16 SEER HP | 16 | 24000
BRYANT HEATING AND COOLING SYSTEMS | BH16NA024P***B* | CAP**3721AL* | 935CA60080C21*** | 10 | 22400 | 4000 | 206164184 | ASHP | HRCU-A-CB | 16 SEER HP | 16 | 24000
BRYANT HEATING AND COOLING SYSTEMS | 226CNA024****A | CAP**3721AL* | 935CA60080C21*** | 10 | 22400 | 4000 | 206164185 | ASHP | HRCU-A-CB | PREFERRED SERIES HP | 16 | 24000
HEIL | HSH624GKA* | EA*4X37L21A* | *95CSU0802120A* | 10 | 22400 | 4000 | 206164186 | ASHP | HRCU-A-CB | QUIETCOMFORT DX 1600 R410A HP | 16 | 24000
HEIL | NXH624GKP** | EA*4X37L21A* | *95CSU0802120A* | 10 | 22400 | 4000 | 206164187 | ASHP | HRCU-A-CB | 16 SEER N SERIES R410A HP | 16 | 24000
AIRQUEST | HSH624GKA* | EA*4X37L21A* | *95CSU0802120A* | 10 | 22400 | 4000 | 206164188 | ASHP | HRCU-A-CB | QUIETCOMFORT DX 1600 R410A HP | 16 | 24000
AIRQUEST | NXH624GKP** | EA*4X37L21A* | *95CSU0802120A* | 10 | 22400 | 4000 | 206164189 | ASHP | HRCU-A-CB | 16 SEER N SERIES R410A HP | 16 | 24000
ARCOAIRE | HSH624GKA* | EA*4X37L21A* | *95CSU0802120A* | 10 | 22400 | 4000 | 206164190 | ASHP | HRCU-A-CB | QUIETCOMFORT DX 1600 R410A HP | 16 | 24000
ARCOAIRE | NXH624GKP** | EA*4X37L21A* | *95CSU0802120A* | 10 | 22400 | 4000 | 206164191 | ASHP | HRCU-A-CB | 16 SEER N SERIES R410A HP | 16 | 24000
COMFORTMAKER | CSH624GKA* | EA*4X37L21A* | *95CSU0802120A* | 10 | 22400 | 4000 | 206164192 | ASHP | HRCU-A-CB | SOFTSOUND SXC 2600 R410A HP | 16 | 24000
COMFORTMAKER | NXH624GKP** | EA*4X37L21A* | *95CSU0802120A* | 10 | 22400 | 4000 | 206164193 | ASHP | HRCU-A-CB | 16 SEER N SERIES R410A HP | 16 | 24000
BROAN | FSH1BG4CVRX24KP | C6B(A,H)-X26(C,U)-B(*) | MB7VM-1600K-B | 10 | 22400 | 4000 | 206792608 | ASHP | HRCU-A-CB | BROAN FSH1BG SERIES | 19 | 24600
FRIGIDAIRE | FSH1BG4CVRX24KP | C6B(A,H)-X26(C,U)-B(*) | MB7VM-1600K-B | 10 | 22400 | 4000 | 206792609 | ASHP | HRCU-A-CB | FRIGIDAIRE FSH1BG SERIES | 19 | 24600
NUTONE | FSH1BG4CVRX24KP | C6B(A,H)-X26(C,U)-B(*) | MB7VM-1600K-B | 10 | 22400 | 4000 | 206792610 | ASHP | HRCU-A-CB | NUTONE FSH1BG SERIES | 19 | 24600
NORTEK GLOBAL HVAC LLC | SH1BG4CVRX24KP | B6VMAX24K-B(*) |  | 10 | 22400 | 4000 | 206792177 | ASHP | HRCU-A-CB | NORTEK GLOBAL HVAC SH1BG SERIES | 19 | 24600
NORTEK GLOBAL HVAC LLC | SH1BG4CVRX24KP | C6B(A,H)-X26(C,U)-B(*) | MB7VM-1600K-B | 10 | 22400 | 4000 | 206792197 | ASHP | HRCU-A-CB | NORTEK GLOBAL HVAC SH1BG SERIES | 19 | 24600
BROAN | FSH1BG4CVRX24KP | B6VMAX24K-B(*) |  | 10 | 22400 | 4000 | 206792479 | ASHP | HRCU-A-CB | BROAN FSH1BG SERIES | 19 | 24600
FRIGIDAIRE | FSH1BG4CVRX24KP | B6VMAX24K-B(*) |  | 10 | 22400 | 4000 | 206792480 | ASHP | HRCU-A-CB | FRIGIDAIRE FSH1BG SERIES | 19 | 24600
NUTONE | FSH1BG4CVRX24KP | B6VMAX24K-B(*) |  | 10 | 22400 | 4000 | 206792481 | ASHP | HRCU-A-CB | NUTONE FSH1BG SERIES | 19 | 24600
NORDYNE | SH1BG4CVRX24K | B6VMAX24K-B(*) |  | 10 | 22400 | 4000 | 207560185 | ASHP | HRCU-A-CB | NORTEK GLOBAL HVAC SH1BG SERIES | 19 | 24600
MAYTAG | PSH1BG4CVRX24K | B6VMAX24K-B(*) |  | 10 | 22400 | 4000 | 207560481 | ASHP | HRCU-A-CB | MAYTAG PSH1BG SERIES | 19 | 24600
NORTEK GLOBAL HVAC LLC | SH1BG4CVRX24K | C6B(A,H)-X26(C,U)-B(*) | MB7VM-1600K-B(*) | 10 | 22400 | 4000 | 207561170 | ASHP | HRCU-A-CB | NORTEK GLOBAL HVAC SH1BG SERIES | 19 | 24600
MAYTAG | PSH1BG4CVRX24K | C6B(A,H)-X26(C,U)-B(*) | MB7VM-1600K-B(*) | 10 | 22400 | 4000 | 207561232 | ASHP | HRCU-A-CB | MAYTAG PSH1BG SERIES | 19 | 24600
NORTEK GLOBAL HVAC LLC | SH1BG4CVRX24K | B6VMAX24K-B(*) |  | 10 | 22400 | 4000 | 207561605 | ASHP | HRCU-A-CB | NORTEK GLOBAL HVAC SH1BG SERIES | 19 | 24600
NORTEK GLOBAL HVAC LLC | SH1BG4CVRX24KP | C6B(A,H)-X26(C,U)-B(*) | MB7VM-1600K-B(*) | 10 | 22400 | 4000 | 207561892 | ASHP | HRCU-A-CB | NORTEK GLOBAL HVAC SH1BG SERIES | 19 | 24600
BROAN | FSH1BG4CVRX24KP | C6B(A,H)-X26(C,U)-B(*) | MB7VM-1600K-B(*) | 10 | 22400 | 4000 | 207562093 | ASHP | HRCU-A-CB | BROAN FSH1BG SERIES | 19 | 24600
FRIGIDAIRE | FSH1BG4CVRX24KP | C6B(A,H)-X26(C,U)-B(*) | MB7VM-1600K-B(*) | 10 | 22400 | 4000 | 207562094 | ASHP | HRCU-A-CB | FRIGIDAIRE FSH1BG SERIES | 19 | 24600
NUTONE | FSH1BG4CVRX24KP | C6B(A,H)-X26(C,U)-B(*) | MB7VM-1600K-B(*) | 10 | 22400 | 4000 | 207562095 | ASHP | HRCU-A-CB | NUTONE FSH1BG SERIES | 19 | 24600
NORDYNE | SH1BG4CVRX24K | B6VMAX24K-B |  | 10 | 22400 | 4000 | 10201251 | ASHP | HRCU-A-CB | NORTEK GLOBAL HVAC SH1BG SERIES | 19 | 24600
BROAN | FSH1BG4CVRX24K | B6VMAX24K-B |  | 10 | 22400 | 4000 | 10254865 | ASHP | HRCU-A-CB | BROAN FSH1BG SERIES | 19 | 24600
FRIGIDAIRE | FSH1BG4CVRX24K | B6VMAX24K-B |  | 10 | 22400 | 4000 | 10254866 | ASHP | HRCU-A-CB | FRIGIDAIRE FSH1BG SERIES | 19 | 24600
NUTONE | FSH1BG4CVRX24K | B6VMAX24K-B |  | 10 | 22400 | 4000 | 10254868 | ASHP | HRCU-A-CB | NUTONE FSH1BG SERIES | 19 | 24600
MAYTAG | PSH1BG4CVRX24K | B6VMAX24K-B |  | 10 | 22400 | 4000 | 10296728 | ASHP | HRCU-A-CB | MAYTAG PSH1BG SERIES | 19 | 24600
PAYNE HEATING AND COOLING | PH16NC024****B | CAP**4321AL* | PG80ESUA60080C** | 10 | 22400 | 4000 | 202522161 | ASHP | HRCU-A-CB | 16 SEER HP | 17 | 24000
LENNOX | SL18XP1-024-230A** | CBA38MV-030-230*+TDR |  | 10 | 22400 | 4000 | 201841618 | ASHP | HRCU-A-CB | DAVE LENNOX SIGNATURE SL18XP1 SERIES | 18 | 24400
CARRIER | 25HPB624A**30 | CAP**4321AL* | 58SU*A080E21**20 | 10 | 22400 | 4000 | 202504092 | ASHP | HRCU-A-CB | PERFORMANCE 16 HP | 17 | 24000
CARRIER | CH16NA024****B | CAP**4321AL* | 58SU*A080E21**20 | 10 | 22400 | 4000 | 202504093 | ASHP | HRCU-A-CB | 16 SEER HP | 17 | 24000
HEIL | HSH624GKA* | EA*4X43L21A* | *80ESU0802120A | 10 | 22400 | 4000 | 202504098 | ASHP | HRCU-A-CB | QUIETCOMFORT DX 1600 R410A HP | 17 | 24000
HEIL | NXH624GKA* | EA*4X43L21A* | *80ESU0802120A | 10 | 22400 | 4000 | 202504099 | ASHP | HRCU-A-CB | 16 SEER N Series R410 HP | 17 | 24000
AIRQUEST | HSH624GKA* | EA*4X43L21A* | *80ESU0802120A | 10 | 22400 | 4000 | 202504100 | ASHP | HRCU-A-CB | QUIETCOMFORT DX 1600 R410A HP | 17 | 24000
AIRQUEST | NXH624GKA* | EA*4X43L21A* | *80ESU0802120A | 10 | 22400 | 4000 | 202504101 | ASHP | HRCU-A-CB | 16 SEER N Series R410 HP | 17 | 24000
ARCOAIRE | HSH624GKA* | EA*4X43L21A* | *80ESU0802120A | 10 | 22400 | 4000 | 202504102 | ASHP | HRCU-A-CB | QUIETCOMFORT DX 1600 R410A HP | 17 | 24000
KENMORE | (C,H,T)SH624GKA* | EA*4X37L21A* | *80ESU0802120A | 10 | 22400 | 4000 | 202503990 | ASHP | HRCU-A-CB | QUIETCOMFORT DX 1600 R410A HP | 17 | 24000
KENMORE | NXH624GKA* | EA*4X37L21A* | *80ESU0802120A | 10 | 22400 | 4000 | 202503991 | ASHP | HRCU-A-CB | 16 SEER N Series R410 HP | 17 | 24000
TEMPSTAR | TSH624GKA* | EA*4X37L21A* | *80ESU0802120A | 10 | 22400 | 4000 | 202503992 | ASHP | HRCU-A-CB | SMARTCOMFORT TX R410A HP | 17 | 24000
TEMPSTAR | NXH624GKA* | EA*4X37L21A* | *80ESU0802120A | 10 | 22400 | 4000 | 202503993 | ASHP | HRCU-A-CB | 16 SEER N Series R410 HP | 17 | 24000
CARRIER | 25HPB624A**30 | CAP**3721AL* | 58SU*A080E21**20 | 10 | 22400 | 4000 | 202503972 | ASHP | HRCU-A-CB | PERFORMANCE 16 HP | 17 | 24000
CARRIER | CH16NA024****B | CAP**3721AL* | 58SU*A080E21**20 | 10 | 22400 | 4000 | 202503973 | ASHP | HRCU-A-CB | 16 SEER HP | 17 | 24000
ECOTEMP | WCH6244GKB** | WLA*434CA* | WFEU060B048A* | 10 | 22600 | 4000 | 202521643 | ASHP | HRCU-A-CB | 16 SEER W SERIES R410A HP | 16 | 24000
GRANDAIRE | WCH6244GKB** | WLA*374CA* | WFEU060B048A* | 10 | 22600 | 4000 | 202521813 | ASHP | HRCU-A-CB | 16 SEER W SERIES R410A HP | 16 | 24000
GRANDAIRE | WCH6244GKB** | WLA*434CA* | WFEU060B048A* | 10 | 22600 | 4000 | 202521818 | ASHP | HRCU-A-CB | 16 SEER W SERIES R410A HP | 16 | 24000
PAYNE HEATING AND COOLING | PH16NC024****B | CAP**3721AL* | PG80ESUA48060B** | 10 | 22600 | 4000 | 202522155 | ASHP | HRCU-A-CB | 16 SEER HP | 16 | 24000
YORK | YZT24B21 | CF/CM36C+MVC12CN21+TXV |  | 10 | 22600 | 4000 | 202179294 | ASHP | HRCU-A-CB | AFFINITY | 19 | 23600
YORK | YZT24B21 | AE36CX21+TXV |  | 10 | 22600 | 4000 | 202180836 | ASHP | HRCU-A-CB | AFFINITY | 19 | 24000
COLEMAN | HC19B2421 | CF/CM36C+MVC12CN21+TXV |  | 10 | 22600 | 4000 | 202183246 | ASHP | HRCU-A-CB | ECHELON | 19 | 23600
BROCK | PH16NC024P***B* | CAP**4321AL* | PG80ESUA48060B** | 10 | 22600 | 4000 | 205449999 | ASHP | HRCU-A-CB | 16 SEER HP | 16 | 24000
WEATHERMAKER | PH16NC024P***B* | CAP**4321AL* | PG80ESUA48060B** | 10 | 22600 | 4000 | 205454379 | ASHP | HRCU-A-CB | 16 SEER HP | 16 | 24000
GOETTL | CSH624GKA* | EA*4X43L21A* | *80ESU0601716A | 10 | 22600 | 4000 | 205923319 | ASHP | HRCU-A-CB | SOFTSOUND SXC 2600 R410A HP | 16 | 24000
GOETTL | TSH624GKA* | EA*4X37L21A* | *80ESU0601716A | 10 | 22600 | 4000 | 205928826 | ASHP | HRCU-A-CB | SMARTCOMFORT TX R410A HP | 16 | 24000
GOETTL | HSH624GKA* | EA*4X37L21A* | *80ESU0601716A | 10 | 22600 | 4000 | 205888675 | ASHP | HRCU-A-CB | QUIETCOMFORT DX 1600 R410A HP | 16 | 24000
GOETTL | HSH624GKA* | EA*4X43L21A* | *80ESU0601716A | 10 | 22600 | 4000 | 205888680 | ASHP | HRCU-A-CB | QUIETCOMFORT DX 1600 R410A HP | 16 | 24000
GOETTL | NXH624GKP** | EA*4X43L21A* | *80ESU0601716A | 10 | 22600 | 4000 | 205894387 | ASHP | HRCU-A-CB | 16 SEER N Series R410 HP | 16 | 24000
GOETTL | CSH624GKA* | EA*4X37L21A* | *80ESU0601716A | 10 | 22600 | 4000 | 205923309 | ASHP | HRCU-A-CB | SOFTSOUND SXC 2600 R410A HP | 16 | 24000
CARRIER | 25HPB624A**30 | CAP**4321AL* | 58SU*A060E17**16 | 10 | 22600 | 4000 | 202504116 | ASHP | HRCU-A-CB | PERFORMANCE 16 HP | 16 | 24000
CARRIER | CH16NA024****B | CAP**4321AL* | 58SU*A060E17**16 | 10 | 22600 | 4000 | 202504117 | ASHP | HRCU-A-CB | 16 SEER HP | 16 | 24000
HEIL | HSH624GKA* | EA*4X43L21A* | *80ESU0601716A | 10 | 22600 | 4000 | 202504122 | ASHP | HRCU-A-CB | QUIETCOMFORT DX 1600 R410A HP | 16 | 24000
HEIL | NXH624GKA* | EA*4X43L21A* | *80ESU0601716A | 10 | 22600 | 4000 | 202504123 | ASHP | HRCU-A-CB | 16 SEER N Series R410 HP | 16 | 24000
AIRQUEST | HSH624GKA* | EA*4X43L21A* | *80ESU0601716A | 10 | 22600 | 4000 | 202504124 | ASHP | HRCU-A-CB | QUIETCOMFORT DX 1600 R410A HP | 16 | 24000
AIRQUEST | NXH624GKA* | EA*4X43L21A* | *80ESU0601716A | 10 | 22600 | 4000 | 202504125 | ASHP | HRCU-A-CB | 16 SEER N Series R410 HP | 16 | 24000
ARCOAIRE | HSH624GKA* | EA*4X43L21A* | *80ESU0601716A | 10 | 22600 | 4000 | 202504126 | ASHP | HRCU-A-CB | QUIETCOMFORT DX 1600 R410A HP | 16 | 24000
ARCOAIRE | NXH624GKA* | EA*4X43L21A* | *80ESU0601716A | 10 | 22600 | 4000 | 202504127 | ASHP | HRCU-A-CB | 16 SEER N Series R410 HP | 16 | 24000
COMFORTMAKER | CSH624GKA* | EA*4X43L21A* | *80ESU0601716A | 10 | 22600 | 4000 | 202504128 | ASHP | HRCU-A-CB | SOFTSOUND SXC 2600 R410A HP | 16 | 24000
COMFORTMAKER | NXH624GKA* | EA*4X43L21A* | *80ESU0601716A | 10 | 22600 | 4000 | 202504129 | ASHP | HRCU-A-CB | 16 SEER N Series R410 HP | 16 | 24000
DAY & NIGHT | CSH624GKA* | EA*4X43L21A* | *80ESU0601716A | 10 | 22600 | 4000 | 202504130 | ASHP | HRCU-A-CB | CONSTANT COMFORT SXC 2600 R410A HP | 16 | 24000
DAY & NIGHT | NXH624GKA* | EA*4X43L21A* | *80ESU0601716A | 10 | 22600 | 4000 | 202504131 | ASHP | HRCU-A-CB | 16 SEER N Series R410 HP | 16 | 24000
BRYANT HEATING AND COOLING SYSTEMS | BH16NA024P***B* | CAP**4321AL* | 83*SA48060E17*** | 10 | 22600 | 4000 | 204842189 | ASHP | HRCU-A-CB | 16 SEER HP | 16 | 24000
CARRIER | CH16NA024P***B* | CAP**4321AL* | 58SU*A060E17**16 | 10 | 22600 | 4000 | 204863262 | ASHP | HRCU-A-CB | 16 SEER HP | 16 | 24000
BRYANT HEATING AND COOLING SYSTEMS | CH16NA024P***B* | CAP**4321AL* | 83*SA48060E17*** | 10 | 22600 | 4000 | 204863615 | ASHP | HRCU-A-CB | 16 SEER HP | 16 | 24000
ECOTEMP | WCH6244GKP** | WLA*434CA* | WFEU060B048A* | 10 | 22600 | 4000 | 204863834 | ASHP | HRCU-A-CB | 16 SEER W SERIES R410A HP | 16 | 24000
GRANDAIRE | WCH6244GKP** | WLA*434CA* | WFEU060B048A* | 10 | 22600 | 4000 | 204864053 | ASHP | HRCU-A-CB | 16 SEER W SERIES R410A HP | 16 | 24000
PAYNE HEATING AND COOLING | PH16NC024P***B* | CAP**4321AL* | PG80ESUA48060B** | 10 | 22600 | 4000 | 204867839 | ASHP | HRCU-A-CB | 16 SEER HP | 16 | 24000
HEIL | NXH624GKP** | EA*4X43L21A* | *80ESU0601716A | 10 | 22600 | 4000 | 204880703 | ASHP | HRCU-A-CB | 16 SEER N Series R410 HP | 16 | 24000
AIRQUEST | NXH624GKP** | EA*4X43L21A* | *80ESU0601716A | 10 | 22600 | 4000 | 204880704 | ASHP | HRCU-A-CB | 16 SEER N Series R410 HP | 16 | 24000
ARCOAIRE | NXH624GKP** | EA*4X43L21A* | *80ESU0601716A | 10 | 22600 | 4000 | 204880705 | ASHP | HRCU-A-CB | 16 SEER N Series R410 HP | 16 | 24000
COMFORTMAKER | NXH624GKP** | EA*4X43L21A* | *80ESU0601716A | 10 | 22600 | 4000 | 204880706 | ASHP | HRCU-A-CB | 16 SEER N Series R410 HP | 16 | 24000
DAY & NIGHT | NXH624GKP** | EA*4X43L21A* | *80ESU0601716A | 10 | 22600 | 4000 | 204880707 | ASHP | HRCU-A-CB | 16 SEER N Series R410 HP | 16 | 24000
KEEPRITE | NXH624GKP** | EA*4X43L21A* | *80ESU0601716A | 10 | 22600 | 4000 | 204880708 | ASHP | HRCU-A-CB | 16 SEER N Series R410 HP | 16 | 24000
KENMORE | NXH624GKP** | EA*4X43L21A* | *80ESU0601716A | 10 | 22600 | 4000 | 204880709 | ASHP | HRCU-A-CB | 16 SEER N Series R410 HP | 16 | 24000
TEMPSTAR | NXH624GKP** | EA*4X43L21A* | *80ESU0601716A | 10 | 22600 | 4000 | 204880710 | ASHP | HRCU-A-CB | 16 SEER N Series R410 HP | 16 | 24000
YORK | YZT24B21 | CM36CXA1+MVC12CN21+TXV |  | 10 | 22600 | 4000 | 206264481 | ASHP | HRCU-A-CB | AFFINITY | 19 | 23600
COLEMAN | HC19B2421 | CF36CXA1+MVC12CN21+TXV |  | 10 | 22600 | 4000 | 206264482 | ASHP | HRCU-A-CB | ECHELON | 19 | 23600
FRASER-JOHNSTON | HL19B2421 | CF36CXA1+MVC12CN21+TXV |  | 10 | 22600 | 4000 | 206264483 | ASHP | HRCU-A-CB | RELIANT | 19 | 23600
COLEMAN | HC19B2421 | CM36CXA1+MVC12CN21+TXV |  | 10 | 22600 | 4000 | 206264484 | ASHP | HRCU-A-CB | ECHELON | 19 | 23600
FRASER-JOHNSTON | HL19B2421 | CM36CXA1+MVC12CN21+TXV |  | 10 | 22600 | 4000 | 206264485 | ASHP | HRCU-A-CB | RELIANT | 19 | 23600
LUXAIRE | HL19B2421 | CF36CXA1+MVC12CN21+TXV |  | 10 | 22600 | 4000 | 206264486 | ASHP | HRCU-A-CB | ACCLIMATE | 19 | 23600
CHAMPION HEATING AND COOLING | HL19B2421 | CF36CXA1+MVC12CN21+TXV |  | 10 | 22600 | 4000 | 206264487 | ASHP | HRCU-A-CB | MOMENTUM | 19 | 23600
LUXAIRE | HL19B2421 | CM36CXA1+MVC12CN21+TXV |  | 10 | 22600 | 4000 | 206264488 | ASHP | HRCU-A-CB | ACCLIMATE | 19 | 23600
CHAMPION HEATING AND COOLING | HL19B2421 | CM36CXA1+MVC12CN21+TXV |  | 10 | 22600 | 4000 | 206264489 | ASHP | HRCU-A-CB | MOMENTUM | 19 | 23600
YORK | YZT24B21 | CF36CXA1+MVC12CN21+TXV |  | 10 | 22600 | 4000 | 206264480 | ASHP | HRCU-A-CB | AFFINITY | 19 | 23600
GOETTL | TSH624GKA* | EA*4X43L21A* | *80ESU0601716A | 10 | 22600 | 4000 | 205928833 | ASHP | HRCU-A-CB | SMARTCOMFORT TX R410A HP | 16 | 24000
LUXAIRE | HL19B2421 | CF/CM36C+MVC12CN21+TXV |  | 10 | 22600 | 4000 | 202183247 | ASHP | HRCU-A-CB | ACCLIMATE | 19 | 23600
FRASER-JOHNSTON | HL19B2421 | CF/CM36C+MVC12CN21+TXV |  | 10 | 22600 | 4000 | 202183248 | ASHP | HRCU-A-CB | RELIANT | 19 | 23600
CHAMPION HEATING AND COOLING | HL19B2421 | CF/CM36C+MVC12CN21+TXV |  | 10 | 22600 | 4000 | 202183249 | ASHP | HRCU-A-CB | MOMENTUM | 19 | 23600
COLEMAN | HC19B2421 | AE36CX21+TXV |  | 10 | 22600 | 4000 | 202183772 | ASHP | HRCU-A-CB |  | 19 | 24000
LUXAIRE | HL19B2421 | AE36CX21+TXV |  | 10 | 22600 | 4000 | 202183773 | ASHP | HRCU-A-CB |  | 19 | 24000
FRASER-JOHNSTON | HL19B2421 | AE36CX21+TXV |  | 10 | 22600 | 4000 | 202183774 | ASHP | HRCU-A-CB |  | 19 | 24000
CHAMPION HEATING AND COOLING | HL19B2421 | AE36CX21+TXV |  | 10 | 22600 | 4000 | 202183775 | ASHP | HRCU-A-CB |  | 19 | 24000
KENMORE | NXH624GKA* | EA*4X37L21A* | *80ESU0601716A | 10 | 22600 | 4000 | 202504015 | ASHP | HRCU-A-CB | 16 SEER N Series R410 HP | 16 | 24000
TEMPSTAR | TSH624GKA* | EA*4X37L21A* | *80ESU0601716A | 10 | 22600 | 4000 | 202504016 | ASHP | HRCU-A-CB | SMARTCOMFORT TX R410A HP | 16 | 24000
TEMPSTAR | NXH624GKA* | EA*4X37L21A* | *80ESU0601716A | 10 | 22600 | 4000 | 202504017 | ASHP | HRCU-A-CB | 16 SEER N Series R410 HP | 16 | 24000
CARRIER | 25HPB624A**30 | CAP**3721AL* | 58SU*A060E17**16 | 10 | 22600 | 4000 | 202503996 | ASHP | HRCU-A-CB | PERFORMANCE 16 HP | 16 | 24000
CARRIER | CH16NA024****B | CAP**3721AL* | 58SU*A060E17**16 | 10 | 22600 | 4000 | 202503997 | ASHP | HRCU-A-CB | 16 SEER HP | 16 | 24000
HEIL | HSH624GKA* | EA*4X37L21A* | *80ESU0601716A | 10 | 22600 | 4000 | 202504002 | ASHP | HRCU-A-CB | QUIETCOMFORT DX 1600 R410A HP | 16 | 24000
HEIL | NXH624GKA* | EA*4X37L21A* | *80ESU0601716A | 10 | 22600 | 4000 | 202504003 | ASHP | HRCU-A-CB | 16 SEER N Series R410 HP | 16 | 24000
AIRQUEST | HSH624GKA* | EA*4X37L21A* | *80ESU0601716A | 10 | 22600 | 4000 | 202504004 | ASHP | HRCU-A-CB | QUIETCOMFORT DX 1600 R410A HP | 16 | 24000
AIRQUEST | NXH624GKA* | EA*4X37L21A* | *80ESU0601716A | 10 | 22600 | 4000 | 202504005 | ASHP | HRCU-A-CB | 16 SEER N Series R410 HP | 16 | 24000
ARCOAIRE | HSH624GKA* | EA*4X37L21A* | *80ESU0601716A | 10 | 22600 | 4000 | 202504006 | ASHP | HRCU-A-CB | QUIETCOMFORT DX 1600 R410A HP | 16 | 24000
ARCOAIRE | NXH624GKA* | EA*4X37L21A* | *80ESU0601716A | 10 | 22600 | 4000 | 202504007 | ASHP | HRCU-A-CB | 16 SEER N Series R410 HP | 16 | 24000
COMFORTMAKER | CSH624GKA* | EA*4X37L21A* | *80ESU0601716A | 10 | 22600 | 4000 | 202504008 | ASHP | HRCU-A-CB | SOFTSOUND SXC 2600 R410A HP | 16 | 24000
COMFORTMAKER | NXH624GKA* | EA*4X37L21A* | *80ESU0601716A | 10 | 22600 | 4000 | 202504009 | ASHP | HRCU-A-CB | 16 SEER N Series R410 HP | 16 | 24000
DAY & NIGHT | CSH624GKA* | EA*4X37L21A* | *80ESU0601716A | 10 | 22600 | 4000 | 202504010 | ASHP | HRCU-A-CB | CONSTANT COMFORT SXC 2600 R410A HP | 16 | 24000
DAY & NIGHT | NXH624GKA* | EA*4X37L21A* | *80ESU0601716A | 10 | 22600 | 4000 | 202504011 | ASHP | HRCU-A-CB | 16 SEER N Series R410 HP | 16 | 24000
KEEPRITE | CSH624GKA* | EA*4X37L21A* | *80ESU0601716A | 10 | 22600 | 4000 | 202504012 | ASHP | HRCU-A-CB | QUIETCOMFORT DX 1600 R410A HP | 16 | 24000
KEEPRITE | NXH624GKA* | EA*4X37L21A* | *80ESU0601716A | 10 | 22600 | 4000 | 202504013 | ASHP | HRCU-A-CB | 16 SEER N Series R410 HP | 16 | 24000
KENMORE | (C,H,T)SH624GKA* | EA*4X37L21A* | *80ESU0601716A | 10 | 22600 | 4000 | 202504014 | ASHP | HRCU-A-CB | QUIETCOMFORT DX 1600 R410A HP | 16 | 24000
PAYNE HEATING AND COOLING | PH16NC024****B | CAP**4321AL* | PG80ESUA48060B** | 10 | 22600 | 4000 | 202522160 | ASHP | HRCU-A-CB | 16 SEER HP | 16 | 24000
KEEPRITE | CSH624GKA* | EA*4X43L21A* | *80ESU0601716A | 10 | 22600 | 4000 | 202504132 | ASHP | HRCU-A-CB | QUIETCOMFORT DX 1600 R410A HP | 16 | 24000
KEEPRITE | NXH624GKA* | EA*4X43L21A* | *80ESU0601716A | 10 | 22600 | 4000 | 202504133 | ASHP | HRCU-A-CB | 16 SEER N Series R410 HP | 16 | 24000
KENMORE | (C,H,T)SH624GKA* | EA*4X43L21A* | *80ESU0601716A | 10 | 22600 | 4000 | 202504134 | ASHP | HRCU-A-CB | QUIETCOMFORT DX 1600 R410A HP | 16 | 24000
KENMORE | NXH624GKA* | EA*4X43L21A* | *80ESU0601716A | 10 | 22600 | 4000 | 202504135 | ASHP | HRCU-A-CB | 16 SEER N Series R410 HP | 16 | 24000
TEMPSTAR | TSH624GKA* | EA*4X43L21A* | *80ESU0601716A | 10 | 22600 | 4000 | 202504136 | ASHP | HRCU-A-CB | SMARTCOMFORT TX R410A HP | 16 | 24000
TEMPSTAR | NXH624GKA* | EA*4X43L21A* | *80ESU0601716A | 10 | 22600 | 4000 | 202504137 | ASHP | HRCU-A-CB | 16 SEER N Series R410 HP | 16 | 24000
BRYANT HEATING AND COOLING SYSTEMS | 226CNA024****A | CAP**3721AL* | 83*SA48060E17*** | 10 | 22600 | 4000 | 202520897 | ASHP | HRCU-A-CB | PREFERRED SERIES HP | 16 | 24000
BRYANT HEATING AND COOLING SYSTEMS | 226CNA024****A | CAP**4321AL* | 83*SA48060E17*** | 10 | 22600 | 4000 | 202520902 | ASHP | HRCU-A-CB | PREFERRED SERIES HP | 16 | 24000
BRYANT HEATING AND COOLING SYSTEMS | BH16NA024****B | CAP**3721AL* | 83*SA48060E17*** | 10 | 22600 | 4000 | 202521072 | ASHP | HRCU-A-CB | 16 SEER HP | 16 | 24000
BRYANT HEATING AND COOLING SYSTEMS | BH16NA024****B | CAP**4321AL* | 83*SA48060E17*** | 10 | 22600 | 4000 | 202521077 | ASHP | HRCU-A-CB | 16 SEER HP | 16 | 24000
BRYANT HEATING AND COOLING SYSTEMS | CH16NA024****B | CAP**3721AL* | 83*SA48060E17*** | 10 | 22600 | 4000 | 202521455 | ASHP | HRCU-A-CB | 16 SEER HP | 16 | 24000
BRYANT HEATING AND COOLING SYSTEMS | CH16NA024****B | CAP**4321AL* | 83*SA48060E17*** | 10 | 22600 | 4000 | 202521460 | ASHP | HRCU-A-CB | 16 SEER HP | 16 | 24000
ECOTEMP | WCH6244GKB** | WLA*374CA* | WFEU060B048A* | 10 | 22600 | 4000 | 202521638 | ASHP | HRCU-A-CB | 16 SEER W SERIES R410A HP | 16 | 24000
DAIKIN | DZ17VSA301B* | DV35FECC14A* |  | 10 | 22800 | 5000 | 207599994 | ccASHP | HRCU-A-CB |  | 18 | 25000 | 2.04 | 72
DAIKIN | DZ18TC0241C* | CA*F3137*6A*+TXV | D*80VC0603B*A* | 10 | 22800 | 4000 | 10570478 | ASHP | HRCU-A-CB | DZ18TC | 18.5 | 23800
MAXI AIR CENTRAL | CLASS24CC | AHAN2410 |  | 10 | 23000 | 5000 | 206799638 | ccASHP | HRCU-A-CB |  | 19 | 23400 | 2.17 | 70
MAXI AIR CENTRAL | CLASS24CC | AHAN3615 |  | 10 | 23000 | 5000 | 206799639 | ccASHP | HRCU-A-CB |  | 19 | 23400 | 2.17 | 70
SUPREME CENTRAL | SUPRM24CC | AHAN3615 |  | 10 | 23000 | 5000 | 206799642 | ccASHP | HRCU-A-CB |  | 19 | 23400 | 2.17 | 70
SUPREME CENTRAL | SUPRM24CC | AHAN2410 |  | 10 | 23000 | 5000 | 206799641 | ccASHP | HRCU-A-CB |  | 19 | 23400 | 2.17 | 70
LENNOX | EL18XPV-024-230A** | C35-30B+TDR+TXV | ML180UH070V36B* | 10 | 23000 | 4000 | 206840519 | ASHP | HRCU-A-CB | Elite EL18XPV Series | 20 | 24000
LENNOX | EL18XPV-024-230A** | CBA25UHV-030-230-** |  | 10 | 23000 | 4000 | 206840765 | ASHP | HRCU-A-CB | Elite EL18XPV Series | 20 | 23800
LENNOX | EL18XPV-024-230A** | CX35-30B+TDR | ML180UH070V36B* | 10 | 23000 | 4000 | 206840711 | ASHP | HRCU-A-CB | Elite EL18XPV Series | 20 | 24000
GOODMAN | GSZC180241C* | CA*F3137*6A*+MBVC1201**-1A*+TXV |  | 10 | 23000 | 4000 | 205358311 | ASHP | HRCU-A-CB | GSZC18 | 18 | 23800
AMANA | ASZC180241C* | CA*F3137*6A*+MBVC1201**-1A*+TXV |  | 10 | 23000 | 4000 | 205358312 | ASHP | HRCU-A-CB | ASZC18 | 18 | 23800
GOODMAN | GSZC180241C* | CA*F3137*6A*+MBVC1200**-1A*+TX |  | 10 | 23000 | 4000 | 201690719 | ASHP | HRCU-A-CB | GSZC18 | 18 | 23800
DAIKIN | DZ18TC0241C* | CA*F3137*6A*+MBVC1200**-1A*+TX |  | 10 | 23000 | 4000 | 10570469 | ASHP | HRCU-A-CB | DZ18TC | 18 | 23800
AMANA | ASZC180241C* | CA*F3137*6A*+MBVC1200**-1A*+TX |  | 10 | 23000 | 4000 | 10570308 | ASHP | HRCU-A-CB | ASZC18 | 18 | 23800
REZNOR | GXH24(7.0)LSK4DH | GHH24(7.0)LUK4DH |  | 10 | 23000 | $2,500: 2 indoor heads; $5,000: >=3 indoor heads | 202443291 | ccASHP | HRCU-A-CB-O | Lomo | 20 | 22000 | 2.02 | 99
GIBSON | GXH24(7.0)LSK4DH | GHH24(7.0)LUK4DH |  | 10 | 23000 | $2,500: 2 indoor heads; $5,000: >=3 indoor heads | 9001000 | ccASHP | HRCU-A-CB-O | Lomo | 20 | 22000 | 2.02 | 99
LBG PRODUCTS | LBH24DWO | LBH24DWI |  | 10 | 23000 | $2,500: 2 indoor heads; $5,000: >=3 indoor heads | 206853247 | ccASHP | HRCU-A-CB-O | Airbox | 20 | 22000 | 2.02 | 73
KINGHOME | KW24HQ2B8DO | KW24HQ2B8DI |  | 10 | 23000 | $2,500: 2 indoor heads; $5,000: >=3 indoor heads | 10338140 | ccASHP | HRCU-A-CB-O |  | 20 | 22389 | 2.07 | 98
ACD | OCD24KCH20S-O | OCD24KCH20S-I |  | 10 | 23000 | $2,500: 2 indoor heads; $5,000: >=3 indoor heads | 201863353 | ccASHP | HRCU-A-CB-O | OCD-23 | 20 | 22000 | 2.07 | 98
AIRTEMP | GXH24(7.0)LSK4DH | GHH24(7.0)LUK4DH |  | 10 | 23000 | $2,500: 2 indoor heads; $5,000: >=3 indoor heads | 202443312 | ccASHP | HRCU-A-CB-O | Lomo | 20 | 22000 | 2.02 | 99
WABBAN | BB24HQ2A3DO | BB24HQ2A3DI |  | 10 | 23000 | $2,500: 2 indoor heads; $5,000: >=3 indoor heads | 201903168 | ccASHP | HRCU-A-CB-O | Mistral Series | 20 | 22000 | 2.07 | 98
YORK BY JOHNSON CONTROLS | DHX24CSB21S | DHX24NWB21S |  | 10 | 23000 | $2,500: 2 indoor heads; $4,000: >=3 indoor heads | 8578581 | ASHP | HRCU-A-CB-O |  | 20 | 22000
FRIEDRICH | MRAD24Y3J | MWAD24Y3J |  | 10 | 23000 | $2,500: 2 indoor heads; $4,000: >=3 indoor heads | 10221178 | ASHP | HRCU-A-CB-O |  | 20 | 22000
LUXAIRE BY JOHNSON CONTROLS | DHX24CSB21S | DHX24NWB21S |  | 10 | 23000 | $2,500: 2 indoor heads; $4,000: >=3 indoor heads | 8578583 | ASHP | HRCU-A-CB-O |  | 20 | 22000
GUARDIAN BY JOHNSON CONTROLS | DHX24CSB21S | DHX24NWB21S |  | 10 | 23000 | $2,500: 2 indoor heads; $4,000: >=3 indoor heads | 8578584 | ASHP | HRCU-A-CB-O |  | 20 | 22000
CHAMPION | DHX24CSB21S | DHX24NWB21S |  | 10 | 23000 | $2,500: 2 indoor heads; $4,000: >=3 indoor heads | 8657818 | ASHP | HRCU-A-CB-O |  | 20 | 22000
FRIGIDAIRE | FFHP223CS2 | FFHP223WS2 |  | 10 | 23000 | $2,500: 2 indoor heads; $4,000: >=3 indoor heads | 8718586 | ASHP | HRCU-A-CB-O |  | 20 | 22000
TOSOT | TW24HQ2C2DO | TW24HQ2C2DI |  | 10 | 23000 | $2,500: 2 indoor heads; $4,000: >=3 indoor heads | 9108748 | ASHP | HRCU-A-CB-O |  | 20 | 22000
C&H | CH24VCT230VO | CH24VCT230VI |  | 10 | 23000 | $2,500: 2 indoor heads; $4,000: >=3 indoor heads | 9119142 | ASHP | HRCU-A-CB-O |  | 20 | 22000
MDV | M3OH-24HFN1-M |  |  | 10 | 23000 | $2,500: 2 indoor heads; $4,000: >=3 indoor heads | 9854618 | ASHP | HMSV-A-CB |  | 23 | 24000
AIREFORCE | GXH24(7.0)LSK4DH | GHH24(7.0)LUK4DH |  | 10 | 23000 | $2,500: 2 indoor heads; $4,000: >=3 indoor heads | 202534242 | ASHP | HRCU-A-CB-O |  | 20 | 22000
TOSOT | TW24HQ2A1DO | TW24HQ2A1DI |  | 10 | 23000 | $2,500: 2 indoor heads; $4,000: >=3 indoor heads | 10102139 | ASHP | HRCU-A-CB-O |  | 20 | 22000
TOSOT | TW24HM1CID/O | TW24HM1CID/I |  | 10 | 23000 | $2,500: 2 indoor heads; $4,000: >=3 indoor heads | 10096639 | ASHP | HRCU-A-CB-O |  | 18 | 19000
GREE | VIR24HP230V1AO | VIR24HP230V1AH |  | 10 | 23000 | $2,500: 2 indoor heads; $4,000: >=3 indoor heads | 8237305 | ASHP | HRCU-A-CB-O |  | 20 | 22000
GREE | VIR24HP230V1BO | VIR24HP230V1BH |  | 10 | 23000 | $2,500: 2 indoor heads; $4,000: >=3 indoor heads | 9956333 | ASHP | HRCU-A-CB-O |  | 20 | 22000
TOSOT | TW24HQ2C2DO(WIFI) | TW24HQ2C2DI(WIFI) |  | 10 | 23000 | $2,500: 2 indoor heads; $4,000: >=3 indoor heads | 10611531 | ASHP | HRCU-A-CB-O |  | 20 | 22000
C&H | GWH24QE-D3DNA1D/O | GWH24QE-D3DNA1D/I |  | 10 | 23000 | $2,500: 2 indoor heads; $4,000: >=3 indoor heads | 8235775 | ASHP | HRCU-A-CB-O |  | 20 | 22000
GREE | GWH24QE-D3DNA1D/O | GWH24QE-D3DN***/I |  | 10 | 23000 | $2,500: 2 indoor heads; $4,000: >=3 indoor heads | 7070719 | ASHP | HRCU-A-CB-O |  | 20 | 22000
TOSOT | TW24HQ2A3DO | TW24HQ2A3DI |  | 10 | 23000 | $2,500: 2 indoor heads; $4,000: >=3 indoor heads | 202134394 | ASHP | HRCU-A-CB-O |  | 20 | 22000
BOREAL | EQX24HPJ1OB | EQX24HPJ1IB |  | 10 | 23000 | $2,500: 2 indoor heads; $4,000: >=3 indoor heads | 10277687 | ASHP | HRCU-A-CB-O |  | 20 | 22000
COLEMAN BY JOHNSON CONTROLS | DHX24CSB21S | DHX24NWB21S |  | 10 | 23000 | $2,500: 2 indoor heads; $4,000: >=3 indoor heads | 8578582 | ASHP | HRCU-A-CB-O |  | 20 | 22000
LENNOX | EL18XPV-024-230A** | CX35-30A+TDR | ML180UH030V36A* | 10 | 23200 | 4000 | 206840697 | ASHP | HRCU-A-CB | Elite EL18XPV Series | 20 | 24000
LENNOX | EL18XPV-024-230A** | CX35-30A+TDR | ML180UH045V36A* | 10 | 23200 | 4000 | 206840699 | ASHP | HRCU-A-CB | Elite EL18XPV Series | 20 | 24000
LENNOX | EL18XPV-024-230A** | C35-24A+TDR+TXV | ML180UH030V36A* | 10 | 23200 | 4000 | 206840728 | ASHP | HRCU-A-CB | Elite EL18XPV Series | 20 | 23400
LENNOX | EL18XPV-024-230A** | C35-24A+TDR+TXV | ML180UH045V36A* | 10 | 23200 | 4000 | 206840730 | ASHP | HRCU-A-CB | Elite EL18XPV Series | 20 | 23400
LENNOX | EL18XPV-024-230A** | C35-24B+TDR+TXV | ML180UH070V36B* | 10 | 23200 | 4000 | 206840742 | ASHP | HRCU-A-CB | Elite EL18XPV Series | 20 | 23400
LENNOX | EL18XPV-024-230A** | C35-30A+TDR+TXV | ML180UH030V36A* | 10 | 23200 | 4000 | 206840759 | ASHP | HRCU-A-CB | Elite EL18XPV Series | 20 | 24000
LENNOX | EL18XPV-024-230A** | C35-30A+TDR+TXV | ML180UH045V36A* | 10 | 23200 | 4000 | 206840761 | ASHP | HRCU-A-CB | Elite EL18XPV Series | 20 | 24000
LENNOX | EL18XPV-024-230A** | CX35-24A+TDR | ML180UH030V36A* | 10 | 23200 | 4000 | 206840773 | ASHP | HRCU-A-CB | Elite EL18XPV Series | 20 | 23400
LENNOX | EL18XPV-024-230A** | CX35-24A+TDR | ML180UH045V36A* | 10 | 23200 | 4000 | 206840775 | ASHP | HRCU-A-CB | Elite EL18XPV Series | 20 | 23400
LENNOX | EL18XPV-024-230A** | CX35-24B+TDR | ML180UH070V36B* | 10 | 23200 | 4000 | 206840787 | ASHP | HRCU-A-CB | Elite EL18XPV Series | 20 | 23400
COLEMAN | CH6B2421 | AVC36CX21+TXV |  | 10 | 23200 | 4000 | 202414987 | ASHP | HRCU-A-CB | LX SERIES | 17 | 24000
LUXAIRE | TH6B2421 | AVC36CX21+TXV |  | 10 | 23200 | 4000 | 202414988 | ASHP | HRCU-A-CB | LX SERIES | 17 | 24000
FRASER-JOHNSTON | TH6B2421 | AVC36CX21+TXV |  | 10 | 23200 | 4000 | 202414989 | ASHP | HRCU-A-CB | LX SERIES | 17 | 24000
CHAMPION HEATING AND COOLING | TH6B2421 | AVC36CX21+TXV |  | 10 | 23200 | 4000 | 202414990 | ASHP | HRCU-A-CB | LX SERIES | 17 | 24000
YORK | YHG24B21 | AVC36CX21+TXV |  | 10 | 23200 | 4000 | 202408753 | ASHP | HRCU-A-CB | LX SERIES | 17 | 24000
YORK | YHG24B21 | CF36BBAA1+MVC12BN21 |  | 10 | 23400 | 4000 | 202746888 | ASHP | HRCU-A-CB | LX SERIES | 17 | 24000
CHAMPION HEATING AND COOLING | TH6B2421 | CM36BXA1+MVC12BN21+TXV |  | 10 | 23400 | 4000 | 205509884 | ASHP | HRCU-A-CB | LX SERIES | 17 | 24000
FRASER-JOHNSTON | TH6B2421 | CF36BBAA1+MVC12BN21 |  | 10 | 23400 | 4000 | 202749535 | ASHP | HRCU-A-CB | LX SERIES | 17 | 24000
CHAMPION HEATING AND COOLING | TH6B2421 | CF36BBAA1+MVC12BN21 |  | 10 | 23400 | 4000 | 202749536 | ASHP | HRCU-A-CB | LX SERIES | 17 | 24000
COLEMAN | CH6B2421 | CF36BBAA1+MVC12BN21 |  | 10 | 23400 | 4000 | 202749537 | ASHP | HRCU-A-CB | LX SERIES | 17 | 24000
LUXAIRE | TH6B2421 | CF36BBAA1+MVC12BN21 |  | 10 | 23400 | 4000 | 202749538 | ASHP | HRCU-A-CB | LX SERIES | 17 | 24000
COLEMAN | CH6B2421 | CM36BBAA1+MVC12BN21 |  | 10 | 23400 | 4000 | 202749539 | ASHP | HRCU-A-CB | LX SERIES | 17 | 24000
LUXAIRE | TH6B2421 | CM36BBAA1+MVC12BN21 |  | 10 | 23400 | 4000 | 202749540 | ASHP | HRCU-A-CB | LX SERIES | 17 | 24000
FRASER-JOHNSTON | TH6B2421 | CM36BBAA1+MVC12BN21 |  | 10 | 23400 | 4000 | 202749541 | ASHP | HRCU-A-CB | LX SERIES | 17 | 24000
CHAMPION HEATING AND COOLING | TH6B2421 | CM36BBAA1+MVC12BN21 |  | 10 | 23400 | 4000 | 202749542 | ASHP | HRCU-A-CB | LX SERIES | 17 | 24000
LENNOX | EL18XPV-024-230A** | CBA27UHE-030-230*+TDR |  | 10 | 23400 | 4000 | 207256754 | ASHP | HRCU-A-CB | ELITE EL18XPV SERIES | 20 | 24000
LENNOX | EL18XPV-024-230A** | CBA25UHV-024-230-** |  | 10 | 23400 | 4000 | 206840764 | ASHP | HRCU-A-CB | Elite EL18XPV Series | 19 | 23600
LENNOX | EL18XPV-024-230A** | CBA38MV-030-230*+TDR |  | 10 | 23400 | 4000 | 206840767 | ASHP | HRCU-A-CB | Elite EL18XPV Series | 20 | 24000
FRASER-JOHNSTON | TH6B2421 | CF/CM36B+MVC12BN21+TXV |  | 10 | 23400 | 4000 | 202414953 | ASHP | HRCU-A-CB | LX SERIES | 17 | 24000
CHAMPION HEATING AND COOLING | TH6B2421 | CF/CM36B+MVC12BN21+TXV |  | 10 | 23400 | 4000 | 202414954 | ASHP | HRCU-A-CB | LX SERIES | 17 | 24000
DAIKIN | DZ20VC0241B* | CHPF3642C6C*+MBVC1200**-1A*+TXV |  | 10 | 23400 | 4000 | 10595346 | ASHP | HRCU-A-CB | DZ20VC | 21 | 23400
YORK | YHG24B21 | CF/CM36B+MVC12BN21+TXV |  | 10 | 23400 | 4000 | 202408744 | ASHP | HRCU-A-CB | LX SERIES | 17 | 24000
COLEMAN | CH6B2421 | CF/CM36B+MVC12BN21+TXV |  | 10 | 23400 | 4000 | 202414951 | ASHP | HRCU-A-CB | LX SERIES | 17 | 24000
LUXAIRE | TH6B2421 | CF/CM36B+MVC12BN21+TXV |  | 10 | 23400 | 4000 | 202414952 | ASHP | HRCU-A-CB | LX SERIES | 17 | 24000
YORK | YHG24B21 | CF36BXA1+MVC12BN21+TXV |  | 10 | 23400 | 4000 | 205504668 | ASHP | HRCU-A-CB | LX SERIES | 17 | 24000
YORK | YHG24B21 | CM36BXA1+MVC12BN21+TXV |  | 10 | 23400 | 4000 | 205504669 | ASHP | HRCU-A-CB | LX SERIES | 17 | 24000
COLEMAN | CH6B2421 | CF36BXA1+MVC12BN21+TXV |  | 10 | 23400 | 4000 | 205509871 | ASHP | HRCU-A-CB | LX SERIES | 17 | 24000
LUXAIRE | TH6B2421 | CF36BXA1+MVC12BN21+TXV |  | 10 | 23400 | 4000 | 205509872 | ASHP | HRCU-A-CB | LX SERIES | 17 | 24000
FRASER-JOHNSTON | TH6B2421 | CF36BXA1+MVC12BN21+TXV |  | 10 | 23400 | 4000 | 205509873 | ASHP | HRCU-A-CB | LX SERIES | 17 | 24000
CHAMPION HEATING AND COOLING | TH6B2421 | CF36BXA1+MVC12BN21+TXV |  | 10 | 23400 | 4000 | 205509875 | ASHP | HRCU-A-CB | LX SERIES | 17 | 24000
COLEMAN | CH6B2421 | CM36BXA1+MVC12BN21+TXV |  | 10 | 23400 | 4000 | 205509877 | ASHP | HRCU-A-CB | LX SERIES | 17 | 24000
LUXAIRE | TH6B2421 | CM36BXA1+MVC12BN21+TXV |  | 10 | 23400 | 4000 | 205509879 | ASHP | HRCU-A-CB | LX SERIES | 17 | 24000
FRASER-JOHNSTON | TH6B2421 | CM36BXA1+MVC12BN21+TXV |  | 10 | 23400 | 4000 | 205509882 | ASHP | HRCU-A-CB | LX SERIES | 17 | 24000
YORK | YHG24B21 | CM36BBAA1+MVC12BN21 |  | 10 | 23400 | 4000 | 202746890 | ASHP | HRCU-A-CB | LX SERIES | 17 | 24000
LENNOX | EL18XPV-024-230A** | CH35-24A+TDR+TXV | EL280UH070E36A* | 10 | 23600 | 4000 | 206840534 | ASHP | HRCU-A-CB | Elite EL18XPV Series | 19 | 23400
GOODMAN | GVZC200241A* | CA*F3642*6D*+MBVC1201**-1A*+TXV |  | 10 | 23600 | 4000 | 205886792 | ASHP | HRCU-A-CB | GVZC20 | 21 | 23400
LENNOX | EL18XPV-024-230A** | CH35-24A+TDR+TXV | ML180UH030V36A* | 10 | 23600 | 4000 | 206840536 | ASHP | HRCU-A-CB | Elite EL18XPV Series | 20 | 23400
LENNOX | EL18XPV-024-230A** | CH35-24A+TDR+TXV | ML180UH045V36A* | 10 | 23600 | 4000 | 206840538 | ASHP | HRCU-A-CB | Elite EL18XPV Series | 20 | 23400
LENNOX | EL18XPV-024-230A** | CH35-24A+TDR+TXV | ML180UH070V36A* | 10 | 23600 | 4000 | 206840539 | ASHP | HRCU-A-CB | Elite EL18XPV Series | 20 | 23200
LENNOX | EL18XPV-024-230A** | CH35-24B+TDR+TXV | ML180UH070V36B* | 10 | 23600 | 4000 | 206840550 | ASHP | HRCU-A-CB | Elite EL18XPV Series | 20 | 23600
LENNOX | EL18XPV-024-230A** | CH35-24B+TDR+TXV | ML296UH045XV36B* | 10 | 23600 | 4000 | 206840556 | ASHP | HRCU-A-CB | Elite EL18XPV Series | 19 | 23400
LENNOX | EL18XPV-024-230A** | CH35-30A+TDR+TXV | EL280UH070E36A* | 10 | 23600 | 4000 | 206840565 | ASHP | HRCU-A-CB | Elite EL18XPV Series | 20 | 24000
LENNOX | EL18XPV-024-230A** | CH35-30A+TDR+TXV | EL280UH070XE36A* | 10 | 23600 | 4000 | 206840566 | ASHP | HRCU-A-CB | Elite EL18XPV Series | 20 | 24000
LENNOX | EL18XPV-024-230A** | CHX35-24A-**-*+TDR | EL280UH070E36A* | 10 | 23600 | 4000 | 206840596 | ASHP | HRCU-A-CB | Elite EL18XPV Series | 19 | 23400
LENNOX | EL18XPV-024-230A** | CHX35-24A-**-*+TDR | EL280UH070XE36A* | 10 | 23600 | 4000 | 206840597 | ASHP | HRCU-A-CB | Elite EL18XPV Series | 19 | 23400
LENNOX | EL18XPV-024-230A** | CHX35-24A-**-*+TDR | ML180UH030V36A* | 10 | 23600 | 4000 | 206840598 | ASHP | HRCU-A-CB | Elite EL18XPV Series | 20 | 23400
LENNOX | EL18XPV-024-230A** | CHX35-24A-**-*+TDR | ML180UH045V36A* | 10 | 23600 | 4000 | 206840600 | ASHP | HRCU-A-CB | Elite EL18XPV Series | 20 | 23400
LENNOX | EL18XPV-024-230A** | CHX35-24A-**-*+TDR | ML180UH070V36A* | 10 | 23600 | 4000 | 206840601 | ASHP | HRCU-A-CB | Elite EL18XPV Series | 20 | 23200
LENNOX | EL18XPV-024-230A** | CHX35-24B-**-*+TDR | ML180UH070V36B* | 10 | 23600 | 4000 | 206840612 | ASHP | HRCU-A-CB | Elite EL18XPV Series | 20 | 23600
LENNOX | EL18XPV-024-230A** | CHX35-24B-**-*+TDR | ML296UH045XV36B* | 10 | 23600 | 4000 | 206840618 | ASHP | HRCU-A-CB | Elite EL18XPV Series | 19 | 23400
LENNOX | EL18XPV-024-230A** | CHX35-30A-**-*+TDR | EL280UH070E36A* | 10 | 23600 | 4000 | 206840627 | ASHP | HRCU-A-CB | Elite EL18XPV Series | 20 | 24000
LENNOX | EL18XPV-024-230A** | CHX35-30A-**-*+TDR | EL280UH070XE36A* | 10 | 23600 | 4000 | 206840628 | ASHP | HRCU-A-CB | Elite EL18XPV Series | 20 | 24000
AMANA | AVZC200241A* | CA*F3642*6D*+MBVC1200**-1A*+TX |  | 10 | 23600 | 4000 | 10324704 | ASHP | HRCU-A-CB | AVZC20 | 21 | 23400
DAIKIN | DZ20VC0241B* | CA*F3642*6D*+MBVC1200**-1A*+TX |  | 10 | 23600 | 4000 | 10324709 | ASHP | HRCU-A-CB | DZ20VC | 21 | 23400
AMANA | AVZC200241A* | CA*F3642*6D*+MBVC1201**-1A*+TXV |  | 10 | 23600 | 4000 | 205358197 | ASHP | HRCU-A-CB | AVZC20 | 21 | 23400
GOODMAN | GVZC200241A* | CA*F3642*6D*+MBVC1200**-1A*+TX |  | 10 | 23600 | 4000 | 205880466 | ASHP | HRCU-A-CB | GVZC20 | 21 | 23400
LENNOX | EL18XPV-024-230A** | CH35-24A+TDR+TXV | EL280UH070XE36A* | 10 | 23600 | 4000 | 206840535 | ASHP | HRCU-A-CB | Elite EL18XPV Series | 19 | 23400
LENNOX | EL18XPV-024-230A** | CH35-24B+TDR+TXV | EL280UH090E36B* | 10 | 23800 | 4000 | 206840545 | ASHP | HRCU-A-CB | Elite EL18XPV Series | 20 | 23800
LENNOX | EL18XPV-024-230A** | CH35-30A+TDR+TXV | ML180UH030V36A* | 10 | 23800 | 4000 | 206840567 | ASHP | HRCU-A-CB | Elite EL18XPV Series | 20 | 23800
LENNOX | EL18XPV-024-230A** | CH35-30A+TDR+TXV | ML180UH045V36A* | 10 | 23800 | 4000 | 206840569 | ASHP | HRCU-A-CB | Elite EL18XPV Series | 20 | 23800
LENNOX | EL18XPV-024-230A** | CHX35-30A-**-*+TDR | ML180UH045V36A* | 10 | 23800 | 4000 | 206840631 | ASHP | HRCU-A-CB | Elite EL18XPV Series | 20 | 23800
LENNOX | EL18XPV-024-230A** | CHX35-24B-**-*+TDR | EL280UH090E36B* | 10 | 23800 | 4000 | 206840607 | ASHP | HRCU-A-CB | Elite EL18XPV Series | 20 | 23800
LENNOX | EL18XPV-024-230A** | CHX35-30A-**-*+TDR | ML180UH030V36A* | 10 | 23800 | 4000 | 206840629 | ASHP | HRCU-A-CB | Elite EL18XPV Series | 20 | 23800
LENNOX | EL18XPV-024-230A** | CHX35-24A-**-*+TDR | EL280UH045E36A* | 10 | 23800 | 4000 | 206840595 | ASHP | HRCU-A-CB | Elite EL18XPV Series | 19 | 24000
BRYANT | 280ANV024*0**A* | CAP**4221AL*+UI | 88*TA60070C21*** | 10 | 24000 | 5000 | 204429968 | ccASHP | HRCU-A-CB |  | 19.5 | 24400 | 2 | 83
BRYANT | 280ANV024*0**A* | CNPV*3617AL*+UI & 98(6*B,7*A)42060V17*** |  | 10 | 24000 | 5000 | 9893488 | ccASHP | HRCU-A-CB | Bryant® Extreme Heat Pump | 18.5 | 24200 | 2.2 | 90
BRYANT | 280ANV024*0**A* | CNPV*3617AL*+UI & 98(6*B,7*A)42080V17*** |  | 10 | 24000 | 5000 | 9893489 | ccASHP | HRCU-A-CB | Bryant® Extreme Heat Pump | 18.5 | 24200 | 2.22 | 90
BRYANT | 280ANV024*0**A* | CNPV*3621AL*+UI & 98(6*B,7*A)42060V17*** |  | 10 | 24000 | 5000 | 9893490 | ccASHP | HRCU-A-CB | Bryant® Extreme Heat Pump | 18.5 | 24200 | 2.2 | 90
ECOER | EODA18H-2436 | EAHATN-24 |  | 10 | 24000 | 5000 | 202337969 | ccASHP | HRCU-A-CB |  | 20 | 23400 | 2.34 | 80
BRYANT | 280ANV024*0**A* | CAP**3617AL*+UI | 987MB42080C17*** | 10 | 24000 | 5000 | 204429894 | ccASHP | HRCU-A-CB |  | 18 | 24400 | 1.99 | 82
CARRIER | 25VNA024A*030* | CNPV*3617AL*+UI & 59*N*A080V17**14 |  | 10 | 24000 | 5000 | 9892539 | ccASHP | HRCU-A-CB | Infinity® 20 Heat Pump with Greenspeed® Intelligence | 18.5 | 24200 | 2.22 | 90
CARRIER | 25VNA024A*030* | CNPV*3621AL*+UI & 59*N*A060V17**14 |  | 10 | 24000 | 5000 | 9892540 | ccASHP | HRCU-A-CB | Infinity® 20 Heat Pump with Greenspeed® Intelligence | 18.5 | 24200 | 2.2 | 90
CARRIER | 25VNA024A*030* | CAP**4221AL*+UI | 58TN*A070C21**20 | 10 | 24000 | 5000 | 204429965 | ccASHP | HRCU-A-CB |  | 19.5 | 24400 | 2 | 83
BOSCH | BOVA-36HDN1-M20G | BMA*2430BNTD | BGH96M060B3A | 10 | 24000 | 5000 | 203025008 | ccASHP | HRCU-A-CB | IDS2.0 | 19 | 24000 | 2.12 | 70
BOSCH | BOVA-36HDN1-M20G | BMA*2430BNTD | BGH96M080B3A | 10 | 24000 | 5000 | 203025011 | ccASHP | HRCU-A-CB | IDS2.0 | 19 | 24000 | 2.12 | 70
CARRIER | 25VNA024A*030* | CNPV*3617AL*+UI & 59*N*A060V17**14 |  | 10 | 24000 | 5000 | 9892538 | ccASHP | HRCU-A-CB | Infinity® 20 Heat Pump with Greenspeed® Intelligence | 18.5 | 24200 | 2.2 | 90
ALLIED | 4HP18V36P | E*1P23B+H4TXV01 | 96G2UH045BV12 | 10 | 24000 | 4000 | 206905869 | ASHP | HRCU-A-CB |  | 20 | 23400
ALLIED | 4HP18V36P | E*1P23B+H4TXV01 | 96G2UH070BV12 | 10 | 24000 | 4000 | 206905870 | ASHP | HRCU-A-CB |  | 20 | 23400
ALLIED | 4HP18V36P | E*1P23B+H4TXV01 | EFV08BCA | 10 | 24000 | 4000 | 206905871 | ASHP | HRCU-A-CB |  | 19.5 | 23200
ALLIED | 4HP18V36P | E*1P23B+H4TXV01 | EFV12BCA | 10 | 24000 | 4000 | 206905872 | ASHP | HRCU-A-CB |  | 20 | 23400
ALLIED | 4HP18V36P | EAH1P30B+H4TXV01 | 92G1UH030BE12 | 10 | 24000 | 4000 | 206906096 | ASHP | HRCU-A-CB |  | 20 | 24000
ALLIED | 4HP18V36P | EAH1P30B+H4TXV01 | 92G1UH045BE12 | 10 | 24000 | 4000 | 206906097 | ASHP | HRCU-A-CB |  | 19.5 | 23800
ALLIED | 4HP18V36P | EAH1P30B+H4TXV01 | 96G1UH030BE08 | 10 | 24000 | 4000 | 206906102 | ASHP | HRCU-A-CB |  | 19.5 | 24000
ALLIED | 4HP18V36P | EAH1P30B+H4TXV01 | 96G2UH045BV12 | 10 | 24000 | 4000 | 206906105 | ASHP | HRCU-A-CB |  | 20 | 24000
ALLIED | 4HP18V36P | EAH1P30B+H4TXV01 | 96G2UH070BV12 | 10 | 24000 | 4000 | 206906106 | ASHP | HRCU-A-CB |  | 20 | 24000
ALLIED | 4HP18V36P | EAH1P30B+H4TXV01 | EFV08BCA | 10 | 24000 | 4000 | 206906107 | ASHP | HRCU-A-CB |  | 20 | 23800
ALLIED | 4HP18V36P | EAH1P30B+H4TXV01 | EFV12BCA | 10 | 24000 | 4000 | 206906108 | ASHP | HRCU-A-CB |  | 20 | 24000
ALLIED | 4HP18V36P | EC4X23B | 96G2UH045BV12 | 10 | 24000 | 4000 | 206906157 | ASHP | HRCU-A-CB |  | 20 | 23400
ALLIED | 4HP18V36P | EC4X23B | 96G2UH070BV12 | 10 | 24000 | 4000 | 206906158 | ASHP | HRCU-A-CB |  | 20 | 23400
ALLIED | 4HP18V36P | EC4X23B | EFV08BCA | 10 | 24000 | 4000 | 206906159 | ASHP | HRCU-A-CB |  | 19.5 | 23200
ALLIED | 4HP18V36P | EC4X23B | EFV12BCA | 10 | 24000 | 4000 | 206906160 | ASHP | HRCU-A-CB |  | 20 | 23400
CONCORD | 4HP18V36P | BCE5V30M |  | 10 | 24000 | 4000 | 206906230 | ASHP | HRCU-A-CB |  | 20 | 24000
CONCORD | 4HP18V36P | BCE7E30M |  | 10 | 24000 | 4000 | 206906234 | ASHP | HRCU-A-CB |  | 20 | 24000
CONCORD | 4HP18V36P | E*1P23B+H4TXV01 | 96G2UH045BV12 | 10 | 24000 | 4000 | 206906254 | ASHP | HRCU-A-CB |  | 20 | 23400
CONCORD | 4HP18V36P | E*1P23B+H4TXV01 | 96G2UH070BV12 | 10 | 24000 | 4000 | 206906255 | ASHP | HRCU-A-CB |  | 20 | 23400
CONCORD | 4HP18V36P | E*1P23B+H4TXV01 | EFV08BCA | 10 | 24000 | 4000 | 206906256 | ASHP | HRCU-A-CB |  | 19.5 | 23200
CONCORD | 4HP18V36P | E*1P23B+H4TXV01 | EFV12BCA | 10 | 24000 | 4000 | 206906257 | ASHP | HRCU-A-CB |  | 20 | 23400
CONCORD | 4HP18V36P | EAH1P30B+H4TXV01 | 92G1UH030BE12 | 10 | 24000 | 4000 | 206906481 | ASHP | HRCU-A-CB |  | 20 | 24000
CONCORD | 4HP18V36P | EAH1P30B+H4TXV01 | 92G1UH045BE12 | 10 | 24000 | 4000 | 206906482 | ASHP | HRCU-A-CB |  | 19.5 | 23800
CONCORD | 4HP18V36P | EAH1P30B+H4TXV01 | 96G1UH030BE08 | 10 | 24000 | 4000 | 206906487 | ASHP | HRCU-A-CB |  | 19.5 | 24000
CONCORD | 4HP18V36P | EAH1P30B+H4TXV01 | 96G2UH045BV12 | 10 | 24000 | 4000 | 206906490 | ASHP | HRCU-A-CB |  | 20 | 24000
CONCORD | 4HP18V36P | EAH1P30B+H4TXV01 | 96G2UH070BV12 | 10 | 24000 | 4000 | 206906491 | ASHP | HRCU-A-CB |  | 20 | 24000
CONCORD | 4HP18V36P | EAH1P30B+H4TXV01 | EFV08BCA | 10 | 24000 | 4000 | 206906492 | ASHP | HRCU-A-CB |  | 20 | 23800
DUCANE | 4HP18V36P | BCE5V30M |  | 10 | 24000 | 4000 | 206903144 | ASHP | HRCU-A-CB |  | 20 | 24000
DUCANE | 4HP18V36P | BCE7E30M |  | 10 | 24000 | 4000 | 206903147 | ASHP | HRCU-A-CB |  | 20 | 24000
DUCANE | 4HP18V36P | E*1P23B+H4TXV01 | 96G2UH045BV12 | 10 | 24000 | 4000 | 206903155 | ASHP | HRCU-A-CB |  | 20 | 23400
DUCANE | 4HP18V36P | E*1P23B+H4TXV01 | 96G2UH070BV12 | 10 | 24000 | 4000 | 206903156 | ASHP | HRCU-A-CB |  | 20 | 23400
DUCANE | 4HP18V36P | E*1P23B+H4TXV01 | EFV08BCA | 10 | 24000 | 4000 | 206903157 | ASHP | HRCU-A-CB |  | 19.5 | 23200
DUCANE | 4HP18V36P | E*1P23B+H4TXV01 | EFV12BCA | 10 | 24000 | 4000 | 206903158 | ASHP | HRCU-A-CB |  | 20 | 23400
DUCANE | 4HP18V36P | EAH1P30B+H4TXV01 | 96G2UH045BV12 | 10 | 24000 | 4000 | 206903262 | ASHP | HRCU-A-CB |  | 20 | 24000
DUCANE | 4HP18V36P | EAH1P30B+H4TXV01 | 96G2UH070BV12 | 10 | 24000 | 4000 | 206903263 | ASHP | HRCU-A-CB |  | 20 | 24000
DUCANE | 4HP18V36P | EAH1P30B+H4TXV01 | EFV08BCA | 10 | 24000 | 4000 | 206903264 | ASHP | HRCU-A-CB |  | 20 | 23800
BOSCH | BOVA-36HDN1-M20G | BMA*2430ANTD | BGH96M060B3B | 10 | 24000 | 4000 | 207454632 | ASHP | HRCU-A-CB |  | 18.5 | 24000
BOSCH | BOVA-36HDN1-M20G | BMA*2430ANTD | BGH96M080B3B | 10 | 24000 | 4000 | 207454642 | ASHP | HRCU-A-CB |  | 18.5 | 24000
BOSCH | BOVA-36HDN1-M20G | BMA*2430BNTD | BGH96M060B3B | 10 | 24000 | 4000 | 207454643 | ASHP | HRCU-A-CB |  | 19 | 24000
BOSCH | BOVA-36HDN1-M20G | BMA*2430BNTD | BGH96M080B3B | 10 | 24000 | 4000 | 207454644 | ASHP | HRCU-A-CB |  | 19 | 24000
DUCANE | 4HP18V36P | EC4X23B | 96G2UH045BV12 | 10 | 24000 | 4000 | 206903284 | ASHP | HRCU-A-CB |  | 20 | 23400
DUCANE | 4HP18V36P | EC4X23B | 96G2UH070BV12 | 10 | 24000 | 4000 | 206903285 | ASHP | HRCU-A-CB |  | 20 | 23400
DUCANE | 4HP18V36P | EC4X23B | EFV08BCA | 10 | 24000 | 4000 | 206903286 | ASHP | HRCU-A-CB |  | 19.5 | 23200
DUCANE | 4HP18V36P | EC4X23B | EFV12BCA | 10 | 24000 | 4000 | 206903287 | ASHP | HRCU-A-CB |  | 20 | 23400
AC PRO | 4HP18V36P | BCE5V30M |  | 10 | 24000 | 4000 | 206905460 | ASHP | HRCU-A-CB |  | 20 | 24000
TCL | TCE-36HA/DV2O | TCE-24D7HWA/DV2I |  | 10 | 24000 | 4000 | 202329929 | ASHP | HRCU-A-CB |  | 20 | 23400
MIDEA | MOVA-36HDN1-M20G | MC**2430ANTF | MGH96M080B3A | 10 | 24000 | 4000 | 202902422 | ASHP | HRCU-A-CB |  | 18.5 | 24000
MIDEA | MOVA-36HDN1-M20G | MC**2430BNTF | MGH96M060B3A | 10 | 24000 | 4000 | 202902423 | ASHP | HRCU-A-CB |  | 19 | 24000
MIDEA | MOVA-36HDN1-M20G | MC**2430BNTF | MGH96M080B3A | 10 | 24000 | 4000 | 202902424 | ASHP | HRCU-A-CB |  | 19 | 24000
MIDEA | MOVA-36HDN1-M20G | MC**2430ANTF | MGH96M060B3A | 10 | 24000 | 4000 | 202902833 | ASHP | HRCU-A-CB |  | 18.5 | 24000
BOSCH | BOVA-36HDN1-M20G | BMA*2430ANTD | BGH96M060B3A | 10 | 24000 | 4000 | 203024976 | ASHP | HRCU-A-CB |  | 18.5 | 24000
BOSCH | BOVA-36HDN1-M20G | BMA*2430ANTD | BGH96M080B3A | 10 | 24000 | 4000 | 203025005 | ASHP | HRCU-A-CB |  | 18.5 | 24000
CONCORD | 4HP18V36P | EC4X23B | 96G2UH045BV12 | 10 | 24000 | 4000 | 206906542 | ASHP | HRCU-A-CB |  | 20 | 23400
CONCORD | 4HP18V36P | EC4X23B | 96G2UH070BV12 | 10 | 24000 | 4000 | 206906543 | ASHP | HRCU-A-CB |  | 20 | 23400
CONCORD | 4HP18V36P | EC4X23B | EFV08BCA | 10 | 24000 | 4000 | 206906544 | ASHP | HRCU-A-CB |  | 19.5 | 23200
CONCORD | 4HP18V36P | EC4X23B | EFV12BCA | 10 | 24000 | 4000 | 206906545 | ASHP | HRCU-A-CB |  | 20 | 23400
CONCORD | 4HP18V36P | EAH1P30B+H4TXV01 | EFV12BCA | 10 | 24000 | 4000 | 206906493 | ASHP | HRCU-A-CB |  | 20 | 24000
DUCANE | 4HP18V36P | EAH1P30B+H4TXV01 | EFV12BCA | 10 | 24000 | 4000 | 206903265 | ASHP | HRCU-A-CB |  | 20 | 24000
DUCANE | 4HP18V36P | EAH1P30B+H4TXV01 | 92G1UH030BE12 | 10 | 24000 | 4000 | 206903268 | ASHP | HRCU-A-CB |  | 20 | 24000
DUCANE | 4HP18V36P | EAH1P30B+H4TXV01 | 92G1UH045BE12 | 10 | 24000 | 4000 | 206903269 | ASHP | HRCU-A-CB |  | 19.5 | 23800
DUCANE | 4HP18V36P | EAH1P30B+H4TXV01 | 96G1UH030BE08 | 10 | 24000 | 4000 | 206903274 | ASHP | HRCU-A-CB |  | 19.5 | 24000
LENNOX | EL18XPV-024-230A** | CBA38MV-018/024-230*+TDR |  | 10 | 24000 | 4000 | 206840476 | ASHP | HRCU-A-CB | Elite EL18XPV Series | 19 | 24000
LENNOX | EL18XPV-024-230A** | CH35-30B+TDR+TXV | ML180UH070V36B* | 10 | 24000 | 4000 | 206840581 | ASHP | HRCU-A-CB | Elite EL18XPV Series | 20 | 24000
LENNOX | EL18XPV-024-230A** | CHX35-30B-**-*+TDR | ML180UH070V36B* | 10 | 24000 | 4000 | 206840643 | ASHP | HRCU-A-CB | Elite EL18XPV Series | 20 | 24000
LENNOX | EL18XPV-024-230A** | CBA27UHE-024-230*+TDR |  | 10 | 24000 | 4000 | 206840766 | ASHP | HRCU-A-CB | Elite EL18XPV Series | 19 | 24000
AC PRO | 4HP18V36P | BCE7E30M |  | 10 | 24000 | 4000 | 206905464 | ASHP | HRCU-A-CB |  | 20 | 24000
AC PRO | 4HP18V36P | E*1P23B+H4TXV01 | 96G2UH045BV12 | 10 | 24000 | 4000 | 206905484 | ASHP | HRCU-A-CB |  | 20 | 23400
AC PRO | 4HP18V36P | E*1P23B+H4TXV01 | 96G2UH070BV12 | 10 | 24000 | 4000 | 206905485 | ASHP | HRCU-A-CB |  | 20 | 23400
AC PRO | 4HP18V36P | E*1P23B+H4TXV01 | EFV08BCA | 10 | 24000 | 4000 | 206905486 | ASHP | HRCU-A-CB |  | 19.5 | 23200
AC PRO | 4HP18V36P | E*1P23B+H4TXV01 | EFV12BCA | 10 | 24000 | 4000 | 206905487 | ASHP | HRCU-A-CB |  | 20 | 23400
AC PRO | 4HP18V36P | EAH1P30B+H4TXV01 | 92G1UH030BE12 | 10 | 24000 | 4000 | 206905711 | ASHP | HRCU-A-CB |  | 20 | 24000
AC PRO | 4HP18V36P | EAH1P30B+H4TXV01 | 92G1UH045BE12 | 10 | 24000 | 4000 | 206905712 | ASHP | HRCU-A-CB |  | 19.5 | 23800
AC PRO | 4HP18V36P | EAH1P30B+H4TXV01 | 96G1UH030BE08 | 10 | 24000 | 4000 | 206905717 | ASHP | HRCU-A-CB |  | 19.5 | 24000
AC PRO | 4HP18V36P | EAH1P30B+H4TXV01 | 96G2UH045BV12 | 10 | 24000 | 4000 | 206905720 | ASHP | HRCU-A-CB |  | 20 | 24000
AC PRO | 4HP18V36P | EAH1P30B+H4TXV01 | 96G2UH070BV12 | 10 | 24000 | 4000 | 206905721 | ASHP | HRCU-A-CB |  | 20 | 24000
AC PRO | 4HP18V36P | EAH1P30B+H4TXV01 | EFV08BCA | 10 | 24000 | 4000 | 206905722 | ASHP | HRCU-A-CB |  | 20 | 23800
AC PRO | 4HP18V36P | EAH1P30B+H4TXV01 | EFV12BCA | 10 | 24000 | 4000 | 206905723 | ASHP | HRCU-A-CB |  | 20 | 24000
AC PRO | 4HP18V36P | EC4X23B | 96G2UH045BV12 | 10 | 24000 | 4000 | 206905772 | ASHP | HRCU-A-CB |  | 20 | 23400
AC PRO | 4HP18V36P | EC4X23B | 96G2UH070BV12 | 10 | 24000 | 4000 | 206905773 | ASHP | HRCU-A-CB |  | 20 | 23400
AC PRO | 4HP18V36P | EC4X23B | EFV08BCA | 10 | 24000 | 4000 | 206905774 | ASHP | HRCU-A-CB |  | 19.5 | 23200
AC PRO | 4HP18V36P | EC4X23B | EFV12BCA | 10 | 24000 | 4000 | 206905775 | ASHP | HRCU-A-CB |  | 20 | 23400
ALLIED | 4HP18V36P | BCE5V30M |  | 10 | 24000 | 4000 | 206905845 | ASHP | HRCU-A-CB |  | 20 | 24000
ALLIED | 4HP18V36P | BCE7E30M |  | 10 | 24000 | 4000 | 206905849 | ASHP | HRCU-A-CB |  | 20 | 24000
BRYANT | 38MGRQ24C--3 |  |  | 10 | 24000 | $2,500: 2 indoor heads; $5,000: >=3 indoor heads | 204707614 | ccASHP | HMSV-A-CB | Preferred | 21 | 24000 | 1.81 | 97
MIDEA | 38MGRQ24C--3 |  |  | 10 | 24000 | $2,500: 2 indoor heads; $5,000: >=3 indoor heads | 204707612 | ccASHP | HMSV-A-CB | Excel | 21 | 24000 | 1.81 | 97
CARRIER | 38MGRQ24C--3 |  |  | 10 | 24000 | $2,500: 2 indoor heads; $5,000: >=3 indoor heads | 204707613 | ccASHP | HMSV-A-CB | Performance | 21 | 24000 | 1.81 | 97
DAIKIN | RXL24UMVJU* | FDMQ24RVJU |  | 10 | 24000 | $2,500: 2 indoor heads; $5,000: >=3 indoor heads | 205663345 | ccASHP | HRCU-A-CB | Aurora Series | 18.6 | 21200 | 1.8 | 95
PAYNE | 38MGRQ24C--3 |  |  | 10 | 24000 | $2,500: 2 indoor heads; $5,000: >=3 indoor heads | 204707611 | ccASHP | HMSV-A-CB | Mid-tier | 21 | 24000 | 1.81 | 97
DAIKIN | RXL24UMVJU | FDMQ24RVJU |  | 10 | 24000 | $2,500: 2 indoor heads; $5,000: >=3 indoor heads | 204718024 | ccASHP | HRCU-A-CB |  | 18.6 | 21200 | 1.8 | 95
GREE | LIVV24HP230V1AO | LIVV24HP230V1AH |  | 10 | 24000 | $2,500: 2 indoor heads; $5,000: >=3 indoor heads | 205093063 | ccASHP | HRCU-A-CB-O |  | 19 | 22000 | 2.02 | 70
GREE | GWH24QE-D3DNB2R/O | GWH24QE-D3DN***/I |  | 10 | 24000 | $2,500: 2 indoor heads; $5,000: >=3 indoor heads | 204893199 | ccASHP | HRCU-A-CB-O |  | 19 | 22000 | 2.02 | 70
FRIEDRICH | FPHFR24A3A | FPHFC24A3B |  | 10 | 24000 | $2,500: 2 indoor heads; $5,000: >=3 indoor heads | 205123805 | ccASHP | HRCU-A-CB-O | Floating Air Pro | 19 | 24000 | 2.2 | 87
DAIKIN | RX24RMVJU | FDMQ24RVJU |  | 10 | 24000 | $2,500: 2 indoor heads; $4,000: >=3 indoor heads | 201851574 | ASHP | HRCU-A-CB |  | 18.6 | 21800
HITACHI | RAS-3.0PNNBDH1 | RCI-3.0PNN1DH |  | 10 | 24000 | $2,500: 2 indoor heads; $4,000: >=3 indoor heads | 206750857 | ASHP | HRCU-A-CB-O |  | 19 | 24000
WESTINGHOUSE | WHU24SZA21S | WHU24CTA21S |  | 10 | 24000 | $2,500: 2 indoor heads; $4,000: >=3 indoor heads | 207237538 | ASHP | HRCU-A-CB-O |  | 19 | 24000
GREE | 3VIR24HP230V1AO | DUCT24HP230V1BD |  | 10 | 24000 | $2,500: 2 indoor heads; $4,000: >=3 indoor heads | 207201633 | ASHP | HRCU-A-CB |  | 20 | 22000
GREE | GWH24AGE-D3DNA1A/O | GFH(24)DB-D3DN***/I |  | 10 | 24000 | $2,500: 2 indoor heads; $4,000: >=3 indoor heads | 206913032 | ASHP | HRCU-A-CB |  | 20 | 22000
HISENSE | AUW-24U3SA | ACT-24UR3SGB |  | 10 | 24000 | $2,500: 2 indoor heads; $4,000: >=3 indoor heads | 203167189 | ASHP | HRCU-A-CB-O |  | 19 | 24000
DAIKIN | RX24RMVJU* | FDMQ24RVJU |  | 10 | 24000 | $2,500: 2 indoor heads; $4,000: >=3 indoor heads | 205776151 | ASHP | HRCU-A-CB |  | 18.6 | 21800
DIAL | 24000-UNI-O | 24000Z-CAS-I |  | 10 | 24000 | $2,500: 2 indoor heads; $4,000: >=3 indoor heads | 206838617 | ASHP | HRCU-A-CB-O |  | 19 | 24000
MDV | MOD32-24HFN1-MT0W | CS11M-23HRFN1-MT0W |  | 10 | 24000 | $2,500: 2 indoor heads; $4,000: >=3 indoor heads | 8779065 | ASHP | HRCU-A-CB-O |  | 20 | 24000
LENNOX | MLA024S4S-1P | MWMA024S4-2P |  | 10 | 24000 | $2,500: 2 indoor heads; $4,000: >=3 indoor heads | 9920047 | ASHP | HRCU-A-CB-O |  | 20 | 24000
CARRIER | 25VNA024A*030* | CAP**4224AL*+UI | 59TN6B080C21**20 | 10 | 24200 | 5000 | 204430019 | ccASHP | HRCU-A-CB |  | 19 | 24600 | 1.99 | 82
BRYANT | 280ANV024*0**A* | CAP**4224AL*+UI | 986TC60080C21*** | 10 | 24200 | 5000 | 204430020 | ccASHP | HRCU-A-CB |  | 19 | 24600 | 2.01 | 82
BRYANT | 280ANV024*0**A* | CNPV*3014AL*+UI | 88*TA36070C14*** | 10 | 24600 | 5000 | 204430025 | ccASHP | HRCU-A-CB |  | 18 | 24200 | 2.01 | 81
BRYANT | 280ANV024*0**A* | CSPH*2412AL*+UI | 986TC42060C17*** | 10 | 24800 | 5000 | 204430080 | ccASHP | HRCU-A-CB |  | 17 | 24200 | 1.95 | 80
MIDEA | DLCSRAH24AAK | DLFSHAH24XAK |  | 10 | 25000 | $2,500: 2 indoor heads; $5,000: >=3 indoor heads | 201756550 | ccASHP | HRCU-A-CB-O | Advantage | 20 | 23000 | 1.82 | 93
MITSUBISHI ELECTRIC | MXZ-3C24NAHZ2 |  |  | 10 | 25000 | $2,500: 2 indoor heads; $5,000: >=3 indoor heads | 201754904 | ccASHP | HRCU-A-CB-O | M-Series | 19 | 22000 | 1.92 | 100
AMERICAN STANDARD / MITSUBISHI ELECTRIC | NAXMPH24A132AA |  |  | 10 | 25000 | $2,500: 2 indoor heads; $5,000: >=3 indoor heads | 202354893 | ccASHP | HMSV-A-CB | M-Series H2i | 19 | 22000 | 1.92 | 100
ARCOAIRE | DLCSRAH24AAK | DLFSHAH24XAK |  | 10 | 25000 | $2,500: 2 indoor heads; $5,000: >=3 indoor heads | 201835518 | ccASHP | HRCU-A-CB-O | Mid-tier | 20 | 23000 | 1.82 | 93
COMFORTMAKER | DLCSRAH24AAK | DLFSHAH24XAK |  | 10 | 25000 | $2,500: 2 indoor heads; $5,000: >=3 indoor heads | 201835566 | ccASHP | HRCU-A-CB-O | Mid-tier | 20 | 23000 | 1.82 | 93
HEIL | DLCSRAH24AAK | DLFSHAH24XAK |  | 10 | 25000 | $2,500: 2 indoor heads; $5,000: >=3 indoor heads | 201835676 | ccASHP | HRCU-A-CB-O | Mid-tier | 20 | 23000 | 1.82 | 93
KEEPRITE | DLCSRAH24AAK | DLFSHAH24XAK |  | 10 | 25000 | $2,500: 2 indoor heads; $5,000: >=3 indoor heads | 201835677 | ccASHP | HRCU-A-CB-O | Mid-tier | 20 | 23000 | 1.82 | 93
KENMORE | DLCSRAH24AAK | DLFSHAH24XAK |  | 10 | 25000 | $2,500: 2 indoor heads; $5,000: >=3 indoor heads | 201835772 | ccASHP | HRCU-A-CB-O | Mid-tier | 20 | 23000 | 1.82 | 93
DAY & NIGHT | DLCSRAH24AAK | DLFSHAH24XAK |  | 10 | 25000 | $2,500: 2 indoor heads; $5,000: >=3 indoor heads | 201835614 | ccASHP | HRCU-A-CB-O | Mid-tier | 20 | 23000 | 1.82 | 93
TRANE / MITSUBISHI ELECTRIC | NTXMPH24A132AA |  |  | 10 | 25000 | $2,500: 2 indoor heads; $5,000: >=3 indoor heads | 202354905 | ccASHP | HMSV-A-CB | M-Series H2i | 19 | 22000 | 1.92 | 100
NOVAIR PLUS | 24EVANVO | 24EVANVI |  | 10 | 25000 | $2,500: 2 indoor heads; $5,000: >=3 indoor heads | 205281377 | ccASHP | HRCU-A-CB-O |  | 20.5 | 24000 | 2.07 | 72
SAMSUNG | AJ024BXS4CH |  |  | 10 | 25000 | $2,500: 2 indoor heads; $5,000: >=3 indoor heads | 207349918 | ccASHP | HMSV-A-CB | FJM Max Heat | 19 | 25000 | 1.83 | 100
SMART COMFORT | DLCSRAH24AAK | DLFSHAH24XAK |  | 10 | 25000 | $2,500: 2 indoor heads; $5,000: >=3 indoor heads | 202119265 | ccASHP | HRCU-A-CB-O | Mid-tier | 20 | 23000 | 1.82 | 93
SAMSUNG | AJ024MCS4CH |  |  | 10 | 25000 | $2,500: 2 indoor heads; $5,000: >=3 indoor heads | 10298670 | ccASHP | HMSV-A-CB | FJM | 19 | 25000 | 1.83 | 100
SAMSUNG | AJ024TXS4CH |  |  | 10 | 25000 | $2,500: 2 indoor heads; $5,000: >=3 indoor heads | 205291857 | ccASHP | HMSV-A-CB | FJM Max Heat | 19 | 25000 | 1.83 | 100
TEMPSTAR | DLCSRAH24AAK | DLFSHAH24XAK |  | 10 | 25000 | $2,500: 2 indoor heads; $5,000: >=3 indoor heads | 201835773 | ccASHP | HRCU-A-CB-O | Mid-tier | 20 | 23000 | 1.82 | 93
SAMSUNG | AJ024BXJ3CH |  |  | 10 | 25000 | $2,500: 2 indoor heads; $4,000: >=3 indoor heads | 207349915 | ASHP | HMSV-A-CB | FJM | 19 | 22000
MAXI AIR | PLAT5-2417(O) | PLAT5-2417(I) |  | 10 | 25000 | $2,500: 2 indoor heads; $4,000: >=3 indoor heads | 10203173 | ASHP | HRCU-A-CB-O |  | 20.5 | 24000
DANBY | DAS240BAHWDB-O | DAS240BAHWDB-I |  | 10 | 25000 | $2,500: 2 indoor heads; $4,000: >=3 indoor heads | 10277691 | ASHP | HRCU-A-CB-O |  | 20.5 | 24000
MDV | MOD30-24HFN1-MT0W | MSABE-24HRFN1-MT0W |  | 10 | 25000 | $2,500: 2 indoor heads; $4,000: >=3 indoor heads | 8688150 | ASHP | HRCU-A-CB-O |  | 20.5 | 24000
MDV | MOD31-24HFN1-MT0W | MSABE-24HRFN1-MT0W |  | 10 | 25000 | $2,500: 2 indoor heads; $4,000: >=3 indoor heads | 8719216 | ASHP | HRCU-A-CB-O |  | 20.5 | 24000
MDV | MOD01-23HFN1-MT0W | MSMBD-23HRFN1-MT0W |  | 10 | 25000 | $2,500: 2 indoor heads; $4,000: >=3 indoor heads | 8779192 | ASHP | HRCU-A-CB-O |  | 20 | 23000
MIDEA | MCHSU-24PHH2 | MEHSU-24PHH2 |  | 10 | 25000 | $2,500: 2 indoor heads; $4,000: >=3 indoor heads | 8779204 | ASHP | HRCU-A-CB-O |  | 20 | 23000
PIONEER | YN024GMFI22RPD | WS024GMFI22HLD |  | 10 | 25000 | $2,500: 2 indoor heads; $4,000: >=3 indoor heads | 8819852 | ASHP | HRCU-A-CB-O |  | 20.5 | 24000
NAPOLEON | NH21-24F-O | NH21-24F-I |  | 10 | 25000 | $2,500: 2 indoor heads; $4,000: >=3 indoor heads | 8952864 | ASHP | HRCU-A-CB-O |  | 20.5 | 24000
MRCOOL | O-ES-24-HP-C-230 | O-ES-24-HP-WMAH-230 |  | 10 | 25000 | $2,500: 2 indoor heads; $4,000: >=3 indoor heads | 8967216 | ASHP | HRCU-A-CB-O |  | 20.5 | 24000
THERMOCORE SYSTEMS | T321S-H224-C | T321S-H224-E |  | 10 | 25000 | $2,500: 2 indoor heads; $4,000: >=3 indoor heads | 8975553 | ASHP | HRCU-A-CB-O |  | 20.5 | 24000
EMI | SZ1H24DAA | WALH24DAA |  | 10 | 25000 | $2,500: 2 indoor heads; $4,000: >=3 indoor heads | 8993369 | ASHP | HRCU-A-CB-O |  | 20.5 | 24000
C&H | CH-24SPH-230VO | CH-24SPH-230VI |  | 10 | 25000 | $2,500: 2 indoor heads; $4,000: >=3 indoor heads | 9119327 | ASHP | HRCU-A-CB-O |  | 20.5 | 24000
DUCTLESSAIRE | DA2421-H2-O | DA2421-H2-I |  | 10 | 25000 | $2,500: 2 indoor heads; $4,000: >=3 indoor heads | 9150140 | ASHP | HRCU-A-CB-O |  | 20.5 | 24000
GOODMAN | MSH243J21MC | MSH243J21AX |  | 10 | 25000 | $2,500: 2 indoor heads; $4,000: >=3 indoor heads | 9680945 | ASHP | HRCU-A-CB-O |  | 20.5 | 24000
ACC | MSH243J21MC-ACC | MSH243J21AX-ACC |  | 10 | 25000 | $2,500: 2 indoor heads; $4,000: >=3 indoor heads | 10612713 | ASHP | HRCU-A-CB-O |  | 20.5 | 24000
GARRISON | 3554189 | 3554188 |  | 10 | 25000 | $2,500: 2 indoor heads; $4,000: >=3 indoor heads | 10333513 | ASHP | HRCU-A-CB-O |  | 20.5 | 24000
QUUL | R.Q.AU24.OUT | R.Q.AU24 |  | 10 | 25000 | $2,500: 2 indoor heads; $4,000: >=3 indoor heads | 10445883 | ASHP | HRCU-A-CB-O |  | 20.5 | 24000
DURASTAR | DRA1U24S1A | DRAW24F1A |  | 10 | 25000 | $2,500: 2 indoor heads; $4,000: >=3 indoor heads | 206369518 | ASHP | HRCU-A-CB-O |  | 20.5 | 24000
SAMSUNG | AJ024TXJ3CH |  |  | 10 | 25000 | $2,500: 2 indoor heads; $4,000: >=3 indoor heads | 205291854 | ASHP | HMSV-A-CB | FJM | 19 | 22000
QUUL | R.Q.AU24NN.OUT | R.Q.AU24NN |  | 10 | 25000 | $2,500: 2 indoor heads; $4,000: >=3 indoor heads | 205123788 | ASHP | HRCU-A-CB-O |  | 20.5 | 24000
C&H | CH-24SPH-230VO | CH-24MSPHWM-230VI |  | 10 | 25000 | $2,500: 2 indoor heads; $4,000: >=3 indoor heads | 205263870 | ASHP | HRCU-A-CB-O |  | 20.5 | 24000
MDV | MOD30-23HFN1-MT0Q1W | MSABE-23HRFN1-MT0Q1W |  | 10 | 25000 | $2,500: 2 indoor heads; $4,000: >=3 indoor heads | 204711118 | ASHP | HRCU-A-CB-O |  | 20 | 23000
MRCOOL | DIY-24-HP-C-230B | DIY-24-HP-WMAH-230B |  | 10 | 25000 | $2,500: 2 indoor heads; $4,000: >=3 indoor heads | 204711124 | ASHP | HRCU-A-CB-O |  | 20 | 23000
FRIGIDAIRE | FAIC24B2MBJTW | FAIE24B2MBJTW |  | 10 | 25000 | $2,500: 2 indoor heads; $4,000: >=3 indoor heads | 204745028 | ASHP | HRCU-A-CB-O |  | 20.5 | 24000
FRIGIDAIRE | FAIC24B2MBJTW | FAIE24B2MBJTW |  | 10 | 25000 | $2,500: 2 indoor heads; $4,000: >=3 indoor heads | 204752945 | ASHP | HRCU-A-CB-O |  | 20.5 | 24000
AIRQUEST | DLCSRAH24AAK | DLFSHAH24XAK |  | 10 | 25000 | $2,500: 2 indoor heads; $4,000: >=3 indoor heads | 203966582 | ASHP | HRCU-A-CB-O |  | 20 | 23000
CONTINENTAL | CH21-24-O | CH21-24-I |  | 10 | 25000 | $2,500: 2 indoor heads; $4,000: >=3 indoor heads | 203363527 | ASHP | HRCU-A-CB-O |  | 20.5 | 24000
AIRLUX | ASZ24O | AMM24I |  | 10 | 25000 | $2,500: 2 indoor heads; $4,000: >=3 indoor heads | 203401046 | ASHP | HRCU-A-CB-O |  | 20.5 | 24000
MAXI AIR | YS21F-24HRDN1 | YS21F-24HRDN1 |  | 10 | 25000 | $2,500: 2 indoor heads; $4,000: >=3 indoor heads | 203238011 | ASHP | HRCU-A-CB-O |  | 20.5 | 24000
COAST AIR | A-CAD24-1 | B-CAD24-1 |  | 10 | 25000 | $2,500: 2 indoor heads; $4,000: >=3 indoor heads | 207131747 | ASHP | HRCU-A-CB-O |  | 20 | 23000
YORK BY JOHNSON CONTROLS | DHY24CSB21S | DHY24NWB21S |  | 10 | 25000 | $2,500: 2 indoor heads; $4,000: >=3 indoor heads | 8578525 | ASHP | HRCU-A-CB-O |  | 20 | 24000
COLEMAN BY JOHNSON CONTROLS | DHY24CSB21S | DHY24NWB21S |  | 10 | 25000 | $2,500: 2 indoor heads; $4,000: >=3 indoor heads | 8578526 | ASHP | HRCU-A-CB-O |  | 20 | 24000
LUXAIRE BY JOHNSON CONTROLS | DHY24CSB21S | DHY24NWB21S |  | 10 | 25000 | $2,500: 2 indoor heads; $4,000: >=3 indoor heads | 8578527 | ASHP | HRCU-A-CB-O |  | 20 | 24000
GUARDIAN BY JOHNSON CONTROLS | DHY24CSB21S | DHY24NWB21S |  | 10 | 25000 | $2,500: 2 indoor heads; $4,000: >=3 indoor heads | 8578528 | ASHP | HRCU-A-CB-O |  | 20 | 24000
CHAMPION | DHY24CSB21S | DHY24NWB21S |  | 10 | 25000 | $2,500: 2 indoor heads; $4,000: >=3 indoor heads | 8657790 | ASHP | HRCU-A-CB-O |  | 20 | 24000
C&H | CH24KRL230VO | CH24KRL230VI |  | 10 | 25000 | $2,500: 2 indoor heads; $4,000: >=3 indoor heads | 9150144 | ASHP | HRCU-A-CB-O |  | 20 | 24000
GOODMAN | MSH243E21MCAA | MSH243E21AXAA |  | 10 | 25000 | $2,500: 2 indoor heads; $4,000: >=3 indoor heads | 10062553 | ASHP | HRCU-A-CB-O |  | 20.5 | 24000
KINGHOME | KW24HTCA3DO | KW24HTCA3DI |  | 10 | 25000 | $2,500: 2 indoor heads; $4,000: >=3 indoor heads | 10338145 | ASHP | HRCU-A-CB-O |  | 21 | 24000
ACD | COND-24-02 | COND-24-02-I |  | 10 | 25000 | $2,500: 2 indoor heads; $4,000: >=3 indoor heads | 202110493 | ASHP | HRCU-A-CB-O |  | 20 | 24000
MDV | MOD01-23HFN1-MT0W | MSAG11D-23HRFN1-MU0W |  | 10 | 25000 | $2,500: 2 indoor heads; $4,000: >=3 indoor heads | 206396022 | ASHP | HRCU-A-CB-O |  | 20 | 23000
MDV | MOD30-24HFN1-MU0W | MSMBD-23HRFN1-MT0W |  | 10 | 25000 | $2,500: 2 indoor heads; $4,000: >=3 indoor heads | 206396023 | ASHP | HRCU-A-CB-O |  | 20 | 23000
ARCOAIRE | DLCSRAH24AAK | DLFSHBH24XAK |  | 10 | 25000 | $2,500: 2 indoor heads; $4,000: >=3 indoor heads | 206396072 | ASHP | HRCU-A-CB-O |  | 20 | 23000
ARCOAIRE | DLCSRBH24AAK | DLFSHAH24XAK |  | 10 | 25000 | $2,500: 2 indoor heads; $4,000: >=3 indoor heads | 206396073 | ASHP | HRCU-A-CB-O |  | 20 | 23000
COMFORTMAKER | DLCSRAH24AAK | DLFSHBH24XAK |  | 10 | 25000 | $2,500: 2 indoor heads; $4,000: >=3 indoor heads | 206396082 | ASHP | HRCU-A-CB-O |  | 20 | 23000
COMFORTMAKER | DLCSRBH24AAK | DLFSHAH24XAK |  | 10 | 25000 | $2,500: 2 indoor heads; $4,000: >=3 indoor heads | 206396083 | ASHP | HRCU-A-CB-O |  | 20 | 23000
DAY & NIGHT | DLCSRAH24AAK | DLFSHBH24XAK |  | 10 | 25000 | $2,500: 2 indoor heads; $4,000: >=3 indoor heads | 206396092 | ASHP | HRCU-A-CB-O |  | 20 | 23000
KANIONCO | KWSM-24IR410AHS21 | KWSM-24IR410AHS21 |  | 10 | 25000 | $2,500: 2 indoor heads; $4,000: >=3 indoor heads | 204760842 | ASHP | HRCU-A-CB-O |  | 20.5 | 24000
DAY & NIGHT | DLCSRBH24AAK | DLFSHAH24XAK |  | 10 | 25000 | $2,500: 2 indoor heads; $4,000: >=3 indoor heads | 206396093 | ASHP | HRCU-A-CB-O |  | 20 | 23000
HEIL | DLCSRAH24AAK | DLFSHBH24XAK |  | 10 | 25000 | $2,500: 2 indoor heads; $4,000: >=3 indoor heads | 206396102 | ASHP | HRCU-A-CB-O |  | 20 | 23000
HEIL | DLCSRBH24AAK | DLFSHAH24XAK |  | 10 | 25000 | $2,500: 2 indoor heads; $4,000: >=3 indoor heads | 206396103 | ASHP | HRCU-A-CB-O |  | 20 | 23000
KEEPRITE | DLCSRAH24AAK | DLFSHBH24XAK |  | 10 | 25000 | $2,500: 2 indoor heads; $4,000: >=3 indoor heads | 206396112 | ASHP | HRCU-A-CB-O |  | 20 | 23000
KEEPRITE | DLCSRBH24AAK | DLFSHAH24XAK |  | 10 | 25000 | $2,500: 2 indoor heads; $4,000: >=3 indoor heads | 206396113 | ASHP | HRCU-A-CB-O |  | 20 | 23000
KENMORE | DLCSRAH24AAK | DLFSHBH24XAK |  | 10 | 25000 | $2,500: 2 indoor heads; $4,000: >=3 indoor heads | 206396122 | ASHP | HRCU-A-CB-O |  | 20 | 23000
KENMORE | DLCSRBH24AAK | DLFSHAH24XAK |  | 10 | 25000 | $2,500: 2 indoor heads; $4,000: >=3 indoor heads | 206396123 | ASHP | HRCU-A-CB-O |  | 20 | 23000
MIDEA | DLCSRAH24AAK | DLFSHBH24XAK |  | 10 | 25000 | $2,500: 2 indoor heads; $4,000: >=3 indoor heads | 206396132 | ASHP | HRCU-A-CB-O |  | 20 | 23000
MIDEA | DLCSRBH24AAK | DLFSHAH24XAK |  | 10 | 25000 | $2,500: 2 indoor heads; $4,000: >=3 indoor heads | 206396133 | ASHP | HRCU-A-CB-O |  | 20 | 23000
TEMPSTAR | DLCSRAH24AAK | DLFSHBH24XAK |  | 10 | 25000 | $2,500: 2 indoor heads; $4,000: >=3 indoor heads | 206396142 | ASHP | HRCU-A-CB-O |  | 20 | 23000
TEMPSTAR | DLCSRBH24AAK | DLFSHAH24XAK |  | 10 | 25000 | $2,500: 2 indoor heads; $4,000: >=3 indoor heads | 206396143 | ASHP | HRCU-A-CB-O |  | 20 | 23000
SMART COMFORT | DLCSRAH24AAK | DLFSHBH24XAK |  | 10 | 25000 | $2,500: 2 indoor heads; $4,000: >=3 indoor heads | 206396152 | ASHP | HRCU-A-CB-O |  | 20 | 23000
SMART COMFORT | DLCSRBH24AAK | DLFSHAH24XAK |  | 10 | 25000 | $2,500: 2 indoor heads; $4,000: >=3 indoor heads | 206396153 | ASHP | HRCU-A-CB-O |  | 20 | 23000
AIRQUEST | DLCSRAH24AAK | DLFSHBH24XAK |  | 10 | 25000 | $2,500: 2 indoor heads; $4,000: >=3 indoor heads | 206396162 | ASHP | HRCU-A-CB-O |  | 20 | 23000
AIRQUEST | DLCSRBH24AAK | DLFSHAH24XAK |  | 10 | 25000 | $2,500: 2 indoor heads; $4,000: >=3 indoor heads | 206396163 | ASHP | HRCU-A-CB-O |  | 20 | 23000
MIDEA | MOD31-24HFN1-MT0W | MSABE-24HRFN1-MT0W |  | 10 | 25000 | $2,500: 2 indoor heads; $4,000: >=3 indoor heads | 205962798 | ASHP | HRCU-A-CB-O |  | 20.5 | 24000
MITSUBISHI ELECTRIC | MXZ-3C24NA3 |  |  | 10 | 25000 | $2,500: 2 indoor heads; $4,000: >=3 indoor heads | 207342463 | ASHP | HMSV-A-CB | M-Series | 20 | 22000
MITSUBISHI ELECTRIC | MXZ-3C24NAHZ3 |  |  | 10 | 25000 | $2,500: 2 indoor heads; $4,000: >=3 indoor heads | 207342465 | ASHP | HMSV-A-CB | M-Series | 19 | 22000
GREE | GWH24TD-D3DNA1D/O | GWH24TD-D3DN***/I |  | 10 | 25000 | $2,500: 2 indoor heads; $4,000: >=3 indoor heads | 6994653 | ASHP | HRCU-A-CB-O |  | 20 | 24000
TRANE | 4TXK9524A1*00** | 4MXW9524A1000** |  | 10 | 25000 | $2,500: 2 indoor heads; $4,000: >=3 indoor heads | 7063900 | ASHP | HRCU-A-CB-O |  | 20 | 24000
AMERICAN STANDARD | 4TXK2724A10N0AA | 4MXW2724A10N0AA |  | 10 | 25000 | $2,500: 2 indoor heads; $4,000: >=3 indoor heads | 7151536 | ASHP | HRCU-A-CB-O |  | 20 | 24000
TRANE | 4TXK2724A10N0AA | 4MXW2724A10N0AA |  | 10 | 25000 | $2,500: 2 indoor heads; $4,000: >=3 indoor heads | 7151537 | ASHP | HRCU-A-CB-O |  | 20 | 24000
GREE | TERRA24HP230V1BO | TERRA24HP230V1BH |  | 10 | 25000 | $2,500: 2 indoor heads; $4,000: >=3 indoor heads | 7606718 | ASHP | HRCU-A-CB-O |  | 21 | 24000
MDV | MOD33-24HFN1-MT0W-L | MCD1-24HRFN1-MT0W(GA) |  | 10 | 25000 | $2,500: 2 indoor heads; $4,000: >=3 indoor heads | 207658603 | ASHP | HRCU-A-CB-O |  | 20.7 | 24000
CARRIER | 38MARBQ24AA3 | CNPV*3014AL* | 59SC5B026E14**10 | 10 | 25400 | 5000 | 207098511 | ccASHP | HRCU-A-CB | Performance | 15 | 21600 | 2 | 70
BRYANT | 38MARBQ24AA3 | CNPV*3617AL* | 915SB36060E14*** | 10 | 25400 | 5000 | 207098718 | ccASHP | HRCU-A-CB | Preferred | 15 | 22200 | 2 | 70
CARRIER | 38MARBQ24AA3 | CNPV*3014AL* | 59TP6B060V14**12 | 10 | 25400 | 5000 | 207098548 | ccASHP | HRCU-A-CB | Performance | 15 | 22000 | 2 | 71
CARRIER | 38MARBQ24AA3 | CNPV*3017AL* | 59TP6B060V17**14 | 10 | 25400 | 5000 | 207098551 | ccASHP | HRCU-A-CB | Performance | 15.5 | 21800 | 2 | 70
CARRIER | 38MARBQ24AA3 | CNPV*3617AL* | 59TP6B060V17**14 | 10 | 25400 | 5000 | 207098553 | ccASHP | HRCU-A-CB | Performance | 15.5 | 21800 | 2 | 70
CARRIER | 38MARBQ24AA3 | CNPV*3017AL* | 59TP6B080V17**16 | 10 | 25400 | 5000 | 207098557 | ccASHP | HRCU-A-CB | Performance | 15.5 | 21600 | 2 | 70
CARRIER | 38MARBQ24AA3 | CNPV*3617AL* | 59TP6B080V17**16 | 10 | 25400 | 5000 | 207098559 | ccASHP | HRCU-A-CB | Performance | 15.5 | 21600 | 2 | 70
CARRIER | 38MARBQ24AA3 | CNPV*3017AL* | 59SC5B060E14**12 | 10 | 25400 | 5000 | 207098572 | ccASHP | HRCU-A-CB | Performance | 15 | 22200 | 2 | 70
CARRIER | 38MARBQ24AA3 | CNPV*3617AL* | 59SC5B060E14**12 | 10 | 25400 | 5000 | 207098573 | ccASHP | HRCU-A-CB | Performance | 15 | 22200 | 2 | 70
BRYANT | 38MARBQ24AA3 | CNPV*3014AL* | 915SB30026E14*** | 10 | 25400 | 5000 | 207098656 | ccASHP | HRCU-A-CB | Preferred | 15 | 21600 | 2 | 70
BRYANT | 38MARBQ24AA3 | CNPV*3014AL* | 915SB36060E14*** | 10 | 25400 | 5000 | 207098671 | ccASHP | HRCU-A-CB | Preferred | 15 | 22000 | 2 | 70
BRYANT | 38MARBQ24AA3 | CNPV*3014AL* | 926TB36060V14*** | 10 | 25400 | 5000 | 207098693 | ccASHP | HRCU-A-CB | Preferred | 15 | 22000 | 2 | 71
BRYANT | 38MARBQ24AA3 | CNPV*3017AL* | 926TB42060V17*** | 10 | 25400 | 5000 | 207098696 | ccASHP | HRCU-A-CB | Preferred | 15.5 | 21800 | 2 | 70
BRYANT | 38MARBQ24AA3 | CNPV*3617AL* | 926TB42060V17*** | 10 | 25400 | 5000 | 207098698 | ccASHP | HRCU-A-CB | Preferred | 15.5 | 21800 | 2 | 70
BRYANT | 38MARBQ24AA3 | CNPV*3017AL* | 926TB48080V17*** | 10 | 25400 | 5000 | 207098702 | ccASHP | HRCU-A-CB | Preferred | 15.5 | 21600 | 2 | 70
BRYANT | 38MARBQ24AA3 | CNPV*3617AL* | 926TB48080V17*** | 10 | 25400 | 5000 | 207098704 | ccASHP | HRCU-A-CB | Preferred | 15.5 | 21600 | 2 | 70
BRYANT | 38MARBQ24AA3 | CNPV*3017AL* | 915SB36060E14*** | 10 | 25400 | 5000 | 207098717 | ccASHP | HRCU-A-CB | Preferred | 15 | 22200 | 2 | 70
CARRIER | 38MARBQ24AA3 | CNPV*3014AL* | 59SC5B060E14**12 | 10 | 25400 | 5000 | 207098526 | ccASHP | HRCU-A-CB | Performance | 15 | 22000 | 2 | 70
CARRIER | 38MARBQ24AA3 | CNPV*3017AL* | 59SC5B040E17**12 | 10 | 25600 | 5000 | 207098518 | ccASHP | HRCU-A-CB | Performance | 15 | 21800 | 2 | 70
CARRIER | 38MARBQ24AA3 | CNPV*3617AL* | 59SC5B040E17**12 | 10 | 25600 | 5000 | 207098520 | ccASHP | HRCU-A-CB | Performance | 15 | 21800 | 2 | 70
CARRIER | 38MARBQ24AA3 | CNPV*3014AL* | 59TP6B040V14**10 | 10 | 25600 | 5000 | 207098537 | ccASHP | HRCU-A-CB | Performance | 15 | 21600 | 2 | 70
CARRIER | 38MARBQ24AA3 | CNPV*3621AL* | 59SC5B040E17**12 | 10 | 25600 | 5000 | 207098578 | ccASHP | HRCU-A-CB | Performance | 15 | 21800 | 2 | 70
BRYANT | 38MARBQ24AA3 | CNPV*3017AL* | 915SB36040E17*** | 10 | 25600 | 5000 | 207098663 | ccASHP | HRCU-A-CB | Preferred | 15 | 21800 | 2 | 70
BRYANT | 38MARBQ24AA3 | CNPV*3617AL* | 915SB36040E17*** | 10 | 25600 | 5000 | 207098665 | ccASHP | HRCU-A-CB | Preferred | 15 | 21800 | 2 | 70
BRYANT | 38MARBQ24AA3 | CNPV*3014AL* | 926TB30040V14*** | 10 | 25600 | 5000 | 207098682 | ccASHP | HRCU-A-CB | Preferred | 15 | 21600 | 2 | 70
BRYANT | 38MARBQ24AA3 | CNPV*3621AL* | 915SB36040E17*** | 10 | 25600 | 5000 | 207098723 | ccASHP | HRCU-A-CB | Preferred | 15 | 21800 | 2 | 70
GREE | MULTIE24HP230V1AO |  |  | 10 | 25600 | $2,500: 2 indoor heads; $4,000: >=3 indoor heads | 206335348 | ASHP | HRCU-A-CB-O |  | 23 | 24000
CARRIER | 38MARBQ24AA3 | CAP**2414AL* | 59SC5B060E14**12 | 10 | 25800 | 5000 | 207098524 | ccASHP | HRCU-A-CB | Performance | 15 | 21800 | 1.95 | 71
CARRIER | 38MARBQ24AA3 | CAP**2417AL* | 59SC5B060E17**14 | 10 | 25800 | 5000 | 207098528 | ccASHP | HRCU-A-CB | Performance | 15 | 21600 | 1.95 | 71
BRYANT | 38MARBQ24AA3 | CAP**2417AL* | 915SB36060E14*** | 10 | 25800 | 5000 | 207098711 | ccASHP | HRCU-A-CB | Preferred | 15 | 22000 | 1.95 | 71
BRYANT | 38MARBQ24AA3 | CAP**2414AL* | 915SB36060E14*** | 10 | 25800 | 5000 | 207098669 | ccASHP | HRCU-A-CB | Preferred | 15 | 21800 | 1.95 | 71
BRYANT | 38MARBQ24AA3 | CAP**2417AL* | 915SB42060E17*** | 10 | 25800 | 5000 | 207098673 | ccASHP | HRCU-A-CB | Preferred | 15 | 21600 | 1.95 | 71
CARRIER | 38MARBQ24AA3 | CAP**2417AL* | 59SC5B060E14**12 | 10 | 25800 | 5000 | 207098566 | ccASHP | HRCU-A-CB | Performance | 15 | 22000 | 1.95 | 71
CARRIER | 38MARBQ24AA3 | CAP**2414AL* | 59SC5B026E14**10 | 10 | 26000 | 5000 | 207098509 | ccASHP | HRCU-A-CB | Performance | 15 | 21400 | 1.95 | 70
CARRIER | 38MARBQ24AA3 | CAP**2417AL* | 59TP6B060V17**14 | 10 | 26000 | 5000 | 207098550 | ccASHP | HRCU-A-CB | Performance | 15 | 21400 | 1.95 | 70
BRYANT | 38MARBQ24AA3 | CAP**2414AL* | 915SB30026E14*** | 10 | 26000 | 5000 | 207098654 | ccASHP | HRCU-A-CB | Preferred | 15 | 21400 | 1.95 | 70
BRYANT | 38MARBQ24AA3 | CAP**2417AL* | 926TB42060V17*** | 10 | 26000 | 5000 | 207098695 | ccASHP | HRCU-A-CB | Preferred | 15 | 21400 | 1.95 | 70
MDV | MOD33-24HFN1-MT0W | MSAG11D-23HRFN1-MU0W |  | 10 | 26000 | $2,500: 2 indoor heads; $5,000: >=3 indoor heads | 206361867 | ccASHP | HRCU-A-CB-O |  | 21 | 24000 | 2.22 | 75
TCL | TUM-27HA2/I2I21-21ES | TSC-09HA2/I3*I20-I |  | 10 | 26000 | $2,500: 2 indoor heads; $4,000: >=3 indoor heads | 207591573 | ASHP | HMSV-A-CB |  | 22 | 24000
MDV | MOD33-24HFN1-MT0W | MSABE-24HRFN1-MU0W |  | 10 | 26000 | $2,500: 2 indoor heads; $4,000: >=3 indoor heads | 207645898 | ASHP | HRCU-A-CB-O |  | 21 | 24000
KANIONCO | KWSM-24IR410AHS23MV | KWSM-24IR410AHS22MV |  | 10 | 26000 | $2,500: 2 indoor heads; $4,000: >=3 indoor heads | 207645899 | ASHP | HRCU-A-CB-O |  | 21 | 24000
BRYANT | 38MARBQ24AA3 | FMA4X24**AL* |  | 10 | 26200 | 5000 | 207098589 | ccASHP | HRCU-A-CB | Preferred | 15 | 21800 | 1.85 | 70
CARRIER | 38MARBQ24AA3 | FMA4X24**AL* |  | 10 | 26200 | 5000 | 207098444 | ccASHP | HRCU-A-CB | Performance | 15 | 21800 | 1.85 | 70
BRYANT HEATING AND COOLING SYSTEMS | 288BNV025*0**A* | FE4AN(B,F)005L+UI |  | 10 | 26800 | 4000 | 9894190 | ASHP | HRCU-A-CB | EVOLUTION V Heat Pump | 18 | 24000
HEIL | HVH825GKA** | FCM4X48***L+WALLCON |  | 10 | 26800 | 4000 | 9894264 | ASHP | HRCU-A-CB | QUIETCOMFORT DELUXE 18 VS HP | 18 | 24000
AIRQUEST | HVH825GKA** | FCM4X48***L+WALLCON |  | 10 | 26800 | 4000 | 9894338 | ASHP | HRCU-A-CB | DELUXE 19 VS HP | 18 | 24000
ARCOAIRE | HVH825GKA** | FCM4X48***L+WALLCON |  | 10 | 26800 | 4000 | 9894412 | ASHP | HRCU-A-CB | DURACOMFORT DELUXE 18 VS HP | 18 | 24000
COMFORTMAKER | CVH825GKA** | FCM4X48***L+WALLCON |  | 10 | 26800 | 4000 | 9894486 | ASHP | HRCU-A-CB | SOFTSOUND DELUXE 18 VS HP | 18 | 24000
CARRIER | 25VNA825A*030* | FE4AN(B,F)005L+UI |  | 10 | 26800 | 4000 | 9892894 | ASHP | HRCU-A-CB | INFINITY 18VS HEAT PUMP | 18 | 24000
KEEPRITE | CVH825GKA** | FCM4X48***L+WALLCON |  | 10 | 26800 | 4000 | 9894634 | ASHP | HRCU-A-CB | PROCOMFORT DELUXE 18 VS HP | 18 | 24000
KENMORE | (C,H,T)VH825GKA** | FCM4X48***L+WALLCON |  | 10 | 26800 | 4000 | 9894708 | ASHP | HRCU-A-CB | DELUXE 18 VS HP | 18 | 24000
TEMPSTAR | TVH825GKA** | FCM4X48***L+WALLCON |  | 10 | 26800 | 4000 | 9894782 | ASHP | HRCU-A-CB | SMARTCOMFORT DELUXE 18 VS HP | 18 | 24000
TRANE | 4TWR5030H1 | 4PX*BU42BS3 | *UD1B080A9H3 | 10 | 26800 | 4000 | 9033489 | ASHP | HRCU-A-CB | XR15 | 15 | 29400
DAY & NIGHT | CVH825GKA** | FCM4X48***L+WALLCON |  | 10 | 26800 | 4000 | 9894560 | ASHP | HRCU-A-CB | CONSTANTCOMFORT DELUXE 18 VS HP | 18 | 24000
TRANE | 4TWR5030H1 | 4PX*CU42BS3 | *UD1C080A9H4 | 10 | 27000 | 4000 | 9033508 | ASHP | HRCU-A-CB | XR15 | 15 | 29800
TRANE | 4TWR5030H1 | 4PX*BU42BS3 | *UD1B060A9H3 | 10 | 27000 | 4000 | 9033488 | ASHP | HRCU-A-CB | XR15 | 15 | 29400
TRANE | 4TWR5030H1 | 4PX*BU42BS3 | *UD1B100A9H3 | 10 | 27000 | 4000 | 9033477 | ASHP | HRCU-A-CB | XR15 | 15 | 29400
TRANE | 4TWL6030A1 | TAM9A0B30V31 |  | 10 | 27000 | 4000 | 10592583 | ASHP | HRCU-A-CB | XR16 | 15 | 28800
HAIER | 1U24LP2VHA | AW24LP2VH* |  | 10 | 27000 | $2,500: 2 indoor heads; $5,000: >=3 indoor heads | 10221212 | ccASHP | HRCU-A-CB-O | Flexfit Pro | 17 | 24000 | 2.46 | 74
LG | ARUN024GSS4 |  |  | 10 | 27000 | $2,500: 2 indoor heads; $5,000: >=3 indoor heads | 10070562 | ccASHP | HMSV-A-CB |  | 17 | 24000 | 3.59 | 120
LG | LUU247HV | LHN247HV |  | 10 | 27000 | $2,500: 2 indoor heads; $5,000: >=3 indoor heads | 5859621 | ccASHP | HRCU-A-CB |  | 17 | 24000 | 1.8 | 70
LG | LUU248HV | LVN240HV4 |  | 10 | 27000 | $2,500: 2 indoor heads; $5,000: >=3 indoor heads | 10513887 | ccASHP | HRCU-A-CB |  | 18 | 24000 | 1.83 | 74
SAMSUNG | AC024JXADCH/AA | AC024KN4DCH/AA |  | 10 | 27000 | $2,500: 2 indoor heads; $5,000: >=3 indoor heads | 8856687 | ccASHP | HRCU-A-CB-O | 360 Cassette | 20.5 | 24000 | 1.99 | 70
TRANE | 4TWR5030H1 | 4PX*CU42BS3 | *UH1C100A9H4 | 10 | 27200 | 4000 | 9033509 | ASHP | HRCU-A-CB | XR15 | 15 | 29600
DAIKIN | DZ17VSA361B* | DV35FECC14A* |  | 10 | 27400 | 5000 | 207599995 | ccASHP | HRCU-A-CB |  | 17.5 | 31000 | 2.12 | 70
SAMSUNG | AR24NSWSPWKX | AR24NSWSPWKN |  | 10 | 27400 | $2,500: 2 indoor heads; $5,000: >=3 indoor heads | 202022716 | ccASHP | HRCU-A-CB-O | Smart Whisper Max Heat | 20 | 21000 | 2 | 99
SAMSUNG | AR24TSFACWKX | AR24TSFABWKN |  | 10 | 27400 | $2,500: 2 indoor heads; $5,000: >=3 indoor heads | 205132633 | ccASHP | HRCU-A-CB-O | Max Heat 2.0 | 20 | 21000 | 2.39 | 95
SAMSUNG | AR24TSFABWKX | AR24TSFABWKN |  | 10 | 27400 | $2,500: 2 indoor heads; $5,000: >=3 indoor heads | 205132634 | ccASHP | HRCU-A-CB-O | Wind-Free? 2.0 | 20 | 21000 | 1.98 | 78
SAMSUNG | AR24NSWXCWKX | AR24NSWXCWKN |  | 10 | 27400 | $2,500: 2 indoor heads; $4,000: >=3 indoor heads | 202022722 | ASHP | HRCU-A-CB-O | Wind-Free | 20 | 21000
GE APPLIANCES | ASH124PRDWA | ASYW24PRDWB |  | 10 | 27600 | $2,500: 2 indoor heads; $5,000: >=3 indoor heads | 202588314 | ccASHP | HRCU-A-CB | Summit | 20 | 22000 | 1.8 | 72
AMERICAN STANDARD / MITSUBISHI ELECTRIC | NAXSST24A112AA | NAXWST24A112AA |  | 10 | 27600 | $2,500: 2 indoor heads; $5,000: >=3 indoor heads | 202373696 | ccASHP | HRCU-A-CB-O | M-Series | 20.5 | 22500 | 1.98 | 73
HAIER | 1U24ES2VHA | AW24ES2VH |  | 10 | 27600 | $2,500: 2 indoor heads; $5,000: >=3 indoor heads | 10092555 | ccASHP | HRCU-A-CB-O | Advanced | 20 | 22000 | 2.15 | 74
MITSUBISHI ELECTRIC | MUZ-GL24NAH*** | MSZ-GL24NA*** |  | 10 | 27600 | $2,500: 2 indoor heads; $5,000: >=3 indoor heads | 201755029 | ccASHP | HRCU-A-CB-O | M-Series | 20.5 | 22500 | 1.9 | 73
TRANE / MITSUBISHI ELECTRIC | NTXSST24A112AA | NTXWST24A112AA |  | 10 | 27600 | $2,500: 2 indoor heads; $5,000: >=3 indoor heads | 202373736 | ccASHP | HRCU-A-CB-O | M-Series | 20.5 | 22500 | 1.98 | 73
MITSUBISHI ELECTRIC | MUZ-GL24NA*** | NAXWST24A112A* |  | 10 | 27600 | $2,500: 2 indoor heads; $5,000: >=3 indoor heads | 204629225 | ccASHP | HRCU-A-CB-O | M-Series | 20.5 | 22500 | 1.98 | 73
MITSUBISHI ELECTRIC | MUZ-GL24NA-U2 | MSZ-GL24NA-U1 |  | 10 | 27600 | $2,500: 2 indoor heads; $5,000: >=3 indoor heads | 202490340 | ccASHP | HRCU-A-CB-O | M-Series | 20.5 | 22500 | 1.98 | 73
MITSUBISHI ELECTRIC | NTXSST24A112A* | MSZ-GL24NA*** |  | 10 | 27600 | $2,500: 2 indoor heads; $5,000: >=3 indoor heads | 204629270 | ccASHP | HRCU-A-CB-O | Nv Series | 20.5 | 22500 | 1.98 | 73
MITSUBISHI ELECTRIC | NAXSST24A112A* | MSZ-GL24NA*** |  | 10 | 27600 | $2,500: 2 indoor heads; $5,000: >=3 indoor heads | 204629357 | ccASHP | HRCU-A-CB-O | Nv Series | 20.5 | 22500 | 1.98 | 73
MITSUBISHI ELECTRIC | MUZ-GL24NA*** | NTXWST24A112A* |  | 10 | 27600 | $2,500: 2 indoor heads; $5,000: >=3 indoor heads | 204629185 | ccASHP | HRCU-A-CB-O | M-Series | 20.5 | 22500 | 1.98 | 73
MITSUBISHI ELECTRIC | MUZ-GL24NA-U1 | MSZ-GL24NA-U1 |  | 10 | 27600 | $2,500: 2 indoor heads; $5,000: >=3 indoor heads | 201754316 | ccASHP | HRCU-A-CB-O | Mitsubishi Electric | 20.5 | 22500 | 1.98 | 73
CARRIER | 38MGRQ30D--3 |  |  | 10 | 28000 | $2,500: 2 indoor heads; $5,000: >=3 indoor heads | 9854626 | ccASHP | HMSV-A-CB |  | 23.8 | 30000 | 2.04 | 100
NOVAIR PLUS | 36EVANVMO |  |  | 10 | 28000 | $2,500: 2 indoor heads; $5,000: >=3 indoor heads | 205281400 | ccASHP | HMSV-A-CB |  | 23.8 | 30000 | 1.85 | 71
MIDEA | 38MGRQ30D--3 |  |  | 10 | 28000 | $2,500: 2 indoor heads; $5,000: >=3 indoor heads | 204722815 | ccASHP | HMSV-A-CB | Excel | 23.8 | 30000 | 2.04 | 100
BRYANT | 38MGRQ30D--3 |  |  | 10 | 28000 | $2,500: 2 indoor heads; $5,000: >=3 indoor heads | 9854627 | ccASHP | HMSV-A-CB | Preferred Series | 23.8 | 30000 | 2.04 | 100
PAYNE | 38MGRQ30D--3 |  |  | 10 | 28000 | $2,500: 2 indoor heads; $5,000: >=3 indoor heads | 204722816 | ccASHP | HMSV-A-CB | Mid-tier | 23.8 | 30000 | 2.04 | 100
DANCOOL | DANMZ36-OD4 |  |  | 10 | 28000 | $2,500: 2 indoor heads; $4,000: >=3 indoor heads | 205334547 | ASHP | HMSV-A-CB |  | 23.8 | 30000
PERFECTAIRE | 2PAMSH36-MZO4 |  |  | 10 | 28000 | $2,500: 2 indoor heads; $4,000: >=3 indoor heads | 205309429 | ASHP | HMSV-A-CB |  | 23.8 | 30000
CANAIR | C23MC436H21 |  |  | 10 | 28000 | $2,500: 2 indoor heads; $4,000: >=3 indoor heads | 205306869 | ASHP | HMSV-A-CB |  | 23.8 | 30000
NORTON AIR CONDITIONERS | OHP14-36-42-23 |  |  | 10 | 28000 | $2,500: 2 indoor heads; $4,000: >=3 indoor heads | 205300209 | ASHP | HMSV-A-CB |  | 23.8 | 30000
WEATHERMAKER | 38MGRQ30D--3 |  |  | 10 | 28000 | $2,500: 2 indoor heads; $4,000: >=3 indoor heads | 205772851 | ASHP | HMSV-A-CB |  | 23.8 | 30000
MDV | M4OF-36HFN1-MCA |  |  | 10 | 28000 | $2,500: 2 indoor heads; $4,000: >=3 indoor heads | 204713932 | ASHP | HMSV-A-CB |  | 23.8 | 30000
MDV | M4OH-30HFN1-M |  |  | 10 | 28000 | $2,500: 2 indoor heads; $4,000: >=3 indoor heads | 9854619 | ASHP | HMSV-A-CB |  | 23.8 | 30000
AMERICAN STANDARD | 4A6V8036A1 | TAM9A0C42V41 |  | 10 | 28600 | 5000 | 10093458 | ccASHP | HRCU-A-CB |  | 18 | 35800 | 1.81 | 70
AMERICAN STANDARD | 4A6V8036A1 | 4TXCD008DS3 | S9V2C100D4PSB+RP | 10 | 28600 | 5000 | 10511002 | ccASHP | HRCU-A-CB |  | 18 | 33800 | 1.92 | 70
AMERICAN STANDARD | 4A6V8036A1 | 4TXCD008DS3 | S9V2C100D4VSA+RP | 10 | 28600 | 5000 | 201801087 | ccASHP | HRCU-A-CB |  | 18 | 33800 | 1.92 | 70
AMERICAN STANDARD | 4A6V8X36A1 | TAM9A0C42V41 |  | 10 | 28600 | 5000 | 207590047 | ccASHP | HRCU-A-CB |  | 18 | 35800 | 1.81 | 70
AMERICAN STANDARD | 4A6V8X36A1 | 4TXCD008DS3 | S9V2C100D4PSB+RP | 10 | 28600 | 5000 | 207590116 | ccASHP | HRCU-A-CB |  | 18 | 33800 | 1.92 | 70
TRANE | 4TWV8X36A1 | 4TXCD008DS3 | S9V2C100D4VSA+RP | 10 | 28600 | 5000 | 207526478 | ccASHP | HRCU-A-CB |  | 18 | 33800 | 1.92 | 70
TRANE | 4TWV8X36A1 | TAM9A0C42V41 |  | 10 | 28600 | 5000 | 207526332 | ccASHP | HRCU-A-CB |  | 18 | 35800 | 1.81 | 70
TRANE | 4TWV8036A1 | TAM9A0C42V41 |  | 10 | 28600 | 5000 | 10093506 | ccASHP | HRCU-A-CB |  | 18 | 35800 | 1.81 | 70
TRANE | 4TWV8036A1 | 4TXCD008DS3 | S9V2C100D4PSB+RP | 10 | 28600 | 5000 | 10511300 | ccASHP | HRCU-A-CB |  | 18 | 33800 | 1.92 | 70
TRANE | 4TWV8036A1 | 4TXCD008DS3 | S9V2C100D4VSA+RP | 10 | 28600 | 5000 | 201808876 | ccASHP | HRCU-A-CB |  | 18 | 33800 | 1.92 | 70
TRANE | 4TWV8X36A1 | 4TXCD008DS3 | S9V2C100D4PSB+RP | 10 | 28600 | 5000 | 207526402 | ccASHP | HRCU-A-CB |  | 18 | 33800 | 1.92 | 70
AMERICAN STANDARD | 4A6V8X36A1 | 4TXCD008DS3 | S9V2C100D4VSA+RP | 10 | 28600 | 5000 | 207590192 | ccASHP | HRCU-A-CB |  | 18 | 33800 | 1.92 | 70
TRANE | 4TWV0036A1 | 4TXFH036CZ3 | *DHMB060BCV3 | 10 | 29000 | 5000 | 7125588 | ccASHP | HRCU-A-CB |  | 19.5 | 34800 | 1.82 | 70
AMERICAN STANDARD | 4A6V0X36A1 | 4TXFH036CZ3 | *DHMB060BCV3 | 10 | 29000 | 5000 | 207590634 | ccASHP | HRCU-A-CB |  | 19.5 | 34800 | 1.82 | 70
AMERICAN STANDARD | 4A6V0036A1 | 4TXFH036CZ3 | *DHMB060BCV3 | 10 | 29000 | 5000 | 7125572 | ccASHP | HRCU-A-CB |  | 19.5 | 34800 | 1.82 | 70
TRANE | 4TWV0X36A1 | 4TXFH036CZ3 | *DHMB060BCV3 | 10 | 29000 | 5000 | 207558938 | ccASHP | HRCU-A-CB |  | 19.5 | 34800 | 1.82 | 70
DAY & NIGHT | DLCSRAH24AAK | DLFSAAH24XAK |  | 10 | 29000 | $2,500: 2 indoor heads; $5,000: >=3 indoor heads | 205921374 | ccASHP | HRCU-A-CB | Constant Comfort | 20 | 20800 | 1.91 | 93
HEIL | DLCSRAH24AAK | DLFSAAH24XAK |  | 10 | 29000 | $2,500: 2 indoor heads; $5,000: >=3 indoor heads | 205921375 | ccASHP | HRCU-A-CB | QuietComfort | 20 | 20800 | 1.91 | 93
KEEPRITE | DLCSRAH24AAK | DLFSAAH24XAK |  | 10 | 29000 | $2,500: 2 indoor heads; $5,000: >=3 indoor heads | 205921376 | ccASHP | HRCU-A-CB | ProComfort | 20 | 20800 | 1.91 | 93
KENMORE | DLCSRAH24AAK | DLFSAAH24XAK |  | 10 | 29000 | $2,500: 2 indoor heads; $5,000: >=3 indoor heads | 205921377 | ccASHP | HRCU-A-CB | Mid-Tier | 20 | 20800 | 1.91 | 93
MIDEA | DLCSRAH24AAK | DLFSAAH24XAK |  | 10 | 29000 | $2,500: 2 indoor heads; $5,000: >=3 indoor heads | 205921378 | ccASHP | HRCU-A-CB | Advantage | 20 | 20800 | 1.91 | 93
MIDEA | 38MAQB24R--3 | 40MBAAQ24XA3 |  | 10 | 29000 | $2,500: 2 indoor heads; $5,000: >=3 indoor heads | 205962795 | ccASHP | HRCU-A-CB | Excel | 20 | 20800 | 1.91 | 93
MOOVAIR | DM24HOS25230E3 | FM24HIAHUU230X6 |  | 10 | 29000 | $2,500: 2 indoor heads; $5,000: >=3 indoor heads | 205921399 | ccASHP | HRCU-A-CB |  | 20 | 20800 | 1.83 | 91
PAYNE | 38MAQB24R--3 | 40MBAAQ24XA3 |  | 10 | 29000 | $2,500: 2 indoor heads; $5,000: >=3 indoor heads | 205921386 | ccASHP | HRCU-A-CB | Mid-Tier | 20 | 20800 | 1.91 | 93
TEMPSTAR | DLCSRAH24AAK | DLFSAAH24XAK |  | 10 | 29000 | $2,500: 2 indoor heads; $5,000: >=3 indoor heads | 205921379 | ccASHP | HRCU-A-CB | QuietComfort | 20 | 20800 | 1.91 | 93
WEATHERMAKER | 38MAQB24R--3 | 40MBAAQ24XA3 |  | 10 | 29000 | $2,500: 2 indoor heads; $5,000: >=3 indoor heads | 205921382 | ccASHP | HRCU-A-CB | Mid-Tier | 20 | 20800 | 1.91 | 93
CARRIER | 38MGRQ30D--3 |  |  | 10 | 29000 | $2,500: 2 indoor heads; $5,000: >=3 indoor heads | 204722797 | ccASHP | HMSV-A-CB | Performance | 22.4 | 30000 | 2.01 | 96
BRYANT | 38MGRQ30D--3 |  |  | 10 | 29000 | $2,500: 2 indoor heads; $5,000: >=3 indoor heads | 204722812 | ccASHP | HMSV-A-CB | Preferred | 22.4 | 30000 | 2.01 | 96
COMFORTMAKER | DLCSRAH24AAK | DLFSAAH24XAK |  | 10 | 29000 | $2,500: 2 indoor heads; $5,000: >=3 indoor heads | 205921373 | ccASHP | HRCU-A-CB | SoftSound | 20 | 20800 | 1.91 | 93
CARRIER | 38MAQB24R--3 | 40MBAAQ24XA3 |  | 10 | 29000 | $2,500: 2 indoor heads; $5,000: >=3 indoor heads | 205921384 | ccASHP | HRCU-A-CB | Performance | 20 | 20800 | 1.91 | 93
BRYANT | 38MAQB24R--3 | 40MBAAQ24XA3 |  | 10 | 29000 | $2,500: 2 indoor heads; $5,000: >=3 indoor heads | 205921388 | ccASHP | HRCU-A-CB | Preferred | 20 | 20800 | 1.91 | 93
AIRQUEST | DLCSRAH24AAK | DLFSAAH24XAK |  | 10 | 29000 | $2,500: 2 indoor heads; $5,000: >=3 indoor heads | 205921381 | ccASHP | HRCU-A-CB | QuietComfort | 20 | 20800 | 1.91 | 93
ARCOAIRE | DLCSRAH24AAK | DLFSAAH24XAK |  | 10 | 29000 | $2,500: 2 indoor heads; $5,000: >=3 indoor heads | 205921372 | ccASHP | HRCU-A-CB | DuraComfort | 20 | 20800 | 1.91 | 93
PAYNE | 38MGRQ30D--3 |  |  | 10 | 29000 | $2,500: 2 indoor heads; $5,000: >=3 indoor heads | 204722802 | ccASHP | HMSV-A-CB | Mid-tier | 22.4 | 30000 | 2.01 | 96
MDV | MOD30-24HFN1-MT0W | MVB-24HWFN1-M |  | 10 | 29000 | $2,500: 2 indoor heads; $5,000: >=3 indoor heads | 205782859 | ccASHP | HRCU-A-CB |  | 20 | 20800 | 1.83 | 91
MIDEA | 38MGRQ30D--3 |  |  | 10 | 29000 | $2,500: 2 indoor heads; $5,000: >=3 indoor heads | 204722807 | ccASHP | HMSV-A-CB | Excel | 22.4 | 30000 | 2.01 | 96
MDV | MOD01-23HFN1-MT0W | MVB-24HWFN1-M |  | 10 | 29000 | $2,500: 2 indoor heads; $4,000: >=3 indoor heads | 205782860 | ASHP | HRCU-A-CB |  | 20 | 20800
C&H | CH-HYP24SPH230VO | CH-24AHU |  | 10 | 29000 | $2,500: 2 indoor heads; $4,000: >=3 indoor heads | 206597269 | ASHP | HRCU-A-CB |  | 20 | 20800
SMART COMFORT | DLCSRAH24AAK | DLFSAAH24XAK |  | 10 | 29000 | $2,500: 2 indoor heads; $4,000: >=3 indoor heads | 205921380 | ASHP | HRCU-A-CB |  | 20 | 20800
C&H | CH-24LCU/O | CH-24AHU |  | 10 | 29000 | $2,500: 2 indoor heads; $4,000: >=3 indoor heads | 206597270 | ASHP | HRCU-A-CB |  | 20 | 20800
AMERICAN STANDARD | 4A6V8036A1 | 4TXCB006DS3 | S9V2B080D3PSB+RP | 10 | 29200 | 5000 | 10510997 | ccASHP | HRCU-A-CB |  | 18 | 33800 | 1.88 | 70
TRANE | 4TWV8X36A1 | 4TXCB006DS3 | S9V2B080D3PSB+RP | 10 | 29200 | 5000 | 207526401 | ccASHP | HRCU-A-CB |  | 18 | 33800 | 1.88 | 70
TRANE | 4TWV8036A1 | 4TXCB006DS3 | S9V2B080D3PSB+RP | 10 | 29200 | 5000 | 10511295 | ccASHP | HRCU-A-CB |  | 18 | 33800 | 1.88 | 70
AMERICAN STANDARD | 4A6V8X36A1 | 4TXCB006DS3 | S9V2B080D3PSB+RP | 10 | 29200 | 5000 | 207590115 | ccASHP | HRCU-A-CB |  | 18 | 33800 | 1.88 | 70
SUPREME CENTRAL | SUPRM36CC | AHAN3615 |  | 10 | 29600 | 5000 | 206799643 | ccASHP | HRCU-A-CB |  | 18 | 30000 | 1.94 | 72
MAXI AIR CENTRAL | CLASS36CC | AHAN3615 |  | 10 | 29600 | 5000 | 206799640 | ccASHP | HRCU-A-CB |  | 18 | 30000 | 1.94 | 72
BRYANT | 38MGRQ30D--3 |  |  | 10 | 30000 | $2,500: 2 indoor heads; $5,000: >=3 indoor heads | 204711113 | ccASHP | HMSV-A-CB | Preferred | 21 | 30000 | 1.98 | 93
CARRIER | 38MGRQ30D--3 |  |  | 10 | 30000 | $2,500: 2 indoor heads; $5,000: >=3 indoor heads | 204711112 | ccASHP | HMSV-A-CB | Performance | 21 | 30000 | 1.98 | 93
PAYNE | 38MGRQ30D--3 |  |  | 10 | 30000 | $2,500: 2 indoor heads; $5,000: >=3 indoor heads | 204711114 | ccASHP | HMSV-A-CB | Mid-tier | 21 | 30000 | 1.98 | 93
MIDEA | 38MGRQ30D--3 |  |  | 10 | 30000 | $2,500: 2 indoor heads; $5,000: >=3 indoor heads | 204711115 | ccASHP | HMSV-A-CB | Excel | 21 | 30000 | 1.98 | 93
MDV | MOD30-28HFN1-MT0W | MSAGF-28HRFN1-MT0W |  | 10 | 30000 | $2,500: 2 indoor heads; $4,000: >=3 indoor heads | 207613859 | ASHP | HRCU-A-CB-O |  | 20 | 28000
CARRIER | 25VNA036A*030* | CNPV*3621AL*+UI | 58TN*A070C21**20 | 10 | 30800 | 5000 | 204430531 | ccASHP | HRCU-A-CB |  | 18.5 | 33000 | 1.82 | 86
BRYANT | 280ANV036*0**A* | CNPV*3621AL*+UI | 88*TA60070C21*** | 10 | 30800 | 5000 | 204430532 | ccASHP | HRCU-A-CB |  | 18.5 | 33200 | 2.36 | 86
KENMORE | (C,H,T)VH837GKA2* | FCM4X60***L+WALLCON |  | 10 | 31000 | 4000 | 206997436 | ASHP | HRCU-A-CB | DELUXE 18 VS HP | 19 | 33600
GOETTL | TVH837GKA** | FCM4X60***L+WALLCON |  | 10 | 31000 | 4000 | 205928630 | ASHP | HRCU-A-CB | SMARTCOMFORT DELUXE 18 VS HP | 19 | 33600
COMFORTMAKER | CVH837GKA2* | FCM4X60***L+WALLCON |  | 10 | 31000 | 4000 | 206770942 | ASHP | HRCU-A-CB | SOFTSOUND DELUXE 18 VS HP | 19 | 33600
DAY & NIGHT | CVH837GKA2* | FCM4X60***L+WALLCON |  | 10 | 31000 | 4000 | 206770943 | ASHP | HRCU-A-CB | CONSTANTCOMFORT DELUXE 18 VS HP | 19 | 33600
KEEPRITE | CVH837GKA2* | FCM4X60***L+WALLCON |  | 10 | 31000 | 4000 | 206770944 | ASHP | HRCU-A-CB | PROCOMFORT DELUXE 18 VS HP | 19 | 33600
TEMPSTAR | TVH837GKA2* | FCM4X60***L+WALLCON |  | 10 | 31000 | 4000 | 206770946 | ASHP | HRCU-A-CB | SMARTCOMFORT DELUXE 18 VS HP | 19 | 33600
CARRIER | 25VNA837A*031* | FE4ANB006L+UI |  | 10 | 31000 | 4000 | 206764872 | ASHP | HRCU-A-CB | INFINITY 18VS HEAT PUMP | 19 | 33600
BRYANT HEATING AND COOLING SYSTEMS | 288BNV037*0**B* | FE4ANB006L+UI |  | 10 | 31000 | 4000 | 206770938 | ASHP | HRCU-A-CB | EVOLUTION V Heat Pump | 19 | 33600
HEIL | HVH837GKA2* | FCM4X60***L+WALLCON |  | 10 | 31000 | 4000 | 206770939 | ASHP | HRCU-A-CB | QUIETCOMFORT DELUXE 18 VS HP | 19 | 33600
AIRQUEST | HVH837GKA2* | FCM4X60***L+WALLCON |  | 10 | 31000 | 4000 | 206770940 | ASHP | HRCU-A-CB | DELUXE 19 VS HP | 19 | 33600
TRANE | 4TWV0X36A1 | TEM8A0C48V41+TDR |  | 10 | 31000 | 4000 | 207526341 | ASHP | HRCU-A-CB | XV20I | 20 | 35600
CARRIER | 25VNA837A*030* | FE4ANB006L+UI |  | 10 | 31000 | 4000 | 9893095 | ASHP | HRCU-A-CB | INFINITY 18VS HEAT PUMP | 19 | 33600
BRYANT HEATING AND COOLING SYSTEMS | 288BNV037*0**A* | FE4ANB006L+UI |  | 10 | 31000 | 4000 | 9895949 | ASHP | HRCU-A-CB | EVOLUTION V Heat Pump | 19 | 33600
HEIL | HVH837GKA** | FCM4X60***L+WALLCON |  | 10 | 31000 | 4000 | 9896145 | ASHP | HRCU-A-CB | QUIETCOMFORT DELUXE 18 VS HP | 19 | 33600
AIRQUEST | HVH837GKA** | FCM4X60***L+WALLCON |  | 10 | 31000 | 4000 | 9896332 | ASHP | HRCU-A-CB | DELUXE 19 VS HP | 19 | 33600
ARCOAIRE | HVH837GKA** | FCM4X60***L+WALLCON |  | 10 | 31000 | 4000 | 9896519 | ASHP | HRCU-A-CB | DURACOMFORT DELUXE 18 VS HP | 19 | 33600
COMFORTMAKER | CVH837GKA** | FCM4X60***L+WALLCON |  | 10 | 31000 | 4000 | 9896706 | ASHP | HRCU-A-CB | SOFTSOUND DELUXE 18 VS HP | 19 | 33600
DAY & NIGHT | CVH837GKA** | FCM4X60***L+WALLCON |  | 10 | 31000 | 4000 | 9896893 | ASHP | HRCU-A-CB | CONSTANTCOMFORT DELUXE 18 VS HP | 19 | 33600
KEEPRITE | CVH837GKA** | FCM4X60***L+WALLCON |  | 10 | 31000 | 4000 | 9897080 | ASHP | HRCU-A-CB | PROCOMFORT DELUXE 18 VS HP | 19 | 33600
KENMORE | (C,H,T)VH837GKA** | FCM4X60***L+WALLCON |  | 10 | 31000 | 4000 | 9897267 | ASHP | HRCU-A-CB | DELUXE 18 VS HP | 19 | 33600
AMERICAN STANDARD | 4A6V0X36A1 | TEM8A0C48V41+TDR |  | 10 | 31000 | 4000 | 207590055 | ASHP | HRCU-A-CB | XV20I | 20 | 35600
TEMPSTAR | TVH837GKA** | FCM4X60***L+WALLCON |  | 10 | 31000 | 4000 | 9897454 | ASHP | HRCU-A-CB | SMARTCOMFORT DELUXE 18 VS HP | 19 | 33600
AMERICAN STANDARD | 4A6V0036A1 | TEM8A0C48V41+TDR |  | 10 | 31000 | 4000 | 10153441 | ASHP | HRCU-A-CB | PLATINUM ZV | 20 | 35600
TRANE | 4TWV0036A1 | TEM8A0C48V41+TDR |  | 10 | 31000 | 4000 | 10153699 | ASHP | HRCU-A-CB | XV20I | 20 | 35600
GOETTL | HVH837GKA** | FCM4X60***L+WALLCON |  | 10 | 31000 | 4000 | 205887913 | ASHP | HRCU-A-CB | QUIETCOMFORT DELUXE 18 VS HP | 19 | 33600
GOETTL | CVH837GKA** | FCM4X60***L+WALLCON |  | 10 | 31000 | 4000 | 205923012 | ASHP | HRCU-A-CB | SOFTSOUND DELUXE 18 VS HP | 19 | 33600
ARCOAIRE | HVH837GKA2* | FCM4X60***L+WALLCON |  | 10 | 31000 | 4000 | 206770941 | ASHP | HRCU-A-CB | DURACOMFORT DELUXE 18 VS HP | 19 | 33600
BRYANT | 280ANV036*0**A* | CNPV*3621AL*+UI | 986TC42080C17*** | 10 | 31200 | 5000 | 204430535 | ccASHP | HRCU-A-CB |  | 18 | 33000 | 2.42 | 85
TRANE | 4TWV0036A1 | 4TXFH036CZ3 | *UD2C080ACV4 | 10 | 31200 | 4000 | 6796604 | ASHP | HRCU-A-CB | XV20I | 20 | 35400
AMERICAN STANDARD | 4A6V0036A1 | 4TXFH036CZ3 | *UD2C080ACV4 | 10 | 31200 | 4000 | 6796528 | ASHP | HRCU-A-CB | PLATINUM ZV | 20 | 35400
AMERICAN STANDARD | 4A6V0036A1 | 4TXFH036CZ3 | *UD2B080ACV3 | 10 | 31200 | 4000 | 6796529 | ASHP | HRCU-A-CB | PLATINUM ZV | 20 | 34800
AMERICAN STANDARD | 4A6V0X36A1 | 4TXFH036CZ3 | *UD2C080ACV4 | 10 | 31200 | 4000 | 207590631 | ASHP | HRCU-A-CB | XV20I | 20 | 35400
TRANE | 4TWV0X36A1 | 4TXFH036CZ3 | *UD2C080ACV4 | 10 | 31200 | 4000 | 207558934 | ASHP | HRCU-A-CB | XV20I | 20 | 35400
BRYANT | 280ANV036*0**A* | CAP**3617AL*+UI | 986TC42060C17*** | 10 | 31400 | 5000 | 204430179 | ccASHP | HRCU-A-CB |  | 18 | 32800 | 2.45 | 85
CARRIER | 25VNA036A*030* | CAP**3621AL*+UI | 59TN6B060C17**14 | 10 | 31400 | 5000 | 204430204 | ccASHP | HRCU-A-CB |  | 18 | 33200 | 1.81 | 85
CARRIER | 25VNA036A*030* | CAP**3617AL*+UI | 59TN6B080C17**14 | 10 | 31400 | 5000 | 204430181 | ccASHP | HRCU-A-CB |  | 18 | 32800 | 1.81 | 85
BRYANT | 280ANV036*0**A* | CAP**3621AL*+UI | 986TC42060C17*** | 10 | 31400 | 5000 | 204430205 | ccASHP | HRCU-A-CB |  | 18 | 32800 | 2.41 | 85
BRYANT | 280ANV036*0**A* | CAP**3617AL*+UI | 986TC42080C17*** | 10 | 31400 | 5000 | 204430182 | ccASHP | HRCU-A-CB |  | 18 | 32800 | 2.41 | 85
COMFORTMAKER | CVH837GKA2* | FCM4X48***L+WALLCON |  | 10 | 31400 | 4000 | 206770951 | ASHP | HRCU-A-CB | SOFTSOUND DELUXE 18 VS HP | 18.5 | 33400
DAY & NIGHT | CVH837GKA2* | FCM4X48***L+WALLCON |  | 10 | 31400 | 4000 | 206770952 | ASHP | HRCU-A-CB | CONSTANTCOMFORT DELUXE 18 VS HP | 18.5 | 33400
KEEPRITE | CVH837GKA2* | FCM4X48***L+WALLCON |  | 10 | 31400 | 4000 | 206770953 | ASHP | HRCU-A-CB | PROCOMFORT DELUXE 18 VS HP | 18.5 | 33400
TEMPSTAR | TVH837GKA2* | FCM4X48***L+WALLCON |  | 10 | 31400 | 4000 | 206770955 | ASHP | HRCU-A-CB | SMARTCOMFORT DELUXE 18 VS HP | 18.5 | 33400
CARRIER | 25VNA837A*031* | FE4AN(B,F)005L+UI |  | 10 | 31400 | 4000 | 206764873 | ASHP | HRCU-A-CB | INFINITY 18VS HEAT PUMP | 18.5 | 33400
GOETTL | TVH837GKA** | FCM4X48***L+WALLCON |  | 10 | 31400 | 4000 | 205928631 | ASHP | HRCU-A-CB | SMARTCOMFORT DELUXE 18 VS HP | 18.5 | 33400
CARRIER | 25VNA837A*030* | FE4AN(B,F)005L+UI |  | 10 | 31400 | 4000 | 9893096 | ASHP | HRCU-A-CB | INFINITY 18VS HEAT PUMP | 18.5 | 33400
BRYANT HEATING AND COOLING SYSTEMS | 288BNV037*0**A* | FE4AN(B,F)005L+UI |  | 10 | 31400 | 4000 | 9895950 | ASHP | HRCU-A-CB | EVOLUTION V Heat Pump | 18.5 | 33400
HEIL | HVH837GKA** | FCM4X48***L+WALLCON |  | 10 | 31400 | 4000 | 9896146 | ASHP | HRCU-A-CB | QUIETCOMFORT DELUXE 18 VS HP | 18.5 | 33400
AIRQUEST | HVH837GKA** | FCM4X48***L+WALLCON |  | 10 | 31400 | 4000 | 9896333 | ASHP | HRCU-A-CB | DELUXE 19 VS HP | 18.5 | 33400
ARCOAIRE | HVH837GKA** | FCM4X48***L+WALLCON |  | 10 | 31400 | 4000 | 9896520 | ASHP | HRCU-A-CB | DURACOMFORT DELUXE 18 VS HP | 18.5 | 33400
COMFORTMAKER | CVH837GKA** | FCM4X48***L+WALLCON |  | 10 | 31400 | 4000 | 9896707 | ASHP | HRCU-A-CB | SOFTSOUND DELUXE 18 VS HP | 18.5 | 33400
DAY & NIGHT | CVH837GKA** | FCM4X48***L+WALLCON |  | 10 | 31400 | 4000 | 9896894 | ASHP | HRCU-A-CB | CONSTANTCOMFORT DELUXE 18 VS HP | 18.5 | 33400
KEEPRITE | CVH837GKA** | FCM4X48***L+WALLCON |  | 10 | 31400 | 4000 | 9897081 | ASHP | HRCU-A-CB | PROCOMFORT DELUXE 18 VS HP | 18.5 | 33400
AMERICAN STANDARD | 4A6V0X36A1 | TEM8A0C42V41+TDR |  | 10 | 31400 | 4000 | 207590054 | ASHP | HRCU-A-CB | XV20I | 20 | 35600
KENMORE | (C,H,T)VH837GKA** | FCM4X48***L+WALLCON |  | 10 | 31400 | 4000 | 9897268 | ASHP | HRCU-A-CB | DELUXE 18 VS HP | 18.5 | 33400
TEMPSTAR | TVH837GKA** | FCM4X48***L+WALLCON |  | 10 | 31400 | 4000 | 9897455 | ASHP | HRCU-A-CB | SMARTCOMFORT DELUXE 18 VS HP | 18.5 | 33400
AMERICAN STANDARD | 4A6V0036A1 | TEM8A0C42V41+TDR |  | 10 | 31400 | 4000 | 10153440 | ASHP | HRCU-A-CB | PLATINUM ZV | 20 | 35600
TRANE | 4TWV0036A1 | TEM8A0C42V41+TDR |  | 10 | 31400 | 4000 | 10153698 | ASHP | HRCU-A-CB | XV20I | 20 | 35600
GOETTL | HVH837GKA** | FCM4X48***L+WALLCON |  | 10 | 31400 | 4000 | 205888487 | ASHP | HRCU-A-CB | QUIETCOMFORT DELUXE 18 VS HP | 18.5 | 33400
GOETTL | CVH837GKA** | FCM4X48***L+WALLCON |  | 10 | 31400 | 4000 | 205923013 | ASHP | HRCU-A-CB | SOFTSOUND DELUXE 18 VS HP | 18.5 | 33400
ARCOAIRE | HVH837GKA2* | FCM4X48***L+WALLCON |  | 10 | 31400 | 4000 | 206770950 | ASHP | HRCU-A-CB | DURACOMFORT DELUXE 18 VS HP | 18.5 | 33400
AIRQUEST | HVH837GKA2* | FCM4X48***L+WALLCON |  | 10 | 31400 | 4000 | 206770949 | ASHP | HRCU-A-CB | DELUXE 19 VS HP | 18.5 | 33400
HEIL | HVH837GKA2* | FCM4X48***L+WALLCON |  | 10 | 31400 | 4000 | 206770948 | ASHP | HRCU-A-CB | QUIETCOMFORT DELUXE 18 VS HP | 18.5 | 33400
BRYANT HEATING AND COOLING SYSTEMS | 288BNV037*0**B* | FE4AN(B,F)005L+UI |  | 10 | 31400 | 4000 | 206770947 | ASHP | HRCU-A-CB | EVOLUTION V Heat Pump | 18.5 | 33400
KENMORE | (C,H,T)VH837GKA2* | FCM4X48***L+WALLCON |  | 10 | 31400 | 4000 | 206997623 | ASHP | HRCU-A-CB | DELUXE 18 VS HP | 18.5 | 33400
TRANE | 4TWV0X36A1 | TEM8A0C42V41+TDR |  | 10 | 31400 | 4000 | 207526340 | ASHP | HRCU-A-CB | XV20I | 20 | 35600
CARRIER | 25VNA036A*030* | CAP**4224AL*+UI | 58TN*A110C21**20 | 10 | 31800 | 5000 | 204430325 | ccASHP | HRCU-A-CB |  | 19 | 33600 | 1.87 | 83
CARRIER | 25VNA036A*030* | CAP**4224AL*+UI | 59TN6B100C21**22 | 10 | 31800 | 5000 | 204430323 | ccASHP | HRCU-A-CB |  | 19 | 33600 | 1.87 | 83
CARRIER | 25VNA036A*030* | CAP**4224AL*+UI | 58TN*A090C21**20 | 10 | 31800 | 5000 | 204430303 | ccASHP | HRCU-A-CB |  | 19 | 33600 | 1.87 | 83
CARRIER | 25VNA036A*030* | CAP**4221AL*+UI | 58TN*A110C21**20 | 10 | 31800 | 5000 | 204430295 | ccASHP | HRCU-A-CB |  | 19 | 33600 | 1.87 | 83
CARRIER | 25VNA036A*030* | CAP**4221AL*+UI | 58TN*A090C17**16 | 10 | 31800 | 5000 | 204430292 | ccASHP | HRCU-A-CB |  | 19 | 33600 | 1.85 | 83
BRYANT | 280ANV036*0**A* | CAP**4221AL*+UI | 88*TA60090C21*** | 10 | 31800 | 5000 | 204430272 | ccASHP | HRCU-A-CB |  | 19 | 33600 | 2.3 | 83
BRYANT | 280ANV036*0**A* | CAP**4224AL*+UI | 88*TA60110C21*** | 10 | 31800 | 5000 | 204430327 | ccASHP | HRCU-A-CB |  | 19 | 33600 | 2.3 | 83
BRYANT | 280ANV036*0**A* | CAP**4224AL*+UI | 986TC66100C21*** | 10 | 31800 | 5000 | 204430324 | ccASHP | HRCU-A-CB |  | 19 | 33600 | 2.3 | 83
BRYANT | 280ANV036*0**A* | CAP**4224AL*+UI | 88*TA60090C21*** | 10 | 31800 | 5000 | 204430304 | ccASHP | HRCU-A-CB |  | 19 | 33600 | 2.3 | 83
BRYANT | 280ANV036*0**A* | CAP**4221AL*+UI | 88*TA60110C21*** | 10 | 31800 | 5000 | 204430296 | ccASHP | HRCU-A-CB |  | 19 | 33600 | 2.31 | 83
BRYANT | 280ANV036*0**A* | CAP**4221AL*+UI | 88*TA48090C17*** | 10 | 31800 | 5000 | 204430293 | ccASHP | HRCU-A-CB |  | 19 | 33600 | 2.33 | 83
CARRIER | 25VNA036A*030* | CAP**4221AL*+UI | 58TN*A090C21**20 | 10 | 31800 | 5000 | 204430270 | ccASHP | HRCU-A-CB |  | 19 | 33600 | 1.87 | 83
TRANE | 4TWV0X36A1 | TEM8A0C36V31+TDR |  | 10 | 31800 | 4000 | 207526339 | ASHP | HRCU-A-CB | XV20I | 20 | 35400
TRANE | 4TWV0X36A1 | TEM8A0D48V41+TDR |  | 10 | 31800 | 4000 | 207526342 | ASHP | HRCU-A-CB | XV20I | 19.5 | 35800
AMERICAN STANDARD | 4A6V0X36A1 | TEM8A0C36V31+TDR |  | 10 | 31800 | 4000 | 207590053 | ASHP | HRCU-A-CB | XV20I | 20 | 35400
AMERICAN STANDARD | 4A6V0X36A1 | TEM8A0D48V41+TDR |  | 10 | 31800 | 4000 | 207590056 | ASHP | HRCU-A-CB | XV20I | 19.5 | 35800
AMERICAN STANDARD | 4A6V0036A1 | TEM8A0C36V31+TDR |  | 10 | 31800 | 4000 | 10153439 | ASHP | HRCU-A-CB | PLATINUM ZV | 20 | 35400
AMERICAN STANDARD | 4A6V0036A1 | TEM8A0D48V41+TDR |  | 10 | 31800 | 4000 | 10153442 | ASHP | HRCU-A-CB | PLATINUM ZV | 19.5 | 35800
YORK | YZT36B21 | CF/CM48D+ME14DN21+TXV |  | 10 | 31800 | 4000 | 202180687 | ASHP | HRCU-A-CB | AFFINITY | 18 | 35400
COLEMAN | HC19B3621 | CF/CM48D+ME14DN21+TXV |  | 10 | 31800 | 4000 | 202183234 | ASHP | HRCU-A-CB |  | 18 | 35400
LUXAIRE | HL19B3621 | CF/CM48D+ME14DN21+TXV |  | 10 | 31800 | 4000 | 202183235 | ASHP | HRCU-A-CB |  | 18 | 35400
FRASER-JOHNSTON | HL19B3621 | CF/CM48D+ME14DN21+TXV |  | 10 | 31800 | 4000 | 202183236 | ASHP | HRCU-A-CB |  | 18 | 35400
CHAMPION HEATING AND COOLING | HL19B3621 | CF/CM48D+ME14DN21+TXV |  | 10 | 31800 | 4000 | 202183237 | ASHP | HRCU-A-CB |  | 18 | 35400
TRANE | 4TWV0036A1 | TEM8A0C36V31+TDR |  | 10 | 31800 | 4000 | 10153696 | ASHP | HRCU-A-CB | XV20I | 20 | 35400
LENNOX | XP20-036-230B** | CR33-50/60+TDR+TXV | SL280DF110V60C* | 10 | 31800 | 4000 | 205743193 | ASHP | HRCU-A-CB | ELITE XP20 SERIES | 18 | 35000
LENNOX | XP20-036-230B** | CR33-50/60+TDR+TXV | SL280DF090V60C* | 10 | 31800 | 4000 | 205743192 | ASHP | HRCU-A-CB | ELITE XP20 SERIES | 18 | 35000
CHAMPION HEATING AND COOLING | HL19B3621 | CM48DXA1+ME14DN21+TXV |  | 10 | 31800 | 4000 | 205561617 | ASHP | HRCU-A-CB | MOMENTUM | 18 | 35400
FRASER-JOHNSTON | HL19B3621 | CM48DXA1+ME14DN21+TXV |  | 10 | 31800 | 4000 | 205561616 | ASHP | HRCU-A-CB | RELIANT | 18 | 35400
LUXAIRE | HL19B3621 | CM48DXA1+ME14DN21+TXV |  | 10 | 31800 | 4000 | 205561615 | ASHP | HRCU-A-CB | ACCLIMATE | 18 | 35400
TRANE | 4TWV0036A1 | TEM8A0D48V41+TDR |  | 10 | 31800 | 4000 | 10153700 | ASHP | HRCU-A-CB | XV20I | 19.5 | 35800
CHAMPION HEATING AND COOLING | HL19B3621 | CF48DXA1+ME14DN21+TXV |  | 10 | 31800 | 4000 | 205561613 | ASHP | HRCU-A-CB | MOMENTUM | 18 | 35400
FRASER-JOHNSTON | HL19B3621 | CF48DXA1+ME14DN21+TXV |  | 10 | 31800 | 4000 | 205561612 | ASHP | HRCU-A-CB | RELIANT | 18 | 35400
LUXAIRE | HL19B3621 | CF48DXA1+ME14DN21+TXV |  | 10 | 31800 | 4000 | 205561611 | ASHP | HRCU-A-CB | ACCLIMATE | 18 | 35400
COLEMAN | HC19B3621 | CF48DXA1+ME14DN21+TXV |  | 10 | 31800 | 4000 | 205561610 | ASHP | HRCU-A-CB | ECHELON | 18 | 35400
YORK | YZT36B21 | CM48DXA1+ME14DN21+TXV |  | 10 | 31800 | 4000 | 205555491 | ASHP | HRCU-A-CB | AFFINITY | 18 | 35400
YORK | YZT36B21 | CF48DXA1+ME14DN21+TXV |  | 10 | 31800 | 4000 | 205555489 | ASHP | HRCU-A-CB | AFFINITY | 18 | 35400
COLEMAN | HC19B3621 | CM48DXA1+ME14DN21+TXV |  | 10 | 31800 | 4000 | 205561614 | ASHP | HRCU-A-CB | ECHELON | 18 | 35400
LENNOX | XP20-036-230B** | CR33-50/60+TDR+TXV | SLP99DF090XV36C* | 10 | 32000 | 4000 | 206322099 | ASHP | HRCU-A-CB | ELITE XP20 SERIES | 19 | 34800
AMERICAN STANDARD | 4A6L6036A1 | 4TXCB006DS3 | S9X2B040U3PSB | 10 | 32000 | 4000 | 204288127 | ASHP | HRCU-A-CB | Silver 16 | 16 | 36000
LENNOX | XP20-036-230B** | CR33-50/60+TDR+TXV | SLP99DF090XV48C* | 10 | 32000 | 4000 | 206322100 | ASHP | HRCU-A-CB | ELITE XP20 SERIES | 18 | 34800
LENNOX | XP20-036-230B** | CR33-50/60+TDR+TXV | SLP99DF090XV60C* | 10 | 32000 | 4000 | 206322101 | ASHP | HRCU-A-CB | ELITE XP20 SERIES | 18 | 34800
LENNOX | XP20-036-230B** | CR33-50/60+TDR+TXV | SLP99DF110XV60C* | 10 | 32000 | 4000 | 206322102 | ASHP | HRCU-A-CB | ELITE XP20 SERIES | 18 | 34800
LENNOX | XP20-036-230B** | CR33-50/60+TDR+TXV | EL296DF090XV60C* | 10 | 32000 | 4000 | 205743190 | ASHP | HRCU-A-CB | ELITE XP20 SERIES | 18 | 34800
LENNOX | XP20-036-230B** | CR33-50/60+TDR+TXV | EL296DF110XV60C* | 10 | 32000 | 4000 | 205743191 | ASHP | HRCU-A-CB | ELITE XP20 SERIES | 18 | 34800
LENNOX | XP20-036-230B** | CR33-50/60+TDR+TXV | SLP98DF090XV36C* | 10 | 32000 | 4000 | 205743194 | ASHP | HRCU-A-CB | ELITE XP20 SERIES | 19 | 34800
LENNOX | XP20-036-230B** | CR33-50/60+TDR+TXV | SLP98DF090XV48C* | 10 | 32000 | 4000 | 205743195 | ASHP | HRCU-A-CB | ELITE XP20 SERIES | 18 | 34800
LENNOX | XP20-036-230B** | CR33-50/60+TDR+TXV | SLP98DF090XV60C* | 10 | 32000 | 4000 | 205743196 | ASHP | HRCU-A-CB | ELITE XP20 SERIES | 18 | 34800
LENNOX | XP20-036-230B** | CR33-50/60+TDR+TXV | SLP98DF110XV60C* | 10 | 32000 | 4000 | 205743197 | ASHP | HRCU-A-CB | ELITE XP20 SERIES | 18 | 34800
AMERICAN STANDARD | 4A6V0036A1 | 4PX*BU42BS3 | P0V0B000M40SA+RP | 10 | 32000 | 4000 | 204780083 | ASHP | HRCU-A-CB | PLATINUM 20 | 20.5 | 36200
TRANE | 4TWV0036A1 | 4PX*BU42BS3 | P0V0B000M40SA+RP | 10 | 32000 | 4000 | 204780358 | ASHP | HRCU-A-CB | XV20I | 20.5 | 36200
TRANE | 4TWV0036A1 | 4PX*BU42BS3 | P0V0B000M40SB+RP | 10 | 32000 | 4000 | 205962313 | ASHP | HRCU-A-CB | XV20I | 20.5 | 35200
AMERICAN STANDARD | 4A6V0036A1 | 4PX*BU42BS3 | P0V0B000M40SB+RP | 10 | 32000 | 4000 | 205962580 | ASHP | HRCU-A-CB | PLATINUM 20 | 20.5 | 35200
TRANE | 4TWV0036A1 | 4PX*BU42BS3 | P0V0B000M40SC+RP | 10 | 32000 | 4000 | 206912429 | ASHP | HRCU-A-CB | XV20I | 20.5 | 35200
AMERICAN STANDARD | 4A6V0036A1 | 4PX*BU42BS3 | P0V0B000M40SC+RP | 10 | 32000 | 4000 | 206912696 | ASHP | HRCU-A-CB | PLATINUM 20 | 20.5 | 35200
TRANE | 4TWL6036A1 | 4TXCB006DS3 | L9X1B070U4VSA | 10 | 32000 | 4000 | 207456363 | ASHP | HRCU-A-CB | XR16 | 16 | 36400
AMERICAN STANDARD | 4A6L6036A1 | 4TXCB006DS3 | L9X1B070U4VSA | 10 | 32000 | 4000 | 207456425 | ASHP | HRCU-A-CB | Silver 16 | 16 | 36400
AMERICAN STANDARD | 4A6V0X36A1 | 4PX*BU42BS3 | P0V0B000M40SA+RP | 10 | 32000 | 4000 | 207590285 | ASHP | HRCU-A-CB | XV20I | 20.5 | 36200
AMERICAN STANDARD | 4A6V0X36A1 | 4PX*BU42BS3 | P0V0B000M40SB+RP | 10 | 32000 | 4000 | 207590395 | ASHP | HRCU-A-CB | XV20I | 20.5 | 35200
AMERICAN STANDARD | 4A6V0X36A1 | 4PX*BU42BS3 | P0V0B000M40SC+RP | 10 | 32000 | 4000 | 207590509 | ASHP | HRCU-A-CB | XV20I | 20.5 | 35200
TRANE | 4TWV0X36A1 | 4PX*BU42BS3 | P0V0B000M40SA+RP | 10 | 32000 | 4000 | 207526571 | ASHP | HRCU-A-CB | XV20I | 20.5 | 36200
TRANE | 4TWV0X36A1 | 4PX*BU42BS3 | P0V0B000M40SB+RP | 10 | 32000 | 4000 | 207526681 | ASHP | HRCU-A-CB | XV20I | 20.5 | 35200
TRANE | 4TWV0X36A1 | 4PX*BU42BS3 | P0V0B000M40SC+RP | 10 | 32000 | 4000 | 207526795 | ASHP | HRCU-A-CB | XV20I | 20.5 | 35200
TRANE | 4TWL6036A1 | 4PX*BU48BS3 | S9X1B040U3PSB | 10 | 32000 | 4000 | 204287151 | ASHP | HRCU-A-CB | XR16 | 16 | 35800
TRANE | 4TWL6036A1 | 4PX*BU48BS3 | S9X2B040U3PSB | 10 | 32000 | 4000 | 204287154 | ASHP | HRCU-A-CB | XR16 | 16 | 35800
TRANE | 4TWL6036A1 | 4TXCB006DS3 | S9X1B040U3PSB | 10 | 32000 | 4000 | 204287180 | ASHP | HRCU-A-CB | XR16 | 16 | 36000
TRANE | 4TWL6036A1 | 4TXCB006DS3 | S9X2B040U3PSB | 10 | 32000 | 4000 | 204287185 | ASHP | HRCU-A-CB | XR16 | 16 | 36000
AMERICAN STANDARD | 4A6L6036A1 | 4PX*BU48BS3 | S9X1B040U3PSB | 10 | 32000 | 4000 | 204288093 | ASHP | HRCU-A-CB | Silver 16 | 16 | 35800
AMERICAN STANDARD | 4A6L6036A1 | 4PX*BU48BS3 | S9X2B040U3PSB | 10 | 32000 | 4000 | 204288096 | ASHP | HRCU-A-CB | Silver 16 | 16 | 35800
AMERICAN STANDARD | 4A6L6036A1 | 4TXCB006DS3 | S9X1B040U3PSB | 10 | 32000 | 4000 | 204288122 | ASHP | HRCU-A-CB | Silver 16 | 16 | 36000
LG | LMU30CHV |  |  | 10 | 32000 | $2,500: 2 indoor heads; $4,000: >=3 indoor heads | 8111355 | ASHP | HMSV-A-CB |  | 22 | 30000
BRYANT HEATING AND COOLING SYSTEMS | 284ANV036*0**A* | CNPV*4221AL*+UI | 83*CA60100C21*** | 10 | 32200 | 4000 | 206132580 | ASHP | HRCU-A-CB | EVOLUTION Extreme 24 HP | 20 | 33200
TRANE | 4TWL6036A1 | 4TXCB006DS3 | S8X2B080M4PSA | 10 | 32200 | 4000 | 204273357 | ASHP | HRCU-A-CB | XR16 | 16 | 37600
BRYANT HEATING AND COOLING SYSTEMS | 284ANV036*0**A* | CNPV*4221AL*+UI | 935CA60080C21*** | 10 | 32200 | 4000 | 206132655 | ASHP | HRCU-A-CB | EVOLUTION Extreme 24 HP | 20 | 33200
CARRIER | 25VNA436A*031* | CNPV*4221AL*+UI | 58CU*A100C21**20 | 10 | 32200 | 4000 | 206788828 | ASHP | HRCU-A-CB | INFINITY 24 HP with GREENSPEED INTELLIGENCE | 20 | 33200
CARRIER | 25VNA436A*031* | CNPV*4221AL*+UI | 59CU5A080C21**20 | 10 | 32200 | 4000 | 206788860 | ASHP | HRCU-A-CB | INFINITY 24 HP with GREENSPEED INTELLIGENCE | 20 | 33200
LENNOX | XP20-036-230B** | CBA38MV-036-230*+TDR |  | 10 | 32200 | 4000 | 205743037 | ASHP | HRCU-A-CB | ELITE XP20 SERIES | 20 | 34000
BRYANT HEATING AND COOLING SYSTEMS | 284ANV036*0**B* | CNPV*4221AL*+UI | 88*TA60090C21*** | 10 | 32200 | 4000 | 206790382 | ASHP | HRCU-A-CB | EVOLUTION Extreme 24 HP | 20.5 | 33200
BRYANT HEATING AND COOLING SYSTEMS | 284ANV036*0**B* | CNPV*4221AL*+UI | 88*TA48090C17*** | 10 | 32200 | 4000 | 206790390 | ASHP | HRCU-A-CB | EVOLUTION Extreme 24 HP | 21 | 33200
BRYANT HEATING AND COOLING SYSTEMS | 284ANV036*0**B* | CNPV*4221AL*+UI | 88*TA60110C21*** | 10 | 32200 | 4000 | 206790391 | ASHP | HRCU-A-CB | EVOLUTION Extreme 24 HP | 21 | 33200
BRYANT HEATING AND COOLING SYSTEMS | 284ANV036*0**B* | CNPV*4221AL*+UI | 83*CA60100C21*** | 10 | 32200 | 4000 | 206790516 | ASHP | HRCU-A-CB | EVOLUTION Extreme 24 HP | 20 | 33200
BRYANT HEATING AND COOLING SYSTEMS | 284ANV036*0**B* | CNPV*4221AL*+UI | 935CA60080C21*** | 10 | 32200 | 4000 | 206790548 | ASHP | HRCU-A-CB | EVOLUTION Extreme 24 HP | 20 | 33200
CARRIER | 25VNA436A*030* | CNPV*4221AL*+UI | 58CU*A060C17**16 | 10 | 32200 | 4000 | 206070441 | ASHP | HRCU-A-CB | INFINITY 24 HP with GREENSPEED INTELLIGENCE | 20 | 33200
BRYANT HEATING AND COOLING SYSTEMS | 284ANV036*0**A* | CNPV*4221AL*+UI | 83*CA48060C17*** | 10 | 32200 | 4000 | 206216168 | ASHP | HRCU-A-CB | EVOLUTION Extreme 24 HP | 20 | 33200
BRYANT HEATING AND COOLING SYSTEMS | 284ANV036*0**B* | CNPV*4221AL*+UI | 987MB66100C21*** | 10 | 32200 | 4000 | 206790387 | ASHP | HRCU-A-CB | EVOLUTION Extreme 24 HP | 20.5 | 33200
BRYANT HEATING AND COOLING SYSTEMS | 284ANV036*0**B* | CNPV*4221AL*+UI | 986TC66100C21*** | 10 | 32200 | 4000 | 206790389 | ASHP | HRCU-A-CB | EVOLUTION Extreme 24 HP | 20.5 | 33200
TRANE | 4TWL6036A1 | PAV0B048M40SA |  | 10 | 32200 | 4000 | 205807450 | ASHP | HRCU-A-CB | XR16 | 16 | 37400
AMERICAN STANDARD | 4A6L6036A1 | PAV0B048M40SA |  | 10 | 32200 | 4000 | 205807533 | ASHP | HRCU-A-CB | Silver 16 | 16 | 37400
TRANE | 4TWV8X36A1 | TAMXA0C36V3PA |  | 10 | 32200 | 4000 | 206223106 | ASHP | HRCU-A-CB | XV18I | 18 | 35000
TRANE | 4TWL6036A1 | 4PX*BU48BS3 | S8X2B080M4PSB | 10 | 32200 | 4000 | 206367702 | ASHP | HRCU-A-CB | XR16 | 16 | 37400
TRANE | 4TWL6036A1 | 4TXCB006DS3 | S8X2B080M4PSB | 10 | 32200 | 4000 | 206367704 | ASHP | HRCU-A-CB | XR16 | 16 | 37400
AMERICAN STANDARD | 4A6L6036A1 | 4PX*BU48BS3 | S8X2B080M4PSB | 10 | 32200 | 4000 | 206368007 | ASHP | HRCU-A-CB | Silver 16 | 16 | 37400
AMERICAN STANDARD | 4A6L6036A1 | 4TXCB006DS3 | S8X2B080M4PSB | 10 | 32200 | 4000 | 206368009 | ASHP | HRCU-A-CB | Silver 16 | 16 | 37400
AMERICAN STANDARD | 4A6V0036A1 | 4PX*CU36BS3 | S9V2C100U5PSBC+RP | 10 | 32200 | 4000 | 206910622 | ASHP | HRCU-A-CB | PLATINUM 20 | 20 | 35000
TRANE | 4TWV0036A1 | 4PX*CU36BS3 | S9V2C100U5PSBC+RP | 10 | 32200 | 4000 | 206910662 | ASHP | HRCU-A-CB | XV20I | 20 | 35000
CARRIER | 25VNA436A*030* | CNPV*4221AL*+UI | 58CU*A100C21**20 | 10 | 32200 | 4000 | 206070443 | ASHP | HRCU-A-CB | INFINITY 24 HP with GREENSPEED INTELLIGENCE | 20 | 33200
AMERICAN STANDARD | 4A6V8X36A1 | TAM9A0C36V31 |  | 10 | 32200 | 4000 | 207590046 | ASHP | HRCU-A-CB | XV18I | 18 | 35000
TRANE | 4TWL6036A1 | 4PX*BU48BS3 | L9X1B070U4VSA | 10 | 32200 | 4000 | 207456360 | ASHP | HRCU-A-CB | XR16 | 16 | 36200
AMERICAN STANDARD | 4A6L6036A1 | 4PX*BU48BS3 | L9X1B070U4VSA | 10 | 32200 | 4000 | 207456422 | ASHP | HRCU-A-CB | Silver 16 | 16 | 36200
TRANE | 4TWV8X36A1 | TAM9A0C36V31 |  | 10 | 32200 | 4000 | 207526331 | ASHP | HRCU-A-CB | XV18I | 18 | 35000
AMERICAN STANDARD | 4A6V0036A1 | 4TXFH036CZ3 | *DD2B060ACV3 | 10 | 32200 | 4000 | 8938521 | ASHP | HRCU-A-CB | PLATINUM ZV | 19.5 | 35000
AMERICAN STANDARD | 4A6V0X36A1 | 4PX*CU36BS3 | S9V2C100U5PSBC+RP | 10 | 32200 | 4000 | 207590488 | ASHP | HRCU-A-CB | XV20I | 20 | 35000
AMERICAN STANDARD | 4A6V0X36A1 | 4TXFH036CZ3 | *DD2B060ACV3 | 10 | 32200 | 4000 | 207590701 | ASHP | HRCU-A-CB | XV20I | 19.5 | 35000
AMERICAN STANDARD | 4A6V8X36A1 | TAMXA0C36V3PA |  | 10 | 32200 | 4000 | 207590721 | ASHP | HRCU-A-CB | XV18I | 18 | 35000
TRANE | 4TWV0X36A1 | 4PX*CU36BS3 | S9V2C100U5PSBC+RP | 10 | 32200 | 4000 | 207526774 | ASHP | HRCU-A-CB | XV20I | 20 | 35000
TRANE | 4TWV0X36A1 | 4TXFH036CZ3 | *DD2B060ACV3 | 10 | 32200 | 4000 | 207559024 | ASHP | HRCU-A-CB | XV20I | 19.5 | 35000
AMERICAN STANDARD | 4A6V8036A1 | TAM9A0C36V31 |  | 10 | 32200 | 4000 | 10093457 | ASHP | HRCU-A-CB | PLATINUM 18 / PLATINUM XV | 18 | 35000
TRANE | 4TWV8036A1 | TAM9A0C36V31 |  | 10 | 32200 | 4000 | 10093505 | ASHP | HRCU-A-CB | XV18I | 18 | 35000
TRANE | 4TWV0036A1 | 4TXFH036CZ3 | *DD2B060ACV3 | 10 | 32200 | 4000 | 8939381 | ASHP | HRCU-A-CB | XV20I | 19.5 | 35000
AMERICAN STANDARD | 4A6L6036A1 | 4PX*BU48BS3 | S8X2B060M4PSA | 10 | 32200 | 4000 | 204273534 | ASHP | HRCU-A-CB | Silver 16 | 16 | 37600
AMERICAN STANDARD | 4A6L6036A1 | 4PX*BU48BS3 | S8X2B080M4PSA | 10 | 32200 | 4000 | 204273536 | ASHP | HRCU-A-CB | Silver 16 | 16 | 37600
AMERICAN STANDARD | 4A6L6036A1 | 4TXCB006DS3 | S8X2B060M4PSA | 10 | 32200 | 4000 | 204273553 | ASHP | HRCU-A-CB | Silver 16 | 16 | 37600
AMERICAN STANDARD | 4A6L6036A1 | 4TXCB006DS3 | S8X2B080M4PSA | 10 | 32200 | 4000 | 204273554 | ASHP | HRCU-A-CB | Silver 16 | 16 | 37600
TRANE | 4TWL6036A1 | 4PX*BU48BS3 | S9X1B080U4PSB | 10 | 32200 | 4000 | 204287153 | ASHP | HRCU-A-CB | XR16 | 16 | 36200
TRANE | 4TWL6036A1 | 4PX*BU48BS3 | S9X2B080U4PSB | 10 | 32200 | 4000 | 204287155 | ASHP | HRCU-A-CB | XR16 | 16 | 36200
TRANE | 4TWL6036A1 | 4TXCB006DS3 | S9X1B080U4PSB | 10 | 32200 | 4000 | 204287182 | ASHP | HRCU-A-CB | XR16 | 16 | 36400
TRANE | 4TWL6036A1 | 4TXCB006DS3 | S9X2B080U4PSB | 10 | 32200 | 4000 | 204287184 | ASHP | HRCU-A-CB | XR16 | 16 | 36400
AMERICAN STANDARD | 4A6L6036A1 | 4PX*BU48BS3 | S9X1B080U4PSB | 10 | 32200 | 4000 | 204288095 | ASHP | HRCU-A-CB | Silver 16 | 16 | 36200
AMERICAN STANDARD | 4A6L6036A1 | 4PX*BU48BS3 | S9X2B080U4PSB | 10 | 32200 | 4000 | 204288097 | ASHP | HRCU-A-CB | Silver 16 | 16 | 36200
AMERICAN STANDARD | 4A6L6036A1 | 4TXCB006DS3 | S9X1B080U4PSB | 10 | 32200 | 4000 | 204288124 | ASHP | HRCU-A-CB | Silver 16 | 16 | 36400
AMERICAN STANDARD | 4A6L6036A1 | 4TXCB006DS3 | S9X2B080U4PSB | 10 | 32200 | 4000 | 204288126 | ASHP | HRCU-A-CB | Silver 16 | 16 | 36400
TRANE | 4TWL6036A1 | 4PX*BU48BS3 | S8X2B060M4PSA | 10 | 32200 | 4000 | 204273337 | ASHP | HRCU-A-CB | XR16 | 16 | 37600
TRANE | 4TWL6036A1 | 4PX*BU48BS3 | S8X2B080M4PSA | 10 | 32200 | 4000 | 204273339 | ASHP | HRCU-A-CB | XR16 | 16 | 37600
TRANE | 4TWL6036A1 | 4TXCB006DS3 | S8X2B060M4PSA | 10 | 32200 | 4000 | 204273356 | ASHP | HRCU-A-CB | XR16 | 16 | 37600
CARRIER | 25VNA436A*030* | CNPV*4221AL*+UI | 59CU5A080C21**20 | 10 | 32200 | 4000 | 206132654 | ASHP | HRCU-A-CB | INFINITY 24 HP with GREENSPEED INTELLIGENCE | 20 | 33200
CARRIER | 25VNA036A*030* | CNPV*4221AL*+UI | 59MN7B060C21**20 | 10 | 32400 | 5000 | 204430694 | ccASHP | HRCU-A-CB |  | 18 | 33600 | 1.82 | 83
BRYANT | 280ANV036*0**A* | CNPV*4221AL*+UI | 987MB60060C21*** | 10 | 32400 | 5000 | 204430696 | ccASHP | HRCU-A-CB |  | 18 | 33200 | 2.4 | 83
BRYANT HEATING AND COOLING SYSTEMS | 284ANV036*0**B* | CNPV*4221AL*+UI | 987MB60080C21*** | 10 | 32400 | 4000 | 206790386 | ASHP | HRCU-A-CB | EVOLUTION Extreme 24 HP | 20.5 | 33200
BRYANT HEATING AND COOLING SYSTEMS | 284ANV036*0**B* | CNPV*4221AL*+UI | 986TC60080C21*** | 10 | 32400 | 4000 | 206790388 | ASHP | HRCU-A-CB | EVOLUTION Extreme 24 HP | 20.5 | 33200
TRANE | 4TWV8037A1 | 4PX*BU36BS3 | S9V2B040U3VSA+RP | 10 | 32400 | 4000 | 201808884 | ASHP | HRCU-A-CB | XV18I | 18 | 35200
AMERICAN STANDARD | 4A6L6036A1 | 4PX*BU48BS3 | S8X2B060M3PSA | 10 | 32400 | 4000 | 204273533 | ASHP | HRCU-A-CB | Silver 16 | 16 | 37400
AMERICAN STANDARD | 4A6L6036A1 | 4TXCB006DS3 | S8X2B060M3PSA | 10 | 32400 | 4000 | 204273551 | ASHP | HRCU-A-CB | Silver 16 | 16 | 37400
AMERICAN STANDARD | 4A6L6036A1 | 4TXCC007DS3 | S8X2C080M5PSA | 10 | 32400 | 4000 | 204273557 | ASHP | HRCU-A-CB | Silver 16 | 16 | 37800
TRANE | 4TWL6036A1 | 4PX*BU48BS3 | S8X2B060M3PSA | 10 | 32400 | 4000 | 204273336 | ASHP | HRCU-A-CB | XR16 | 16 | 37400
TRANE | 4TWL6036A1 | 4PX*CU48BS3 | S8X2C080M5PSA | 10 | 32400 | 4000 | 204273347 | ASHP | HRCU-A-CB | XR16 | 16 | 37800
TRANE | 4TWL6036A1 | 4TXCB006DS3 | S8X2B060M3PSA | 10 | 32400 | 4000 | 204273354 | ASHP | HRCU-A-CB | XR16 | 16 | 37400
TRANE | 4TWL6036A1 | 4TXCC007DS3 | S8X2C080M5PSA | 10 | 32400 | 4000 | 204273360 | ASHP | HRCU-A-CB | XR16 | 16 | 37800
BRYANT HEATING AND COOLING SYSTEMS | 284ANV036*0**A* | CNPV*4221AL*+UI | 83*CA36040C17*** | 10 | 32400 | 4000 | 206216167 | ASHP | HRCU-A-CB | EVOLUTION Extreme 24 HP | 20 | 33200
CARRIER | 25VNA436A*030* | CNPV*4221AL*+UI | 58CU*A040C17**12 | 10 | 32400 | 4000 | 206070440 | ASHP | HRCU-A-CB | INFINITY 24 HP with GREENSPEED INTELLIGENCE | 20 | 33200
AMERICAN STANDARD | 4A6L6036A1 | 4PX*CU48BS3 | S8X2C080M5PSA | 10 | 32400 | 4000 | 204273544 | ASHP | HRCU-A-CB | Silver 16 | 16 | 37800
CARRIER | 25VNA036A*030* | CNPV*4221AL*+UI | 59TN6B080C17**14 | 10 | 32600 | 5000 | 204430621 | ccASHP | HRCU-A-CB |  | 18 | 33200 | 1.82 | 83
CARRIER | 25VNA036A*030* | CNPV*4221AL*+UI | 59TN6B060C17**14 | 10 | 32600 | 5000 | 204430613 | ccASHP | HRCU-A-CB |  | 18 | 33600 | 1.81 | 83
BRYANT | 280ANV036*0**A* | CNPV*4221AL*+UI | 986TC42080C17*** | 10 | 32600 | 5000 | 204430626 | ccASHP | HRCU-A-CB |  | 18 | 33400 | 2.42 | 83
BRYANT | 280ANV036*0**A* | CNPV*4221AL*+UI | 986TC42060C17*** | 10 | 32600 | 5000 | 204430617 | ccASHP | HRCU-A-CB |  | 18 | 33200 | 2.46 | 83
TRANE | 4TWV0X36A1 | TAM9A0B30V31 |  | 10 | 32600 | 4000 | 207559046 | ASHP | HRCU-A-CB | XV20I | 20 | 35400
AMERICAN STANDARD | 4A6V0036A1 | TAM9A0B30V31 |  | 10 | 32600 | 4000 | 10093447 | ASHP | HRCU-A-CB | PLATINUM ZV | 20 | 35400
AMERICAN STANDARD | 4A6V8037A1 | TAM9A0B30V31 |  | 10 | 32600 | 4000 | 10093459 | ASHP | HRCU-A-CB | PLATINUM XV | 18 | 35400
TRANE | 4TWV0036A1 | TAM9A0B30V31 |  | 10 | 32600 | 4000 | 10093495 | ASHP | HRCU-A-CB | XV20I | 20 | 35400
AMERICAN STANDARD | 4A6V0X36A1 | TAM9A0B30V31 |  | 10 | 32600 | 4000 | 207590718 | ASHP | HRCU-A-CB | XV20I | 20 | 35400
TRANE | 4TWV8037A1 | TAM9A0B30V31 |  | 10 | 32600 | 4000 | 10093507 | ASHP | HRCU-A-CB | XV18I | 18 | 35400
BRYANT HEATING AND COOLING SYSTEMS | 284ANV036*0**B* | CSPH*3612AL*+UI | 987MB66100C21*** | 10 | 32600 | 4000 | 206790437 | ASHP | HRCU-A-CB | EVOLUTION Extreme 24 HP | 20 | 33800
BRYANT HEATING AND COOLING SYSTEMS | 284ANV036*0**B* | CNPV*4217AL*+UI | 88*TA48070C17*** | 10 | 32600 | 4000 | 206790375 | ASHP | HRCU-A-CB | EVOLUTION Extreme 24 HP | 20.5 | 33400
BRYANT HEATING AND COOLING SYSTEMS | 284ANV036*0**B* | CSPH*3612AL*+UI | 986TC66100C21*** | 10 | 32600 | 4000 | 206790440 | ASHP | HRCU-A-CB | EVOLUTION Extreme 24 HP | 20 | 33800
BRYANT HEATING AND COOLING SYSTEMS | 284ANV036*0**A* | CNPV*4217AL*+UI | 83*CA36040C17*** | 10 | 32800 | 4000 | 206132577 | ASHP | HRCU-A-CB | EVOLUTION Extreme 24 HP | 20 | 33400
AMERICAN STANDARD | 4A6L6036A1 | 4TXCC007DS3 | S9X2C100U5PSB | 10 | 32800 | 4000 | 204288135 | ASHP | HRCU-A-CB | Silver 16 | 16 | 36800
BRYANT HEATING AND COOLING SYSTEMS | 284ANV036*0**B* | CSPH*3612AL*+UI | 987MB60080C21*** | 10 | 32800 | 4000 | 206790436 | ASHP | HRCU-A-CB | EVOLUTION Extreme 24 HP | 20 | 33600
BRYANT HEATING AND COOLING SYSTEMS | 284ANV036*0**B* | CSPH*3612AL*+UI | 987MB66120C24*** | 10 | 32800 | 4000 | 206790438 | ASHP | HRCU-A-CB | EVOLUTION Extreme 24 HP | 20 | 33600
BRYANT HEATING AND COOLING SYSTEMS | 284ANV036*0**B* | CSPH*3612AL*+UI | 986TC60080C21*** | 10 | 32800 | 4000 | 206790439 | ASHP | HRCU-A-CB | EVOLUTION Extreme 24 HP | 20 | 33600
CARRIER | 25VNA436A*031* | CNPV*4217AL*+UI | 58CU*A040C17**12 | 10 | 32800 | 4000 | 206788825 | ASHP | HRCU-A-CB | INFINITY 24 HP with GREENSPEED INTELLIGENCE | 20 | 33400
CARRIER | 25VNA436A*030* | CNPV*4217AL*+UI | 58CU*A040C17**12 | 10 | 32800 | 4000 | 206070438 | ASHP | HRCU-A-CB | INFINITY 24 HP with GREENSPEED INTELLIGENCE | 20 | 33400
AMERICAN STANDARD | 4A6V8037A1 | TAM9A0C36V31 |  | 10 | 32800 | 4000 | 10093460 | ASHP | HRCU-A-CB | PLATINUM 18 / PLATINUM XV | 18 | 35000
TRANE | 4TWV8037A1 | TAM9A0C36V31 |  | 10 | 32800 | 4000 | 10093508 | ASHP | HRCU-A-CB | XV18I | 18 | 35000
TRANE | 4TWL6036A1 | 4PX*CU48BS3 | S9X2C100U5PSB | 10 | 32800 | 4000 | 204287169 | ASHP | HRCU-A-CB | XR16 | 16 | 36800
TRANE | 4TWL6036A1 | 4PX*CU48BS3 | S9X2C080U5PSB | 10 | 32800 | 4000 | 204287171 | ASHP | HRCU-A-CB | XR16 | 16 | 36800
TRANE | 4TWL6036A1 | 4TXCC007DS3 | S9X1C080U5PSB | 10 | 32800 | 4000 | 204287190 | ASHP | HRCU-A-CB | XR16 | 16 | 36800
TRANE | 4TWL6036A1 | 4TXCC007DS3 | S9X1C100U5PSB | 10 | 32800 | 4000 | 204287191 | ASHP | HRCU-A-CB | XR16 | 16 | 36800
TRANE | 4TWL6036A1 | 4TXCC007DS3 | S9X2C080U5PSB | 10 | 32800 | 4000 | 204287192 | ASHP | HRCU-A-CB | XR16 | 16 | 36800
TRANE | 4TWL6036A1 | 4TXCC007DS3 | S9X2C100U5PSB | 10 | 32800 | 4000 | 204287193 | ASHP | HRCU-A-CB | XR16 | 16 | 36800
AMERICAN STANDARD | 4A6L6036A1 | 4PX*CU48BS3 | S9X2C100U5PSB | 10 | 32800 | 4000 | 204288111 | ASHP | HRCU-A-CB | Silver 16 | 16 | 36800
AMERICAN STANDARD | 4A6L6036A1 | 4PX*CU48BS3 | S9X2C080U5PSB | 10 | 32800 | 4000 | 204288113 | ASHP | HRCU-A-CB | Silver 16 | 16 | 36800
TRANE | 4TWL6036A1 | 4PX*BU42BS3 | S8X2B060M3PSA | 10 | 32800 | 4000 | 204273332 | ASHP | HRCU-A-CB | XR16 | 16 | 37400
TRANE | 4TWL6036A1 | 4PX*BU42BS3 | S8X2B060M4PSA | 10 | 32800 | 4000 | 204273334 | ASHP | HRCU-A-CB | XR16 | 16 | 37400
AMERICAN STANDARD | 4A6L6036A1 | 4PX*BU42BS3 | S8X2B060M3PSA | 10 | 32800 | 4000 | 204273529 | ASHP | HRCU-A-CB | Silver 16 | 16 | 37400
AMERICAN STANDARD | 4A6L6036A1 | 4PX*BU42BS3 | S8X2B060M4PSA | 10 | 32800 | 4000 | 204273531 | ASHP | HRCU-A-CB | Silver 16 | 16 | 37400
AMERICAN STANDARD | 4A6L6036A1 | 4TXCC007DS3 | S9X1C080U5PSB | 10 | 32800 | 4000 | 204288132 | ASHP | HRCU-A-CB | Silver 16 | 16 | 36800
AMERICAN STANDARD | 4A6L6036A1 | 4TXCC007DS3 | S9X1C100U5PSB | 10 | 32800 | 4000 | 204288133 | ASHP | HRCU-A-CB | Silver 16 | 16 | 36800
AMERICAN STANDARD | 4A6L6036A1 | 4TXCC007DS3 | S9X2C080U5PSB | 10 | 32800 | 4000 | 204288134 | ASHP | HRCU-A-CB | Silver 16 | 16 | 36800
BRYANT HEATING AND COOLING SYSTEMS | 284ANV036*0**B* | CNPV*4217AL*+UI | 83*CA36040C17*** | 10 | 32800 | 4000 | 206790513 | ASHP | HRCU-A-CB | EVOLUTION Extreme 24 HP | 20 | 33400
BRYANT | 280ANV036*0**A* | CSPH*6012AL*+UI | 987MB66120C24*** | 10 | 33000 | 5000 | 204431337 | ccASHP | HRCU-A-CB |  | 19 | 34800 | 2.15 | 80
CARRIER | 25VNA036A*030* | CSPH*6012AL*+UI | 59MN7B120C24**22 | 10 | 33000 | 5000 | 204431336 | ccASHP | HRCU-A-CB |  | 19 | 34800 | 2 | 80
AC PRO | 4SHP20LX136P | BCE7S42M |  | 10 | 33000 | 4000 | 202849415 | ASHP | HRCU-A-CB |  | 20 | 34800
TRANE | 4TWL6036A1 | 4PX*BU42BS3 | S8X2B080M4PSB | 10 | 33000 | 4000 | 206367701 | ASHP | HRCU-A-CB | XR16 | 16 | 37400
AMERICAN STANDARD | 4A6L6036A1 | 4PX*BU42BS3 | S8X2B080M4PSB | 10 | 33000 | 4000 | 206368006 | ASHP | HRCU-A-CB | Silver 16 | 16 | 37400
AMERICAN STANDARD | 4A6V0036A1 | 4PX*CU48BS3 | S9V2C100U5PSBC+RP | 10 | 33000 | 4000 | 206910624 | ASHP | HRCU-A-CB | PLATINUM 20 | 20.5 | 36600
TRANE | 4TWV0036A1 | 4PX*CU48BS3 | S9V2C100U5PSBC+RP | 10 | 33000 | 4000 | 206910664 | ASHP | HRCU-A-CB | XV20I | 20.5 | 36600
TRANE | 4TWV0X36A1 | 4PX*CU48BS3 | S9V2C100U4VSA+RP | 10 | 33000 | 4000 | 207526422 | ASHP | HRCU-A-CB | XV20I | 21 | 36000
AMERICAN STANDARD | 4A6V0X36A1 | 4PX*CU48BS3 | S9V2C100U4VSA+RP | 10 | 33000 | 4000 | 207590136 | ASHP | HRCU-A-CB | XV20I | 21 | 36000
AMERICAN STANDARD | 4A6V0X36A1 | 4TXCC007DS3 | S9V2C100U4VSA+RP | 10 | 33000 | 4000 | 207590146 | ASHP | HRCU-A-CB | XV20I | 21 | 36000
AMERICAN STANDARD | 4A6V0X36A1 | 4PX*CU48BS3 | S9V2C100U5PSBC+RP | 10 | 33000 | 4000 | 207590490 | ASHP | HRCU-A-CB | XV20I | 20.5 | 36600
ARMSTRONG AIR | 4SHP20LX136P | BCE4M36S* |  | 10 | 33000 | 4000 | 8561855 | ASHP | HRCU-A-CB |  | 20 | 34000
AIREASE | 4SHP20LX136P | BCE4M36S* |  | 10 | 33000 | 4000 | 8566219 | ASHP | HRCU-A-CB |  | 20 | 34000
AMERICAN STANDARD | 4A6L6036A1 | 4PX*BU42BS3 | S8X2B080M4PSA | 10 | 33000 | 4000 | 204273532 | ASHP | HRCU-A-CB | Silver 16 | 16 | 37600
TRANE | 4TWV0X36A1 | 4PX*CU48BS3 | S9V2C100U5PSBC+RP | 10 | 33000 | 4000 | 207526776 | ASHP | HRCU-A-CB | XV20I | 20.5 | 36600
TRANE | 4TWL9036A1 | 4PX*CD42BS3 | *DD2C100ACV5 | 10 | 33000 | 4000 | 201921674 | ASHP | HRCU-A-CB | XV19 | 17.5 | 37000
AMERICAN STANDARD | 4A6L9036A1 | 4PX*CD42BS3 | *DD2C100ACV5 | 10 | 33000 | 4000 | 201922346 | ASHP | HRCU-A-CB | Platinum 19 | 17.5 | 37000
LENNOX | XP20-036-230A** | CBA38MV-042-230*+TDR |  | 10 | 33000 | 4000 | 201953305 | ASHP | HRCU-A-CB | ELITE XP20 SERIES | 20 | 34800
AMERICAN STANDARD | 4A6V8037A1 | 4PX*CU48BS3 | S9V2C100U4VSA+RP | 10 | 33000 | 4000 | 201801171 | ASHP | HRCU-A-CB | PLATINUM 18 / PLATINUM XV | 18 | 36000
AMERICAN STANDARD | 4A6V0036A1 | 4PX*CU48BS3 | S9V2C100U4VSA+RP | 10 | 33000 | 4000 | 201800662 | ASHP | HRCU-A-CB | PLATINUM 20 / PLATINUM ZV | 21 | 36000
AMERICAN STANDARD | 4A6V0036A1 | 4TXCC007DS3 | S9V2C100U4VSA+RP | 10 | 33000 | 4000 | 201800732 | ASHP | HRCU-A-CB | PLATINUM 20 / PLATINUM ZV | 21 | 36000
AMERICAN STANDARD | 4A6L6036A1 | 4PX*CU42BS3 | S8X2C080M5PSA | 10 | 33000 | 4000 | 204273543 | ASHP | HRCU-A-CB | Silver 16 | 16 | 37800
AMERICAN STANDARD | 4A6V8037A1 | 4TXCC007DS3 | S9V2C100U4VSA+RP | 10 | 33000 | 4000 | 201803249 | ASHP | HRCU-A-CB | PLATINUM 18 / PLATINUM XV | 18 | 36000
TRANE | 4TWV0036A1 | 4PX*CU48BS3 | S9V2C100U4VSA+RP | 10 | 33000 | 4000 | 201808713 | ASHP | HRCU-A-CB | XV20I | 21 | 36000
TRANE | 4TWV0036A1 | 4TXCC007DS3 | S9V2C100U4VSA+RP | 10 | 33000 | 4000 | 201808741 | ASHP | HRCU-A-CB | XV20I | 21 | 36000
TRANE | 4TWV8037A1 | 4PX*CU48BS3 | S9V2C100U4VSA+RP | 10 | 33000 | 4000 | 201808900 | ASHP | HRCU-A-CB | XV18I | 18 | 36000
TRANE | 4TWV8037A1 | 4TXCC007DS3 | S9V2C100U4VSA+RP | 10 | 33000 | 4000 | 201808921 | ASHP | HRCU-A-CB | XV18I | 18 | 36000
TRANE | 4TWL6036A1 | 4PX*BU42BS3 | S8X2B080M4PSA | 10 | 33000 | 4000 | 204273335 | ASHP | HRCU-A-CB | XR16 | 16 | 37600
TRANE | 4TWL6036A1 | 4PX*CU42BS3 | S8X2C080M5PSA | 10 | 33000 | 4000 | 204273346 | ASHP | HRCU-A-CB | XR16 | 16 | 37800
AIREASE | 4SHP20LX136P | BCE7S42M |  | 10 | 33000 | 4000 | 202760850 | ASHP | HRCU-A-CB |  | 20 | 34800
ARMSTRONG AIR | 4SHP20LX136P | BCE7S42M |  | 10 | 33000 | 4000 | 202760839 | ASHP | HRCU-A-CB |  | 20 | 34800
TRANE | 4TWV0X36A1 | 4TXCC007DS3 | S9V2C100U4VSA+RP | 10 | 33000 | 4000 | 207526432 | ASHP | HRCU-A-CB | XV20I | 21 | 36000
LENNOX | XP20-036-230A** | CR33-50/60*+TDR+TXV | EL296DF090XV60C* | 10 | 33200 | 4000 | 203237240 | ASHP | HRCU-A-CB | ELITE XP20 SERIES | 18.5 | 35000
TRANE | 4TWL6036A1 | 4PX*CD48BS3 | S8X2C080M5PSA | 10 | 33200 | 4000 | 204273342 | ASHP | HRCU-A-CB | XR16 | 16 | 37600
TRANE | 4TWV0X36A1 | 4PX*BU48BS3 | S9V2B080U3PSB+RP | 10 | 33200 | 4000 | 207526382 | ASHP | HRCU-A-CB | XV20I | 20.5 | 36400
TRANE | 4TWV0X36A1 | 4TXCB006DS3 | S9V2B080U3PSB+RP | 10 | 33200 | 4000 | 207526387 | ASHP | HRCU-A-CB | XV20I | 20.5 | 36400
TRANE | 4TWV0X36A1 | 4PX*BU48BS3 | S9V2B080U3VSA+RP | 10 | 33200 | 4000 | 207526416 | ASHP | HRCU-A-CB | XV20I | 20.5 | 36400
TRANE | 4TWV0X36A1 | 4PX*BU48BS3 | S9V2B060U3VSA+RP | 10 | 33200 | 4000 | 207526417 | ASHP | HRCU-A-CB | XV20I | 20.5 | 36200
TRANE | 4TWV0X36A1 | 4PX*BU48BS3 | S9V2B040U3VSA+RP | 10 | 33200 | 4000 | 207526418 | ASHP | HRCU-A-CB | XV20I | 20.25 | 36200
TRANE | 4TWV0X36A1 | 4TXCB006DS3 | S9V2B060U3VSA+RP | 10 | 33200 | 4000 | 207526427 | ASHP | HRCU-A-CB | XV20I | 20.5 | 36200
AMERICAN STANDARD | 4A6V0036A1 | 4PX*CU48BS3 | *UD2C080ACV4 | 10 | 33200 | 4000 | 8759144 | ASHP | HRCU-A-CB | PLATINUM ZV | 21 | 36800
AMERICAN STANDARD | 4A6V0X36A1 | 4PX*BU48BS3 | S9V2B080U3PSB+RP | 10 | 33200 | 4000 | 207590096 | ASHP | HRCU-A-CB | XV20I | 20.5 | 36400
AMERICAN STANDARD | 4A6V0X36A1 | 4TXCB006DS3 | S9V2B080U3PSB+RP | 10 | 33200 | 4000 | 207590101 | ASHP | HRCU-A-CB | XV20I | 20.5 | 36400
AMERICAN STANDARD | 4A6V0X36A1 | 4PX*BU48BS3 | S9V2B080U3VSA+RP | 10 | 33200 | 4000 | 207590130 | ASHP | HRCU-A-CB | XV20I | 20.5 | 36400
AMERICAN STANDARD | 4A6V0X36A1 | 4PX*BU48BS3 | S9V2B060U3VSA+RP | 10 | 33200 | 4000 | 207590131 | ASHP | HRCU-A-CB | XV20I | 20.5 | 36200
AMERICAN STANDARD | 4A6V0X36A1 | 4PX*BU48BS3 | S9V2B040U3VSA+RP | 10 | 33200 | 4000 | 207590132 | ASHP | HRCU-A-CB | XV20I | 20.25 | 36200
AMERICAN STANDARD | 4A6V0X36A1 | 4TXCB006DS3 | S9V2B060U3VSA+RP | 10 | 33200 | 4000 | 207590141 | ASHP | HRCU-A-CB | XV20I | 20.5 | 36200
AMERICAN STANDARD | 4A6V0X36A1 | 4TXCB006DS3 | S9V2B040U3VSA+RP | 10 | 33200 | 4000 | 207590142 | ASHP | HRCU-A-CB | XV20I | 20.25 | 36200
AMERICAN STANDARD | 4A6V0X36A1 | 4TXCB006DS3 | S9V2B080U3VSA+RP | 10 | 33200 | 4000 | 207590143 | ASHP | HRCU-A-CB | XV20I | 20.5 | 36400
AMERICAN STANDARD | 4A6V0X36A1 | 4PX*CU48BS3 | *UD2C080ACV4 | 10 | 33200 | 4000 | 207590661 | ASHP | HRCU-A-CB | XV20I | 21 | 36800
AMERICAN STANDARD | 4A6V0X36A1 | 4PX*CU48BS3 | *UD2C100ACV5 | 10 | 33200 | 4000 | 207590662 | ASHP | HRCU-A-CB | XV20I | 21 | 37000
TRANE | 4TWV0X36A1 | 4TXCB006DS3 | S9V2B040U3VSA+RP | 10 | 33200 | 4000 | 207526428 | ASHP | HRCU-A-CB | XV20I | 20.25 | 36200
TRANE | 4TWV0X36A1 | 4TXCB006DS3 | S9V2B080U3VSA+RP | 10 | 33200 | 4000 | 207526429 | ASHP | HRCU-A-CB | XV20I | 20.5 | 36400
TRANE | 4TWV0X36A1 | 4PX*CU48BS3 | *UD2C080ACV4 | 10 | 33200 | 4000 | 207558973 | ASHP | HRCU-A-CB | XV20I | 21 | 36800
TRANE | 4TWV0X36A1 | 4PX*CU48BS3 | *UD2C100ACV5 | 10 | 33200 | 4000 | 207558974 | ASHP | HRCU-A-CB | XV20I | 21 | 37000
AMERICAN STANDARD | 4A6V8037A1 | 4PX*BU48BS3 | S9V2B060U3VSA+RP | 10 | 33200 | 4000 | 201801132 | ASHP | HRCU-A-CB | PLATINUM 18 / PLATINUM XV | 18 | 36200
AMERICAN STANDARD | 4A6V8037A1 | 4PX*BU48BS3 | S9V2B040U3VSA+RP | 10 | 33200 | 4000 | 201801137 | ASHP | HRCU-A-CB | PLATINUM 18 / PLATINUM XV | 18 | 36200
AMERICAN STANDARD | 4A6V0036A1 | 4PX*CU48BS3 | *UD2C100ACV5 | 10 | 33200 | 4000 | 8759145 | ASHP | HRCU-A-CB | PLATINUM ZV | 21 | 37000
TRANE | 4TWV0036A1 | 4PX*CU48BS3 | *UD2C080ACV4 | 10 | 33200 | 4000 | 8759415 | ASHP | HRCU-A-CB | XV20I | 21 | 36800
TRANE | 4TWV0036A1 | 4PX*CU48BS3 | *UD2C100ACV5 | 10 | 33200 | 4000 | 8759416 | ASHP | HRCU-A-CB | XV20I | 21 | 37000
AMERICAN STANDARD | 4A6V0036A1 | 4PX*BU48BS3 | S9V2B080U3PSB+RP | 10 | 33200 | 4000 | 10510882 | ASHP | HRCU-A-CB | PLATINUM ZV | 20.5 | 36400
AMERICAN STANDARD | 4A6V0036A1 | 4TXCB006DS3 | S9V2B080U3PSB+RP | 10 | 33200 | 4000 | 10510898 | ASHP | HRCU-A-CB | PLATINUM ZV | 20.5 | 36400
TRANE | 4TWV0036A1 | 4PX*BU48BS3 | S9V2B080U3PSB+RP | 10 | 33200 | 4000 | 10511180 | ASHP | HRCU-A-CB | XV20I | 20.5 | 36400
TRANE | 4TWV0036A1 | 4TXCB006DS3 | S9V2B080U3PSB+RP | 10 | 33200 | 4000 | 10511196 | ASHP | HRCU-A-CB | XV20I | 20.5 | 36400
AMERICAN STANDARD | 4A6V0036A1 | 4PX*BU48BS3 | S9V2B080U3VSA+RP | 10 | 33200 | 4000 | 201800622 | ASHP | HRCU-A-CB | PLATINUM 20 / PLATINUM ZV | 20.5 | 36400
AMERICAN STANDARD | 4A6V0036A1 | 4PX*BU48BS3 | S9V2B060U3VSA+RP | 10 | 33200 | 4000 | 201800628 | ASHP | HRCU-A-CB | PLATINUM 20 / PLATINUM ZV | 20.5 | 36200
AMERICAN STANDARD | 4A6V0036A1 | 4PX*BU48BS3 | S9V2B040U3VSA+RP | 10 | 33200 | 4000 | 201800635 | ASHP | HRCU-A-CB | PLATINUM 20 / PLATINUM ZV | 20.25 | 36200
AMERICAN STANDARD | 4A6V0036A1 | 4TXCB006DS3 | S9V2B060U3VSA+RP | 10 | 33200 | 4000 | 201800696 | ASHP | HRCU-A-CB | PLATINUM 20 / PLATINUM ZV | 20.5 | 36200
AMERICAN STANDARD | 4A6V0036A1 | 4TXCB006DS3 | S9V2B040U3VSA+RP | 10 | 33200 | 4000 | 201800702 | ASHP | HRCU-A-CB | PLATINUM 20 / PLATINUM ZV | 20.25 | 36200
AMERICAN STANDARD | 4A6V0036A1 | 4TXCB006DS3 | S9V2B080U3VSA+RP | 10 | 33200 | 4000 | 201800710 | ASHP | HRCU-A-CB | PLATINUM 20 / PLATINUM ZV | 20.5 | 36400
AMERICAN STANDARD | 4A6V8037A1 | 4PX*BU48BS3 | S9V2B080U3VSA+RP | 10 | 33200 | 4000 | 201801126 | ASHP | HRCU-A-CB | PLATINUM 18 / PLATINUM XV | 18 | 36400
AMERICAN STANDARD | 4A6L6036A1 | 4PX*CD48BS3 | S8X2C080M5PSA | 10 | 33200 | 4000 | 204273539 | ASHP | HRCU-A-CB | Silver 16 | 16 | 37600
AMERICAN STANDARD | 4A6V8037A1 | 4TXCB006DS3 | S9V2B040U3VSA+RP | 10 | 33200 | 4000 | 201801210 | ASHP | HRCU-A-CB | PLATINUM 18 / PLATINUM XV | 18 | 36200
AMERICAN STANDARD | 4A6V8037A1 | 4TXCB006DS3 | S9V2B060U3VSA+RP | 10 | 33200 | 4000 | 201801222 | ASHP | HRCU-A-CB | PLATINUM 18 / PLATINUM XV | 18 | 36200
AMERICAN STANDARD | 4A6V8037A1 | 4TXCB006DS3 | S9V2B080U3VSA+RP | 10 | 33200 | 4000 | 201803243 | ASHP | HRCU-A-CB | PLATINUM 18 / PLATINUM XV | 18 | 36400
TRANE | 4TWV0036A1 | 4PX*BU48BS3 | S9V2B080U3VSA+RP | 10 | 33200 | 4000 | 201808695 | ASHP | HRCU-A-CB | XV20I | 20.5 | 36400
TRANE | 4TWV0036A1 | 4PX*BU48BS3 | S9V2B060U3VSA+RP | 10 | 33200 | 4000 | 201808697 | ASHP | HRCU-A-CB | XV20I | 20.5 | 36200
TRANE | 4TWV0036A1 | 4PX*BU48BS3 | S9V2B040U3VSA+RP | 10 | 33200 | 4000 | 201808701 | ASHP | HRCU-A-CB | XV20I | 20.25 | 36200
TRANE | 4TWV0036A1 | 4TXCB006DS3 | S9V2B060U3VSA+RP | 10 | 33200 | 4000 | 201808728 | ASHP | HRCU-A-CB | XV20I | 20.5 | 36200
TRANE | 4TWV0036A1 | 4TXCB006DS3 | S9V2B040U3VSA+RP | 10 | 33200 | 4000 | 201808729 | ASHP | HRCU-A-CB | XV20I | 20.25 | 36200
TRANE | 4TWV0036A1 | 4TXCB006DS3 | S9V2B080U3VSA+RP | 10 | 33200 | 4000 | 201808734 | ASHP | HRCU-A-CB | XV20I | 20.5 | 36400
TRANE | 4TWV8037A1 | 4PX*BU48BS3 | S9V2B080U3VSA+RP | 10 | 33200 | 4000 | 201808888 | ASHP | HRCU-A-CB | XV18I | 18 | 36400
TRANE | 4TWV8037A1 | 4PX*BU48BS3 | S9V2B060U3VSA+RP | 10 | 33200 | 4000 | 201808890 | ASHP | HRCU-A-CB | XV18I | 18 | 36200
TRANE | 4TWV8037A1 | 4PX*BU48BS3 | S9V2B040U3VSA+RP | 10 | 33200 | 4000 | 201808892 | ASHP | HRCU-A-CB | XV18I | 18 | 36200
TRANE | 4TWV8037A1 | 4TXCB006DS3 | S9V2B040U3VSA+RP | 10 | 33200 | 4000 | 201808910 | ASHP | HRCU-A-CB | XV18I | 18 | 36200
TRANE | 4TWV8037A1 | 4TXCB006DS3 | S9V2B060U3VSA+RP | 10 | 33200 | 4000 | 201808912 | ASHP | HRCU-A-CB | XV18I | 18 | 36200
TRANE | 4TWV8037A1 | 4TXCB006DS3 | S9V2B080U3VSA+RP | 10 | 33200 | 4000 | 201808914 | ASHP | HRCU-A-CB | XV18I | 18 | 36400
LENNOX | XP20-036-230A** | CR33-50/60*+TDR+TXV | EL296DF110XV60C* | 10 | 33200 | 4000 | 203237241 | ASHP | HRCU-A-CB | ELITE XP20 SERIES | 18.5 | 35000
CARRIER | 25VNA036A*030* | CNPV*4217AL*+UI | 58TN*A090C17**16 | 10 | 33400 | 5000 | 204430593 | ccASHP | HRCU-A-CB |  | 19 | 33400 | 1.87 | 80
BRYANT | 280ANV036*0**A* | CNPV*4217AL*+UI | 88*TA48090C17*** | 10 | 33400 | 5000 | 204430594 | ccASHP | HRCU-A-CB |  | 19 | 33800 | 2.34 | 80
CARRIER | 25VNA436A*030* | CSPH*4212AL*+UI | 59CU5A100C21**22 | 10 | 33400 | 4000 | 206132672 | ASHP | HRCU-A-CB | INFINITY 24 HP with GREENSPEED INTELLIGENCE | 20 | 34000
BRYANT HEATING AND COOLING SYSTEMS | 284ANV036*0**A* | CSPH*4212AL*+UI | 935CA66100C21*** | 10 | 33400 | 4000 | 206132673 | ASHP | HRCU-A-CB | EVOLUTION Extreme 24 HP | 20 | 34000
CARRIER | 25VNA436A*030* | CSPH*4812AL*+UI | 59CU5A100C21**22 | 10 | 33400 | 4000 | 206132678 | ASHP | HRCU-A-CB | INFINITY 24 HP with GREENSPEED INTELLIGENCE | 20 | 34200
BRYANT HEATING AND COOLING SYSTEMS | 284ANV036*0**A* | CSPH*4812AL*+UI | 935CA66100C21*** | 10 | 33400 | 4000 | 206132679 | ASHP | HRCU-A-CB | EVOLUTION Extreme 24 HP | 20 | 34200
BRYANT HEATING AND COOLING SYSTEMS | 284ANV036*0**A* | CNPV*4821AL*+UI | 83*CA60080C21*** | 10 | 33400 | 4000 | 206132581 | ASHP | HRCU-A-CB | EVOLUTION Extreme 24 HP | 20 | 34000
CARRIER | 25VNA436A*030* | CSPH*4212AL*+UI | 58CU*A080C21**20 | 10 | 33400 | 4000 | 206132590 | ASHP | HRCU-A-CB | INFINITY 24 HP with GREENSPEED INTELLIGENCE | 20 | 34000
BRYANT HEATING AND COOLING SYSTEMS | 284ANV036*0**A* | CSPH*4212AL*+UI | 83*CA60080C21*** | 10 | 33400 | 4000 | 206132591 | ASHP | HRCU-A-CB | EVOLUTION Extreme 24 HP | 20 | 34000
CARRIER | 25VNA436A*030* | CSPH*4812AL*+UI | 58CU*A080C21**20 | 10 | 33400 | 4000 | 206132598 | ASHP | HRCU-A-CB | INFINITY 24 HP with GREENSPEED INTELLIGENCE | 20 | 34200
BRYANT HEATING AND COOLING SYSTEMS | 284ANV036*0**A* | CSPH*4812AL*+UI | 83*CA60080C21*** | 10 | 33400 | 4000 | 206132599 | ASHP | HRCU-A-CB | EVOLUTION Extreme 24 HP | 20 | 34200
CARRIER | 25VNA436A*031* | CSPH*4812AL*+UI | 58CU*A080C21**20 | 10 | 33400 | 4000 | 206788840 | ASHP | HRCU-A-CB | INFINITY 24 HP with GREENSPEED INTELLIGENCE | 20 | 34200
CARRIER | 25VNA436A*031* | CNPV*4821AL*+UI | 59CU5A100C21**22 | 10 | 33400 | 4000 | 206788863 | ASHP | HRCU-A-CB | INFINITY 24 HP with GREENSPEED INTELLIGENCE | 21 | 33800
TRANE | 4TWV0036A1 | TAM9A0C36V31 |  | 10 | 33400 | 4000 | 10093496 | ASHP | HRCU-A-CB | XV20I | 19.75 | 35000
CARRIER | 25VNA436A*031* | CSPH*4812AL*+UI | 59CU5A100C21**22 | 10 | 33400 | 4000 | 206788872 | ASHP | HRCU-A-CB | INFINITY 24 HP with GREENSPEED INTELLIGENCE | 20 | 34200
BRYANT HEATING AND COOLING SYSTEMS | 284ANV036*0**B* | CSPH*4212AL*+UI | 935CA66100C21*** | 10 | 33400 | 4000 | 206790557 | ASHP | HRCU-A-CB | EVOLUTION Extreme 24 HP | 20 | 34000
BRYANT HEATING AND COOLING SYSTEMS | 284ANV036*0**B* | CSPH*4812AL*+UI | 935CA66100C21*** | 10 | 33400 | 4000 | 206790560 | ASHP | HRCU-A-CB | EVOLUTION Extreme 24 HP | 20 | 34200
BRYANT HEATING AND COOLING SYSTEMS | 284ANV036*0**B* | CNPV*4821AL*+UI | 83*CA60080C21*** | 10 | 33400 | 4000 | 206790517 | ASHP | HRCU-A-CB | EVOLUTION Extreme 24 HP | 20 | 34000
BRYANT HEATING AND COOLING SYSTEMS | 284ANV036*0**B* | CSPH*4212AL*+UI | 83*CA60080C21*** | 10 | 33400 | 4000 | 206790524 | ASHP | HRCU-A-CB | EVOLUTION Extreme 24 HP | 20 | 34000
BRYANT HEATING AND COOLING SYSTEMS | 284ANV036*0**B* | CSPH*4812AL*+UI | 83*CA60080C21*** | 10 | 33400 | 4000 | 206790528 | ASHP | HRCU-A-CB | EVOLUTION Extreme 24 HP | 20 | 34200
BRYANT HEATING AND COOLING SYSTEMS | 284ANV036*0**B* | CNPV*4821AL*+UI | 935CA66100C21*** | 10 | 33400 | 4000 | 206790551 | ASHP | HRCU-A-CB | EVOLUTION Extreme 24 HP | 21 | 33800
CARRIER | 25VNA436A*031* | CNPV*4821AL*+UI | 58CU*A080C21**20 | 10 | 33400 | 4000 | 206788829 | ASHP | HRCU-A-CB | INFINITY 24 HP with GREENSPEED INTELLIGENCE | 20 | 34000
CARRIER | 25VNA436A*031* | CSPH*4212AL*+UI | 58CU*A080C21**20 | 10 | 33400 | 4000 | 206788836 | ASHP | HRCU-A-CB | INFINITY 24 HP with GREENSPEED INTELLIGENCE | 20 | 34000
CARRIER | 25VNA436A*030* | CNPV*4821AL*+UI | 58CU*A080C21**20 | 10 | 33400 | 4000 | 206070446 | ASHP | HRCU-A-CB | INFINITY 24 HP with GREENSPEED INTELLIGENCE | 20 | 34000
AMERICAN STANDARD | 4A6V0X36A1 | TAM9A0C36V31 |  | 10 | 33400 | 4000 | 207590040 | ASHP | HRCU-A-CB | XV20I | 19.75 | 35000
TRANE | 4TWV0X36A1 | TAM9A0C36V31 |  | 10 | 33400 | 4000 | 207526324 | ASHP | HRCU-A-CB | XV20I | 19.75 | 35000
TRANE | 4TWL9036A1 | 4PX*CU60BS3 | *UD2C080ACV4 | 10 | 33400 | 4000 | 201921770 | ASHP | HRCU-A-CB | XV19 | 17.5 | 37600
AMERICAN STANDARD | 4A6V0036A1 | TAM9A0C36V31 |  | 10 | 33400 | 4000 | 10093448 | ASHP | HRCU-A-CB | PLATINUM 20 / PLATINUM ZV | 19.75 | 35000
BRYANT HEATING AND COOLING SYSTEMS | 284ANV036*0**A* | CNPV*4821AL*+UI | 935CA66100C21*** | 10 | 33400 | 4000 | 206132661 | ASHP | HRCU-A-CB | EVOLUTION Extreme 24 HP | 21 | 33800
CARRIER | 25VNA436A*030* | CNPV*4821AL*+UI | 59CU5A100C21**22 | 10 | 33400 | 4000 | 206132660 | ASHP | HRCU-A-CB | INFINITY 24 HP with GREENSPEED INTELLIGENCE | 21 | 33800
CARRIER | 25VNA436A*031* | CSPH*4212AL*+UI | 59CU5A100C21**22 | 10 | 33400 | 4000 | 206788869 | ASHP | HRCU-A-CB | INFINITY 24 HP with GREENSPEED INTELLIGENCE | 20 | 34000
BRYANT | 280ANV036*0**A* | CSPH*3612AL*+UI | 986TC66100C21*** | 10 | 33600 | 5000 | 204431036 | ccASHP | HRCU-A-CB |  | 18.5 | 34000 | 2.31 | 79
BRYANT | 280ANV036*0**A* | CSPH*3612AL*+UI | 88*TA60090C21*** | 10 | 33600 | 5000 | 204430970 | ccASHP | HRCU-A-CB |  | 18.5 | 34200 | 2.29 | 79
CARRIER | 25VNA036A*030* | CNPV*4217AL*+UI | 58TN*A070C17**16 | 10 | 33600 | 5000 | 204430571 | ccASHP | HRCU-A-CB |  | 18 | 33400 | 1.86 | 80
CARRIER | 25VNA036A*030* | CSPH*3612AL*+UI | 58TN*A110C21**20 | 10 | 33600 | 5000 | 204431065 | ccASHP | HRCU-A-CB |  | 18.5 | 34000 | 1.9 | 79
CARRIER | 25VNA036A*030* | CSPH*3612AL*+UI | 59TN6B100C21**22 | 10 | 33600 | 5000 | 204431032 | ccASHP | HRCU-A-CB |  | 18.5 | 34000 | 1.89 | 79
CARRIER | 25VNA036A*030* | CSPH*3612AL*+UI | 58TN*A090C21**20 | 10 | 33600 | 5000 | 204430968 | ccASHP | HRCU-A-CB |  | 18.5 | 33600 | 1.9 | 79
BRYANT | 280ANV036*0**A* | CNPV*4217AL*+UI | 88*TA48070C17*** | 10 | 33600 | 5000 | 204430573 | ccASHP | HRCU-A-CB |  | 18 | 33800 | 2.38 | 80
BRYANT | 280ANV036*0**A* | CSPH*3612AL*+UI | 88*TA60110C21*** | 10 | 33600 | 5000 | 204431069 | ccASHP | HRCU-A-CB |  | 18.5 | 34200 | 2.29 | 79
TRANE | 4TWL9036A1 | 4PX*DU60BS3 | *UD2D140ACV5 | 10 | 33600 | 4000 | 201921803 | ASHP | HRCU-A-CB | XV19 | 17.5 | 37800
AMERICAN STANDARD | 4A6V0036A1 | TAM9A0C42V41 |  | 10 | 33600 | 4000 | 10093449 | ASHP | HRCU-A-CB | PLATINUM ZV | 21 | 35600
TRANE | 4TWL9036A1 | 4PX*CD60BS3+HORIZ-RT | *UD2C080ACV4 | 10 | 33600 | 4000 | 201921700 | ASHP | HRCU-A-CB | XV19 | 17.5 | 37800
TRANE | 4TWL9036A1 | 4PX*CD60BS3+HORIZ-RT | *UD2C100ACV5 | 10 | 33600 | 4000 | 201921699 | ASHP | HRCU-A-CB | XV19 | 17.75 | 38000
TRANE | 4TWL9036A1 | 4PX*CD60BS3 | *DD2C100ACV5 | 10 | 33600 | 4000 | 201921698 | ASHP | HRCU-A-CB | XV19 | 18 | 38000
TRANE | 4TWL9036A1 | 4PX*CD42BS3 | S9V2C100D4PSB+RP | 10 | 33600 | 4000 | 201921676 | ASHP | HRCU-A-CB | XV19 | 17 | 36000
TRANE | 4TWV0X36A1 | TAM9A0C42V41 |  | 10 | 33600 | 4000 | 207526325 | ASHP | HRCU-A-CB | XV20I | 21 | 35600
AMERICAN STANDARD | 4A6L6036A1 | 4PX*BU42BS3 | L9X1B070U4VSA | 10 | 33600 | 4000 | 207456421 | ASHP | HRCU-A-CB | Silver 16 | 16 | 36000
TRANE | 4TWV0036A1 | TAM9A0C42V41 |  | 10 | 33600 | 4000 | 10093497 | ASHP | HRCU-A-CB | XV20I | 21 | 35600
AMERICAN STANDARD | 4A6V0X36A1 | TAM9A0C42V41 |  | 10 | 33600 | 4000 | 207590041 | ASHP | HRCU-A-CB | XV20I | 21 | 35600
TRANE | 4TWL6036A1 | 4PX*BU42BS3 | L9X1B070U4VSA | 10 | 33600 | 4000 | 207456359 | ASHP | HRCU-A-CB | XR16 | 16 | 36000
BRYANT | 280ANV036*0**A* | CNPV*4217AL*+UI | 987MB42080C17*** | 10 | 33800 | 5000 | 204430588 | ccASHP | HRCU-A-CB |  | 18 | 33600 | 2.41 | 80
BRYANT | 280ANV036*0**A* | CSPH*3612AL*+UI | 88*TA48090C17*** | 10 | 33800 | 5000 | 204431054 | ccASHP | HRCU-A-CB |  | 18.5 | 34000 | 2.31 | 79
BRYANT | 280ANV036*0**A* | CSPH*3612AL*+UI | 986TC60080C21*** | 10 | 33800 | 5000 | 204431025 | ccASHP | HRCU-A-CB |  | 18 | 34000 | 2.32 | 79
BRYANT | 280ANV036*0**A* | CSPH*3612AL*+UI | 987MB66120C24*** | 10 | 33800 | 5000 | 204431017 | ccASHP | HRCU-A-CB |  | 18 | 34000 | 2.32 | 79
CARRIER | 25VNA036A*030* | CSPH*3612AL*+UI | 58TN*A090C17**16 | 10 | 33800 | 5000 | 204431048 | ccASHP | HRCU-A-CB |  | 18.5 | 33400 | 1.89 | 79
CARRIER | 25VNA036A*030* | CSPH*3612AL*+UI | 59TN6B080C21**20 | 10 | 33800 | 5000 | 204431020 | ccASHP | HRCU-A-CB |  | 18 | 34000 | 1.89 | 79
CARRIER | 25VNA036A*030* | CSPH*3612AL*+UI | 59MN7B120C24**22 | 10 | 33800 | 5000 | 204431010 | ccASHP | HRCU-A-CB |  | 18 | 33400 | 1.89 | 79
CARRIER | 25VNA036A*030* | CNPV*4217AL*+UI | 59MN7B080C17**14 | 10 | 33800 | 5000 | 204430585 | ccASHP | HRCU-A-CB |  | 18 | 33400 | 1.84 | 80
LENNOX | SL25XPV-036-230A** | CHX35-42C-**-*+TDR | EL296UH090XV36C* | 10 | 33800 | 4000 | 207436390 | ASHP | HRCU-A-CB | DAVE LENNOX SIGNATURE SL25XPV SERIES | 21.5 | 35000
LENNOX | SL25XPV-036-230A** | CHX35-42C-**-*+TDR | SLP99UH090XV36C* | 10 | 33800 | 4000 | 207436403 | ASHP | HRCU-A-CB | DAVE LENNOX SIGNATURE SL25XPV SERIES | 21.5 | 35000
LENNOX | SL25XPV-036-230A** | CHX35-48C-**-*+TDR | EL296UH090XV36C* | 10 | 33800 | 4000 | 207436416 | ASHP | HRCU-A-CB | DAVE LENNOX SIGNATURE SL25XPV SERIES | 22 | 34800
LENNOX | SL25XPV-036-230A** | CHX35-48C-**-*+TDR | EL296UH090XV48C* | 10 | 33800 | 4000 | 207436417 | ASHP | HRCU-A-CB | DAVE LENNOX SIGNATURE SL25XPV SERIES | 22 | 34800
LENNOX | SL25XPV-036-230A** | CHX35-48C-**-*+TDR | EL296UH110XV48C* | 10 | 33800 | 4000 | 207436419 | ASHP | HRCU-A-CB | DAVE LENNOX SIGNATURE SL25XPV SERIES | 22 | 34800
LENNOX | SL25XPV-036-230A** | CHX35-48C-**-*+TDR | SL297UH080NV48C* | 10 | 33800 | 4000 | 207436427 | ASHP | HRCU-A-CB | DAVE LENNOX SIGNATURE SL25XPV SERIES | 22 | 34800
LENNOX | SL25XPV-036-230A** | CHX35-48C-**-*+TDR | SLP99UH090XV36C* | 10 | 33800 | 4000 | 207436429 | ASHP | HRCU-A-CB | DAVE LENNOX SIGNATURE SL25XPV SERIES | 22 | 34800
LENNOX | SL25XPV-036-230A** | CHX35-48C-**-*+TDR | SLP99UH090XV48C* | 10 | 33800 | 4000 | 207436430 | ASHP | HRCU-A-CB | DAVE LENNOX SIGNATURE SL25XPV SERIES | 22 | 34800
TRANE | 4TWV8037A1 | 4PX*CD48BS3 | S9V2C100D4PSB+RP | 10 | 33800 | 4000 | 10511320 | ASHP | HRCU-A-CB | XV18I | 18 | 36600
TRANE | 4TWV8037A1 | 4PX*CD48BS3 | S9V2C100D4VSA+RP | 10 | 33800 | 4000 | 201808896 | ASHP | HRCU-A-CB | XV18I | 18 | 36600
TRANE | 4TWL9036A1 | 4PX*CU60BS3 | *UHMC100ACV4 | 10 | 33800 | 4000 | 201921766 | ASHP | HRCU-A-CB | XV19 | 17.25 | 38000
LENNOX | XP25-036-230-** | CBA38MV-042-230*+TDR |  | 10 | 33800 | 4000 | 201930688 | ASHP | HRCU-A-CB | DAVE LENNOX SIGNATURE XP25 SERIES | 21.5 | 34800
LENNOX | SL25XPV-036-230A** | CH35-48C+TDR+TXV | SLP99UH090XV48C* | 10 | 33800 | 4000 | 207436378 | ASHP | HRCU-A-CB | DAVE LENNOX SIGNATURE SL25XPV SERIES | 22 | 34800
AMERICAN STANDARD | 4A6V8037A1 | 4PX*CD48BS3 | S9V2C100D4VSA+RP | 10 | 33800 | 4000 | 201801160 | ASHP | HRCU-A-CB | PLATINUM 18 / PLATINUM XV | 18 | 36600
LENNOX | SL25XPV-036-230A** | CH35-48C+TDR+TXV | SL297UH080NV48C* | 10 | 33800 | 4000 | 207436375 | ASHP | HRCU-A-CB | DAVE LENNOX SIGNATURE SL25XPV SERIES | 22 | 34800
LENNOX | SL25XPV-036-230A** | CH35-48C+TDR+TXV | EL296UH110XV48C* | 10 | 33800 | 4000 | 207436367 | ASHP | HRCU-A-CB | DAVE LENNOX SIGNATURE SL25XPV SERIES | 22 | 34800
LENNOX | SL25XPV-036-230A** | CH35-48C+TDR+TXV | EL296UH090XV48C* | 10 | 33800 | 4000 | 207436365 | ASHP | HRCU-A-CB | DAVE LENNOX SIGNATURE SL25XPV SERIES | 22 | 34800
LENNOX | SL25XPV-036-230A** | CH35-48C+TDR+TXV | EL296UH090XV36C* | 10 | 33800 | 4000 | 207436364 | ASHP | HRCU-A-CB | DAVE LENNOX SIGNATURE SL25XPV SERIES | 22 | 34800
LENNOX | SL25XPV-036-230A** | CH35-42C+TDR+TXV | SLP99UH090XV36C* | 10 | 33800 | 4000 | 207436351 | ASHP | HRCU-A-CB | DAVE LENNOX SIGNATURE SL25XPV SERIES | 21.5 | 35000
LENNOX | SL25XPV-036-230A** | CH35-42C+TDR+TXV | EL296UH090XV36C* | 10 | 33800 | 4000 | 207436338 | ASHP | HRCU-A-CB | DAVE LENNOX SIGNATURE SL25XPV SERIES | 21.5 | 35000
LENNOX | SL25XPV-036-230A** | CH35-48C+TDR+TXV | SLP99UH090XV36C* | 10 | 33800 | 4000 | 207436377 | ASHP | HRCU-A-CB | DAVE LENNOX SIGNATURE SL25XPV SERIES | 22 | 34800
BRYANT | 280ANV036*0**A* | CSPH*3612AL*+UI | 88*TA48070C17*** | 10 | 34000 | 5000 | 204430954 | ccASHP | HRCU-A-CB |  | 18 | 33800 | 2.35 | 79
BRYANT | 280ANV036*0**A* | CSPH*3612AL*+UI | 987MB42080C17*** | 10 | 34000 | 5000 | 204431000 | ccASHP | HRCU-A-CB |  | 18 | 33800 | 2.39 | 80
LENNOX | SL25XPV-036-230A** | CX35-50/60C+TDR | SL280UH100NV60C* | 10 | 34000 | 5000 | 207436502 | ccASHP | HRCU-A-CB | DAVE LENNOX SIGNATURE SL25XPV SERIES | 22 | 34800 | 1.86 | 78
LENNOX | SL25XPV-036-230A** | C35-50/60C+TDR+TXV | SL280UH100NV60C* | 10 | 34000 | 5000 | 207436295 | ccASHP | HRCU-A-CB | DAVE LENNOX SIGNATURE SL25XPV SERIES | 22 | 34800 | 1.86 | 78
CARRIER | 25VNA036A*030* | CAP**6024AL*+UI | 58TN*A110C21**20 | 10 | 34000 | 5000 | 204430445 | ccASHP | HRCU-A-CB |  | 20 | 34800 | 1.98 | 76
CARRIER | 25VNA036A*030* | CAP**6024AL*+UI | 59TN6B100C21**22 | 10 | 34000 | 5000 | 204430442 | ccASHP | HRCU-A-CB |  | 19 | 34600 | 1.98 | 77
BRYANT | 280ANV036*0**A* | CAP**6024AL*+UI | 88*TA60090C21*** | 10 | 34000 | 5000 | 204430424 | ccASHP | HRCU-A-CB |  | 20 | 34800 | 2.14 | 76
BRYANT | 280ANV036*0**A* | CAP**6024AL*+UI | 987MB66120C24*** | 10 | 34000 | 5000 | 204430438 | ccASHP | HRCU-A-CB |  | 19 | 34600 | 2.16 | 77
BRYANT | 280ANV036*0**A* | CAP**6024AL*+UI | 986TC66100C21*** | 10 | 34000 | 5000 | 204430444 | ccASHP | HRCU-A-CB |  | 19 | 34800 | 2.16 | 77
BRYANT | 280ANV036*0**A* | CAP**6024AL*+UI | 88*TA60110C21*** | 10 | 34000 | 5000 | 204430446 | ccASHP | HRCU-A-CB |  | 20 | 34800 | 2.14 | 76
CARRIER | 25VNA036A*030* | CSPH*3612AL*+UI | 58TN*A070C17**16 | 10 | 34000 | 5000 | 204430948 | ccASHP | HRCU-A-CB |  | 18 | 33600 | 1.87 | 79
CARRIER | 25VNA036A*030* | CSPH*3612AL*+UI | 59MN7B080C17**14 | 10 | 34000 | 5000 | 204430999 | ccASHP | HRCU-A-CB |  | 18 | 33600 | 1.85 | 80
CARRIER | 25VNA036A*030* | CAP**6024AL*+UI | 58TN*A090C21**20 | 10 | 34000 | 5000 | 204430423 | ccASHP | HRCU-A-CB |  | 20 | 34600 | 1.98 | 76
CARRIER | 25VNA036A*030* | CAP**6024AL*+UI | 59MN7B120C24**22 | 10 | 34000 | 5000 | 204430437 | ccASHP | HRCU-A-CB |  | 19 | 34600 | 1.98 | 77
LENNOX | SL25XPV-036-230A** | CR33-50/60+TDR+TXV | SLP99DF090XV60C* | 10 | 34000 | 4000 | 207436454 | ASHP | HRCU-A-CB | DAVE LENNOX SIGNATURE SL25XPV SERIES | 20 | 35200
LENNOX | SL25XPV-036-230A** | CR33-50/60+TDR+TXV | SLP99DF090XV48C* | 10 | 34000 | 4000 | 207436453 | ASHP | HRCU-A-CB | DAVE LENNOX SIGNATURE SL25XPV SERIES | 21 | 35200
LENNOX | SL25XPV-036-230A** | CR33-50/60+TDR+TXV | EL296DF110XV60C* | 10 | 34000 | 4000 | 207436448 | ASHP | HRCU-A-CB | DAVE LENNOX SIGNATURE SL25XPV SERIES | 20 | 35200
LENNOX | SL25XPV-036-230A** | CR33-50/60+TDR+TXV | EL296DF090XV60C* | 10 | 34000 | 4000 | 207436447 | ASHP | HRCU-A-CB | DAVE LENNOX SIGNATURE SL25XPV SERIES | 20 | 35200
LENNOX | SL25XPV-036-230A** | CR33-50/60+TDR+TXV | SLP99DF110XV60C* | 10 | 34000 | 4000 | 207436455 | ASHP | HRCU-A-CB | DAVE LENNOX SIGNATURE SL25XPV SERIES | 20 | 35200
CARRIER | 25VNA036A*030* | CAP**6124AL*+UI | 59MN7B100C21**22 | 10 | 34200 | 5000 | 204430500 | ccASHP | HRCU-A-CB |  | 19 | 35200 | 2.02 | 77
CARRIER | 25VNA036A*030* | CAP**6124AL*+UI | 59MN7B120C24**22 | 10 | 34200 | 5000 | 204430503 | ccASHP | HRCU-A-CB |  | 19 | 35200 | 2 | 77
CARRIER | 25VNA036A*030* | CAP**6124AL*+UI | 59TN6B080C21**20 | 10 | 34200 | 5000 | 204430506 | ccASHP | HRCU-A-CB |  | 19 | 35200 | 2 | 77
CARRIER | 25VNA036A*030* | CAP**6124AL*+UI | 59TN6B100C21**22 | 10 | 34200 | 5000 | 204430508 | ccASHP | HRCU-A-CB |  | 19 | 35200 | 2.02 | 77
DAIKIN | DZ17VSA421B* | DV47FECD14A* |  | 10 | 34200 | 5000 | 207599996 | ccASHP | HRCU-A-CB |  | 17 | 37000 | 1.98 | 81
LENNOX | SL25XPV-036-230A** | C35-50/60C+TDR+TXV | SL280UH080NV60C* | 10 | 34200 | 5000 | 207436292 | ccASHP | HRCU-A-CB | DAVE LENNOX SIGNATURE SL25XPV SERIES | 22 | 34800 | 1.85 | 77
LENNOX | SL25XPV-036-230A** | C35-50/60C+TDR+TXV | SL280UH090V60C* | 10 | 34200 | 5000 | 207436293 | ccASHP | HRCU-A-CB | DAVE LENNOX SIGNATURE SL25XPV SERIES | 22 | 34600 | 1.83 | 77
LENNOX | SL25XPV-036-230A** | C35-50/60C+TDR+TXV | SL280UH090XV60C* | 10 | 34200 | 5000 | 207436294 | ccASHP | HRCU-A-CB | DAVE LENNOX SIGNATURE SL25XPV SERIES | 22 | 34600 | 1.83 | 77
LENNOX | SL25XPV-036-230A** | C35-50/60C+TDR+TXV | SL297UH080NV48C* | 10 | 34200 | 5000 | 207436302 | ccASHP | HRCU-A-CB | DAVE LENNOX SIGNATURE SL25XPV SERIES | 22 | 34600 | 1.84 | 78
LENNOX | SL25XPV-036-230A** | CX35-50/60C+TDR | SL280UH080NV60C* | 10 | 34200 | 5000 | 207436499 | ccASHP | HRCU-A-CB | DAVE LENNOX SIGNATURE SL25XPV SERIES | 22 | 34800 | 1.85 | 77
LENNOX | SL25XPV-036-230A** | CX35-50/60C+TDR | SL280UH090V60C* | 10 | 34200 | 5000 | 207436500 | ccASHP | HRCU-A-CB | DAVE LENNOX SIGNATURE SL25XPV SERIES | 22 | 34600 | 1.83 | 77
LENNOX | SL25XPV-036-230A** | CX35-50/60C+TDR | SL280UH090XV60C* | 10 | 34200 | 5000 | 207436501 | ccASHP | HRCU-A-CB | DAVE LENNOX SIGNATURE SL25XPV SERIES | 22 | 34600 | 1.83 | 77
LENNOX | SL25XPV-036-230A** | CX35-50/60C+TDR | SL297UH080NV48C* | 10 | 34200 | 5000 | 207436505 | ccASHP | HRCU-A-CB | DAVE LENNOX SIGNATURE SL25XPV SERIES | 22 | 34600 | 1.84 | 78
BRYANT | 280ANV036*0**A* | CNPV*6024AL*+UI | 88*TA60090C21*** | 10 | 34200 | 5000 | 204430844 | ccASHP | HRCU-A-CB |  | 20 | 34800 | 2.19 | 77
BRYANT | 280ANV036*0**A* | CNPV*6024AL*+UI | 88*TA66135C24*** | 10 | 34200 | 5000 | 204430856 | ccASHP | HRCU-A-CB |  | 20 | 34800 | 2.17 | 77
BRYANT | 280ANV036*0**A* | CNPV*6024AL*+UI | 986TC66100C21*** | 10 | 34200 | 5000 | 204430912 | ccASHP | HRCU-A-CB |  | 20 | 34600 | 2.19 | 77
BRYANT | 280ANV036*0**A* | CNPV*6024AL*+UI | 88*TA60110C21*** | 10 | 34200 | 5000 | 204430924 | ccASHP | HRCU-A-CB |  | 20 | 34800 | 2.19 | 77
BRYANT | 280ANV036*0**A* | CSPH*3612AL*+UI | 987MB42060C17*** | 10 | 34200 | 5000 | 204430998 | ccASHP | HRCU-A-CB |  | 17 | 33600 | 2.45 | 80
BRYANT | 280ANV036*0**A* | CAP**6121AL*+UI | 987MB60080C21*** | 10 | 34200 | 5000 | 204430474 | ccASHP | HRCU-A-CB |  | 19 | 35000 | 2.15 | 77
BRYANT | 280ANV036*0**A* | CAP**6121AL*+UI | 987MB66100C21*** | 10 | 34200 | 5000 | 204430477 | ccASHP | HRCU-A-CB |  | 19 | 35200 | 2.14 | 77
BRYANT | 280ANV036*0**A* | CAP**6121AL*+UI | 986TC60080C21*** | 10 | 34200 | 5000 | 204430479 | ccASHP | HRCU-A-CB |  | 19 | 35000 | 2.15 | 77
BRYANT | 280ANV036*0**A* | CAP**6121AL*+UI | 986TC66100C21*** | 10 | 34200 | 5000 | 204430482 | ccASHP | HRCU-A-CB |  | 19 | 35200 | 2.14 | 77
BRYANT | 280ANV036*0**A* | CAP**6124AL*+UI | 986TC66120C24*** | 10 | 34200 | 5000 | 204430491 | ccASHP | HRCU-A-CB |  | 20 | 35200 | 2.12 | 77
BRYANT | 280ANV036*0**A* | CAP**6124AL*+UI | 987MB60080C21*** | 10 | 34200 | 5000 | 204430498 | ccASHP | HRCU-A-CB |  | 19 | 35200 | 2.14 | 77
BRYANT | 280ANV036*0**A* | CAP**6124AL*+UI | 987MB66100C21*** | 10 | 34200 | 5000 | 204430501 | ccASHP | HRCU-A-CB |  | 19 | 35200 | 2.12 | 77
BRYANT | 280ANV036*0**A* | CAP**6124AL*+UI | 987MB66120C24*** | 10 | 34200 | 5000 | 204430504 | ccASHP | HRCU-A-CB |  | 19 | 35200 | 2.14 | 77
BRYANT | 280ANV036*0**A* | CAP**6124AL*+UI | 986TC60080C21*** | 10 | 34200 | 5000 | 204430507 | ccASHP | HRCU-A-CB |  | 19 | 35200 | 2.14 | 77
BRYANT | 280ANV036*0**A* | CAP**6124AL*+UI | 986TC66100C21*** | 10 | 34200 | 5000 | 204430510 | ccASHP | HRCU-A-CB |  | 19 | 35200 | 2.12 | 77
BRYANT | 280ANV036*0**A* | CNPV*4824AL*+UI | 987MB66120C24*** | 10 | 34200 | 5000 | 204430798 | ccASHP | HRCU-A-CB |  | 19 | 34200 | 2.25 | 78
BRYANT | 280ANV036*0**A* | CNPV*4824AL*+UI | 986TC60080C21*** | 10 | 34200 | 5000 | 204430803 | ccASHP | HRCU-A-CB |  | 19 | 34200 | 2.25 | 78
BRYANT | 280ANV036*0**A* | CNPV*4824AL*+UI | 986TC66100C21*** | 10 | 34200 | 5000 | 204430809 | ccASHP | HRCU-A-CB |  | 19 | 34200 | 2.23 | 77
BRYANT | 280ANV036*0**A* | CNPV*4824AL*+UI | 88*TA60110C21*** | 10 | 34200 | 5000 | 204430818 | ccASHP | HRCU-A-CB |  | 19.5 | 34400 | 2.21 | 77
BRYANT | 280ANV036*0**A* | CNPV*4821AL*+UI | 88*TA60090C21*** | 10 | 34200 | 5000 | 204430714 | ccASHP | HRCU-A-CB |  | 19 | 34400 | 2.21 | 77
BRYANT | 280ANV036*0**A* | CNPV*4821AL*+UI | 986TC60080C21*** | 10 | 34200 | 5000 | 204430742 | ccASHP | HRCU-A-CB |  | 19 | 34200 | 2.25 | 78
BRYANT | 280ANV036*0**A* | CNPV*4821AL*+UI | 986TC66100C21*** | 10 | 34200 | 5000 | 204430748 | ccASHP | HRCU-A-CB |  | 19 | 34200 | 2.23 | 77
BRYANT | 280ANV036*0**A* | CNPV*4821AL*+UI | 88*TA48090C17*** | 10 | 34200 | 5000 | 204430751 | ccASHP | HRCU-A-CB |  | 19.5 | 34200 | 2.23 | 77
BRYANT | 280ANV036*0**A* | CNPV*4821AL*+UI | 88*TA60110C21*** | 10 | 34200 | 5000 | 204430754 | ccASHP | HRCU-A-CB |  | 19.5 | 34400 | 2.21 | 77
BRYANT | 280ANV036*0**A* | CNPV*4824AL*+UI | 88*TA60090C21*** | 10 | 34200 | 5000 | 204430774 | ccASHP | HRCU-A-CB |  | 19 | 34400 | 2.21 | 77
BRYANT | 280ANV036*0**A* | CAP**4821AL*+UI | 88*TA60090C21*** | 10 | 34200 | 5000 | 204430357 | ccASHP | HRCU-A-CB |  | 19 | 34200 | 2.19 | 77
BRYANT | 280ANV036*0**A* | CAP**4821AL*+UI | 986TC66100C21*** | 10 | 34200 | 5000 | 204430379 | ccASHP | HRCU-A-CB |  | 19 | 34200 | 2.2 | 77
BRYANT | 280ANV036*0**A* | CAP**4821AL*+UI | 88*TA60110C21*** | 10 | 34200 | 5000 | 204430384 | ccASHP | HRCU-A-CB |  | 19 | 34200 | 2.19 | 77
BRYANT | 280ANV036*0**A* | CAP**4824AL*+UI | 88*TA60090C21*** | 10 | 34200 | 5000 | 204430393 | ccASHP | HRCU-A-CB |  | 19 | 34200 | 2.17 | 77
BRYANT | 280ANV036*0**A* | CAP**4824AL*+UI | 987MB66120C24*** | 10 | 34200 | 5000 | 204430407 | ccASHP | HRCU-A-CB |  | 19 | 34200 | 2.2 | 77
BRYANT | 280ANV036*0**A* | CAP**4824AL*+UI | 986TC66100C21*** | 10 | 34200 | 5000 | 204430413 | ccASHP | HRCU-A-CB |  | 19 | 34200 | 2.17 | 77
BRYANT | 280ANV036*0**A* | CAP**4824AL*+UI | 88*TA60110C21*** | 10 | 34200 | 5000 | 204430416 | ccASHP | HRCU-A-CB |  | 19 | 34200 | 2.17 | 77
BRYANT | 280ANV036*0**A* | CAP**6024AL*+UI | 986TC60080C21*** | 10 | 34200 | 5000 | 204430441 | ccASHP | HRCU-A-CB |  | 19 | 34600 | 2.16 | 77
BRYANT | 280ANV036*0**A* | CAP**6121AL*+UI | 88*TA60090C21*** | 10 | 34200 | 5000 | 204430460 | ccASHP | HRCU-A-CB |  | 20 | 35200 | 2.14 | 77
CARRIER | 25VNA036A*030* | CAP**4821AL*+UI | 58TN*A090C21**20 | 10 | 34200 | 5000 | 204430355 | ccASHP | HRCU-A-CB |  | 19 | 34200 | 1.97 | 77
CARRIER | 25VNA036A*030* | CNPV*4821AL*+UI | 58TN*A090C21**20 | 10 | 34200 | 5000 | 204430711 | ccASHP | HRCU-A-CB |  | 19 | 34200 | 1.95 | 77
CARRIER | 25VNA036A*030* | CNPV*4821AL*+UI | 59TN6B080C21**20 | 10 | 34200 | 5000 | 204430741 | ccASHP | HRCU-A-CB |  | 19 | 34200 | 1.94 | 78
CARRIER | 25VNA036A*030* | CNPV*4821AL*+UI | 59TN6B100C21**22 | 10 | 34200 | 5000 | 204430745 | ccASHP | HRCU-A-CB |  | 19 | 34200 | 1.93 | 77
CARRIER | 25VNA036A*030* | CNPV*4821AL*+UI | 58TN*A090C17**16 | 10 | 34200 | 5000 | 204430749 | ccASHP | HRCU-A-CB |  | 19.5 | 34200 | 1.93 | 77
CARRIER | 25VNA036A*030* | CNPV*4821AL*+UI | 58TN*A110C21**20 | 10 | 34200 | 5000 | 204430753 | ccASHP | HRCU-A-CB |  | 19.5 | 34200 | 1.95 | 77
CARRIER | 25VNA036A*030* | CNPV*4824AL*+UI | 58TN*A090C21**20 | 10 | 34200 | 5000 | 204430772 | ccASHP | HRCU-A-CB |  | 19 | 34200 | 1.95 | 77
CARRIER | 25VNA036A*030* | CNPV*4824AL*+UI | 59MN7B120C24**22 | 10 | 34200 | 5000 | 204430794 | ccASHP | HRCU-A-CB |  | 19 | 34000 | 1.94 | 78
CARRIER | 25VNA036A*030* | CNPV*4824AL*+UI | 59TN6B080C21**20 | 10 | 34200 | 5000 | 204430801 | ccASHP | HRCU-A-CB |  | 19 | 34200 | 1.94 | 78
CARRIER | 25VNA036A*030* | CNPV*4824AL*+UI | 59TN6B100C21**22 | 10 | 34200 | 5000 | 204430807 | ccASHP | HRCU-A-CB |  | 19 | 34200 | 1.93 | 77
CARRIER | 25VNA036A*030* | CNPV*4824AL*+UI | 58TN*A110C21**20 | 10 | 34200 | 5000 | 204430813 | ccASHP | HRCU-A-CB |  | 19.5 | 34200 | 1.95 | 77
CARRIER | 25VNA036A*030* | CNPV*6024AL*+UI | 58TN*A090C21**20 | 10 | 34200 | 5000 | 204430838 | ccASHP | HRCU-A-CB |  | 20 | 34600 | 1.97 | 77
CARRIER | 25VNA036A*030* | CNPV*6024AL*+UI | 58TN*A135C24**22 | 10 | 34200 | 5000 | 204430851 | ccASHP | HRCU-A-CB |  | 20 | 34800 | 1.97 | 77
CARRIER | 25VNA036A*030* | CNPV*6024AL*+UI | 59TN6B100C21**22 | 10 | 34200 | 5000 | 204430909 | ccASHP | HRCU-A-CB |  | 20 | 34600 | 1.97 | 77
CARRIER | 25VNA036A*030* | CNPV*6024AL*+UI | 58TN*A110C21**20 | 10 | 34200 | 5000 | 204430918 | ccASHP | HRCU-A-CB |  | 20 | 34600 | 1.97 | 77
CARRIER | 25VNA036A*030* | CSPH*3612AL*+UI | 59MN7B060C17**14 | 10 | 34200 | 5000 | 204430997 | ccASHP | HRCU-A-CB |  | 17 | 33600 | 1.82 | 80
CARRIER | 25VNA036A*030* | CAP**4821AL*+UI | 59TN6B100C21**22 | 10 | 34200 | 5000 | 204430378 | ccASHP | HRCU-A-CB |  | 19 | 34200 | 1.97 | 77
CARRIER | 25VNA036A*030* | CAP**4821AL*+UI | 58TN*A110C21**20 | 10 | 34200 | 5000 | 204430383 | ccASHP | HRCU-A-CB |  | 19 | 34200 | 1.97 | 77
CARRIER | 25VNA036A*030* | CAP**4824AL*+UI | 58TN*A090C21**20 | 10 | 34200 | 5000 | 204430391 | ccASHP | HRCU-A-CB |  | 19 | 34200 | 1.98 | 77
CARRIER | 25VNA036A*030* | CAP**4824AL*+UI | 59MN7B120C24**22 | 10 | 34200 | 5000 | 204430406 | ccASHP | HRCU-A-CB |  | 19 | 34000 | 1.97 | 77
CARRIER | 25VNA036A*030* | CAP**4824AL*+UI | 59TN6B100C21**22 | 10 | 34200 | 5000 | 204430412 | ccASHP | HRCU-A-CB |  | 19 | 34200 | 1.98 | 77
CARRIER | 25VNA036A*030* | CAP**4824AL*+UI | 58TN*A110C21**20 | 10 | 34200 | 5000 | 204430414 | ccASHP | HRCU-A-CB |  | 19 | 34200 | 1.98 | 77
CARRIER | 25VNA036A*030* | CAP**6024AL*+UI | 59TN6B080C21**20 | 10 | 34200 | 5000 | 204430439 | ccASHP | HRCU-A-CB |  | 19 | 34600 | 1.98 | 77
CARRIER | 25VNA036A*030* | CAP**6121AL*+UI | 58TN*A090C21**20 | 10 | 34200 | 5000 | 204430459 | ccASHP | HRCU-A-CB |  | 20 | 35000 | 2 | 77
CARRIER | 25VNA036A*030* | CAP**6121AL*+UI | 59MN7B080C21**20 | 10 | 34200 | 5000 | 204430472 | ccASHP | HRCU-A-CB |  | 19 | 34800 | 2 | 77
CARRIER | 25VNA036A*030* | CAP**6121AL*+UI | 59MN7B100C21**22 | 10 | 34200 | 5000 | 204430475 | ccASHP | HRCU-A-CB |  | 19 | 35000 | 2 | 77
CARRIER | 25VNA036A*030* | CAP**6121AL*+UI | 59TN6B080C21**20 | 10 | 34200 | 5000 | 204430478 | ccASHP | HRCU-A-CB |  | 19 | 35200 | 2 | 77
CARRIER | 25VNA036A*030* | CAP**6121AL*+UI | 59TN6B100C21**22 | 10 | 34200 | 5000 | 204430481 | ccASHP | HRCU-A-CB |  | 19 | 35000 | 2 | 77
CARRIER | 25VNA036A*030* | CAP**6124AL*+UI | 59TN6B120C24**22 | 10 | 34200 | 5000 | 204430489 | ccASHP | HRCU-A-CB |  | 20 | 35000 | 2.02 | 77
CARRIER | 25VNA036A*030* | CAP**6124AL*+UI | 59MN7B080C21**20 | 10 | 34200 | 5000 | 204430492 | ccASHP | HRCU-A-CB |  | 19 | 35200 | 2 | 77
MIDEA | MOVA-36HDN1-M20G | MC**4248BNTF | MGH96M080B3A | 10 | 34200 | 4000 | 202902425 | ASHP | HRCU-A-CB |  | 18.5 | 33000
NORTEK GLOBAL HVAC LLC | SH1BG4CVRX36K | C6B(A,H)-X36(C,U)-C | G7T(*)-VC(*) | 10 | 34200 | 4000 | 205311835 | ASHP | HRCU-A-CB | NORTEK GLOBAL HVAC SH1BG SERIES | 18.5 | 34800
BOSCH | BOVA-36HDN1-M20G | BMA*4248BNTF | BGH96M080B3A | 10 | 34200 | 4000 | 203025014 | ASHP | HRCU-A-CB |  | 18.5 | 33000
BOSCH | BOVA-36HDN1-M20G | BMA*4248CNTF | BGH96M100C5A | 10 | 34200 | 4000 | 203025017 | ASHP | HRCU-A-CB |  | 18.5 | 33000
MIDEA | MOVA-36HDN1-M20G | MVA-36WN1-M18 |  | 10 | 34200 | 4000 | 204631592 | ASHP | HRCU-A-CB |  | 19 | 34600
NORTEK GLOBAL HVAC LLC | SH1BG4CVRX36KP | C6B(A,H)-X36(C,U)-C(*) | G7T(*)-VC(*) | 10 | 34200 | 4000 | 206852863 | ASHP | HRCU-A-CB | NORTEK GLOBAL HVAC SH1BG SERIES | 18.5 | 34800
FRIGIDAIRE | FSH1BG4CVRX36KP | C6B(A,H)-X36(C,U)-C(*) | FG7T(*)-VC(*) | 10 | 34200 | 4000 | 206792492 | ASHP | HRCU-A-CB | FRIGIDAIRE FSH1BG SERIES | 18.5 | 34800
NUTONE | FSH1BG4CVRX36KP | C6B(A,H)-X36(C,U)-C(*) | FG7T(*)-VC(*) | 10 | 34200 | 4000 | 206792493 | ASHP | HRCU-A-CB | NUTONE FSH1BG SERIES | 18.5 | 34800
BROAN | FSH1BG4CVRX36KP | C6B(A,H)-X36(C,U)-C(*) | FG7T(*)-VC(*) | 10 | 34200 | 4000 | 206792491 | ASHP | HRCU-A-CB | BROAN FSH1BG SERIES | 18.5 | 34800
NORDYNE | SH1BG4CVRX36K | C6B(A,H)-X36(C,U)-C(*) | G7T(*)-VC(*) | 10 | 34200 | 4000 | 207560172 | ASHP | HRCU-A-CB | NORTEK GLOBAL HVAC SH1BG SERIES | 18.5 | 34800
MAYTAG | PSH1BG4CVRX36K | C6B(A,H)-X36(C,U)-C(*) | PGC2T(*)VC(*) | 10 | 34200 | 4000 | 207560486 | ASHP | HRCU-A-CB | MAYTAG PSH1BG SERIES | 18.5 | 34800
NORTEK GLOBAL HVAC LLC | SH1BG4CVRX36K | C6B(A,H)-X36(C,U)-C(*) | G7T(*)-VC(*) | 10 | 34200 | 4000 | 207561596 | ASHP | HRCU-A-CB | NORTEK GLOBAL HVAC SH1BG SERIES | 18.5 | 34800
BROAN | FSH1BG4CVRX36KP | C6B(A,H)-X36(C,U)-C(*) | FG7T(*)-V(*)C(*) | 10 | 34200 | 4000 | 207564574 | ASHP | HRCU-A-CB | BROAN FSH1BG SERIES | 18.5 | 34800
FRIGIDAIRE | FSH1BG4CVRX36KP | C6B(A,H)-X36(C,U)-C(*) | FG7T(*)-V(*)C(*) | 10 | 34200 | 4000 | 207564575 | ASHP | HRCU-A-CB | FRIGIDAIRE FSH1BG SERIES | 18.5 | 34800
NUTONE | FSH1BG4CVRX36KP | C6B(A,H)-X36(C,U)-C(*) | FG7T(*)-V(*)C(*) | 10 | 34200 | 4000 | 207564576 | ASHP | HRCU-A-CB | NUTONE FSH1BG SERIES | 18.5 | 34800
NORTEK GLOBAL HVAC LLC | SH1BG4CVRX36KP | C6B(A,H)-X36(C,U)-C(*) | G7T(*)-V(*)C(*) | 10 | 34200 | 4000 | 207564628 | ASHP | HRCU-A-CB | NORTEK GLOBAL HVAC SH1BG SERIES | 18.5 | 34800
NORDYNE | SH1BG4CVRX36K | C6B(A,H)-X36(C,U)-C(*) | G7T(*)-V(*)C(*) | 10 | 34200 | 4000 | 207564634 | ASHP | HRCU-A-CB | NORTEK GLOBAL HVAC SH1BG SERIES | 18.5 | 34800
MAYTAG | PSH1BG4CVRX36K | C6B(A,H)-X36(C,U)-C(*) | PGC2T(*)V(*)C(*) | 10 | 34200 | 4000 | 207564645 | ASHP | HRCU-A-CB | MAYTAG PSH1BG SERIES | 18.5 | 34800
NORTEK GLOBAL HVAC LLC | SH1BG4CVRX36K | C6B(A,H)-X36(C,U)-C(*) | G7T(*)-V(*)C(*) | 10 | 34200 | 4000 | 207564666 | ASHP | HRCU-A-CB | NORTEK GLOBAL HVAC SH1BG SERIES | 18.5 | 34800
BOSCH | BOVA-36HDN1-M20G | BMA*4248BNTF | BGH96M080B3B | 10 | 34200 | 4000 | 207454645 | ASHP | HRCU-A-CB |  | 18.5 | 33000
BOSCH | BOVA-36HDN1-M20G | BMA*4248CNTF | BGH96M100C5B | 10 | 34200 | 4000 | 207454646 | ASHP | HRCU-A-CB |  | 18.5 | 33000
MAYTAG | PSH1BG4CVRX36K | C6B(A,H)-X36(C,U)-C | PGC2T(*)VC(*) | 10 | 34200 | 4000 | 10296737 | ASHP | HRCU-A-CB | MAYTAG PSH1BG SERIES | 18.5 | 34800
NORDYNE | SH1BG4CVRX36K | C6B(A,H)-X36(C,U)-C | G7T(*)-VC(*) | 10 | 34200 | 4000 | 10201207 | ASHP | HRCU-A-CB | NORTEK GLOBAL HVAC SH1BG SERIES | 18.5 | 34800
BROAN | FSH1BG4CVRX36K | C6B(A,H)-X36(C,U)-C | FG7T(*)-VC(*) | 10 | 34200 | 4000 | 10254907 | ASHP | HRCU-A-CB | BROAN FSH1BG SERIES | 18.5 | 34800
FRIGIDAIRE | FSH1BG4CVRX36K | C6B(A,H)-X36(C,U)-C | FG7T(*)-VC(*) | 10 | 34200 | 4000 | 10254908 | ASHP | HRCU-A-CB | FRIGIDAIRE FSH1BG SERIES | 18.5 | 34800
NUTONE | FSH1BG4CVRX36K | C6B(A,H)-X36(C,U)-C | FG7T(*)-VC(*) | 10 | 34200 | 4000 | 10254910 | ASHP | HRCU-A-CB | NUTONE FSH1BG SERIES | 18.5 | 34800
MIDEA | MOVA-36HDN1-M20G | MC**4248CNTF | MGH96M100C5A | 10 | 34200 | 4000 | 202902426 | ASHP | HRCU-A-CB |  | 18.5 | 33000
BRYANT | 280ANV036*0**A* | CNPV*6024AL*+UI | 88*TA60070C21*** | 10 | 34400 | 5000 | 204430834 | ccASHP | HRCU-A-CB |  | 19 | 34600 | 2.21 | 77
LENNOX | SL25XPV-036-230A** | CX35-50/60C+TDR | SLP99UH090XV60C* | 10 | 34400 | 5000 | 207436509 | ccASHP | HRCU-A-CB | DAVE LENNOX SIGNATURE SL25XPV SERIES | 22 | 34600 | 1.84 | 77
BRYANT | 280ANV036*0**A* | CNPV*6024AL*+UI | 986TC60080C21*** | 10 | 34400 | 5000 | 204430905 | ccASHP | HRCU-A-CB |  | 19.5 | 34600 | 2.2 | 77
BRYANT | 280ANV036*0**A* | CSPH*4212AL*+UI | 88*TA60090C21*** | 10 | 34400 | 5000 | 204431111 | ccASHP | HRCU-A-CB |  | 19 | 34400 | 2.23 | 77
BRYANT | 280ANV036*0**A* | CSPH*4212AL*+UI | 88*TA60110C21*** | 10 | 34400 | 5000 | 204431198 | ccASHP | HRCU-A-CB |  | 19 | 34400 | 2.23 | 77
BRYANT | 280ANV036*0**A* | CAP**6121AL*+UI | 987MB60060C21*** | 10 | 34400 | 5000 | 204430485 | ccASHP | HRCU-A-CB |  | 19 | 34800 | 2.2 | 77
BRYANT | 280ANV036*0**A* | CAP**6124AL*+UI | 88*TA60070C21*** | 10 | 34400 | 5000 | 204430488 | ccASHP | HRCU-A-CB |  | 19 | 35000 | 2.17 | 77
BRYANT | 280ANV036*0**A* | CAP**6124AL*+UI | 987MB60060C21*** | 10 | 34400 | 5000 | 204430512 | ccASHP | HRCU-A-CB |  | 19 | 34800 | 2.2 | 77
BRYANT | 280ANV036*0**A* | CSPH*6012AL*+UI | 986TC60080C21*** | 10 | 34400 | 5000 | 204431341 | ccASHP | HRCU-A-CB |  | 19 | 34800 | 2.15 | 77
BRYANT | 280ANV036*0**A* | CSPH*6012AL*+UI | 986TC66100C21*** | 10 | 34400 | 5000 | 204431345 | ccASHP | HRCU-A-CB |  | 19 | 34800 | 2.12 | 76
BRYANT | 280ANV036*0**A* | CSPH*6012AL*+UI | 88*TA60110C21*** | 10 | 34400 | 5000 | 204431355 | ccASHP | HRCU-A-CB |  | 19.5 | 35000 | 2.12 | 76
BRYANT | 280ANV036*0**A* | CNPV*4821AL*+UI | 88*TA48070C17*** | 10 | 34400 | 5000 | 204430704 | ccASHP | HRCU-A-CB |  | 19 | 34000 | 2.28 | 78
BRYANT | 280ANV036*0**A* | CAP**4821AL*+UI | 986TC60080C21*** | 10 | 34400 | 5000 | 204430376 | ccASHP | HRCU-A-CB |  | 19 | 34200 | 2.2 | 77
BRYANT | 280ANV036*0**A* | CAP**4821AL*+UI | 88*TA48090C17*** | 10 | 34400 | 5000 | 204430382 | ccASHP | HRCU-A-CB |  | 19 | 34200 | 2.2 | 77
BRYANT | 280ANV036*0**A* | CAP**4824AL*+UI | 986TC60080C21*** | 10 | 34400 | 5000 | 204430410 | ccASHP | HRCU-A-CB |  | 19 | 34200 | 2.2 | 77
BRYANT | 280ANV036*0**A* | CAP**6121AL*+UI | 88*TA48070C17*** | 10 | 34400 | 5000 | 204430455 | ccASHP | HRCU-A-CB |  | 19 | 35000 | 2.2 | 77
BRYANT | 280ANV036*0**A* | CAP**6121AL*+UI | 88*TA60070C21*** | 10 | 34400 | 5000 | 204430457 | ccASHP | HRCU-A-CB |  | 19 | 35000 | 2.17 | 77
CARRIER | 25VNA036A*030* | CNPV*4821AL*+UI | 58TN*A070C17**16 | 10 | 34400 | 5000 | 204430702 | ccASHP | HRCU-A-CB |  | 19 | 33800 | 1.92 | 78
CARRIER | 25VNA036A*030* | CNPV*6024AL*+UI | 58TN*A070C21**20 | 10 | 34400 | 5000 | 204430831 | ccASHP | HRCU-A-CB |  | 19 | 34000 | 1.95 | 77
CARRIER | 25VNA036A*030* | CNPV*6024AL*+UI | 59MN7B120C24**22 | 10 | 34400 | 5000 | 204430895 | ccASHP | HRCU-A-CB |  | 19 | 34800 | 1.95 | 77
CARRIER | 25VNA036A*030* | CNPV*6024AL*+UI | 59TN6B080C21**20 | 10 | 34400 | 5000 | 204430900 | ccASHP | HRCU-A-CB |  | 19.5 | 34600 | 1.95 | 77
CARRIER | 25VNA036A*030* | CSPH*4212AL*+UI | 58TN*A090C21**20 | 10 | 34400 | 5000 | 204431109 | ccASHP | HRCU-A-CB |  | 19 | 34000 | 1.93 | 77
CARRIER | 25VNA036A*030* | CSPH*4212AL*+UI | 58TN*A110C21**20 | 10 | 34400 | 5000 | 204431195 | ccASHP | HRCU-A-CB |  | 19 | 34400 | 1.93 | 77
CARRIER | 25VNA036A*030* | CSPH*6012AL*+UI | 59TN6B080C21**20 | 10 | 34400 | 5000 | 204431340 | ccASHP | HRCU-A-CB |  | 19 | 34800 | 2 | 77
CARRIER | 25VNA036A*030* | CSPH*6012AL*+UI | 59TN6B100C21**22 | 10 | 34400 | 5000 | 204431343 | ccASHP | HRCU-A-CB |  | 19 | 34800 | 2.02 | 76
CARRIER | 25VNA036A*030* | CSPH*6012AL*+UI | 58TN*A110C21**20 | 10 | 34400 | 5000 | 204431352 | ccASHP | HRCU-A-CB |  | 19.5 | 34400 | 2.02 | 76
CARRIER | 25VNA036A*030* | CAP**4821AL*+UI | 59TN6B080C21**20 | 10 | 34400 | 5000 | 204430375 | ccASHP | HRCU-A-CB |  | 19 | 34000 | 1.97 | 77
CARRIER | 25VNA036A*030* | CAP**4821AL*+UI | 58TN*A090C17**16 | 10 | 34400 | 5000 | 204430380 | ccASHP | HRCU-A-CB |  | 19 | 34200 | 1.97 | 77
CARRIER | 25VNA036A*030* | CAP**4824AL*+UI | 59TN6B080C21**20 | 10 | 34400 | 5000 | 204430409 | ccASHP | HRCU-A-CB |  | 19 | 34200 | 1.97 | 77
CARRIER | 25VNA036A*030* | CAP**6121AL*+UI | 58TN*A070C17**16 | 10 | 34400 | 5000 | 204430453 | ccASHP | HRCU-A-CB |  | 19 | 34600 | 1.97 | 77
CARRIER | 25VNA036A*030* | CAP**6121AL*+UI | 58TN*A070C21**20 | 10 | 34400 | 5000 | 204430456 | ccASHP | HRCU-A-CB |  | 19 | 35000 | 1.98 | 77
CARRIER | 25VNA036A*030* | CAP**6121AL*+UI | 59MN7B060C21**20 | 10 | 34400 | 5000 | 204430484 | ccASHP | HRCU-A-CB |  | 19 | 35200 | 1.97 | 77
CARRIER | 25VNA036A*030* | CAP**6124AL*+UI | 58TN*A070C21**20 | 10 | 34400 | 5000 | 204430487 | ccASHP | HRCU-A-CB |  | 19 | 34800 | 1.98 | 77
CARRIER | 25VNA036A*030* | CAP**6124AL*+UI | 59MN7B060C21**20 | 10 | 34400 | 5000 | 204430511 | ccASHP | HRCU-A-CB |  | 19 | 35200 | 1.97 | 77
LENNOX | SL25XPV-036-230A** | C35-50/60C+TDR+TXV | EL296UH090XV36C* | 10 | 34400 | 5000 | 207436287 | ccASHP | HRCU-A-CB | DAVE LENNOX SIGNATURE SL25XPV SERIES | 22 | 34600 | 1.82 | 77
LENNOX | SL25XPV-036-230A** | C35-50/60C+TDR+TXV | EL296UH090XV48C* | 10 | 34400 | 5000 | 207436288 | ccASHP | HRCU-A-CB | DAVE LENNOX SIGNATURE SL25XPV SERIES | 22 | 34600 | 1.83 | 77
LENNOX | SL25XPV-036-230A** | C35-50/60C+TDR+TXV | EL296UH090XV60C* | 10 | 34400 | 5000 | 207436289 | ccASHP | HRCU-A-CB | DAVE LENNOX SIGNATURE SL25XPV SERIES | 22 | 34600 | 1.84 | 77
LENNOX | SL25XPV-036-230A** | C35-50/60C+TDR+TXV | EL296UH110XV48C* | 10 | 34400 | 5000 | 207436290 | ccASHP | HRCU-A-CB | DAVE LENNOX SIGNATURE SL25XPV SERIES | 22 | 34600 | 1.84 | 77
LENNOX | SL25XPV-036-230A** | C35-50/60C+TDR+TXV | SLP99UH090XV36C* | 10 | 34400 | 5000 | 207436308 | ccASHP | HRCU-A-CB | DAVE LENNOX SIGNATURE SL25XPV SERIES | 22 | 34600 | 1.82 | 77
LENNOX | SL25XPV-036-230A** | C35-50/60C+TDR+TXV | SLP99UH090XV48C* | 10 | 34400 | 5000 | 207436314 | ccASHP | HRCU-A-CB | DAVE LENNOX SIGNATURE SL25XPV SERIES | 22 | 34600 | 1.83 | 77
LENNOX | SL25XPV-036-230A** | C35-50/60C+TDR+TXV | SLP99UH090XV60C* | 10 | 34400 | 5000 | 207436326 | ccASHP | HRCU-A-CB | DAVE LENNOX SIGNATURE SL25XPV SERIES | 22 | 34600 | 1.84 | 77
LENNOX | SL25XPV-036-230A** | CX35-50/60C+TDR | EL296UH090XV36C* | 10 | 34400 | 5000 | 207436494 | ccASHP | HRCU-A-CB | DAVE LENNOX SIGNATURE SL25XPV SERIES | 22 | 34600 | 1.82 | 77
LENNOX | SL25XPV-036-230A** | CX35-50/60C+TDR | EL296UH090XV48C* | 10 | 34400 | 5000 | 207436495 | ccASHP | HRCU-A-CB | DAVE LENNOX SIGNATURE SL25XPV SERIES | 22 | 34600 | 1.83 | 77
LENNOX | SL25XPV-036-230A** | CX35-50/60C+TDR | EL296UH090XV60C* | 10 | 34400 | 5000 | 207436496 | ccASHP | HRCU-A-CB | DAVE LENNOX SIGNATURE SL25XPV SERIES | 22 | 34600 | 1.84 | 77
LENNOX | SL25XPV-036-230A** | CX35-50/60C+TDR | EL296UH110XV48C* | 10 | 34400 | 5000 | 207436497 | ccASHP | HRCU-A-CB | DAVE LENNOX SIGNATURE SL25XPV SERIES | 22 | 34600 | 1.84 | 77
LENNOX | SL25XPV-036-230A** | CX35-50/60C+TDR | SLP99UH090XV36C* | 10 | 34400 | 5000 | 207436507 | ccASHP | HRCU-A-CB | DAVE LENNOX SIGNATURE SL25XPV SERIES | 22 | 34600 | 1.82 | 77
LENNOX | SL25XPV-036-230A** | CX35-50/60C+TDR | SLP99UH090XV48C* | 10 | 34400 | 5000 | 207436508 | ccASHP | HRCU-A-CB | DAVE LENNOX SIGNATURE SL25XPV SERIES | 22 | 34600 | 1.83 | 77
BRYANT | 280ANV036*0**A* | CNPV*6024AL*+UI | 987MB66120C24*** | 10 | 34400 | 5000 | 204430896 | ccASHP | HRCU-A-CB |  | 19 | 34600 | 2.2 | 77
FRIGIDAIRE | FSH1BG4CVRX36KP | C6B(A,H)-X36(C,U)-B(*) | MB7VM-1600K-B | 10 | 34400 | 4000 | 206792612 | ASHP | HRCU-A-CB | FRIGIDAIRE FSH1BG SERIES | 19 | 34800
NUTONE | FSH1BG4CVRX36KP | C6B(A,H)-X36(C,U)-B(*) | MB7VM-1600K-B | 10 | 34400 | 4000 | 206792613 | ASHP | HRCU-A-CB | NUTONE FSH1BG SERIES | 19 | 34800
BRYANT HEATING AND COOLING SYSTEMS | 284ANV036*0**B* | CSPH*4812AL*+UI | 935CA60080C21*** | 10 | 34400 | 4000 | 206790559 | ASHP | HRCU-A-CB | EVOLUTION Extreme 24 HP | 20 | 34200
NORTEK GLOBAL HVAC LLC | SH1BG4CVRX36KP | B6VMAX36K-B(*) |  | 10 | 34400 | 4000 | 206792178 | ASHP | HRCU-A-CB | NORTEK GLOBAL HVAC SH1BG SERIES | 19 | 34800
NORTEK GLOBAL HVAC LLC | SH1BG4CVRX36KP | C6B(A,H)-X36(C,U)-B(*) | MB7VM-1600K-B | 10 | 34400 | 4000 | 206792198 | ASHP | HRCU-A-CB | NORTEK GLOBAL HVAC SH1BG SERIES | 19 | 34800
BROAN | FSH1BG4CVRX36KP | B6VMAX36K-B(*) |  | 10 | 34400 | 4000 | 206792485 | ASHP | HRCU-A-CB | BROAN FSH1BG SERIES | 19 | 34800
FRIGIDAIRE | FSH1BG4CVRX36KP | B6VMAX36K-B(*) |  | 10 | 34400 | 4000 | 206792486 | ASHP | HRCU-A-CB | FRIGIDAIRE FSH1BG SERIES | 19 | 34800
NUTONE | FSH1BG4CVRX36KP | B6VMAX36K-B(*) |  | 10 | 34400 | 4000 | 206792487 | ASHP | HRCU-A-CB | NUTONE FSH1BG SERIES | 19 | 34800
BRYANT HEATING AND COOLING SYSTEMS | 284ANV036*0**B* | CSPH*4812AL*+UI | 83*CA48060C17*** | 10 | 34400 | 4000 | 206790527 | ASHP | HRCU-A-CB | EVOLUTION Extreme 24 HP | 20 | 34200
BRYANT HEATING AND COOLING SYSTEMS | 284ANV036*0**B* | CNPV*4821AL*+UI | 83*CA60100C21*** | 10 | 34400 | 4000 | 206790518 | ASHP | HRCU-A-CB | EVOLUTION Extreme 24 HP | 20 | 33800
BRYANT HEATING AND COOLING SYSTEMS | 284ANV036*0**B* | CSPH*4812AL*+UI | 83*CA60100C21*** | 10 | 34400 | 4000 | 206790529 | ASHP | HRCU-A-CB | EVOLUTION Extreme 24 HP | 20 | 34200
CARRIER | 25VNA436A*031* | CSPH*4812AL*+UI | 58CU*A060C17**16 | 10 | 34400 | 4000 | 206788839 | ASHP | HRCU-A-CB | INFINITY 24 HP with GREENSPEED INTELLIGENCE | 20 | 34200
CARRIER | 25VNA436A*030* | CNPV*4821AL*+UI | 58CU*A100C21**20 | 10 | 34400 | 4000 | 206070447 | ASHP | HRCU-A-CB | INFINITY 24 HP with GREENSPEED INTELLIGENCE | 20 | 33800
NORDYNE | SH1BG4CVRX36K | B6VMAX36K-B(*) |  | 10 | 34400 | 4000 | 207560186 | ASHP | HRCU-A-CB | NORTEK GLOBAL HVAC SH1BG SERIES | 19 | 34800
MAYTAG | PSH1BG4CVRX36K | B6VMAX36K-B(*) |  | 10 | 34400 | 4000 | 207560483 | ASHP | HRCU-A-CB | MAYTAG PSH1BG SERIES | 19 | 34800
NORTEK GLOBAL HVAC LLC | SH1BG4CVRX36K | C6B(A,H)-X36(C,U)-B(*) | MB7VM-1600K-B(*) | 10 | 34400 | 4000 | 207561172 | ASHP | HRCU-A-CB | NORTEK GLOBAL HVAC SH1BG SERIES | 19 | 34800
MAYTAG | PSH1BG4CVRX36K | C6B(A,H)-X36(C,U)-B(*) | MB7VM-1600K-B(*) | 10 | 34400 | 4000 | 207561233 | ASHP | HRCU-A-CB | MAYTAG PSH1BG SERIES | 19 | 34800
NORTEK GLOBAL HVAC LLC | SH1BG4CVRX36K | B6VMAX36K-B(*) |  | 10 | 34400 | 4000 | 207561606 | ASHP | HRCU-A-CB | NORTEK GLOBAL HVAC SH1BG SERIES | 19 | 34800
NORTEK GLOBAL HVAC LLC | SH1BG4CVRX36KP | C6B(A,H)-X36(C,U)-B(*) | MB7VM-1600K-B(*) | 10 | 34400 | 4000 | 207561893 | ASHP | HRCU-A-CB | NORTEK GLOBAL HVAC SH1BG SERIES | 19 | 34800
BROAN | FSH1BG4CVRX36KP | C6B(A,H)-X36(C,U)-B(*) | MB7VM-1600K-B(*) | 10 | 34400 | 4000 | 207562096 | ASHP | HRCU-A-CB | BROAN FSH1BG SERIES | 19 | 34800
FRIGIDAIRE | FSH1BG4CVRX36KP | C6B(A,H)-X36(C,U)-B(*) | MB7VM-1600K-B(*) | 10 | 34400 | 4000 | 207562098 | ASHP | HRCU-A-CB | FRIGIDAIRE FSH1BG SERIES | 19 | 34800
NUTONE | FSH1BG4CVRX36KP | C6B(A,H)-X36(C,U)-B(*) | MB7VM-1600K-B(*) | 10 | 34400 | 4000 | 207562099 | ASHP | HRCU-A-CB | NUTONE FSH1BG SERIES | 19 | 34800
MAYTAG | PSH1BG4CVRX36K | B6VMAX36K-B |  | 10 | 34400 | 4000 | 10296733 | ASHP | HRCU-A-CB | MAYTAG PSH1BG SERIES | 19 | 34800
NORDYNE | SH1BG4CVRX36K | B6VMAX36K-B |  | 10 | 34400 | 4000 | 10201252 | ASHP | HRCU-A-CB | NORTEK GLOBAL HVAC SH1BG SERIES | 19 | 34800
BROAN | FSH1BG4CVRX36K | B6VMAX36K-B |  | 10 | 34400 | 4000 | 10254884 | ASHP | HRCU-A-CB | BROAN FSH1BG SERIES | 19 | 34800
FRIGIDAIRE | FSH1BG4CVRX36K | B6VMAX36K-B |  | 10 | 34400 | 4000 | 10254885 | ASHP | HRCU-A-CB | FRIGIDAIRE FSH1BG SERIES | 19 | 34800
NUTONE | FSH1BG4CVRX36K | B6VMAX36K-B |  | 10 | 34400 | 4000 | 10254887 | ASHP | HRCU-A-CB | NUTONE FSH1BG SERIES | 19 | 34800
NORTEK GLOBAL HVAC LLC | SH1BG4CVRX36K | B6VMAX36K-B |  | 10 | 34400 | 4000 | 205311843 | ASHP | HRCU-A-CB | NORTEK GLOBAL HVAC SH1BG SERIES | 19 | 34800
NORTEK GLOBAL HVAC LLC | SH1BG4CVRX36K | C6B(A,H)-X36(C,U)-B | MB7VM-1600K-B | 10 | 34400 | 4000 | 204302954 | ASHP | HRCU-A-CB | NORTEK GLOBAL HVAC SH1BG SERIES | 19 | 34800
BROAN | FSH1BG4CVRX36K | C6B(A,H)-X36(C,U)-B | MB7VM-1600K-B | 10 | 34400 | 4000 | 204303099 | ASHP | HRCU-A-CB | BROAN FSH1BG SERIES | 19 | 34800
FRIGIDAIRE | FSH1BG4CVRX36K | C6B(A,H)-X36(C,U)-B | MB7VM-1600K-B | 10 | 34400 | 4000 | 204303100 | ASHP | HRCU-A-CB | FRIGIDAIRE FSH1BG SERIES | 19 | 34800
NUTONE | FSH1BG4CVRX36K | C6B(A,H)-X36(C,U)-B | MB7VM-1600K-B | 10 | 34400 | 4000 | 204303102 | ASHP | HRCU-A-CB | NUTONE FSH1BG SERIES | 19 | 34800
MAYTAG | PSH1BG4CVRX36K | C6B(A,H)-X36(C,U)-B | MB7VM-1600K-B | 10 | 34400 | 4000 | 204303172 | ASHP | HRCU-A-CB | MAYTAG PSH1BG SERIES | 19 | 34800
CARRIER | 25VNA436A*030* | CSPH*4812AL*+UI | 59CU5A080C21**20 | 10 | 34400 | 4000 | 206132676 | ASHP | HRCU-A-CB | INFINITY 24 HP with GREENSPEED INTELLIGENCE | 20 | 34200
BRYANT HEATING AND COOLING SYSTEMS | 284ANV036*0**A* | CSPH*4812AL*+UI | 935CA60080C21*** | 10 | 34400 | 4000 | 206132677 | ASHP | HRCU-A-CB | EVOLUTION Extreme 24 HP | 20 | 34200
CARRIER | 25VNA436A*031* | CNPV*4821AL*+UI | 58CU*A100C21**20 | 10 | 34400 | 4000 | 206788830 | ASHP | HRCU-A-CB | INFINITY 24 HP with GREENSPEED INTELLIGENCE | 20 | 33800
CARRIER | 25VNA436A*031* | CSPH*4812AL*+UI | 58CU*A100C21**20 | 10 | 34400 | 4000 | 206788841 | ASHP | HRCU-A-CB | INFINITY 24 HP with GREENSPEED INTELLIGENCE | 20 | 34200
BRYANT HEATING AND COOLING SYSTEMS | 284ANV036*0**A* | CNPV*4821AL*+UI | 83*CA60100C21*** | 10 | 34400 | 4000 | 206132582 | ASHP | HRCU-A-CB | EVOLUTION Extreme 24 HP | 20 | 33800
CARRIER | 25VNA436A*030* | CSPH*4812AL*+UI | 58CU*A060C17**16 | 10 | 34400 | 4000 | 206132596 | ASHP | HRCU-A-CB | INFINITY 24 HP with GREENSPEED INTELLIGENCE | 20 | 34200
BRYANT HEATING AND COOLING SYSTEMS | 284ANV036*0**A* | CSPH*4812AL*+UI | 83*CA48060C17*** | 10 | 34400 | 4000 | 206132597 | ASHP | HRCU-A-CB | EVOLUTION Extreme 24 HP | 20 | 34200
CARRIER | 25VNA436A*030* | CSPH*4812AL*+UI | 58CU*A100C21**20 | 10 | 34400 | 4000 | 206132600 | ASHP | HRCU-A-CB | INFINITY 24 HP with GREENSPEED INTELLIGENCE | 20 | 34200
BRYANT HEATING AND COOLING SYSTEMS | 284ANV036*0**A* | CSPH*4812AL*+UI | 83*CA60100C21*** | 10 | 34400 | 4000 | 206132601 | ASHP | HRCU-A-CB | EVOLUTION Extreme 24 HP | 20 | 34200
CARRIER | 25VNA436A*031* | CSPH*4812AL*+UI | 59CU5A080C21**20 | 10 | 34400 | 4000 | 206788871 | ASHP | HRCU-A-CB | INFINITY 24 HP with GREENSPEED INTELLIGENCE | 20 | 34200
BROAN | FSH1BG4CVRX36KP | C6B(A,H)-X36(C,U)-B(*) | MB7VM-1600K-B | 10 | 34400 | 4000 | 206792611 | ASHP | HRCU-A-CB | BROAN FSH1BG SERIES | 19 | 34800
BRYANT | 280ANV036*0**A* | CSPH*4212AL*+UI | 987MB66120C24*** | 10 | 34600 | 5000 | 204431169 | ccASHP | HRCU-A-CB |  | 18.5 | 34200 | 2.25 | 77
BRYANT | 280ANV036*0**A* | CSPH*4212AL*+UI | 986TC60080C21*** | 10 | 34600 | 5000 | 204431174 | ccASHP | HRCU-A-CB |  | 18.5 | 34200 | 2.25 | 77
CARRIER | 25VNA036A*030* | CAP**6121AL*+UI | 59MN7B080C17**14 | 10 | 34600 | 5000 | 204430470 | ccASHP | HRCU-A-CB |  | 19 | 34600 | 1.95 | 77
CARRIER | 25VNA036A*030* | CAP**6121AL*+UI | 59TN6B080C17**14 | 10 | 34600 | 5000 | 204430464 | ccASHP | HRCU-A-CB |  | 19 | 34600 | 1.95 | 77
CARRIER | 25VNA036A*030* | CAP**6121AL*+UI | 59TN6B060C17**14 | 10 | 34600 | 5000 | 204430461 | ccASHP | HRCU-A-CB |  | 19 | 35200 | 1.93 | 78
CARRIER | 25VNA036A*030* | CAP**4821AL*+UI | 59MN7B080C17**14 | 10 | 34600 | 5000 | 204430366 | ccASHP | HRCU-A-CB |  | 18 | 33600 | 1.92 | 78
CARRIER | 25VNA036A*030* | CSPH*6012AL*+UI | 58TN*A070C17**16 | 10 | 34600 | 5000 | 204431304 | ccASHP | HRCU-A-CB |  | 18.5 | 34400 | 1.98 | 77
CARRIER | 25VNA036A*030* | CSPH*4212AL*+UI | 58TN*A090C17**16 | 10 | 34600 | 5000 | 204431191 | ccASHP | HRCU-A-CB |  | 19 | 33600 | 1.94 | 77
CARRIER | 25VNA036A*030* | CSPH*4212AL*+UI | 59TN6B100C21**22 | 10 | 34600 | 5000 | 204431178 | ccASHP | HRCU-A-CB |  | 18.5 | 34200 | 1.94 | 77
CARRIER | 25VNA036A*030* | CSPH*4212AL*+UI | 59TN6B080C21**20 | 10 | 34600 | 5000 | 204431172 | ccASHP | HRCU-A-CB |  | 18.5 | 34200 | 1.94 | 77
CARRIER | 25VNA036A*030* | CSPH*4212AL*+UI | 59MN7B120C24**22 | 10 | 34600 | 5000 | 204431164 | ccASHP | HRCU-A-CB |  | 18.5 | 33600 | 1.94 | 77
CARRIER | 25VNA036A*030* | CAP**4821AL*+UI | 58TN*A070C17**16 | 10 | 34600 | 5000 | 204430350 | ccASHP | HRCU-A-CB |  | 19 | 33600 | 1.94 | 77
BRYANT | 280ANV036*0**A* | CAP**6121AL*+UI | 986TC42060C17*** | 10 | 34600 | 5000 | 204430463 | ccASHP | HRCU-A-CB |  | 19 | 34600 | 2.26 | 78
BRYANT | 280ANV036*0**A* | CAP**4821AL*+UI | 987MB42080C17*** | 10 | 34600 | 5000 | 204430368 | ccASHP | HRCU-A-CB |  | 18 | 33800 | 2.28 | 78
BRYANT | 280ANV036*0**A* | CAP**4821AL*+UI | 88*TA48070C17*** | 10 | 34600 | 5000 | 204430352 | ccASHP | HRCU-A-CB |  | 19 | 34000 | 2.25 | 77
BRYANT | 280ANV036*0**A* | CSPH*6012AL*+UI | 88*TA48070C17*** | 10 | 34600 | 5000 | 204431305 | ccASHP | HRCU-A-CB |  | 18.5 | 34600 | 2.18 | 77
BRYANT | 280ANV036*0**A* | CAP**6121AL*+UI | 987MB42080C17*** | 10 | 34600 | 5000 | 204430471 | ccASHP | HRCU-A-CB |  | 19 | 34800 | 2.23 | 77
BRYANT | 280ANV036*0**A* | CAP**6121AL*+UI | 986TC42080C17*** | 10 | 34600 | 5000 | 204430466 | ccASHP | HRCU-A-CB |  | 19 | 34800 | 2.23 | 77
BRYANT | 280ANV036*0**A* | CSPH*4212AL*+UI | 88*TA48090C17*** | 10 | 34600 | 5000 | 204431193 | ccASHP | HRCU-A-CB |  | 19 | 34400 | 2.25 | 77
BRYANT | 280ANV036*0**A* | CSPH*4212AL*+UI | 986TC66100C21*** | 10 | 34600 | 5000 | 204431180 | ccASHP | HRCU-A-CB |  | 18.5 | 34400 | 2.25 | 77
YORK | YZT36B21 | CM60DXA2+MVC14DN21+TXV |  | 10 | 34600 | 4000 | 205039629 | ASHP | HRCU-A-CB | AFFINITY | 19 | 36000
CHAMPION HEATING AND COOLING | HL19B3621 | CM60DXA2+MVC14DN21+TXV |  | 10 | 34600 | 4000 | 205047842 | ASHP | HRCU-A-CB | MOMENTUM | 19 | 36000
LUXAIRE | HL19B3621 | CM60DXA2+MVC14DN21+TXV |  | 10 | 34600 | 4000 | 205047840 | ASHP | HRCU-A-CB | ACCLIMATE | 19 | 36000
COLEMAN | HC19B3621 | CM60DXA2+MVC14DN21+TXV |  | 10 | 34600 | 4000 | 205047839 | ASHP | HRCU-A-CB | ECHELON | 19 | 36000
CHAMPION HEATING AND COOLING | HL19B3621 | CF60DXA2+MVC14DN21+TXV |  | 10 | 34600 | 4000 | 205041695 | ASHP | HRCU-A-CB | MOMENTUM | 19 | 36000
LUXAIRE | HL19B3621 | CF60DXA2+MVC14DN21+TXV |  | 10 | 34600 | 4000 | 205041694 | ASHP | HRCU-A-CB | ACCLIMATE | 19 | 36000
TRANE | 4TWL6036A1 | 4PX*CD48BS3 | S9V2C100D5PSBC | 10 | 34600 | 4000 | 206910492 | ASHP | HRCU-A-CB | XR16 | 16 | 36800
AMERICAN STANDARD | 4A6L6036A1 | 4PX*CD48BS3 | S9V2C100D5PSBC | 10 | 34600 | 4000 | 206910409 | ASHP | HRCU-A-CB | Silver 16 | 16 | 36800
CARRIER | 25VNA436A*031* | CSPH*4812AL*+UI | 58CU*A040C17**12 | 10 | 34600 | 4000 | 206788838 | ASHP | HRCU-A-CB | INFINITY 24 HP with GREENSPEED INTELLIGENCE | 20 | 34200
BRYANT HEATING AND COOLING SYSTEMS | 284ANV036*0**B* | CNPV*4821AL*+UI | 935CA60080C21*** | 10 | 34600 | 4000 | 206790550 | ASHP | HRCU-A-CB | EVOLUTION Extreme 24 HP | 21 | 33800
BRYANT HEATING AND COOLING SYSTEMS | 284ANV036*0**B* | CSPH*4812AL*+UI | 83*CA36040C17*** | 10 | 34600 | 4000 | 206790526 | ASHP | HRCU-A-CB | EVOLUTION Extreme 24 HP | 20 | 34200
BRYANT HEATING AND COOLING SYSTEMS | 284ANV036*0**A* | CSPH*4812AL*+UI | 83*CA36040C17*** | 10 | 34600 | 4000 | 206132595 | ASHP | HRCU-A-CB | EVOLUTION Extreme 24 HP | 20 | 34200
CARRIER | 25VNA436A*030* | CSPH*4812AL*+UI | 58CU*A040C17**12 | 10 | 34600 | 4000 | 206132594 | ASHP | HRCU-A-CB | INFINITY 24 HP with GREENSPEED INTELLIGENCE | 20 | 34200
CARRIER | 25VNA436A*031* | CNPV*4821AL*+UI | 59CU5A080C21**20 | 10 | 34600 | 4000 | 206788862 | ASHP | HRCU-A-CB | INFINITY 24 HP with GREENSPEED INTELLIGENCE | 21 | 33800
BRYANT HEATING AND COOLING SYSTEMS | 284ANV036*0**A* | CNPV*4821AL*+UI | 935CA60080C21*** | 10 | 34600 | 4000 | 206132659 | ASHP | HRCU-A-CB | EVOLUTION Extreme 24 HP | 21 | 33800
CARRIER | 25VNA436A*030* | CNPV*4821AL*+UI | 59CU5A080C21**20 | 10 | 34600 | 4000 | 206132658 | ASHP | HRCU-A-CB | INFINITY 24 HP with GREENSPEED INTELLIGENCE | 21 | 33800
YORK | YZT36B21 | CF60DXA2+MVC14DN21+TXV |  | 10 | 34600 | 4000 | 205021152 | ASHP | HRCU-A-CB | AFFINITY | 19 | 36000
FRASER-JOHNSTON | HL19B3621 | CF60DXA2+MVC14DN21+TXV |  | 10 | 34600 | 4000 | 205041602 | ASHP | HRCU-A-CB | RELIANT | 19 | 36000
COLEMAN | HC19B3621 | CF60DXA2+MVC14DN21+TXV |  | 10 | 34600 | 4000 | 205041601 | ASHP | HRCU-A-CB | ECHELON | 19 | 36000
FRASER-JOHNSTON | HL19B3621 | CM60DXA2+MVC14DN21+TXV |  | 10 | 34600 | 4000 | 205047841 | ASHP | HRCU-A-CB | RELIANT | 19 | 36000
BRYANT | 280ANV036*0**A* | CSPH*4212AL*+UI | 88*TA48070C17*** | 10 | 34800 | 5000 | 204431098 | ccASHP | HRCU-A-CB |  | 18 | 34200 | 2.3 | 77
BRYANT | 280ANV036*0**A* | CAP**6121AL*+UI | 987MB42060C17*** | 10 | 34800 | 5000 | 204430468 | ccASHP | HRCU-A-CB |  | 18 | 34600 | 2.28 | 77
BRYANT | 280ANV036*0**A* | CSPH*6012AL*+UI | 987MB42080C17*** | 10 | 34800 | 5000 | 204431328 | ccASHP | HRCU-A-CB |  | 18.5 | 34600 | 2.22 | 77
BRYANT | 280ANV036*0**A* | CSPH*4212AL*+UI | 987MB42080C17*** | 10 | 34800 | 5000 | 204431146 | ccASHP | HRCU-A-CB |  | 18 | 34000 | 2.33 | 78
BRYANT | 280ANV036*0**A* | CNPV*4821AL*+UI | 987MB42060C17*** | 10 | 34800 | 5000 | 204430731 | ccASHP | HRCU-A-CB |  | 18 | 33800 | 2.37 | 78
CARRIER | 25VNA036A*030* | CAP**6121AL*+UI | 59MN7B060C17**14 | 10 | 34800 | 5000 | 204430467 | ccASHP | HRCU-A-CB |  | 18 | 34800 | 1.92 | 77
CARRIER | 25VNA036A*030* | CNPV*4821AL*+UI | 59MN7B060C17**14 | 10 | 34800 | 5000 | 204430729 | ccASHP | HRCU-A-CB |  | 18 | 34000 | 1.87 | 78
CARRIER | 25VNA036A*030* | CSPH*4212AL*+UI | 58TN*A070C17**16 | 10 | 34800 | 5000 | 204431094 | ccASHP | HRCU-A-CB |  | 18 | 33800 | 1.9 | 77
CARRIER | 25VNA036A*030* | CSPH*4212AL*+UI | 59MN7B080C17**14 | 10 | 34800 | 5000 | 204431138 | ccASHP | HRCU-A-CB |  | 18 | 33800 | 1.89 | 78
CARRIER | 25VNA036A*030* | CSPH*6012AL*+UI | 59MN7B080C17**14 | 10 | 34800 | 5000 | 204431327 | ccASHP | HRCU-A-CB |  | 18.5 | 34400 | 1.97 | 77
CARRIER | 25VNA036A*030* | CAP**4821AL*+UI | 59MN7B060C17**14 | 10 | 34800 | 5000 | 204430364 | ccASHP | HRCU-A-CB |  | 18 | 33600 | 1.9 | 78
BRYANT | 280ANV036*0**A* | CAP**4821AL*+UI | 987MB42060C17*** | 10 | 34800 | 5000 | 204430365 | ccASHP | HRCU-A-CB |  | 18 | 33600 | 2.31 | 78
CHAMPION HEATING AND COOLING | HL19B3621 | CU60DXA2+TXV | TM8Y100C20MP11 | 10 | 34800 | 4000 | 205046918 | ASHP | HRCU-A-CB | MOMENTUM | 18 | 36000
LUXAIRE | HL19B3621 | CU60DXA2+TXV | TMLX100C20MP11 | 10 | 34800 | 4000 | 205046892 | ASHP | HRCU-A-CB | ACCLIMATE | 18 | 36000
FRASER-JOHNSTON | HL19B3621 | CU60DXA2+TXV | TMLX100C20MP11 | 10 | 34800 | 4000 | 205046893 | ASHP | HRCU-A-CB | RELIANT | 18 | 36000
CHAMPION HEATING AND COOLING | HL19B3621 | CU60DXA2+TXV | TMLX100C20MP11 | 10 | 34800 | 4000 | 205046894 | ASHP | HRCU-A-CB | MOMENTUM | 18 | 36000
COLEMAN | HC19B3621 | CF60CXA2+ME16CN21+TXV |  | 10 | 34800 | 4000 | 205041921 | ASHP | HRCU-A-CB | ECHELON | 18 | 35800
FRASER-JOHNSTON | HL19B3621 | CF60CXA2+ME16CN21+TXV |  | 10 | 34800 | 4000 | 205041922 | ASHP | HRCU-A-CB | RELIANT | 18 | 35800
COLEMAN | HC19B3621 | CM60DXA2+TXV | TMLX120C20MP11 | 10 | 34800 | 4000 | 205046895 | ASHP | HRCU-A-CB | ECHELON | 18 | 36000
LUXAIRE | HL19B3621 | CM60DXA2+TXV | TMLX120C20MP11 | 10 | 34800 | 4000 | 205046896 | ASHP | HRCU-A-CB | ACCLIMATE | 18 | 36000
FRASER-JOHNSTON | HL19B3621 | CM60DXA2+TXV | TMLX120C20MP11 | 10 | 34800 | 4000 | 205046897 | ASHP | HRCU-A-CB | RELIANT | 18 | 36000
CHAMPION HEATING AND COOLING | HL19B3621 | CM60DXA2+TXV | TMLX120C20MP11 | 10 | 34800 | 4000 | 205046898 | ASHP | HRCU-A-CB | MOMENTUM | 18 | 36000
COLEMAN | HC19B3621 | CU60DXA2+TXV | TMLX120C20MP11 | 10 | 34800 | 4000 | 205046899 | ASHP | HRCU-A-CB | ECHELON | 18 | 36000
LUXAIRE | HL19B3621 | CU60DXA2+TXV | TMLX120C20MP11 | 10 | 34800 | 4000 | 205046900 | ASHP | HRCU-A-CB | ACCLIMATE | 18 | 36000
FRASER-JOHNSTON | HL19B3621 | CU60DXA2+TXV | TMLX120C20MP11 | 10 | 34800 | 4000 | 205046901 | ASHP | HRCU-A-CB | RELIANT | 18 | 36000
CHAMPION HEATING AND COOLING | HL19B3621 | CU60DXA2+TXV | TMLX120C20MP11 | 10 | 34800 | 4000 | 205046902 | ASHP | HRCU-A-CB | MOMENTUM | 18 | 36000
COLEMAN | HC19B3621 | CM60DXA2+TXV | TM8Y120C20MP11 | 10 | 34800 | 4000 | 205046903 | ASHP | HRCU-A-CB | ECHELON | 18 | 36000
LUXAIRE | HL19B3621 | CM60DXA2+TXV | TM8Y120C20MP11 | 10 | 34800 | 4000 | 205046904 | ASHP | HRCU-A-CB | ACCLIMATE | 18 | 36000
FRASER-JOHNSTON | HL19B3621 | CM60DXA2+TXV | TM8Y120C20MP11 | 10 | 34800 | 4000 | 205046905 | ASHP | HRCU-A-CB | RELIANT | 18 | 36000
CHAMPION HEATING AND COOLING | HL19B3621 | CM60DXA2+TXV | TM8Y120C20MP11 | 10 | 34800 | 4000 | 205046906 | ASHP | HRCU-A-CB | MOMENTUM | 18 | 36000
COLEMAN | HC19B3621 | CU60DXA2+TXV | TM8Y120C20MP11 | 10 | 34800 | 4000 | 205046907 | ASHP | HRCU-A-CB | ECHELON | 18 | 36000
LUXAIRE | HL19B3621 | CU60DXA2+TXV | TM8Y120C20MP11 | 10 | 34800 | 4000 | 205046908 | ASHP | HRCU-A-CB | ACCLIMATE | 18 | 36000
FRASER-JOHNSTON | HL19B3621 | CU60DXA2+TXV | TM8Y120C20MP11 | 10 | 34800 | 4000 | 205046909 | ASHP | HRCU-A-CB | RELIANT | 18 | 36000
CHAMPION HEATING AND COOLING | HL19B3621 | CU60DXA2+TXV | TM8Y120C20MP11 | 10 | 34800 | 4000 | 205046910 | ASHP | HRCU-A-CB | MOMENTUM | 18 | 36000
COLEMAN | HC19B3621 | CM60DXA2+TXV | TM8Y100C20MP11 | 10 | 34800 | 4000 | 205046911 | ASHP | HRCU-A-CB | ECHELON | 18 | 36000
LUXAIRE | HL19B3621 | CM60DXA2+TXV | TM8X100C20MP11 | 10 | 34800 | 4000 | 205046880 | ASHP | HRCU-A-CB | ACCLIMATE | 18 | 36000
FRASER-JOHNSTON | HL19B3621 | CM60DXA2+TXV | TM8X100C20MP11 | 10 | 34800 | 4000 | 205046881 | ASHP | HRCU-A-CB | RELIANT | 18 | 36000
CHAMPION HEATING AND COOLING | HL19B3621 | CM60DXA2+TXV | TM8X100C20MP11 | 10 | 34800 | 4000 | 205046882 | ASHP | HRCU-A-CB | MOMENTUM | 18 | 36000
COLEMAN | HC19B3621 | CU60DXA2+TXV | TM8X100C20MP11 | 10 | 34800 | 4000 | 205046883 | ASHP | HRCU-A-CB | ECHELON | 18 | 36000
LUXAIRE | HL19B3621 | CU60DXA2+TXV | TM8X100C20MP11 | 10 | 34800 | 4000 | 205046884 | ASHP | HRCU-A-CB | ACCLIMATE | 18 | 36000
FRASER-JOHNSTON | HL19B3621 | CU60DXA2+TXV | TM8X100C20MP11 | 10 | 34800 | 4000 | 205046885 | ASHP | HRCU-A-CB | RELIANT | 18 | 36000
CHAMPION HEATING AND COOLING | HL19B3621 | CU60DXA2+TXV | TM8X100C20MP11 | 10 | 34800 | 4000 | 205046886 | ASHP | HRCU-A-CB | MOMENTUM | 18 | 36000
COLEMAN | HC19B3621 | CM60DXA2+TXV | TMLX100C20MP11 | 10 | 34800 | 4000 | 205046887 | ASHP | HRCU-A-CB | ECHELON | 18 | 36000
LUXAIRE | HL19B3621 | CM60DXA2+TXV | TMLX100C20MP11 | 10 | 34800 | 4000 | 205046888 | ASHP | HRCU-A-CB | ACCLIMATE | 18 | 36000
FRASER-JOHNSTON | HL19B3621 | CM60DXA2+TXV | TMLX100C20MP11 | 10 | 34800 | 4000 | 205046889 | ASHP | HRCU-A-CB | RELIANT | 18 | 36000
CHAMPION HEATING AND COOLING | HL19B3621 | CM60DXA2+TXV | TMLX100C20MP11 | 10 | 34800 | 4000 | 205046890 | ASHP | HRCU-A-CB | MOMENTUM | 18 | 36000
COLEMAN | HC19B3621 | CU60DXA2+TXV | TMLX100C20MP11 | 10 | 34800 | 4000 | 205046891 | ASHP | HRCU-A-CB | ECHELON | 18 | 36000
COLEMAN | HC19B3621 | CM60DXA2+TXV | TM8X120C20MP11 | 10 | 34800 | 4000 | 205046871 | ASHP | HRCU-A-CB | ECHELON | 18 | 36000
LUXAIRE | HL19B3621 | CM60DXA2+TXV | TM8X120C20MP11 | 10 | 34800 | 4000 | 205046872 | ASHP | HRCU-A-CB | ACCLIMATE | 18 | 36000
FRASER-JOHNSTON | HL19B3621 | CM60DXA2+TXV | TM8X120C20MP11 | 10 | 34800 | 4000 | 205046873 | ASHP | HRCU-A-CB | RELIANT | 18 | 36000
CHAMPION HEATING AND COOLING | HL19B3621 | CM60DXA2+TXV | TM8X120C20MP11 | 10 | 34800 | 4000 | 205046874 | ASHP | HRCU-A-CB | MOMENTUM | 18 | 36000
COLEMAN | HC19B3621 | CU60DXA2+TXV | TM8X120C20MP11 | 10 | 34800 | 4000 | 205046875 | ASHP | HRCU-A-CB | ECHELON | 18 | 36000
LUXAIRE | HL19B3621 | CU60DXA2+TXV | TM8X120C20MP11 | 10 | 34800 | 4000 | 205046876 | ASHP | HRCU-A-CB | ACCLIMATE | 18 | 36000
FRASER-JOHNSTON | HL19B3621 | CU60DXA2+TXV | TM8X120C20MP11 | 10 | 34800 | 4000 | 205046877 | ASHP | HRCU-A-CB | RELIANT | 18 | 36000
CHAMPION HEATING AND COOLING | HL19B3621 | CU60DXA2+TXV | TM8X120C20MP11 | 10 | 34800 | 4000 | 205046878 | ASHP | HRCU-A-CB | MOMENTUM | 18 | 36000
COLEMAN | HC19B3621 | CM60DXA2+TXV | TM8X100C20MP11 | 10 | 34800 | 4000 | 205046879 | ASHP | HRCU-A-CB | ECHELON | 18 | 36000
COLEMAN | HC19B3621 | CM60CXA2+ME16CN21+TXV |  | 10 | 34800 | 4000 | 205047847 | ASHP | HRCU-A-CB | ECHELON | 18 | 35800
LUXAIRE | HL19B3621 | CM60CXA2+ME16CN21+TXV |  | 10 | 34800 | 4000 | 205047848 | ASHP | HRCU-A-CB | ACCLIMATE | 18 | 35800
FRASER-JOHNSTON | HL19B3621 | CM60CXA2+ME16CN21+TXV |  | 10 | 34800 | 4000 | 205047849 | ASHP | HRCU-A-CB | RELIANT | 18 | 35800
CHAMPION HEATING AND COOLING | HL19B3621 | CM60CXA2+ME16CN21+TXV |  | 10 | 34800 | 4000 | 205047850 | ASHP | HRCU-A-CB | MOMENTUM | 18 | 35800
YORK | YZT36B21 | CM60CXA2+ME16CN21+TXV |  | 10 | 34800 | 4000 | 205039632 | ASHP | HRCU-A-CB | AFFINITY | 18 | 35800
YORK | YZT36B21 | CU60DXA2+TXV | TM8X120C20MP11 | 10 | 34800 | 4000 | 205041243 | ASHP | HRCU-A-CB | AFFINITY | 18 | 36000
YORK | YZT36B21 | CU60DXA2+TXV | TM8X100C20MP11 | 10 | 34800 | 4000 | 205041244 | ASHP | HRCU-A-CB | AFFINITY | 18 | 36000
YORK | YZT36B21 | CU60DXA2+TXV | TMLX100C20MP11 | 10 | 34800 | 4000 | 205041245 | ASHP | HRCU-A-CB | AFFINITY | 18 | 36000
YORK | YZT36B21 | CU60DXA2+TXV | TMLX120C20MP11 | 10 | 34800 | 4000 | 205041246 | ASHP | HRCU-A-CB | AFFINITY | 18 | 36000
YORK | YZT36B21 | CU60DXA2+TXV | TM8Y120C20MP11 | 10 | 34800 | 4000 | 205041247 | ASHP | HRCU-A-CB | AFFINITY | 18 | 36000
YORK | YZT36B21 | CU60DXA2+TXV | TM8Y100C20MP11 | 10 | 34800 | 4000 | 205041248 | ASHP | HRCU-A-CB | AFFINITY | 18 | 36000
COLEMAN | HC19B3621 | CF60DXA2+TXV | TM8X120C20MP11 | 10 | 34800 | 4000 | 205041547 | ASHP | HRCU-A-CB | ECHELON | 18 | 36000
FRASER-JOHNSTON | HL19B3621 | CF60DXA2+TXV | TM8X120C20MP11 | 10 | 34800 | 4000 | 205041548 | ASHP | HRCU-A-CB | RELIANT | 18 | 36000
COLEMAN | HC19B3621 | CF60DXA2+TXV | TM8X100C20MP11 | 10 | 34800 | 4000 | 205041549 | ASHP | HRCU-A-CB | ECHELON | 18 | 36000
FRASER-JOHNSTON | HL19B3621 | CF60DXA2+TXV | TM8X100C20MP11 | 10 | 34800 | 4000 | 205041550 | ASHP | HRCU-A-CB | RELIANT | 18 | 36000
COLEMAN | HC19B3621 | CF60DXA2+TXV | TMLX100C20MP11 | 10 | 34800 | 4000 | 205041551 | ASHP | HRCU-A-CB | ECHELON | 18 | 36000
FRASER-JOHNSTON | HL19B3621 | CF60DXA2+TXV | TMLX100C20MP11 | 10 | 34800 | 4000 | 205041552 | ASHP | HRCU-A-CB | RELIANT | 18 | 36000
COLEMAN | HC19B3621 | CF60DXA2+TXV | TMLX120C20MP11 | 10 | 34800 | 4000 | 205041553 | ASHP | HRCU-A-CB | ECHELON | 18 | 36000
FRASER-JOHNSTON | HL19B3621 | CF60DXA2+TXV | TMLX120C20MP11 | 10 | 34800 | 4000 | 205041554 | ASHP | HRCU-A-CB | RELIANT | 18 | 36000
COLEMAN | HC19B3621 | CF60DXA2+TXV | TM8Y120C20MP11 | 10 | 34800 | 4000 | 205041555 | ASHP | HRCU-A-CB | ECHELON | 18 | 36000
FRASER-JOHNSTON | HL19B3621 | CF60DXA2+TXV | TM8Y120C20MP11 | 10 | 34800 | 4000 | 205041556 | ASHP | HRCU-A-CB | RELIANT | 18 | 36000
COLEMAN | HC19B3621 | CF60DXA2+TXV | TM8Y100C20MP11 | 10 | 34800 | 4000 | 205041557 | ASHP | HRCU-A-CB | ECHELON | 18 | 36000
FRASER-JOHNSTON | HL19B3621 | CF60DXA2+TXV | TM8Y100C20MP11 | 10 | 34800 | 4000 | 205041558 | ASHP | HRCU-A-CB | RELIANT | 18 | 36000
YORK | YZT36B21 | CF60DXA2+TXV | TMLX100C20MP11 | 10 | 34800 | 4000 | 205021086 | ASHP | HRCU-A-CB | AFFINITY | 18 | 36000
YORK | YZT36B21 | CF60DXA2+TXV | TMLX120C20MP11 | 10 | 34800 | 4000 | 205021087 | ASHP | HRCU-A-CB | AFFINITY | 18 | 36000
YORK | YZT36B21 | CF60DXA2+TXV | TM8Y120C20MP11 | 10 | 34800 | 4000 | 205021088 | ASHP | HRCU-A-CB | AFFINITY | 18 | 36000
YORK | YZT36B21 | CF60DXA2+TXV | TM8Y100C20MP11 | 10 | 34800 | 4000 | 205021089 | ASHP | HRCU-A-CB | AFFINITY | 18 | 36000
YORK | YZT36B21 | CF60CXA2+ME16CN21+TXV |  | 10 | 34800 | 4000 | 205021154 | ASHP | HRCU-A-CB | AFFINITY | 18 | 35800
YORK | YZT36B21 | CF60DXA2+TXV | TM8X120C20MP11 | 10 | 34800 | 4000 | 205021084 | ASHP | HRCU-A-CB | AFFINITY | 18 | 36000
YORK | YZT36B21 | CF60DXA2+TXV | TM8X100C20MP11 | 10 | 34800 | 4000 | 205021085 | ASHP | HRCU-A-CB | AFFINITY | 18 | 36000
YORK | YZT36B21 | CM60DXA2+TXV | TM8X100C20MP11 | 10 | 34800 | 4000 | 205039558 | ASHP | HRCU-A-CB | AFFINITY | 18 | 36000
YORK | YZT36B21 | CM60DXA2+TXV | TMLX100C20MP11 | 10 | 34800 | 4000 | 205039559 | ASHP | HRCU-A-CB | AFFINITY | 18 | 36000
YORK | YZT36B21 | CM60DXA2+TXV | TMLX120C20MP11 | 10 | 34800 | 4000 | 205039560 | ASHP | HRCU-A-CB | AFFINITY | 18 | 36000
YORK | YZT36B21 | CM60DXA2+TXV | TM8Y120C20MP11 | 10 | 34800 | 4000 | 205039561 | ASHP | HRCU-A-CB | AFFINITY | 18 | 36000
YORK | YZT36B21 | CM60DXA2+TXV | TM8Y100C20MP11 | 10 | 34800 | 4000 | 205039562 | ASHP | HRCU-A-CB | AFFINITY | 18 | 36000
YORK | YZT36B21 | CM60DXA2+TXV | TM8X120C20MP11 | 10 | 34800 | 4000 | 205039557 | ASHP | HRCU-A-CB | AFFINITY | 18 | 36000
LUXAIRE | HL19B3621 | CF60DXA2+TXV | TM8X120C20MP11 | 10 | 34800 | 4000 | 205041640 | ASHP | HRCU-A-CB | ACCLIMATE | 18 | 36000
CHAMPION HEATING AND COOLING | HL19B3621 | CF60DXA2+TXV | TM8X120C20MP11 | 10 | 34800 | 4000 | 205041641 | ASHP | HRCU-A-CB | MOMENTUM | 18 | 36000
LUXAIRE | HL19B3621 | CF60DXA2+TXV | TM8X100C20MP11 | 10 | 34800 | 4000 | 205041642 | ASHP | HRCU-A-CB | ACCLIMATE | 18 | 36000
CHAMPION HEATING AND COOLING | HL19B3621 | CF60DXA2+TXV | TM8X100C20MP11 | 10 | 34800 | 4000 | 205041643 | ASHP | HRCU-A-CB | MOMENTUM | 18 | 36000
LUXAIRE | HL19B3621 | CF60DXA2+TXV | TMLX100C20MP11 | 10 | 34800 | 4000 | 205041644 | ASHP | HRCU-A-CB | ACCLIMATE | 18 | 36000
CHAMPION HEATING AND COOLING | HL19B3621 | CF60DXA2+TXV | TMLX100C20MP11 | 10 | 34800 | 4000 | 205041645 | ASHP | HRCU-A-CB | MOMENTUM | 18 | 36000
LUXAIRE | HL19B3621 | CF60DXA2+TXV | TMLX120C20MP11 | 10 | 34800 | 4000 | 205041646 | ASHP | HRCU-A-CB | ACCLIMATE | 18 | 36000
CHAMPION HEATING AND COOLING | HL19B3621 | CF60DXA2+TXV | TMLX120C20MP11 | 10 | 34800 | 4000 | 205041647 | ASHP | HRCU-A-CB | MOMENTUM | 18 | 36000
LUXAIRE | HL19B3621 | CF60DXA2+TXV | TM8Y120C20MP11 | 10 | 34800 | 4000 | 205041648 | ASHP | HRCU-A-CB | ACCLIMATE | 18 | 36000
CHAMPION HEATING AND COOLING | HL19B3621 | CF60DXA2+TXV | TM8Y120C20MP11 | 10 | 34800 | 4000 | 205041649 | ASHP | HRCU-A-CB | MOMENTUM | 18 | 36000
LUXAIRE | HL19B3621 | CF60DXA2+TXV | TM8Y100C20MP11 | 10 | 34800 | 4000 | 205041650 | ASHP | HRCU-A-CB | ACCLIMATE | 18 | 36000
CHAMPION HEATING AND COOLING | HL19B3621 | CF60DXA2+TXV | TM8Y100C20MP11 | 10 | 34800 | 4000 | 205041651 | ASHP | HRCU-A-CB | MOMENTUM | 18 | 36000
LUXAIRE | HL19B3621 | CF60CXA2+ME16CN21+TXV |  | 10 | 34800 | 4000 | 205041807 | ASHP | HRCU-A-CB | ACCLIMATE | 18 | 35800
CHAMPION HEATING AND COOLING | HL19B3621 | CF60CXA2+ME16CN21+TXV |  | 10 | 34800 | 4000 | 205041808 | ASHP | HRCU-A-CB | MOMENTUM | 18 | 35800
LUXAIRE | HL19B3621 | CM60DXA2+TXV | TM8Y100C20MP11 | 10 | 34800 | 4000 | 205046912 | ASHP | HRCU-A-CB | ACCLIMATE | 18 | 36000
FRASER-JOHNSTON | HL19B3621 | CM60DXA2+TXV | TM8Y100C20MP11 | 10 | 34800 | 4000 | 205046913 | ASHP | HRCU-A-CB | RELIANT | 18 | 36000
CHAMPION HEATING AND COOLING | HL19B3621 | CM60DXA2+TXV | TM8Y100C20MP11 | 10 | 34800 | 4000 | 205046914 | ASHP | HRCU-A-CB | MOMENTUM | 18 | 36000
COLEMAN | HC19B3621 | CU60DXA2+TXV | TM8Y100C20MP11 | 10 | 34800 | 4000 | 205046915 | ASHP | HRCU-A-CB | ECHELON | 18 | 36000
LUXAIRE | HL19B3621 | CU60DXA2+TXV | TM8Y100C20MP11 | 10 | 34800 | 4000 | 205046916 | ASHP | HRCU-A-CB | ACCLIMATE | 18 | 36000
FRASER-JOHNSTON | HL19B3621 | CU60DXA2+TXV | TM8Y100C20MP11 | 10 | 34800 | 4000 | 205046917 | ASHP | HRCU-A-CB | RELIANT | 18 | 36000
BRYANT | 280ANV036*0**A* | CSPH*4812AL*+UI | 88*TA60090C21*** | 10 | 35000 | 5000 | 204431228 | ccASHP | HRCU-A-CB |  | 19 | 34600 | 2.2 | 76
CARRIER | 25VNA036A*030* | CSPH*6012AL*+UI | 59MN7B060C17**14 | 10 | 35000 | 5000 | 204431324 | ccASHP | HRCU-A-CB |  | 18 | 34600 | 1.93 | 77
BRYANT | 280ANV036*0**A* | CAP**3721AL*+UI | 986TC60080C21*** | 10 | 35000 | 5000 | 204430259 | ccASHP | HRCU-A-CB |  | 19 | 34800 | 2.2 | 76
BRYANT | 280ANV036*0**A* | CSPH*4812AL*+UI | 986TC66100C21*** | 10 | 35000 | 5000 | 204431285 | ccASHP | HRCU-A-CB |  | 18.5 | 34600 | 2.2 | 76
BRYANT | 280ANV036*0**A* | CSPH*4812AL*+UI | 88*TA48090C17*** | 10 | 35000 | 5000 | 204431293 | ccASHP | HRCU-A-CB |  | 19 | 34600 | 2.2 | 76
BRYANT | 280ANV036*0**A* | CSPH*4812AL*+UI | 88*TA60110C21*** | 10 | 35000 | 5000 | 204431296 | ccASHP | HRCU-A-CB |  | 19 | 34600 | 2.2 | 76
BRYANT | 280ANV036*0**A* | CSPH*6012AL*+UI | 987MB42060C17*** | 10 | 35000 | 5000 | 204431325 | ccASHP | HRCU-A-CB |  | 18 | 34400 | 2.26 | 77
CARRIER | 25VNA036A*030* | CAP**3721AL*+UI | 59MN7B080C21**20 | 10 | 35000 | 5000 | 204430255 | ccASHP | HRCU-A-CB |  | 19 | 34400 | 1.98 | 76
CARRIER | 25VNA036A*030* | CAP**3721AL*+UI | 59TN6B080C21**20 | 10 | 35000 | 5000 | 204430258 | ccASHP | HRCU-A-CB |  | 19 | 34800 | 1.98 | 76
BRYANT | 280ANV036*0**A* | CSPH*4812AL*+UI | 987MB66120C24*** | 10 | 35000 | 5000 | 204431275 | ccASHP | HRCU-A-CB |  | 18.5 | 34400 | 2.23 | 76
BRYANT | 280ANV036*0**A* | CSPH*4812AL*+UI | 986TC60080C21*** | 10 | 35000 | 5000 | 204431279 | ccASHP | HRCU-A-CB |  | 18.5 | 34400 | 2.23 | 76
CARRIER | 25VNA036A*030* | CSPH*4812AL*+UI | 58TN*A090C21**20 | 10 | 35000 | 5000 | 204431224 | ccASHP | HRCU-A-CB |  | 19 | 34000 | 1.97 | 76
CARRIER | 25VNA036A*030* | CSPH*4812AL*+UI | 59MN7B120C24**22 | 10 | 35000 | 5000 | 204431274 | ccASHP | HRCU-A-CB |  | 18.5 | 34000 | 1.95 | 76
CARRIER | 25VNA036A*030* | CSPH*4812AL*+UI | 59TN6B080C21**20 | 10 | 35000 | 5000 | 204431277 | ccASHP | HRCU-A-CB |  | 18.5 | 34400 | 1.95 | 76
CARRIER | 25VNA036A*030* | CSPH*4812AL*+UI | 59TN6B100C21**22 | 10 | 35000 | 5000 | 204431283 | ccASHP | HRCU-A-CB |  | 18.5 | 34400 | 1.97 | 76
CARRIER | 25VNA036A*030* | CSPH*4812AL*+UI | 58TN*A090C17**16 | 10 | 35000 | 5000 | 204431290 | ccASHP | HRCU-A-CB |  | 19 | 33800 | 1.97 | 76
CARRIER | 25VNA036A*030* | CSPH*4812AL*+UI | 58TN*A110C21**20 | 10 | 35000 | 5000 | 204431294 | ccASHP | HRCU-A-CB |  | 19 | 34600 | 1.97 | 76
BRYANT | 280ANV036*0**A* | CAP**3721AL*+UI | 987MB60080C21*** | 10 | 35000 | 5000 | 204430256 | ccASHP | HRCU-A-CB |  | 19 | 34800 | 2.2 | 76
FRASER-JOHNSTON | HL19B3621 | CU60DXA2+TXV | TM9E120D20MP11 | 10 | 35000 | 4000 | 205046829 | ASHP | HRCU-A-CB | RELIANT | 18 | 36000
CHAMPION HEATING AND COOLING | HL19B3621 | CU60DXA2+TXV | TM9E120D20MP11 | 10 | 35000 | 4000 | 205046830 | ASHP | HRCU-A-CB | MOMENTUM | 18 | 36000
COLEMAN | HC19B3621 | CM60DXA2+TXV | TM9Y120D20MP11 | 10 | 35000 | 4000 | 205046831 | ASHP | HRCU-A-CB | ECHELON | 18 | 36000
LUXAIRE | HL19B3621 | CM60DXA2+TXV | TM9Y120D20MP11 | 10 | 35000 | 4000 | 205046832 | ASHP | HRCU-A-CB | ACCLIMATE | 18 | 36000
FRASER-JOHNSTON | HL19B3621 | CM60DXA2+TXV | TM9Y120D20MP11 | 10 | 35000 | 4000 | 205046833 | ASHP | HRCU-A-CB | RELIANT | 18 | 36000
CHAMPION HEATING AND COOLING | HL19B3621 | CM60DXA2+TXV | TM9Y120D20MP11 | 10 | 35000 | 4000 | 205046834 | ASHP | HRCU-A-CB | MOMENTUM | 18 | 36000
COLEMAN | HC19B3621 | CU60DXA2+TXV | TM9Y120D20MP11 | 10 | 35000 | 4000 | 205046835 | ASHP | HRCU-A-CB | ECHELON | 18 | 36000
LUXAIRE | HL19B3621 | CU60DXA2+TXV | TM9Y120D20MP11 | 10 | 35000 | 4000 | 205046836 | ASHP | HRCU-A-CB | ACCLIMATE | 18 | 36000
FRASER-JOHNSTON | HL19B3621 | CU60DXA2+TXV | TM9Y120D20MP11 | 10 | 35000 | 4000 | 205046837 | ASHP | HRCU-A-CB | RELIANT | 18 | 36000
CHAMPION HEATING AND COOLING | HL19B3621 | CU60DXA2+TXV | TM9Y120D20MP11 | 10 | 35000 | 4000 | 205046838 | ASHP | HRCU-A-CB | MOMENTUM | 18 | 36000
LUXAIRE | HL19B3621 | CU60CXA2+TXV | TPLC100C20MP13 | 10 | 35000 | 4000 | 205046212 | ASHP | HRCU-A-CB | ACCLIMATE | 18 | 35800
CHAMPION HEATING AND COOLING | HL19B3621 | CU60CXA2+TXV | TPLC100C20MP13 | 10 | 35000 | 4000 | 205046214 | ASHP | HRCU-A-CB | MOMENTUM | 18 | 35800
COLEMAN | HC19B3621 | CM60DXA2+TXV | TM8V120C20MP12 | 10 | 35000 | 4000 | 205047052 | ASHP | HRCU-A-CB | ECHELON | 18 | 35800
LUXAIRE | HL19B3621 | CM60DXA2+TXV | TM8V120C20MP12 | 10 | 35000 | 4000 | 205047054 | ASHP | HRCU-A-CB | ACCLIMATE | 18 | 35800
FRASER-JOHNSTON | HL19B3621 | CM60DXA2+TXV | TM8V120C20MP12 | 10 | 35000 | 4000 | 205047056 | ASHP | HRCU-A-CB | RELIANT | 18 | 35800
CHAMPION HEATING AND COOLING | HL19B3621 | CM60DXA2+TXV | TM8V120C20MP12 | 10 | 35000 | 4000 | 205047057 | ASHP | HRCU-A-CB | MOMENTUM | 18 | 35800
COLEMAN | HC19B3621 | CU60DXA2+TXV | TM8V120C20MP12 | 10 | 35000 | 4000 | 205047059 | ASHP | HRCU-A-CB | ECHELON | 18 | 35800
LUXAIRE | HL19B3621 | CU60DXA2+TXV | TM8V120C20MP12 | 10 | 35000 | 4000 | 205047060 | ASHP | HRCU-A-CB | ACCLIMATE | 18 | 35800
FRASER-JOHNSTON | HL19B3621 | CU60DXA2+TXV | TM8V120C20MP12 | 10 | 35000 | 4000 | 205047062 | ASHP | HRCU-A-CB | RELIANT | 18 | 35800
CHAMPION HEATING AND COOLING | HL19B3621 | CU60DXA2+TXV | TM8V120C20MP12 | 10 | 35000 | 4000 | 205047063 | ASHP | HRCU-A-CB | MOMENTUM | 18 | 35800
COLEMAN | HC19B3621 | CM60DXA2+TXV | TM8V100C20MP12 | 10 | 35000 | 4000 | 205047064 | ASHP | HRCU-A-CB | ECHELON | 18 | 35800
LUXAIRE | HL19B3621 | CM60DXA2+TXV | TM8V100C20MP12 | 10 | 35000 | 4000 | 205047065 | ASHP | HRCU-A-CB | ACCLIMATE | 18 | 35800
FRASER-JOHNSTON | HL19B3621 | CM60DXA2+TXV | TM8V100C20MP12 | 10 | 35000 | 4000 | 205047067 | ASHP | HRCU-A-CB | RELIANT | 18 | 35800
CHAMPION HEATING AND COOLING | HL19B3621 | CM60DXA2+TXV | TM8V100C20MP12 | 10 | 35000 | 4000 | 205047069 | ASHP | HRCU-A-CB | MOMENTUM | 18 | 35800
COLEMAN | HC19B3621 | CU60DXA2+TXV | TM8V100C20MP12 | 10 | 35000 | 4000 | 205047070 | ASHP | HRCU-A-CB | ECHELON | 18 | 35800
LUXAIRE | HL19B3621 | CU60DXA2+TXV | TM8V100C20MP12 | 10 | 35000 | 4000 | 205047071 | ASHP | HRCU-A-CB | ACCLIMATE | 18 | 35800
FRASER-JOHNSTON | HL19B3621 | CU60DXA2+TXV | TM8V100C20MP12 | 10 | 35000 | 4000 | 205047073 | ASHP | HRCU-A-CB | RELIANT | 18 | 35800
CHAMPION HEATING AND COOLING | HL19B3621 | CU60DXA2+TXV | TM8V100C20MP12 | 10 | 35000 | 4000 | 205047074 | ASHP | HRCU-A-CB | MOMENTUM | 18 | 35800
COLEMAN | HC19B3621 | CM60DXA2+TXV | TMLV100C20MP12 | 10 | 35000 | 4000 | 205047075 | ASHP | HRCU-A-CB | ECHELON | 18 | 35800
COLEMAN | HC19B3621 | CM60DXA2+ME14DN21+TXV |  | 10 | 35000 | 4000 | 205047719 | ASHP | HRCU-A-CB | ECHELON | 19 | 34800
LUXAIRE | HL19B3621 | CM60DXA2+ME14DN21+TXV |  | 10 | 35000 | 4000 | 205047720 | ASHP | HRCU-A-CB | ACCLIMATE | 19 | 34800
FRASER-JOHNSTON | HL19B3621 | CM60DXA2+ME14DN21+TXV |  | 10 | 35000 | 4000 | 205047721 | ASHP | HRCU-A-CB | RELIANT | 19 | 34800
CHAMPION HEATING AND COOLING | HL19B3621 | CM60DXA2+ME14DN21+TXV |  | 10 | 35000 | 4000 | 205047722 | ASHP | HRCU-A-CB | MOMENTUM | 19 | 34800
GOODMAN | GSZC180361C* | CA*F3743*6D*+MBVC1601**-1A*+TXV |  | 10 | 35000 | 4000 | 205358325 | ASHP | HRCU-A-CB | GSZC18 | 18 | 34800
AMANA | ASZC180361C* | CA*F3743*6D*+MBVC1601**-1A*+TXV |  | 10 | 35000 | 4000 | 205358326 | ASHP | HRCU-A-CB | ASZC18 | 18 | 34800
COLEMAN | HC19B3621 | CM60CXA2+TXV | CPLC100C20MP13 | 10 | 35000 | 4000 | 205047184 | ASHP | HRCU-A-CB | ECHELON | 18 | 35800
LUXAIRE | HL19B3621 | CM60CXA2+TXV | LPLC100C20MP13 | 10 | 35000 | 4000 | 205047188 | ASHP | HRCU-A-CB | ACCLIMATE | 18 | 35800
COLEMAN | HC19B3621 | CM60CXA2+TXV | CPLC120C20MP13 | 10 | 35000 | 4000 | 205047190 | ASHP | HRCU-A-CB | ECHELON | 18 | 35800
LUXAIRE | HL19B3621 | CM60CXA2+TXV | LPLC120C20MP13 | 10 | 35000 | 4000 | 205047193 | ASHP | HRCU-A-CB | ACCLIMATE | 18 | 35800
COLEMAN | HC19B3621 | CM60DXA2+TXV | TM9E120D20MP11 | 10 | 35000 | 4000 | 205046823 | ASHP | HRCU-A-CB | ECHELON | 18 | 36000
LUXAIRE | HL19B3621 | CM60DXA2+TXV | TM9E120D20MP11 | 10 | 35000 | 4000 | 205046824 | ASHP | HRCU-A-CB | ACCLIMATE | 18 | 36000
FRASER-JOHNSTON | HL19B3621 | CM60DXA2+TXV | TM9E120D20MP11 | 10 | 35000 | 4000 | 205046825 | ASHP | HRCU-A-CB | RELIANT | 18 | 36000
CHAMPION HEATING AND COOLING | HL19B3621 | CM60DXA2+TXV | TM9E120D20MP11 | 10 | 35000 | 4000 | 205046826 | ASHP | HRCU-A-CB | MOMENTUM | 18 | 36000
CHAMPION HEATING AND COOLING | HL19B3621 | CU60DXA2+TXV | TPLC100C20MP13 | 10 | 35000 | 4000 | 205047110 | ASHP | HRCU-A-CB | MOMENTUM | 18 | 35800
COLEMAN | HC19B3621 | CM60DXA2+TXV | TPLC120C20MP13 | 10 | 35000 | 4000 | 205047111 | ASHP | HRCU-A-CB | ECHELON | 18 | 35800
LUXAIRE | HL19B3621 | CM60DXA2+TXV | TPLC120C20MP13 | 10 | 35000 | 4000 | 205047113 | ASHP | HRCU-A-CB | ACCLIMATE | 18 | 35800
FRASER-JOHNSTON | HL19B3621 | CM60DXA2+TXV | TPLC120C20MP13 | 10 | 35000 | 4000 | 205047114 | ASHP | HRCU-A-CB | RELIANT | 18 | 35800
CHAMPION HEATING AND COOLING | HL19B3621 | CM60DXA2+TXV | TPLC120C20MP13 | 10 | 35000 | 4000 | 205047115 | ASHP | HRCU-A-CB | MOMENTUM | 18 | 35800
COLEMAN | HC19B3621 | CU60DXA2+TXV | TPLC120C20MP13 | 10 | 35000 | 4000 | 205047117 | ASHP | HRCU-A-CB | ECHELON | 18 | 35800
LUXAIRE | HL19B3621 | CU60DXA2+TXV | TPLC120C20MP13 | 10 | 35000 | 4000 | 205047118 | ASHP | HRCU-A-CB | ACCLIMATE | 18 | 35800
FRASER-JOHNSTON | HL19B3621 | CU60DXA2+TXV | TPLC120C20MP13 | 10 | 35000 | 4000 | 205047119 | ASHP | HRCU-A-CB | RELIANT | 18 | 35800
CHAMPION HEATING AND COOLING | HL19B3621 | CU60DXA2+TXV | TPLC120C20MP13 | 10 | 35000 | 4000 | 205047120 | ASHP | HRCU-A-CB | MOMENTUM | 18 | 35800
COLEMAN | HC19B3621 | CM60DXA2+TXV | CPLC100C20MP13 | 10 | 35000 | 4000 | 205047121 | ASHP | HRCU-A-CB | ECHELON | 18 | 35800
LUXAIRE | HL19B3621 | CM60DXA2+TXV | LPLC100C20MP13 | 10 | 35000 | 4000 | 205047123 | ASHP | HRCU-A-CB | ACCLIMATE | 18 | 35800
COLEMAN | HC19B3621 | CU60DXA2+TXV | CPLC100C20MP13 | 10 | 35000 | 4000 | 205047124 | ASHP | HRCU-A-CB | ECHELON | 18 | 35800
LUXAIRE | HL19B3621 | CU60DXA2+TXV | LPLC100C20MP13 | 10 | 35000 | 4000 | 205047125 | ASHP | HRCU-A-CB | ACCLIMATE | 18 | 35800
COLEMAN | HC19B3621 | CM60DXA2+TXV | CPLC120C20MP13 | 10 | 35000 | 4000 | 205047126 | ASHP | HRCU-A-CB | ECHELON | 18 | 35800
LUXAIRE | HL19B3621 | CM60DXA2+TXV | LPLC120C20MP13 | 10 | 35000 | 4000 | 205047128 | ASHP | HRCU-A-CB | ACCLIMATE | 18 | 35800
COLEMAN | HC19B3621 | CU60DXA2+TXV | CPLC120C20MP13 | 10 | 35000 | 4000 | 205047129 | ASHP | HRCU-A-CB | ECHELON | 18 | 35800
LUXAIRE | HL19B3621 | CU60DXA2+TXV | LPLC120C20MP13 | 10 | 35000 | 4000 | 205047130 | ASHP | HRCU-A-CB | ACCLIMATE | 18 | 35800
COLEMAN | HC19B3621 | CM60CXA2+TXV | TM8V120C20MP12 | 10 | 35000 | 4000 | 205047136 | ASHP | HRCU-A-CB | ECHELON | 18 | 35800
LUXAIRE | HL19B3621 | CM60CXA2+TXV | TM8V120C20MP12 | 10 | 35000 | 4000 | 205047138 | ASHP | HRCU-A-CB | ACCLIMATE | 18 | 35800
FRASER-JOHNSTON | HL19B3621 | CM60CXA2+TXV | TM8V120C20MP12 | 10 | 35000 | 4000 | 205047140 | ASHP | HRCU-A-CB | RELIANT | 18 | 35800
LUXAIRE | HL19B3621 | CU60CXA2+TXV | TM8Y120C20MP11 | 10 | 35000 | 4000 | 205046143 | ASHP | HRCU-A-CB | ACCLIMATE | 18 | 36000
CHAMPION HEATING AND COOLING | HL19B3621 | CU60CXA2+TXV | TM8Y120C20MP11 | 10 | 35000 | 4000 | 205046145 | ASHP | HRCU-A-CB | MOMENTUM | 18 | 36000
LUXAIRE | HL19B3621 | CU60CXA2+TXV | TM8Y100C20MP11 | 10 | 35000 | 4000 | 205046148 | ASHP | HRCU-A-CB | ACCLIMATE | 18 | 36000
CHAMPION HEATING AND COOLING | HL19B3621 | CU60CXA2+TXV | TM8Y100C20MP11 | 10 | 35000 | 4000 | 205046151 | ASHP | HRCU-A-CB | MOMENTUM | 18 | 36000
LUXAIRE | HL19B3621 | CU60CXA2+TXV | TM8V120C20MP12 | 10 | 35000 | 4000 | 205046195 | ASHP | HRCU-A-CB | ACCLIMATE | 18 | 35800
CHAMPION HEATING AND COOLING | HL19B3621 | CU60CXA2+TXV | TM8V120C20MP12 | 10 | 35000 | 4000 | 205046197 | ASHP | HRCU-A-CB | MOMENTUM | 18 | 35800
LUXAIRE | HL19B3621 | CU60CXA2+TXV | TM8V100C20MP12 | 10 | 35000 | 4000 | 205046198 | ASHP | HRCU-A-CB | ACCLIMATE | 18 | 35800
CHAMPION HEATING AND COOLING | HL19B3621 | CU60CXA2+TXV | TM8V100C20MP12 | 10 | 35000 | 4000 | 205046200 | ASHP | HRCU-A-CB | MOMENTUM | 18 | 35800
LUXAIRE | HL19B3621 | CU60CXA2+TXV | TMLV100C20MP12 | 10 | 35000 | 4000 | 205046203 | ASHP | HRCU-A-CB | ACCLIMATE | 18 | 35800
CHAMPION HEATING AND COOLING | HL19B3621 | CU60CXA2+TXV | TMLV100C20MP12 | 10 | 35000 | 4000 | 205046205 | ASHP | HRCU-A-CB | MOMENTUM | 18 | 35800
LUXAIRE | HL19B3621 | CU60CXA2+TXV | TMLV120C20MP12 | 10 | 35000 | 4000 | 205046207 | ASHP | HRCU-A-CB | ACCLIMATE | 18 | 35800
CHAMPION HEATING AND COOLING | HL19B3621 | CU60CXA2+TXV | TMLV120C20MP12 | 10 | 35000 | 4000 | 205046209 | ASHP | HRCU-A-CB | MOMENTUM | 18 | 35800
YORK | YZT36B21 | AE48DX21+TXV |  | 10 | 35000 | 4000 | 202180579 | ASHP | HRCU-A-CB | AFFINITY | 18.25 | 36000
COLEMAN | HC19B3621 | AE48DX21+TXV |  | 10 | 35000 | 4000 | 202182838 | ASHP | HRCU-A-CB |  | 18.25 | 36000
LUXAIRE | HL19B3621 | AE48DX21+TXV |  | 10 | 35000 | 4000 | 202182839 | ASHP | HRCU-A-CB |  | 18.25 | 36000
FRASER-JOHNSTON | HL19B3621 | AE48DX21+TXV |  | 10 | 35000 | 4000 | 202182840 | ASHP | HRCU-A-CB |  | 18.25 | 36000
CHAMPION HEATING AND COOLING | HL19B3621 | AE48DX21+TXV |  | 10 | 35000 | 4000 | 202182841 | ASHP | HRCU-A-CB |  | 18.25 | 36000
CHAMPION HEATING AND COOLING | HL19B3621 | CM60CXA2+TXV | TM8V120C20MP12 | 10 | 35000 | 4000 | 205047142 | ASHP | HRCU-A-CB | MOMENTUM | 18 | 35800
COLEMAN | HC19B3621 | CM60CXA2+TXV | TM8V100C20MP12 | 10 | 35000 | 4000 | 205047144 | ASHP | HRCU-A-CB | ECHELON | 18 | 35800
LUXAIRE | HL19B3621 | CM60CXA2+TXV | TM8V100C20MP12 | 10 | 35000 | 4000 | 205047146 | ASHP | HRCU-A-CB | ACCLIMATE | 18 | 35800
FRASER-JOHNSTON | HL19B3621 | CM60CXA2+TXV | TM8V100C20MP12 | 10 | 35000 | 4000 | 205047149 | ASHP | HRCU-A-CB | RELIANT | 18 | 35800
CHAMPION HEATING AND COOLING | HL19B3621 | CM60CXA2+TXV | TM8V100C20MP12 | 10 | 35000 | 4000 | 205047152 | ASHP | HRCU-A-CB | MOMENTUM | 18 | 35800
COLEMAN | HC19B3621 | CM60CXA2+TXV | TMLV100C20MP12 | 10 | 35000 | 4000 | 205047154 | ASHP | HRCU-A-CB | ECHELON | 18 | 35800
LUXAIRE | HL19B3621 | CM60CXA2+TXV | TMLV100C20MP12 | 10 | 35000 | 4000 | 205047157 | ASHP | HRCU-A-CB | ACCLIMATE | 18 | 35800
FRASER-JOHNSTON | HL19B3621 | CM60CXA2+TXV | TMLV100C20MP12 | 10 | 35000 | 4000 | 205047159 | ASHP | HRCU-A-CB | RELIANT | 18 | 35800
CHAMPION HEATING AND COOLING | HL19B3621 | CM60CXA2+TXV | TMLV100C20MP12 | 10 | 35000 | 4000 | 205047161 | ASHP | HRCU-A-CB | MOMENTUM | 18 | 35800
COLEMAN | HC19B3621 | CM60CXA2+TXV | TMLV120C20MP12 | 10 | 35000 | 4000 | 205047163 | ASHP | HRCU-A-CB | ECHELON | 18 | 35800
LUXAIRE | HL19B3621 | CM60CXA2+TXV | TMLV120C20MP12 | 10 | 35000 | 4000 | 205047165 | ASHP | HRCU-A-CB | ACCLIMATE | 18 | 35800
FRASER-JOHNSTON | HL19B3621 | CM60CXA2+TXV | TMLV120C20MP12 | 10 | 35000 | 4000 | 205047166 | ASHP | HRCU-A-CB | RELIANT | 18 | 35800
CHAMPION HEATING AND COOLING | HL19B3621 | CM60CXA2+TXV | TMLV120C20MP12 | 10 | 35000 | 4000 | 205047168 | ASHP | HRCU-A-CB | MOMENTUM | 18 | 35800
LUXAIRE | HL19B3621 | CU60CXA2+TXV | TPLC120C20MP13 | 10 | 35000 | 4000 | 205046215 | ASHP | HRCU-A-CB | ACCLIMATE | 18 | 35800
CHAMPION HEATING AND COOLING | HL19B3621 | CU60CXA2+TXV | TPLC120C20MP13 | 10 | 35000 | 4000 | 205046217 | ASHP | HRCU-A-CB | MOMENTUM | 18 | 35800
LUXAIRE | HL19B3621 | CU60CXA2+TXV | LPLC100C20MP13 | 10 | 35000 | 4000 | 205046218 | ASHP | HRCU-A-CB | ACCLIMATE | 18 | 35800
LUXAIRE | HL19B3621 | CU60CXA2+TXV | LPLC120C20MP13 | 10 | 35000 | 4000 | 205046220 | ASHP | HRCU-A-CB | ACCLIMATE | 18 | 35800
COLEMAN | HC19B3621 | CU60DXA2+TXV | TM9E120D20MP11 | 10 | 35000 | 4000 | 205046827 | ASHP | HRCU-A-CB | ECHELON | 18 | 36000
LUXAIRE | HL19B3621 | CU60DXA2+TXV | TM9E120D20MP11 | 10 | 35000 | 4000 | 205046828 | ASHP | HRCU-A-CB | ACCLIMATE | 18 | 36000
CHAMPION HEATING AND COOLING | HL19B3621 | CF60CXA2+TXV | TMLV120C20MP12 | 10 | 35000 | 4000 | 205041889 | ASHP | HRCU-A-CB | MOMENTUM | 18 | 35800
LUXAIRE | HL19B3621 | CF60CXA2+TXV | TPLC100C20MP13 | 10 | 35000 | 4000 | 205041890 | ASHP | HRCU-A-CB | ACCLIMATE | 18 | 35800
CHAMPION HEATING AND COOLING | HL19B3621 | CF60CXA2+TXV | TPLC100C20MP13 | 10 | 35000 | 4000 | 205041891 | ASHP | HRCU-A-CB | MOMENTUM | 18 | 35800
LUXAIRE | HL19B3621 | CF60CXA2+TXV | TPLC120C20MP13 | 10 | 35000 | 4000 | 205041892 | ASHP | HRCU-A-CB | ACCLIMATE | 18 | 35800
CHAMPION HEATING AND COOLING | HL19B3621 | CF60CXA2+TXV | TPLC120C20MP13 | 10 | 35000 | 4000 | 205041893 | ASHP | HRCU-A-CB | MOMENTUM | 18 | 35800
COLEMAN | HC19B3621 | CM60CXA2+TXV | TM8X120C20MP11 | 10 | 35000 | 4000 | 205046919 | ASHP | HRCU-A-CB | ECHELON | 18 | 36000
LUXAIRE | HL19B3621 | CM60CXA2+TXV | TM8X120C20MP11 | 10 | 35000 | 4000 | 205046920 | ASHP | HRCU-A-CB | ACCLIMATE | 18 | 36000
FRASER-JOHNSTON | HL19B3621 | CM60CXA2+TXV | TM8X120C20MP11 | 10 | 35000 | 4000 | 205046921 | ASHP | HRCU-A-CB | RELIANT | 18 | 36000
CHAMPION HEATING AND COOLING | HL19B3621 | CM60CXA2+TXV | TM8X120C20MP11 | 10 | 35000 | 4000 | 205046922 | ASHP | HRCU-A-CB | MOMENTUM | 18 | 36000
COLEMAN | HC19B3621 | CM60CXA2+TXV | TM8X100C20MP11 | 10 | 35000 | 4000 | 205046923 | ASHP | HRCU-A-CB | ECHELON | 18 | 36000
LUXAIRE | HL19B3621 | CM60CXA2+TXV | TM8X100C20MP11 | 10 | 35000 | 4000 | 205046924 | ASHP | HRCU-A-CB | ACCLIMATE | 18 | 36000
FRASER-JOHNSTON | HL19B3621 | CM60CXA2+TXV | TM8X100C20MP11 | 10 | 35000 | 4000 | 205046925 | ASHP | HRCU-A-CB | RELIANT | 18 | 36000
CHAMPION HEATING AND COOLING | HL19B3621 | CM60CXA2+TXV | TM8X100C20MP11 | 10 | 35000 | 4000 | 205046926 | ASHP | HRCU-A-CB | MOMENTUM | 18 | 36000
COLEMAN | HC19B3621 | CM60CXA2+TXV | TMLX100C20MP11 | 10 | 35000 | 4000 | 205046927 | ASHP | HRCU-A-CB | ECHELON | 18 | 36000
LUXAIRE | HL19B3621 | CM60CXA2+TXV | TMLX100C20MP11 | 10 | 35000 | 4000 | 205046928 | ASHP | HRCU-A-CB | ACCLIMATE | 18 | 36000
FRASER-JOHNSTON | HL19B3621 | CM60CXA2+TXV | TMLX100C20MP11 | 10 | 35000 | 4000 | 205046929 | ASHP | HRCU-A-CB | RELIANT | 18 | 36000
CHAMPION HEATING AND COOLING | HL19B3621 | CM60CXA2+TXV | TMLX100C20MP11 | 10 | 35000 | 4000 | 205046930 | ASHP | HRCU-A-CB | MOMENTUM | 18 | 36000
FRASER-JOHNSTON | HL19B3621 | CU60CXA2+TXV | TM8Y120C20MP11 | 10 | 35000 | 4000 | 205045886 | ASHP | HRCU-A-CB | RELIANT | 18 | 36000
COLEMAN | HC19B3621 | CU60CXA2+TXV | TM8Y100C20MP11 | 10 | 35000 | 4000 | 205045888 | ASHP | HRCU-A-CB | ECHELON | 18 | 36000
FRASER-JOHNSTON | HL19B3621 | CU60CXA2+TXV | TM8Y100C20MP11 | 10 | 35000 | 4000 | 205045891 | ASHP | HRCU-A-CB | RELIANT | 18 | 36000
LUXAIRE | HL19B3621 | CF60CXA2+TXV | LPLC100C20MP13 | 10 | 35000 | 4000 | 205041894 | ASHP | HRCU-A-CB | ACCLIMATE | 18 | 35800
LUXAIRE | HL19B3621 | CF60CXA2+TXV | LPLC120C20MP13 | 10 | 35000 | 4000 | 205041895 | ASHP | HRCU-A-CB | ACCLIMATE | 18 | 35800
COLEMAN | HC19B3621 | CM60CXA2+TXV | TMLX120C20MP11 | 10 | 35000 | 4000 | 205046931 | ASHP | HRCU-A-CB | ECHELON | 18 | 36000
LUXAIRE | HL19B3621 | CM60CXA2+TXV | TMLX120C20MP11 | 10 | 35000 | 4000 | 205046932 | ASHP | HRCU-A-CB | ACCLIMATE | 18 | 36000
FRASER-JOHNSTON | HL19B3621 | CM60CXA2+TXV | TMLX120C20MP11 | 10 | 35000 | 4000 | 205046933 | ASHP | HRCU-A-CB | RELIANT | 18 | 36000
CHAMPION HEATING AND COOLING | HL19B3621 | CM60CXA2+TXV | TMLX120C20MP11 | 10 | 35000 | 4000 | 205046934 | ASHP | HRCU-A-CB | MOMENTUM | 18 | 36000
COLEMAN | HC19B3621 | CM60CXA2+TXV | TM8Y120C20MP11 | 10 | 35000 | 4000 | 205046935 | ASHP | HRCU-A-CB | ECHELON | 18 | 36000
LUXAIRE | HL19B3621 | CM60CXA2+TXV | TM8Y120C20MP11 | 10 | 35000 | 4000 | 205046936 | ASHP | HRCU-A-CB | ACCLIMATE | 18 | 36000
FRASER-JOHNSTON | HL19B3621 | CM60CXA2+TXV | TM8Y120C20MP11 | 10 | 35000 | 4000 | 205046937 | ASHP | HRCU-A-CB | RELIANT | 18 | 36000
CHAMPION HEATING AND COOLING | HL19B3621 | CM60CXA2+TXV | TM8Y120C20MP11 | 10 | 35000 | 4000 | 205046938 | ASHP | HRCU-A-CB | MOMENTUM | 18 | 36000
COLEMAN | HC19B3621 | CM60CXA2+TXV | TM8Y100C20MP11 | 10 | 35000 | 4000 | 205046939 | ASHP | HRCU-A-CB | ECHELON | 18 | 36000
LUXAIRE | HL19B3621 | CM60CXA2+TXV | TM8Y100C20MP11 | 10 | 35000 | 4000 | 205046940 | ASHP | HRCU-A-CB | ACCLIMATE | 18 | 36000
FRASER-JOHNSTON | HL19B3621 | CM60CXA2+TXV | TM8Y100C20MP11 | 10 | 35000 | 4000 | 205046941 | ASHP | HRCU-A-CB | RELIANT | 18 | 36000
CHAMPION HEATING AND COOLING | HL19B3621 | CM60CXA2+TXV | TM8Y100C20MP11 | 10 | 35000 | 4000 | 205046942 | ASHP | HRCU-A-CB | MOMENTUM | 18 | 36000
COLEMAN | HC19B3621 | CU60CXA2+TXV | TM8V120C20MP12 | 10 | 35000 | 4000 | 205045944 | ASHP | HRCU-A-CB | ECHELON | 18 | 35800
FRASER-JOHNSTON | HL19B3621 | CU60CXA2+TXV | TM8V120C20MP12 | 10 | 35000 | 4000 | 205045946 | ASHP | HRCU-A-CB | RELIANT | 18 | 35800
COLEMAN | HC19B3621 | CU60CXA2+TXV | TM8V100C20MP12 | 10 | 35000 | 4000 | 205045947 | ASHP | HRCU-A-CB | ECHELON | 18 | 35800
FRASER-JOHNSTON | HL19B3621 | CU60CXA2+TXV | TM8V100C20MP12 | 10 | 35000 | 4000 | 205045949 | ASHP | HRCU-A-CB | RELIANT | 18 | 35800
COLEMAN | HC19B3621 | CU60CXA2+TXV | TMLV100C20MP12 | 10 | 35000 | 4000 | 205045952 | ASHP | HRCU-A-CB | ECHELON | 18 | 35800
FRASER-JOHNSTON | HL19B3621 | CU60CXA2+TXV | TMLV100C20MP12 | 10 | 35000 | 4000 | 205045953 | ASHP | HRCU-A-CB | RELIANT | 18 | 35800
LUXAIRE | HL19B3621 | CU60CXA2+TXV | TM8X120C20MP11 | 10 | 35000 | 4000 | 205046116 | ASHP | HRCU-A-CB | ACCLIMATE | 18 | 36000
CHAMPION HEATING AND COOLING | HL19B3621 | CU60CXA2+TXV | TM8X120C20MP11 | 10 | 35000 | 4000 | 205046118 | ASHP | HRCU-A-CB | MOMENTUM | 18 | 36000
LUXAIRE | HL19B3621 | CU60CXA2+TXV | TM8X100C20MP11 | 10 | 35000 | 4000 | 205046120 | ASHP | HRCU-A-CB | ACCLIMATE | 18 | 36000
CHAMPION HEATING AND COOLING | HL19B3621 | CU60CXA2+TXV | TM8X100C20MP11 | 10 | 35000 | 4000 | 205046123 | ASHP | HRCU-A-CB | MOMENTUM | 18 | 36000
LUXAIRE | HL19B3621 | CU60CXA2+TXV | TMLX100C20MP11 | 10 | 35000 | 4000 | 205046128 | ASHP | HRCU-A-CB | ACCLIMATE | 18 | 36000
CHAMPION HEATING AND COOLING | HL19B3621 | CU60CXA2+TXV | TMLX100C20MP11 | 10 | 35000 | 4000 | 205046133 | ASHP | HRCU-A-CB | MOMENTUM | 18 | 36000
LUXAIRE | HL19B3621 | CU60CXA2+TXV | TMLX120C20MP11 | 10 | 35000 | 4000 | 205046136 | ASHP | HRCU-A-CB | ACCLIMATE | 18 | 36000
CHAMPION HEATING AND COOLING | HL19B3621 | CU60CXA2+TXV | TMLX120C20MP11 | 10 | 35000 | 4000 | 205046139 | ASHP | HRCU-A-CB | MOMENTUM | 18 | 36000
COLEMAN | HC19B3621 | CU60CXA2+TXV | TMLV120C20MP12 | 10 | 35000 | 4000 | 205045956 | ASHP | HRCU-A-CB | ECHELON | 18 | 35800
FRASER-JOHNSTON | HL19B3621 | CU60CXA2+TXV | TMLV120C20MP12 | 10 | 35000 | 4000 | 205045959 | ASHP | HRCU-A-CB | RELIANT | 18 | 35800
COLEMAN | HC19B3621 | CU60CXA2+TXV | TPLC100C20MP13 | 10 | 35000 | 4000 | 205045962 | ASHP | HRCU-A-CB | ECHELON | 18 | 35800
FRASER-JOHNSTON | HL19B3621 | CU60CXA2+TXV | TPLC100C20MP13 | 10 | 35000 | 4000 | 205045965 | ASHP | HRCU-A-CB | RELIANT | 18 | 35800
COLEMAN | HC19B3621 | CU60CXA2+TXV | TPLC120C20MP13 | 10 | 35000 | 4000 | 205045969 | ASHP | HRCU-A-CB | ECHELON | 18 | 35800
FRASER-JOHNSTON | HL19B3621 | CU60CXA2+TXV | TPLC120C20MP13 | 10 | 35000 | 4000 | 205045973 | ASHP | HRCU-A-CB | RELIANT | 18 | 35800
COLEMAN | HC19B3621 | CU60CXA2+TXV | CPLC100C20MP13 | 10 | 35000 | 4000 | 205045977 | ASHP | HRCU-A-CB | ECHELON | 18 | 35800
COLEMAN | HC19B3621 | CU60CXA2+TXV | CPLC120C20MP13 | 10 | 35000 | 4000 | 205045981 | ASHP | HRCU-A-CB | ECHELON | 18 | 35800
COLEMAN | HC19B3621 | CM60CXA2+TXV | TPLC100C20MP13 | 10 | 35000 | 4000 | 205047170 | ASHP | HRCU-A-CB | ECHELON | 18 | 35800
LUXAIRE | HL19B3621 | CM60CXA2+TXV | TPLC100C20MP13 | 10 | 35000 | 4000 | 205047172 | ASHP | HRCU-A-CB | ACCLIMATE | 18 | 35800
FRASER-JOHNSTON | HL19B3621 | CM60CXA2+TXV | TPLC100C20MP13 | 10 | 35000 | 4000 | 205047174 | ASHP | HRCU-A-CB | RELIANT | 18 | 35800
CHAMPION HEATING AND COOLING | HL19B3621 | CM60CXA2+TXV | TPLC100C20MP13 | 10 | 35000 | 4000 | 205047176 | ASHP | HRCU-A-CB | MOMENTUM | 18 | 35800
COLEMAN | HC19B3621 | CM60CXA2+TXV | TPLC120C20MP13 | 10 | 35000 | 4000 | 205047177 | ASHP | HRCU-A-CB | ECHELON | 18 | 35800
LUXAIRE | HL19B3621 | CM60CXA2+TXV | TPLC120C20MP13 | 10 | 35000 | 4000 | 205047179 | ASHP | HRCU-A-CB | ACCLIMATE | 18 | 35800
FRASER-JOHNSTON | HL19B3621 | CM60CXA2+TXV | TPLC120C20MP13 | 10 | 35000 | 4000 | 205047181 | ASHP | HRCU-A-CB | RELIANT | 18 | 35800
CHAMPION HEATING AND COOLING | HL19B3621 | CM60CXA2+TXV | TPLC120C20MP13 | 10 | 35000 | 4000 | 205047183 | ASHP | HRCU-A-CB | MOMENTUM | 18 | 35800
LUXAIRE | HL19B3621 | CF60DXA2+TXV | TPLC120C20MP13 | 10 | 35000 | 4000 | 205041674 | ASHP | HRCU-A-CB | ACCLIMATE | 18 | 35800
CHAMPION HEATING AND COOLING | HL19B3621 | CF60DXA2+TXV | TPLC120C20MP13 | 10 | 35000 | 4000 | 205041675 | ASHP | HRCU-A-CB | MOMENTUM | 18 | 35800
LUXAIRE | HL19B3621 | CF60DXA2+TXV | LPLC100C20MP13 | 10 | 35000 | 4000 | 205041676 | ASHP | HRCU-A-CB | ACCLIMATE | 18 | 35800
LUXAIRE | HL19B3621 | CF60DXA2+TXV | LPLC120C20MP13 | 10 | 35000 | 4000 | 205041677 | ASHP | HRCU-A-CB | ACCLIMATE | 18 | 35800
LUXAIRE | HL19B3621 | CF60DXA2+ME14DN21+TXV |  | 10 | 35000 | 4000 | 205041696 | ASHP | HRCU-A-CB | ACCLIMATE | 19 | 34800
CHAMPION HEATING AND COOLING | HL19B3621 | CF60DXA2+ME14DN21+TXV |  | 10 | 35000 | 4000 | 205041697 | ASHP | HRCU-A-CB | MOMENTUM | 19 | 34800
AMANA | ASZC180361C* | CA*F3743*6D*+MBVC1600**-1A*+TX |  | 10 | 35000 | 4000 | 10570358 | ASHP | HRCU-A-CB | ASZC18 | 18 | 34800
DAIKIN | DZ18TC0361C* | CA*F3743*6D*+MBVC1600**-1A*+TX |  | 10 | 35000 | 4000 | 10570519 | ASHP | HRCU-A-CB | DZ18TC | 18 | 34800
GOODMAN | GSZC180361C* | CA*F3743*6D*+MBVC1600**-1A*+TX |  | 10 | 35000 | 4000 | 201690726 | ASHP | HRCU-A-CB | GSZC18 | 18 | 34800
LUXAIRE | HL19B3621 | CF60DXA2+TXV | TM9E120D20MP11 | 10 | 35000 | 4000 | 205041632 | ASHP | HRCU-A-CB | ACCLIMATE | 18 | 36000
CHAMPION HEATING AND COOLING | HL19B3621 | CF60DXA2+TXV | TM9E120D20MP11 | 10 | 35000 | 4000 | 205041633 | ASHP | HRCU-A-CB | MOMENTUM | 18 | 36000
LUXAIRE | HL19B3621 | CF60DXA2+TXV | TM9Y120D20MP11 | 10 | 35000 | 4000 | 205041634 | ASHP | HRCU-A-CB | ACCLIMATE | 18 | 36000
CHAMPION HEATING AND COOLING | HL19B3621 | CF60DXA2+TXV | TM9Y120D20MP11 | 10 | 35000 | 4000 | 205041635 | ASHP | HRCU-A-CB | MOMENTUM | 18 | 36000
LUXAIRE | HL19B3621 | CF60CXA2+TXV | TM8X120C20MP11 | 10 | 35000 | 4000 | 205041852 | ASHP | HRCU-A-CB | ACCLIMATE | 18 | 36000
CHAMPION HEATING AND COOLING | HL19B3621 | CF60CXA2+TXV | TM8X120C20MP11 | 10 | 35000 | 4000 | 205041853 | ASHP | HRCU-A-CB | MOMENTUM | 18 | 36000
LUXAIRE | HL19B3621 | CF60CXA2+TXV | TM8X100C20MP11 | 10 | 35000 | 4000 | 205041854 | ASHP | HRCU-A-CB | ACCLIMATE | 18 | 36000
CHAMPION HEATING AND COOLING | HL19B3621 | CF60CXA2+TXV | TM8X100C20MP11 | 10 | 35000 | 4000 | 205041855 | ASHP | HRCU-A-CB | MOMENTUM | 18 | 36000
LUXAIRE | HL19B3621 | CF60CXA2+TXV | TMLX100C20MP11 | 10 | 35000 | 4000 | 205041856 | ASHP | HRCU-A-CB | ACCLIMATE | 18 | 36000
CHAMPION HEATING AND COOLING | HL19B3621 | CF60CXA2+TXV | TMLX100C20MP11 | 10 | 35000 | 4000 | 205041857 | ASHP | HRCU-A-CB | MOMENTUM | 18 | 36000
LUXAIRE | HL19B3621 | CF60CXA2+TXV | TMLX120C20MP11 | 10 | 35000 | 4000 | 205041858 | ASHP | HRCU-A-CB | ACCLIMATE | 18 | 36000
CHAMPION HEATING AND COOLING | HL19B3621 | CF60CXA2+TXV | TMLX120C20MP11 | 10 | 35000 | 4000 | 205041859 | ASHP | HRCU-A-CB | MOMENTUM | 18 | 36000
LUXAIRE | HL19B3621 | CF60CXA2+TXV | TM8Y120C20MP11 | 10 | 35000 | 4000 | 205041860 | ASHP | HRCU-A-CB | ACCLIMATE | 18 | 36000
CHAMPION HEATING AND COOLING | HL19B3621 | CF60CXA2+TXV | TM8Y120C20MP11 | 10 | 35000 | 4000 | 205041861 | ASHP | HRCU-A-CB | MOMENTUM | 18 | 36000
LUXAIRE | HL19B3621 | CF60CXA2+TXV | TM8Y100C20MP11 | 10 | 35000 | 4000 | 205041862 | ASHP | HRCU-A-CB | ACCLIMATE | 18 | 36000
FRASER-JOHNSTON | HL19B3621 | CF60CXA2+TXV | TM8X100C20MP11 | 10 | 35000 | 4000 | 205041741 | ASHP | HRCU-A-CB | RELIANT | 18 | 36000
COLEMAN | HC19B3621 | CF60CXA2+TXV | TMLX100C20MP11 | 10 | 35000 | 4000 | 205041742 | ASHP | HRCU-A-CB | ECHELON | 18 | 36000
FRASER-JOHNSTON | HL19B3621 | CF60CXA2+TXV | TMLX100C20MP11 | 10 | 35000 | 4000 | 205041743 | ASHP | HRCU-A-CB | RELIANT | 18 | 36000
COLEMAN | HC19B3621 | CF60CXA2+TXV | TMLX120C20MP11 | 10 | 35000 | 4000 | 205041744 | ASHP | HRCU-A-CB | ECHELON | 18 | 36000
FRASER-JOHNSTON | HL19B3621 | CF60CXA2+TXV | TMLX120C20MP11 | 10 | 35000 | 4000 | 205041745 | ASHP | HRCU-A-CB | RELIANT | 18 | 36000
COLEMAN | HC19B3621 | CF60CXA2+TXV | TM8Y120C20MP11 | 10 | 35000 | 4000 | 205041746 | ASHP | HRCU-A-CB | ECHELON | 18 | 36000
FRASER-JOHNSTON | HL19B3621 | CF60CXA2+TXV | TM8Y120C20MP11 | 10 | 35000 | 4000 | 205041747 | ASHP | HRCU-A-CB | RELIANT | 18 | 36000
COLEMAN | HC19B3621 | CF60CXA2+TXV | TM8Y100C20MP11 | 10 | 35000 | 4000 | 205041748 | ASHP | HRCU-A-CB | ECHELON | 18 | 36000
FRASER-JOHNSTON | HL19B3621 | CF60CXA2+TXV | TM8Y100C20MP11 | 10 | 35000 | 4000 | 205041749 | ASHP | HRCU-A-CB | RELIANT | 18 | 36000
COLEMAN | HC19B3621 | CF60CXA2+TXV | TM8V120C20MP12 | 10 | 35000 | 4000 | 205041768 | ASHP | HRCU-A-CB | ECHELON | 18 | 35800
FRASER-JOHNSTON | HL19B3621 | CF60CXA2+TXV | TM8V120C20MP12 | 10 | 35000 | 4000 | 205041769 | ASHP | HRCU-A-CB | RELIANT | 18 | 35800
COLEMAN | HC19B3621 | CF60CXA2+TXV | TM8V100C20MP12 | 10 | 35000 | 4000 | 205041770 | ASHP | HRCU-A-CB | ECHELON | 18 | 35800
FRASER-JOHNSTON | HL19B3621 | CF60CXA2+TXV | TM8V100C20MP12 | 10 | 35000 | 4000 | 205041771 | ASHP | HRCU-A-CB | RELIANT | 18 | 35800
COLEMAN | HC19B3621 | CF60CXA2+TXV | TMLV100C20MP12 | 10 | 35000 | 4000 | 205041772 | ASHP | HRCU-A-CB | ECHELON | 18 | 35800
FRASER-JOHNSTON | HL19B3621 | CF60CXA2+TXV | TMLV100C20MP12 | 10 | 35000 | 4000 | 205041773 | ASHP | HRCU-A-CB | RELIANT | 18 | 35800
COLEMAN | HC19B3621 | CF60CXA2+TXV | TMLV120C20MP12 | 10 | 35000 | 4000 | 205041774 | ASHP | HRCU-A-CB | ECHELON | 18 | 35800
FRASER-JOHNSTON | HL19B3621 | CF60CXA2+TXV | TMLV120C20MP12 | 10 | 35000 | 4000 | 205041775 | ASHP | HRCU-A-CB | RELIANT | 18 | 35800
COLEMAN | HC19B3621 | CF60CXA2+TXV | TPLC100C20MP13 | 10 | 35000 | 4000 | 205041776 | ASHP | HRCU-A-CB | ECHELON | 18 | 35800
FRASER-JOHNSTON | HL19B3621 | CF60CXA2+TXV | TPLC100C20MP13 | 10 | 35000 | 4000 | 205041777 | ASHP | HRCU-A-CB | RELIANT | 18 | 35800
COLEMAN | HC19B3621 | CF60CXA2+TXV | TPLC120C20MP13 | 10 | 35000 | 4000 | 205041778 | ASHP | HRCU-A-CB | ECHELON | 18 | 35800
FRASER-JOHNSTON | HL19B3621 | CF60CXA2+TXV | TPLC120C20MP13 | 10 | 35000 | 4000 | 205041779 | ASHP | HRCU-A-CB | RELIANT | 18 | 35800
COLEMAN | HC19B3621 | CF60CXA2+TXV | CPLC100C20MP13 | 10 | 35000 | 4000 | 205041780 | ASHP | HRCU-A-CB | ECHELON | 18 | 35800
COLEMAN | HC19B3621 | CF60CXA2+TXV | CPLC120C20MP13 | 10 | 35000 | 4000 | 205041781 | ASHP | HRCU-A-CB | ECHELON | 18 | 35800
COLEMAN | HC19B3621 | CU60CXA2+TXV | TM8X120C20MP11 | 10 | 35000 | 4000 | 205045868 | ASHP | HRCU-A-CB | ECHELON | 18 | 36000
FRASER-JOHNSTON | HL19B3621 | CU60CXA2+TXV | TM8X120C20MP11 | 10 | 35000 | 4000 | 205045869 | ASHP | HRCU-A-CB | RELIANT | 18 | 36000
COLEMAN | HC19B3621 | CU60CXA2+TXV | TM8X100C20MP11 | 10 | 35000 | 4000 | 205045871 | ASHP | HRCU-A-CB | ECHELON | 18 | 36000
FRASER-JOHNSTON | HL19B3621 | CU60CXA2+TXV | TM8X100C20MP11 | 10 | 35000 | 4000 | 205045873 | ASHP | HRCU-A-CB | RELIANT | 18 | 36000
COLEMAN | HC19B3621 | CU60CXA2+TXV | TMLX100C20MP11 | 10 | 35000 | 4000 | 205045876 | ASHP | HRCU-A-CB | ECHELON | 18 | 36000
FRASER-JOHNSTON | HL19B3621 | CU60CXA2+TXV | TMLX100C20MP11 | 10 | 35000 | 4000 | 205045878 | ASHP | HRCU-A-CB | RELIANT | 18 | 36000
COLEMAN | HC19B3621 | CU60CXA2+TXV | TMLX120C20MP11 | 10 | 35000 | 4000 | 205045880 | ASHP | HRCU-A-CB | ECHELON | 18 | 36000
FRASER-JOHNSTON | HL19B3621 | CU60CXA2+TXV | TMLX120C20MP11 | 10 | 35000 | 4000 | 205045882 | ASHP | HRCU-A-CB | RELIANT | 18 | 36000
COLEMAN | HC19B3621 | CU60CXA2+TXV | TM8Y120C20MP11 | 10 | 35000 | 4000 | 205045884 | ASHP | HRCU-A-CB | ECHELON | 18 | 36000
CHAMPION HEATING AND COOLING | HL19B3621 | CF60CXA2+TXV | TM8Y100C20MP11 | 10 | 35000 | 4000 | 205041863 | ASHP | HRCU-A-CB | MOMENTUM | 18 | 36000
LUXAIRE | HL19B3621 | CF60CXA2+TXV | TM8V120C20MP12 | 10 | 35000 | 4000 | 205041882 | ASHP | HRCU-A-CB | ACCLIMATE | 18 | 35800
CHAMPION HEATING AND COOLING | HL19B3621 | CF60CXA2+TXV | TM8V120C20MP12 | 10 | 35000 | 4000 | 205041883 | ASHP | HRCU-A-CB | MOMENTUM | 18 | 35800
LUXAIRE | HL19B3621 | CF60CXA2+TXV | TM8V100C20MP12 | 10 | 35000 | 4000 | 205041884 | ASHP | HRCU-A-CB | ACCLIMATE | 18 | 35800
CHAMPION HEATING AND COOLING | HL19B3621 | CF60CXA2+TXV | TM8V100C20MP12 | 10 | 35000 | 4000 | 205041885 | ASHP | HRCU-A-CB | MOMENTUM | 18 | 35800
LUXAIRE | HL19B3621 | CF60CXA2+TXV | TMLV100C20MP12 | 10 | 35000 | 4000 | 205041886 | ASHP | HRCU-A-CB | ACCLIMATE | 18 | 35800
CHAMPION HEATING AND COOLING | HL19B3621 | CF60CXA2+TXV | TMLV100C20MP12 | 10 | 35000 | 4000 | 205041887 | ASHP | HRCU-A-CB | MOMENTUM | 18 | 35800
LUXAIRE | HL19B3621 | CF60CXA2+TXV | TMLV120C20MP12 | 10 | 35000 | 4000 | 205041888 | ASHP | HRCU-A-CB | ACCLIMATE | 18 | 35800
LUXAIRE | HL19B3621 | CM60CXA2+TXV | TM8V100C20MP11 | 10 | 35000 | 4000 | 205562817 | ASHP | HRCU-A-CB | ACCLIMATE | 18 | 35800
FRASER-JOHNSTON | HL19B3621 | CM60CXA2+TXV | TM8V100C20MP11 | 10 | 35000 | 4000 | 205562818 | ASHP | HRCU-A-CB | RELIANT | 18 | 35800
CHAMPION HEATING AND COOLING | HL19B3621 | CM60CXA2+TXV | TM8V100C20MP11 | 10 | 35000 | 4000 | 205562819 | ASHP | HRCU-A-CB | MOMENTUM | 18 | 35800
COLEMAN | HC19B3621 | CU60CXA2+TXV | TM8V100C20MP11 | 10 | 35000 | 4000 | 205562820 | ASHP | HRCU-A-CB | ECHELON | 18 | 35800
LUXAIRE | HL19B3621 | CU60CXA2+TXV | TM8V100C20MP11 | 10 | 35000 | 4000 | 205562821 | ASHP | HRCU-A-CB | ACCLIMATE | 18 | 35800
FRASER-JOHNSTON | HL19B3621 | CU60CXA2+TXV | TM8V100C20MP11 | 10 | 35000 | 4000 | 205562822 | ASHP | HRCU-A-CB | RELIANT | 18 | 35800
CHAMPION HEATING AND COOLING | HL19B3621 | CU60CXA2+TXV | TM8V100C20MP11 | 10 | 35000 | 4000 | 205562823 | ASHP | HRCU-A-CB | MOMENTUM | 18 | 35800
COLEMAN | HC19B3621 | CM60CXA2+TXV | CPLC100C20MP12 | 10 | 35000 | 4000 | 205562824 | ASHP | HRCU-A-CB | ECHELON | 18 | 35800
LUXAIRE | HL19B3621 | CM60CXA2+TXV | LPLC100C20MP12 | 10 | 35000 | 4000 | 205562825 | ASHP | HRCU-A-CB | ACCLIMATE | 18 | 35800
COLEMAN | HC19B3621 | CU60CXA2+TXV | CPLC100C20MP12 | 10 | 35000 | 4000 | 205562826 | ASHP | HRCU-A-CB | ECHELON | 18 | 35800
LUXAIRE | HL19B3621 | CU60CXA2+TXV | LPLC100C20MP12 | 10 | 35000 | 4000 | 205562827 | ASHP | HRCU-A-CB | ACCLIMATE | 18 | 35800
COLEMAN | HC19B3621 | CM60CXA2+TXV | CPLC120C20MP12 | 10 | 35000 | 4000 | 205562828 | ASHP | HRCU-A-CB | ECHELON | 18 | 35800
LUXAIRE | HL19B3621 | CM60CXA2+TXV | LPLC120D20MP12 | 10 | 35000 | 4000 | 205562829 | ASHP | HRCU-A-CB | ACCLIMATE | 18 | 35800
COLEMAN | HC19B3621 | CU60CXA2+TXV | CPLC120C20MP12 | 10 | 35000 | 4000 | 205562830 | ASHP | HRCU-A-CB | ECHELON | 18 | 35800
LUXAIRE | HL19B3621 | CU60CXA2+TXV | LPLC120D20MP12 | 10 | 35000 | 4000 | 205562831 | ASHP | HRCU-A-CB | ACCLIMATE | 18 | 35800
COLEMAN | HC19B3621 | CM60CXA2+TXV | TMLV100C20MP11 | 10 | 35000 | 4000 | 205562832 | ASHP | HRCU-A-CB | ECHELON | 18 | 35800
LUXAIRE | HL19B3621 | CM60CXA2+TXV | TMLV100C20MP11 | 10 | 35000 | 4000 | 205562833 | ASHP | HRCU-A-CB | ACCLIMATE | 18 | 35800
FRASER-JOHNSTON | HL19B3621 | CM60CXA2+TXV | TMLV100C20MP11 | 10 | 35000 | 4000 | 205562834 | ASHP | HRCU-A-CB | RELIANT | 18 | 35800
CHAMPION HEATING AND COOLING | HL19B3621 | CM60CXA2+TXV | TMLV100C20MP11 | 10 | 35000 | 4000 | 205562835 | ASHP | HRCU-A-CB | MOMENTUM | 18 | 35800
COLEMAN | HC19B3621 | CU60CXA2+TXV | TMLV100C20MP11 | 10 | 35000 | 4000 | 205562836 | ASHP | HRCU-A-CB | ECHELON | 18 | 35800
LUXAIRE | HL19B3621 | CU60CXA2+TXV | TMLV100C20MP11 | 10 | 35000 | 4000 | 205562837 | ASHP | HRCU-A-CB | ACCLIMATE | 18 | 35800
FRASER-JOHNSTON | HL19B3621 | CU60CXA2+TXV | TMLV100C20MP11 | 10 | 35000 | 4000 | 205562838 | ASHP | HRCU-A-CB | RELIANT | 18 | 35800
CHAMPION HEATING AND COOLING | HL19B3621 | CU60CXA2+TXV | TMLV100C20MP11 | 10 | 35000 | 4000 | 205562839 | ASHP | HRCU-A-CB | MOMENTUM | 18 | 35800
COLEMAN | HC19B3621 | CM60CXA2+TXV | TMLV120C20MP11 | 10 | 35000 | 4000 | 205562840 | ASHP | HRCU-A-CB | ECHELON | 18 | 35800
CHAMPION HEATING AND COOLING | HL19B3621 | CU60DXA2+TXV | TMLV120C20MP12 | 10 | 35000 | 4000 | 205047099 | ASHP | HRCU-A-CB | MOMENTUM | 18 | 35800
COLEMAN | HC19B3621 | CM60DXA2+TXV | TPLC100C20MP13 | 10 | 35000 | 4000 | 205047100 | ASHP | HRCU-A-CB | ECHELON | 18 | 35800
LUXAIRE | HL19B3621 | CM60DXA2+TXV | TPLC100C20MP13 | 10 | 35000 | 4000 | 205047102 | ASHP | HRCU-A-CB | ACCLIMATE | 18 | 35800
FRASER-JOHNSTON | HL19B3621 | CM60DXA2+TXV | TPLC100C20MP13 | 10 | 35000 | 4000 | 205047103 | ASHP | HRCU-A-CB | RELIANT | 18 | 35800
CHAMPION HEATING AND COOLING | HL19B3621 | CM60DXA2+TXV | TPLC100C20MP13 | 10 | 35000 | 4000 | 205047105 | ASHP | HRCU-A-CB | MOMENTUM | 18 | 35800
COLEMAN | HC19B3621 | CU60DXA2+TXV | TPLC100C20MP13 | 10 | 35000 | 4000 | 205047106 | ASHP | HRCU-A-CB | ECHELON | 18 | 35800
LUXAIRE | HL19B3621 | CU60DXA2+TXV | TPLC100C20MP13 | 10 | 35000 | 4000 | 205047108 | ASHP | HRCU-A-CB | ACCLIMATE | 18 | 35800
FRASER-JOHNSTON | HL19B3621 | CU60DXA2+TXV | TPLC100C20MP13 | 10 | 35000 | 4000 | 205047109 | ASHP | HRCU-A-CB | RELIANT | 18 | 35800
LUXAIRE | HL19B3621 | CM60DXA2+TXV | TMLV100C20MP12 | 10 | 35000 | 4000 | 205047077 | ASHP | HRCU-A-CB | ACCLIMATE | 18 | 35800
FRASER-JOHNSTON | HL19B3621 | CM60DXA2+TXV | TMLV100C20MP12 | 10 | 35000 | 4000 | 205047079 | ASHP | HRCU-A-CB | RELIANT | 18 | 35800
CHAMPION HEATING AND COOLING | HL19B3621 | CM60DXA2+TXV | TMLV100C20MP12 | 10 | 35000 | 4000 | 205047081 | ASHP | HRCU-A-CB | MOMENTUM | 18 | 35800
COLEMAN | HC19B3621 | CU60DXA2+TXV | TMLV100C20MP12 | 10 | 35000 | 4000 | 205047082 | ASHP | HRCU-A-CB | ECHELON | 18 | 35800
LUXAIRE | HL19B3621 | CU60DXA2+TXV | TMLV100C20MP12 | 10 | 35000 | 4000 | 205047083 | ASHP | HRCU-A-CB | ACCLIMATE | 18 | 35800
FRASER-JOHNSTON | HL19B3621 | CU60DXA2+TXV | TMLV100C20MP12 | 10 | 35000 | 4000 | 205047085 | ASHP | HRCU-A-CB | RELIANT | 18 | 35800
CHAMPION HEATING AND COOLING | HL19B3621 | CU60DXA2+TXV | TMLV100C20MP12 | 10 | 35000 | 4000 | 205047087 | ASHP | HRCU-A-CB | MOMENTUM | 18 | 35800
COLEMAN | HC19B3621 | CM60DXA2+TXV | TMLV120C20MP12 | 10 | 35000 | 4000 | 205047089 | ASHP | HRCU-A-CB | ECHELON | 18 | 35800
LUXAIRE | HL19B3621 | CM60DXA2+TXV | TMLV120C20MP12 | 10 | 35000 | 4000 | 205047091 | ASHP | HRCU-A-CB | ACCLIMATE | 18 | 35800
FRASER-JOHNSTON | HL19B3621 | CM60DXA2+TXV | TMLV120C20MP12 | 10 | 35000 | 4000 | 205047092 | ASHP | HRCU-A-CB | RELIANT | 18 | 35800
CHAMPION HEATING AND COOLING | HL19B3621 | CM60DXA2+TXV | TMLV120C20MP12 | 10 | 35000 | 4000 | 205047093 | ASHP | HRCU-A-CB | MOMENTUM | 18 | 35800
COLEMAN | HC19B3621 | CU60DXA2+TXV | TMLV120C20MP12 | 10 | 35000 | 4000 | 205047095 | ASHP | HRCU-A-CB | ECHELON | 18 | 35800
LUXAIRE | HL19B3621 | CU60DXA2+TXV | TMLV120C20MP12 | 10 | 35000 | 4000 | 205047096 | ASHP | HRCU-A-CB | ACCLIMATE | 18 | 35800
FRASER-JOHNSTON | HL19B3621 | CU60DXA2+TXV | TMLV120C20MP12 | 10 | 35000 | 4000 | 205047098 | ASHP | HRCU-A-CB | RELIANT | 18 | 35800
AMANA | AVZC200361A* | CA*F3743*6D*+MBVC1600**-1A*+TX |  | 10 | 35000 | 4000 | 10324705 | ASHP | HRCU-A-CB | AVZC20 | 21 | 35400
LUXAIRE | HL19B3621 | CF60DXA2+TXV | TM8V120C20MP12 | 10 | 35000 | 4000 | 205041664 | ASHP | HRCU-A-CB | ACCLIMATE | 18 | 35800
CHAMPION HEATING AND COOLING | HL19B3621 | CF60DXA2+TXV | TM8V120C20MP12 | 10 | 35000 | 4000 | 205041665 | ASHP | HRCU-A-CB | MOMENTUM | 18 | 35800
LUXAIRE | HL19B3621 | CF60DXA2+TXV | TM8V100C20MP12 | 10 | 35000 | 4000 | 205041666 | ASHP | HRCU-A-CB | ACCLIMATE | 18 | 35800
CHAMPION HEATING AND COOLING | HL19B3621 | CF60DXA2+TXV | TM8V100C20MP12 | 10 | 35000 | 4000 | 205041667 | ASHP | HRCU-A-CB | MOMENTUM | 18 | 35800
LUXAIRE | HL19B3621 | CF60DXA2+TXV | TMLV100C20MP12 | 10 | 35000 | 4000 | 205041668 | ASHP | HRCU-A-CB | ACCLIMATE | 18 | 35800
CHAMPION HEATING AND COOLING | HL19B3621 | CF60DXA2+TXV | TMLV100C20MP12 | 10 | 35000 | 4000 | 205041669 | ASHP | HRCU-A-CB | MOMENTUM | 18 | 35800
LUXAIRE | HL19B3621 | CF60DXA2+TXV | TMLV120C20MP12 | 10 | 35000 | 4000 | 205041670 | ASHP | HRCU-A-CB | ACCLIMATE | 18 | 35800
DAIKIN | DZ20VC0361B* | CA*F3743*6D*+MBVC1600**-1A*+TX |  | 10 | 35000 | 4000 | 10324711 | ASHP | HRCU-A-CB | DZ20VC | 21 | 35400
TRANE | 4TWL9036A1 | 4PX*CU42BS3 | *UD2C100ACV5 | 10 | 35000 | 4000 | 201921730 | ASHP | HRCU-A-CB | XV19 | 17 | 37000
TRANE | 4TWL9036A1 | 4PX*DD48BS3 | *DD2D120ACV5 | 10 | 35000 | 4000 | 201921772 | ASHP | HRCU-A-CB | XV19 | 17.5 | 36800
COLEMAN | HC19B3621 | CF60CXA2+TXV | TM8X120C20MP11 | 10 | 35000 | 4000 | 205041738 | ASHP | HRCU-A-CB | ECHELON | 18 | 36000
FRASER-JOHNSTON | HL19B3621 | CF60CXA2+TXV | TM8X120C20MP11 | 10 | 35000 | 4000 | 205041739 | ASHP | HRCU-A-CB | RELIANT | 18 | 36000
COLEMAN | HC19B3621 | CF60CXA2+TXV | TM8X100C20MP11 | 10 | 35000 | 4000 | 205041740 | ASHP | HRCU-A-CB | ECHELON | 18 | 36000
CHAMPION HEATING AND COOLING | HL19B3621 | CF60DXA2+TXV | TMLV120C20MP12 | 10 | 35000 | 4000 | 205041671 | ASHP | HRCU-A-CB | MOMENTUM | 18 | 35800
LUXAIRE | HL19B3621 | CF60DXA2+TXV | TPLC100C20MP13 | 10 | 35000 | 4000 | 205041672 | ASHP | HRCU-A-CB | ACCLIMATE | 18 | 35800
CHAMPION HEATING AND COOLING | HL19B3621 | CF60DXA2+TXV | TPLC100C20MP13 | 10 | 35000 | 4000 | 205041673 | ASHP | HRCU-A-CB | MOMENTUM | 18 | 35800
LUXAIRE | HL19B3621 | CU60DXA2+TXV | TM8V100C20MP11 | 10 | 35000 | 4000 | 205562711 | ASHP | HRCU-A-CB | ACCLIMATE | 18 | 35800
FRASER-JOHNSTON | HL19B3621 | CU60DXA2+TXV | TM8V100C20MP11 | 10 | 35000 | 4000 | 205562712 | ASHP | HRCU-A-CB | RELIANT | 18 | 35800
CHAMPION HEATING AND COOLING | HL19B3621 | CU60DXA2+TXV | TM8V100C20MP11 | 10 | 35000 | 4000 | 205562713 | ASHP | HRCU-A-CB | MOMENTUM | 18 | 35800
COLEMAN | HC19B3621 | CM60DXA2+TXV | CPLC100C20MP12 | 10 | 35000 | 4000 | 205562714 | ASHP | HRCU-A-CB | ECHELON | 18 | 35800
LUXAIRE | HL19B3621 | CM60DXA2+TXV | LPLC100C20MP12 | 10 | 35000 | 4000 | 205562715 | ASHP | HRCU-A-CB | ACCLIMATE | 18 | 35800
COLEMAN | HC19B3621 | CU60DXA2+TXV | CPLC100C20MP12 | 10 | 35000 | 4000 | 205562716 | ASHP | HRCU-A-CB | ECHELON | 18 | 35800
LUXAIRE | HL19B3621 | CU60DXA2+TXV | LPLC100C20MP12 | 10 | 35000 | 4000 | 205562717 | ASHP | HRCU-A-CB | ACCLIMATE | 18 | 35800
COLEMAN | HC19B3621 | CM60DXA2+TXV | CPLC120C20MP12 | 10 | 35000 | 4000 | 205562718 | ASHP | HRCU-A-CB | ECHELON | 18 | 35800
LUXAIRE | HL19B3621 | CM60DXA2+TXV | LPLC120D20MP12 | 10 | 35000 | 4000 | 205562719 | ASHP | HRCU-A-CB | ACCLIMATE | 18 | 35800
COLEMAN | HC19B3621 | CU60DXA2+TXV | CPLC120C20MP12 | 10 | 35000 | 4000 | 205562720 | ASHP | HRCU-A-CB | ECHELON | 18 | 35800
LUXAIRE | HL19B3621 | CM60CXA2+TXV | TMLV120C20MP11 | 10 | 35000 | 4000 | 205562841 | ASHP | HRCU-A-CB | ACCLIMATE | 18 | 35800
FRASER-JOHNSTON | HL19B3621 | CM60CXA2+TXV | TMLV120C20MP11 | 10 | 35000 | 4000 | 205562842 | ASHP | HRCU-A-CB | RELIANT | 18 | 35800
COLEMAN | HC19B3621 | CU60CXA2+TXV | TPLC100C20MP12 | 10 | 35000 | 4000 | 205562860 | ASHP | HRCU-A-CB | ECHELON | 18 | 35800
LUXAIRE | HL19B3621 | CU60CXA2+TXV | TPLC100C20MP12 | 10 | 35000 | 4000 | 205562861 | ASHP | HRCU-A-CB | ACCLIMATE | 18 | 35800
CHAMPION HEATING AND COOLING | HL19B3621 | CM60CXA2+TXV | TMLV120C20MP11 | 10 | 35000 | 4000 | 205562843 | ASHP | HRCU-A-CB | MOMENTUM | 18 | 35800
COLEMAN | HC19B3621 | CU60CXA2+TXV | TMLV120C20MP11 | 10 | 35000 | 4000 | 205562844 | ASHP | HRCU-A-CB | ECHELON | 18 | 35800
LUXAIRE | HL19B3621 | CU60CXA2+TXV | TMLV120C20MP11 | 10 | 35000 | 4000 | 205562845 | ASHP | HRCU-A-CB | ACCLIMATE | 18 | 35800
FRASER-JOHNSTON | HL19B3621 | CU60CXA2+TXV | TMLV120C20MP11 | 10 | 35000 | 4000 | 205562846 | ASHP | HRCU-A-CB | RELIANT | 18 | 35800
CHAMPION HEATING AND COOLING | HL19B3621 | CU60CXA2+TXV | TMLV120C20MP11 | 10 | 35000 | 4000 | 205562847 | ASHP | HRCU-A-CB | MOMENTUM | 18 | 35800
COLEMAN | HC19B3621 | CM60CXA2+TXV | TPLC120C20MP12 | 10 | 35000 | 4000 | 205562848 | ASHP | HRCU-A-CB | ECHELON | 18 | 35800
LUXAIRE | HL19B3621 | CM60CXA2+TXV | TPLC120C20MP12 | 10 | 35000 | 4000 | 205562849 | ASHP | HRCU-A-CB | ACCLIMATE | 18 | 35800
FRASER-JOHNSTON | HL19B3621 | CM60CXA2+TXV | TPLC120C20MP12 | 10 | 35000 | 4000 | 205562850 | ASHP | HRCU-A-CB | RELIANT | 18 | 35800
CHAMPION HEATING AND COOLING | HL19B3621 | CM60CXA2+TXV | TPLC120C20MP12 | 10 | 35000 | 4000 | 205562851 | ASHP | HRCU-A-CB | MOMENTUM | 18 | 35800
COLEMAN | HC19B3621 | CU60CXA2+TXV | TPLC120C20MP12 | 10 | 35000 | 4000 | 205562852 | ASHP | HRCU-A-CB | ECHELON | 18 | 35800
LUXAIRE | HL19B3621 | CU60CXA2+TXV | TPLC120C20MP12 | 10 | 35000 | 4000 | 205562853 | ASHP | HRCU-A-CB | ACCLIMATE | 18 | 35800
FRASER-JOHNSTON | HL19B3621 | CU60CXA2+TXV | TPLC120C20MP12 | 10 | 35000 | 4000 | 205562854 | ASHP | HRCU-A-CB | RELIANT | 18 | 35800
CHAMPION HEATING AND COOLING | HL19B3621 | CU60CXA2+TXV | TPLC120C20MP12 | 10 | 35000 | 4000 | 205562855 | ASHP | HRCU-A-CB | MOMENTUM | 18 | 35800
COLEMAN | HC19B3621 | CM60CXA2+TXV | TPLC100C20MP12 | 10 | 35000 | 4000 | 205562856 | ASHP | HRCU-A-CB | ECHELON | 18 | 35800
LUXAIRE | HL19B3621 | CM60CXA2+TXV | TPLC100C20MP12 | 10 | 35000 | 4000 | 205562857 | ASHP | HRCU-A-CB | ACCLIMATE | 18 | 35800
FRASER-JOHNSTON | HL19B3621 | CM60CXA2+TXV | TPLC100C20MP12 | 10 | 35000 | 4000 | 205562858 | ASHP | HRCU-A-CB | RELIANT | 18 | 35800
CHAMPION HEATING AND COOLING | HL19B3621 | CM60CXA2+TXV | TPLC100C20MP12 | 10 | 35000 | 4000 | 205562859 | ASHP | HRCU-A-CB | MOMENTUM | 18 | 35800
FRASER-JOHNSTON | HL19B3621 | CU60CXA2+TXV | TPLC100C20MP12 | 10 | 35000 | 4000 | 205562862 | ASHP | HRCU-A-CB | RELIANT | 18 | 35800
CHAMPION HEATING AND COOLING | HL19B3621 | CU60CXA2+TXV | TPLC100C20MP12 | 10 | 35000 | 4000 | 205562863 | ASHP | HRCU-A-CB | MOMENTUM | 18 | 35800
FRASER-JOHNSTON | HL19B3621 | CF60CXA2+TXV | TM8V100C20MP11 | 10 | 35000 | 4000 | 205562764 | ASHP | HRCU-A-CB | RELIANT | 18 | 35800
CHAMPION HEATING AND COOLING | HL19B3621 | CF60CXA2+TXV | TM8V100C20MP11 | 10 | 35000 | 4000 | 205562771 | ASHP | HRCU-A-CB | MOMENTUM | 18 | 35800
COLEMAN | HC19B3621 | CF60CXA2+TXV | CPLC100C20MP12 | 10 | 35000 | 4000 | 205562774 | ASHP | HRCU-A-CB | ECHELON | 18 | 35800
LUXAIRE | HL19B3621 | CF60CXA2+TXV | LPLC100C20MP12 | 10 | 35000 | 4000 | 205562780 | ASHP | HRCU-A-CB | ACCLIMATE | 18 | 35800
COLEMAN | HC19B3621 | CF60CXA2+TXV | CPLC120C20MP12 | 10 | 35000 | 4000 | 205562784 | ASHP | HRCU-A-CB | ECHELON | 18 | 35800
LUXAIRE | HL19B3621 | CF60CXA2+TXV | LPLC120D20MP12 | 10 | 35000 | 4000 | 205562787 | ASHP | HRCU-A-CB | ACCLIMATE | 18 | 35800
COLEMAN | HC19B3621 | CF60CXA2+TXV | TMLV100C20MP11 | 10 | 35000 | 4000 | 205562788 | ASHP | HRCU-A-CB | ECHELON | 18 | 35800
LUXAIRE | HL19B3621 | CF60CXA2+TXV | TMLV100C20MP11 | 10 | 35000 | 4000 | 205562792 | ASHP | HRCU-A-CB | ACCLIMATE | 18 | 35800
FRASER-JOHNSTON | HL19B3621 | CF60CXA2+TXV | TMLV100C20MP11 | 10 | 35000 | 4000 | 205562794 | ASHP | HRCU-A-CB | RELIANT | 18 | 35800
CHAMPION HEATING AND COOLING | HL19B3621 | CF60CXA2+TXV | TMLV100C20MP11 | 10 | 35000 | 4000 | 205562795 | ASHP | HRCU-A-CB | MOMENTUM | 18 | 35800
COLEMAN | HC19B3621 | CF60CXA2+TXV | TMLV120C20MP11 | 10 | 35000 | 4000 | 205562796 | ASHP | HRCU-A-CB | ECHELON | 18 | 35800
LUXAIRE | HL19B3621 | CF60CXA2+TXV | TMLV120C20MP11 | 10 | 35000 | 4000 | 205562797 | ASHP | HRCU-A-CB | ACCLIMATE | 18 | 35800
FRASER-JOHNSTON | HL19B3621 | CF60CXA2+TXV | TMLV120C20MP11 | 10 | 35000 | 4000 | 205562798 | ASHP | HRCU-A-CB | RELIANT | 18 | 35800
CHAMPION HEATING AND COOLING | HL19B3621 | CF60CXA2+TXV | TMLV120C20MP11 | 10 | 35000 | 4000 | 205562799 | ASHP | HRCU-A-CB | MOMENTUM | 18 | 35800
COLEMAN | HC19B3621 | CF60CXA2+TXV | TPLC120C20MP12 | 10 | 35000 | 4000 | 205562800 | ASHP | HRCU-A-CB | ECHELON | 18 | 35800
LUXAIRE | HL19B3621 | CF60CXA2+TXV | TPLC120C20MP12 | 10 | 35000 | 4000 | 205562801 | ASHP | HRCU-A-CB | ACCLIMATE | 18 | 35800
FRASER-JOHNSTON | HL19B3621 | CF60CXA2+TXV | TPLC120C20MP12 | 10 | 35000 | 4000 | 205562802 | ASHP | HRCU-A-CB | RELIANT | 18 | 35800
CHAMPION HEATING AND COOLING | HL19B3621 | CF60CXA2+TXV | TPLC120C20MP12 | 10 | 35000 | 4000 | 205562803 | ASHP | HRCU-A-CB | MOMENTUM | 18 | 35800
COLEMAN | HC19B3621 | CF60CXA2+TXV | TPLC100C20MP12 | 10 | 35000 | 4000 | 205562804 | ASHP | HRCU-A-CB | ECHELON | 18 | 35800
LUXAIRE | HL19B3621 | CF60CXA2+TXV | TPLC100C20MP12 | 10 | 35000 | 4000 | 205562805 | ASHP | HRCU-A-CB | ACCLIMATE | 18 | 35800
FRASER-JOHNSTON | HL19B3621 | CF60CXA2+TXV | TPLC100C20MP12 | 10 | 35000 | 4000 | 205562806 | ASHP | HRCU-A-CB | RELIANT | 18 | 35800
CHAMPION HEATING AND COOLING | HL19B3621 | CF60CXA2+TXV | TPLC100C20MP12 | 10 | 35000 | 4000 | 205562807 | ASHP | HRCU-A-CB | MOMENTUM | 18 | 35800
COLEMAN | HC19B3621 | CM60CXA2+TXV | TM8V120C20MP11 | 10 | 35000 | 4000 | 205562808 | ASHP | HRCU-A-CB | ECHELON | 18 | 35800
LUXAIRE | HL19B3621 | CM60CXA2+TXV | TM8V120C20MP11 | 10 | 35000 | 4000 | 205562809 | ASHP | HRCU-A-CB | ACCLIMATE | 18 | 35800
FRASER-JOHNSTON | HL19B3621 | CM60CXA2+TXV | TM8V120C20MP11 | 10 | 35000 | 4000 | 205562810 | ASHP | HRCU-A-CB | RELIANT | 18 | 35800
CHAMPION HEATING AND COOLING | HL19B3621 | CM60CXA2+TXV | TM8V120C20MP11 | 10 | 35000 | 4000 | 205562811 | ASHP | HRCU-A-CB | MOMENTUM | 18 | 35800
COLEMAN | HC19B3621 | CU60CXA2+TXV | TM8V120C20MP11 | 10 | 35000 | 4000 | 205562812 | ASHP | HRCU-A-CB | ECHELON | 18 | 35800
LUXAIRE | HL19B3621 | CU60CXA2+TXV | TM8V120C20MP11 | 10 | 35000 | 4000 | 205562813 | ASHP | HRCU-A-CB | ACCLIMATE | 18 | 35800
FRASER-JOHNSTON | HL19B3621 | CU60CXA2+TXV | TM8V120C20MP11 | 10 | 35000 | 4000 | 205562814 | ASHP | HRCU-A-CB | RELIANT | 18 | 35800
CHAMPION HEATING AND COOLING | HL19B3621 | CU60CXA2+TXV | TM8V120C20MP11 | 10 | 35000 | 4000 | 205562815 | ASHP | HRCU-A-CB | MOMENTUM | 18 | 35800
COLEMAN | HC19B3621 | CM60CXA2+TXV | TM8V100C20MP11 | 10 | 35000 | 4000 | 205562816 | ASHP | HRCU-A-CB | ECHELON | 18 | 35800
COLEMAN | HC19B3621 | CU60DXA2+TXV | TM8V120C20MP11 | 10 | 35000 | 4000 | 205562702 | ASHP | HRCU-A-CB | ECHELON | 18 | 35800
COLEMAN | HC19B3621 | CF60DXA2+TXV | TM8V120C20MP11 | 10 | 35000 | 4000 | 205562670 | ASHP | HRCU-A-CB | ECHELON | 18 | 35800
LUXAIRE | HL19B3621 | CF60DXA2+TXV | TM8V120C20MP11 | 10 | 35000 | 4000 | 205562671 | ASHP | HRCU-A-CB | ACCLIMATE | 18 | 35800
FRASER-JOHNSTON | HL19B3621 | CF60DXA2+TXV | TM8V120C20MP11 | 10 | 35000 | 4000 | 205562672 | ASHP | HRCU-A-CB | RELIANT | 18 | 35800
CHAMPION HEATING AND COOLING | HL19B3621 | CF60DXA2+TXV | TM8V120C20MP11 | 10 | 35000 | 4000 | 205562673 | ASHP | HRCU-A-CB | MOMENTUM | 18 | 35800
COLEMAN | HC19B3621 | CF60DXA2+TXV | TM8V100C20MP11 | 10 | 35000 | 4000 | 205562674 | ASHP | HRCU-A-CB | ECHELON | 18 | 35800
LUXAIRE | HL19B3621 | CF60DXA2+TXV | TM8V100C20MP11 | 10 | 35000 | 4000 | 205562675 | ASHP | HRCU-A-CB | ACCLIMATE | 18 | 35800
FRASER-JOHNSTON | HL19B3621 | CF60DXA2+TXV | TM8V100C20MP11 | 10 | 35000 | 4000 | 205562676 | ASHP | HRCU-A-CB | RELIANT | 18 | 35800
CHAMPION HEATING AND COOLING | HL19B3621 | CF60DXA2+TXV | TM8V100C20MP11 | 10 | 35000 | 4000 | 205562677 | ASHP | HRCU-A-CB | MOMENTUM | 18 | 35800
COLEMAN | HC19B3621 | CF60DXA2+TXV | CPLC100C20MP12 | 10 | 35000 | 4000 | 205562678 | ASHP | HRCU-A-CB | ECHELON | 18 | 35800
LUXAIRE | HL19B3621 | CF60DXA2+TXV | LPLC100C20MP12 | 10 | 35000 | 4000 | 205562679 | ASHP | HRCU-A-CB | ACCLIMATE | 18 | 35800
COLEMAN | HC19B3621 | CF60DXA2+TXV | CPLC120C20MP12 | 10 | 35000 | 4000 | 205562680 | ASHP | HRCU-A-CB | ECHELON | 18 | 35800
LUXAIRE | HL19B3621 | CF60DXA2+TXV | LPLC120D20MP12 | 10 | 35000 | 4000 | 205562681 | ASHP | HRCU-A-CB | ACCLIMATE | 18 | 35800
COLEMAN | HC19B3621 | CF60DXA2+TXV | TMLV100C20MP11 | 10 | 35000 | 4000 | 205562682 | ASHP | HRCU-A-CB | ECHELON | 18 | 35800
LUXAIRE | HL19B3621 | CF60DXA2+TXV | TMLV100C20MP11 | 10 | 35000 | 4000 | 205562683 | ASHP | HRCU-A-CB | ACCLIMATE | 18 | 35800
FRASER-JOHNSTON | HL19B3621 | CF60DXA2+TXV | TMLV100C20MP11 | 10 | 35000 | 4000 | 205562684 | ASHP | HRCU-A-CB | RELIANT | 18 | 35800
CHAMPION HEATING AND COOLING | HL19B3621 | CF60DXA2+TXV | TMLV100C20MP11 | 10 | 35000 | 4000 | 205562685 | ASHP | HRCU-A-CB | MOMENTUM | 18 | 35800
COLEMAN | HC19B3621 | CF60DXA2+TXV | TMLV120C20MP11 | 10 | 35000 | 4000 | 205562686 | ASHP | HRCU-A-CB | ECHELON | 18 | 35800
LUXAIRE | HL19B3621 | CF60DXA2+TXV | TMLV120C20MP11 | 10 | 35000 | 4000 | 205562687 | ASHP | HRCU-A-CB | ACCLIMATE | 18 | 35800
FRASER-JOHNSTON | HL19B3621 | CF60DXA2+TXV | TMLV120C20MP11 | 10 | 35000 | 4000 | 205562688 | ASHP | HRCU-A-CB | RELIANT | 18 | 35800
CHAMPION HEATING AND COOLING | HL19B3621 | CF60DXA2+TXV | TMLV120C20MP11 | 10 | 35000 | 4000 | 205562689 | ASHP | HRCU-A-CB | MOMENTUM | 18 | 35800
COLEMAN | HC19B3621 | CF60DXA2+TXV | TPLC120C20MP12 | 10 | 35000 | 4000 | 205562690 | ASHP | HRCU-A-CB | ECHELON | 18 | 35800
LUXAIRE | HL19B3621 | CF60DXA2+TXV | TPLC120C20MP12 | 10 | 35000 | 4000 | 205562691 | ASHP | HRCU-A-CB | ACCLIMATE | 18 | 35800
FRASER-JOHNSTON | HL19B3621 | CF60DXA2+TXV | TPLC120C20MP12 | 10 | 35000 | 4000 | 205562692 | ASHP | HRCU-A-CB | RELIANT | 18 | 35800
CHAMPION HEATING AND COOLING | HL19B3621 | CF60DXA2+TXV | TPLC120C20MP12 | 10 | 35000 | 4000 | 205562693 | ASHP | HRCU-A-CB | MOMENTUM | 18 | 35800
COLEMAN | HC19B3621 | CF60DXA2+TXV | TPLC100C20MP12 | 10 | 35000 | 4000 | 205562694 | ASHP | HRCU-A-CB | ECHELON | 18 | 35800
LUXAIRE | HL19B3621 | CF60DXA2+TXV | TPLC100C20MP12 | 10 | 35000 | 4000 | 205562695 | ASHP | HRCU-A-CB | ACCLIMATE | 18 | 35800
FRASER-JOHNSTON | HL19B3621 | CF60DXA2+TXV | TPLC100C20MP12 | 10 | 35000 | 4000 | 205562696 | ASHP | HRCU-A-CB | RELIANT | 18 | 35800
CHAMPION HEATING AND COOLING | HL19B3621 | CF60DXA2+TXV | TPLC100C20MP12 | 10 | 35000 | 4000 | 205562697 | ASHP | HRCU-A-CB | MOMENTUM | 18 | 35800
CHAMPION HEATING AND COOLING | HL19B3621 | CM60DXA2+TXV | TMLV120C20MP11 | 10 | 35000 | 4000 | 205562733 | ASHP | HRCU-A-CB | MOMENTUM | 18 | 35800
COLEMAN | HC19B3621 | CU60DXA2+TXV | TMLV120C20MP11 | 10 | 35000 | 4000 | 205562734 | ASHP | HRCU-A-CB | ECHELON | 18 | 35800
LUXAIRE | HL19B3621 | CU60DXA2+TXV | TMLV120C20MP11 | 10 | 35000 | 4000 | 205562735 | ASHP | HRCU-A-CB | ACCLIMATE | 18 | 35800
FRASER-JOHNSTON | HL19B3621 | CU60DXA2+TXV | TMLV120C20MP11 | 10 | 35000 | 4000 | 205562736 | ASHP | HRCU-A-CB | RELIANT | 18 | 35800
CHAMPION HEATING AND COOLING | HL19B3621 | CU60DXA2+TXV | TMLV120C20MP11 | 10 | 35000 | 4000 | 205562737 | ASHP | HRCU-A-CB | MOMENTUM | 18 | 35800
COLEMAN | HC19B3621 | CM60DXA2+TXV | TPLC120C20MP12 | 10 | 35000 | 4000 | 205562738 | ASHP | HRCU-A-CB | ECHELON | 18 | 35800
LUXAIRE | HL19B3621 | CM60DXA2+TXV | TPLC120C20MP12 | 10 | 35000 | 4000 | 205562739 | ASHP | HRCU-A-CB | ACCLIMATE | 18 | 35800
FRASER-JOHNSTON | HL19B3621 | CM60DXA2+TXV | TPLC120C20MP12 | 10 | 35000 | 4000 | 205562740 | ASHP | HRCU-A-CB | RELIANT | 18 | 35800
CHAMPION HEATING AND COOLING | HL19B3621 | CM60DXA2+TXV | TPLC120C20MP12 | 10 | 35000 | 4000 | 205562741 | ASHP | HRCU-A-CB | MOMENTUM | 18 | 35800
COLEMAN | HC19B3621 | CU60DXA2+TXV | TPLC120C20MP12 | 10 | 35000 | 4000 | 205562742 | ASHP | HRCU-A-CB | ECHELON | 18 | 35800
LUXAIRE | HL19B3621 | CU60DXA2+TXV | TPLC120C20MP12 | 10 | 35000 | 4000 | 205562743 | ASHP | HRCU-A-CB | ACCLIMATE | 18 | 35800
FRASER-JOHNSTON | HL19B3621 | CU60DXA2+TXV | TPLC120C20MP12 | 10 | 35000 | 4000 | 205562744 | ASHP | HRCU-A-CB | RELIANT | 18 | 35800
CHAMPION HEATING AND COOLING | HL19B3621 | CU60DXA2+TXV | TPLC120C20MP12 | 10 | 35000 | 4000 | 205562745 | ASHP | HRCU-A-CB | MOMENTUM | 18 | 35800
COLEMAN | HC19B3621 | CM60DXA2+TXV | TPLC100C20MP12 | 10 | 35000 | 4000 | 205562746 | ASHP | HRCU-A-CB | ECHELON | 18 | 35800
LUXAIRE | HL19B3621 | CM60DXA2+TXV | TPLC100C20MP12 | 10 | 35000 | 4000 | 205562747 | ASHP | HRCU-A-CB | ACCLIMATE | 18 | 35800
FRASER-JOHNSTON | HL19B3621 | CM60DXA2+TXV | TPLC100C20MP12 | 10 | 35000 | 4000 | 205562748 | ASHP | HRCU-A-CB | RELIANT | 18 | 35800
CHAMPION HEATING AND COOLING | HL19B3621 | CM60DXA2+TXV | TPLC100C20MP12 | 10 | 35000 | 4000 | 205562749 | ASHP | HRCU-A-CB | MOMENTUM | 18 | 35800
COLEMAN | HC19B3621 | CU60DXA2+TXV | TPLC100C20MP12 | 10 | 35000 | 4000 | 205562750 | ASHP | HRCU-A-CB | ECHELON | 18 | 35800
LUXAIRE | HL19B3621 | CU60DXA2+TXV | TPLC100C20MP12 | 10 | 35000 | 4000 | 205562751 | ASHP | HRCU-A-CB | ACCLIMATE | 18 | 35800
FRASER-JOHNSTON | HL19B3621 | CU60DXA2+TXV | TPLC100C20MP12 | 10 | 35000 | 4000 | 205562752 | ASHP | HRCU-A-CB | RELIANT | 18 | 35800
CHAMPION HEATING AND COOLING | HL19B3621 | CU60DXA2+TXV | TPLC100C20MP12 | 10 | 35000 | 4000 | 205562753 | ASHP | HRCU-A-CB | MOMENTUM | 18 | 35800
COLEMAN | HC19B3621 | CF60CXA2+TXV | TM8V120C20MP11 | 10 | 35000 | 4000 | 205562754 | ASHP | HRCU-A-CB | ECHELON | 18 | 35800
LUXAIRE | HL19B3621 | CF60CXA2+TXV | TM8V120C20MP11 | 10 | 35000 | 4000 | 205562755 | ASHP | HRCU-A-CB | ACCLIMATE | 18 | 35800
FRASER-JOHNSTON | HL19B3621 | CF60CXA2+TXV | TM8V120C20MP11 | 10 | 35000 | 4000 | 205562756 | ASHP | HRCU-A-CB | RELIANT | 18 | 35800
CHAMPION HEATING AND COOLING | HL19B3621 | CF60CXA2+TXV | TM8V120C20MP11 | 10 | 35000 | 4000 | 205562757 | ASHP | HRCU-A-CB | MOMENTUM | 18 | 35800
COLEMAN | HC19B3621 | CF60CXA2+TXV | TM8V100C20MP11 | 10 | 35000 | 4000 | 205562758 | ASHP | HRCU-A-CB | ECHELON | 18 | 35800
LUXAIRE | HL19B3621 | CF60CXA2+TXV | TM8V100C20MP11 | 10 | 35000 | 4000 | 205562759 | ASHP | HRCU-A-CB | ACCLIMATE | 18 | 35800
LUXAIRE | HL19B3621 | CU60DXA2+TXV | TM8V120C20MP11 | 10 | 35000 | 4000 | 205562703 | ASHP | HRCU-A-CB | ACCLIMATE | 18 | 35800
FRASER-JOHNSTON | HL19B3621 | CU60DXA2+TXV | TM8V120C20MP11 | 10 | 35000 | 4000 | 205562704 | ASHP | HRCU-A-CB | RELIANT | 18 | 35800
CHAMPION HEATING AND COOLING | HL19B3621 | CU60DXA2+TXV | TM8V120C20MP11 | 10 | 35000 | 4000 | 205562705 | ASHP | HRCU-A-CB | MOMENTUM | 18 | 35800
COLEMAN | HC19B3621 | CM60DXA2+TXV | TM8V100C20MP11 | 10 | 35000 | 4000 | 205562706 | ASHP | HRCU-A-CB | ECHELON | 18 | 35800
LUXAIRE | HL19B3621 | CM60DXA2+TXV | TM8V100C20MP11 | 10 | 35000 | 4000 | 205562707 | ASHP | HRCU-A-CB | ACCLIMATE | 18 | 35800
FRASER-JOHNSTON | HL19B3621 | CM60DXA2+TXV | TM8V100C20MP11 | 10 | 35000 | 4000 | 205562708 | ASHP | HRCU-A-CB | RELIANT | 18 | 35800
CHAMPION HEATING AND COOLING | HL19B3621 | CM60DXA2+TXV | TM8V100C20MP11 | 10 | 35000 | 4000 | 205562709 | ASHP | HRCU-A-CB | MOMENTUM | 18 | 35800
COLEMAN | HC19B3621 | CU60DXA2+TXV | TM8V100C20MP11 | 10 | 35000 | 4000 | 205562710 | ASHP | HRCU-A-CB | ECHELON | 18 | 35800
YORK | YZT36B21 | CF60CXA2+TXV | TMLX120C20MP11 | 10 | 35000 | 4000 | 205021093 | ASHP | HRCU-A-CB | AFFINITY | 18 | 36000
YORK | YZT36B21 | CF60CXA2+TXV | TM8Y120C20MP11 | 10 | 35000 | 4000 | 205021094 | ASHP | HRCU-A-CB | AFFINITY | 18 | 36000
YORK | YZT36B21 | CF60CXA2+TXV | TM8Y100C20MP11 | 10 | 35000 | 4000 | 205021095 | ASHP | HRCU-A-CB | AFFINITY | 18 | 36000
YORK | YZT36B21 | CF60DXA2+TXV | TM8V120C20MP12 | 10 | 35000 | 4000 | 205021111 | ASHP | HRCU-A-CB | AFFINITY | 18 | 35800
YORK | YZT36B21 | CF60DXA2+TXV | TM8V100C20MP12 | 10 | 35000 | 4000 | 205021112 | ASHP | HRCU-A-CB | AFFINITY | 18 | 35800
YORK | YZT36B21 | CF60DXA2+TXV | TMLV100C20MP12 | 10 | 35000 | 4000 | 205021113 | ASHP | HRCU-A-CB | AFFINITY | 18 | 35800
YORK | YZT36B21 | CF60DXA2+TXV | TMLV120C20MP12 | 10 | 35000 | 4000 | 205021114 | ASHP | HRCU-A-CB | AFFINITY | 18 | 35800
YORK | YZT36B21 | CF60DXA2+TXV | TPLC100C20MP13 | 10 | 35000 | 4000 | 205021116 | ASHP | HRCU-A-CB | AFFINITY | 18 | 35800
YORK | YZT36B21 | CF60DXA2+TXV | TPLC120C20MP13 | 10 | 35000 | 4000 | 205021117 | ASHP | HRCU-A-CB | AFFINITY | 18 | 35800
YORK | YZT36B21 | CF60DXA2+TXV | YPLC100C20MP13 | 10 | 35000 | 4000 | 205021118 | ASHP | HRCU-A-CB | AFFINITY | 18 | 35800
YORK | YZT36B21 | CF60DXA2+TXV | YPLC120C20MP13 | 10 | 35000 | 4000 | 205021119 | ASHP | HRCU-A-CB | AFFINITY | 18 | 35800
YORK | YZT36B21 | CF60CXA2+TXV | TM8V120C20MP12 | 10 | 35000 | 4000 | 205021120 | ASHP | HRCU-A-CB | AFFINITY | 18 | 35800
YORK | YZT36B21 | CF60CXA2+TXV | TM8V100C20MP12 | 10 | 35000 | 4000 | 205021121 | ASHP | HRCU-A-CB | AFFINITY | 18 | 35800
YORK | YZT36B21 | CF60CXA2+TXV | TMLV100C20MP12 | 10 | 35000 | 4000 | 205021122 | ASHP | HRCU-A-CB | AFFINITY | 18 | 35800
YORK | YZT36B21 | CF60CXA2+TXV | TMLV120C20MP12 | 10 | 35000 | 4000 | 205021123 | ASHP | HRCU-A-CB | AFFINITY | 18 | 35800
COLEMAN | HC19B3621 | CF60DXA2+ME14DN21+TXV |  | 10 | 35000 | 4000 | 205041603 | ASHP | HRCU-A-CB | ECHELON | 19 | 34800
FRASER-JOHNSTON | HL19B3621 | CF60DXA2+ME14DN21+TXV |  | 10 | 35000 | 4000 | 205041604 | ASHP | HRCU-A-CB | RELIANT | 19 | 34800
YORK | YZT36B21 | CF60DXA2+ME14DN21+TXV |  | 10 | 35000 | 4000 | 205021155 | ASHP | HRCU-A-CB | AFFINITY | 19 | 34800
YORK | YZT36B21 | CM60DXA2+TXV | TM9E120D20MP11 | 10 | 35000 | 4000 | 205039549 | ASHP | HRCU-A-CB | AFFINITY | 18 | 36000
YORK | YZT36B21 | CM60DXA2+TXV | TM9Y120D20MP11 | 10 | 35000 | 4000 | 205039550 | ASHP | HRCU-A-CB | AFFINITY | 18 | 36000
YORK | YZT36B21 | CF60DXA2+TXV | TM9E120D20MP11 | 10 | 35000 | 4000 | 205021075 | ASHP | HRCU-A-CB | AFFINITY | 18 | 36000
YORK | YZT36B21 | CF60DXA2+TXV | TM9Y120D20MP11 | 10 | 35000 | 4000 | 205021076 | ASHP | HRCU-A-CB | AFFINITY | 18 | 36000
YORK | YZT36B21 | CM60CXA2+TXV | TM8X120C20MP11 | 10 | 35000 | 4000 | 205039563 | ASHP | HRCU-A-CB | AFFINITY | 18 | 36000
YORK | YZT36B21 | CM60CXA2+TXV | TM8X100C20MP11 | 10 | 35000 | 4000 | 205039564 | ASHP | HRCU-A-CB | AFFINITY | 18 | 36000
YORK | YZT36B21 | CM60CXA2+TXV | TMLX100C20MP11 | 10 | 35000 | 4000 | 205039565 | ASHP | HRCU-A-CB | AFFINITY | 18 | 36000
YORK | YZT36B21 | CM60CXA2+TXV | TMLX120C20MP11 | 10 | 35000 | 4000 | 205039566 | ASHP | HRCU-A-CB | AFFINITY | 18 | 36000
YORK | YZT36B21 | CM60CXA2+TXV | TM8Y120C20MP11 | 10 | 35000 | 4000 | 205039567 | ASHP | HRCU-A-CB | AFFINITY | 18 | 36000
YORK | YZT36B21 | CM60CXA2+TXV | TM8Y100C20MP11 | 10 | 35000 | 4000 | 205039568 | ASHP | HRCU-A-CB | AFFINITY | 18 | 36000
YORK | YZT36B21 | CM60DXA2+TXV | TM8V120C20MP12 | 10 | 35000 | 4000 | 205039587 | ASHP | HRCU-A-CB | AFFINITY | 18 | 35800
YORK | YZT36B21 | CM60DXA2+TXV | TM8V100C20MP12 | 10 | 35000 | 4000 | 205039588 | ASHP | HRCU-A-CB | AFFINITY | 18 | 35800
YORK | YZT36B21 | CM60DXA2+TXV | TMLV100C20MP12 | 10 | 35000 | 4000 | 205039589 | ASHP | HRCU-A-CB | AFFINITY | 18 | 35800
YORK | YZT36B21 | CM60DXA2+TXV | TMLV120C20MP12 | 10 | 35000 | 4000 | 205039590 | ASHP | HRCU-A-CB | AFFINITY | 18 | 35800
YORK | YZT36B21 | CM60DXA2+TXV | TPLC100C20MP13 | 10 | 35000 | 4000 | 205039591 | ASHP | HRCU-A-CB | AFFINITY | 18 | 35800
YORK | YZT36B21 | CM60DXA2+TXV | TPLC120C20MP13 | 10 | 35000 | 4000 | 205039592 | ASHP | HRCU-A-CB | AFFINITY | 18 | 35800
YORK | YZT36B21 | CM60DXA2+TXV | YPLC100C20MP13 | 10 | 35000 | 4000 | 205039593 | ASHP | HRCU-A-CB | AFFINITY | 18 | 35800
YORK | YZT36B21 | CM60DXA2+TXV | YPLC120C20MP13 | 10 | 35000 | 4000 | 205039594 | ASHP | HRCU-A-CB | AFFINITY | 18 | 35800
YORK | YZT36B21 | CM60CXA2+TXV | TM8V120C20MP12 | 10 | 35000 | 4000 | 205039595 | ASHP | HRCU-A-CB | AFFINITY | 18 | 35800
YORK | YZT36B21 | CM60CXA2+TXV | TM8V100C20MP12 | 10 | 35000 | 4000 | 205039596 | ASHP | HRCU-A-CB | AFFINITY | 18 | 35800
YORK | YZT36B21 | CM60CXA2+TXV | TMLV100C20MP12 | 10 | 35000 | 4000 | 205039597 | ASHP | HRCU-A-CB | AFFINITY | 18 | 35800
YORK | YZT36B21 | CM60CXA2+TXV | TMLV120C20MP12 | 10 | 35000 | 4000 | 205039598 | ASHP | HRCU-A-CB | AFFINITY | 18 | 35800
YORK | YZT36B21 | CM60CXA2+TXV | TPLC100C20MP13 | 10 | 35000 | 4000 | 205039599 | ASHP | HRCU-A-CB | AFFINITY | 18 | 35800
YORK | YZT36B21 | CM60CXA2+TXV | TPLC120C20MP13 | 10 | 35000 | 4000 | 205039600 | ASHP | HRCU-A-CB | AFFINITY | 18 | 35800
YORK | YZT36B21 | CM60CXA2+TXV | YPLC100C20MP13 | 10 | 35000 | 4000 | 205039601 | ASHP | HRCU-A-CB | AFFINITY | 18 | 35800
YORK | YZT36B21 | CM60CXA2+TXV | YPLC120C20MP13 | 10 | 35000 | 4000 | 205039602 | ASHP | HRCU-A-CB | AFFINITY | 18 | 35800
YORK | YZT36B21 | CF60CXA2+TXV | TPLC100C20MP13 | 10 | 35000 | 4000 | 205021124 | ASHP | HRCU-A-CB | AFFINITY | 18 | 35800
YORK | YZT36B21 | CF60CXA2+TXV | TPLC120C20MP13 | 10 | 35000 | 4000 | 205021125 | ASHP | HRCU-A-CB | AFFINITY | 18 | 35800
YORK | YZT36B21 | CF60CXA2+TXV | YPLC100C20MP13 | 10 | 35000 | 4000 | 205021127 | ASHP | HRCU-A-CB | AFFINITY | 18 | 35800
YORK | YZT36B21 | CF60CXA2+TXV | YPLC120C20MP13 | 10 | 35000 | 4000 | 205021128 | ASHP | HRCU-A-CB | AFFINITY | 18 | 35800
LUXAIRE | HL19B3621 | CU60DXA2+TXV | LPLC120D20MP12 | 10 | 35000 | 4000 | 205562721 | ASHP | HRCU-A-CB | ACCLIMATE | 18 | 35800
COLEMAN | HC19B3621 | CM60DXA2+TXV | TMLV100C20MP11 | 10 | 35000 | 4000 | 205562722 | ASHP | HRCU-A-CB | ECHELON | 18 | 35800
LUXAIRE | HL19B3621 | CM60DXA2+TXV | TMLV100C20MP11 | 10 | 35000 | 4000 | 205562723 | ASHP | HRCU-A-CB | ACCLIMATE | 18 | 35800
FRASER-JOHNSTON | HL19B3621 | CM60DXA2+TXV | TMLV100C20MP11 | 10 | 35000 | 4000 | 205562724 | ASHP | HRCU-A-CB | RELIANT | 18 | 35800
CHAMPION HEATING AND COOLING | HL19B3621 | CM60DXA2+TXV | TMLV100C20MP11 | 10 | 35000 | 4000 | 205562725 | ASHP | HRCU-A-CB | MOMENTUM | 18 | 35800
COLEMAN | HC19B3621 | CU60DXA2+TXV | TMLV100C20MP11 | 10 | 35000 | 4000 | 205562726 | ASHP | HRCU-A-CB | ECHELON | 18 | 35800
LUXAIRE | HL19B3621 | CU60DXA2+TXV | TMLV100C20MP11 | 10 | 35000 | 4000 | 205562727 | ASHP | HRCU-A-CB | ACCLIMATE | 18 | 35800
FRASER-JOHNSTON | HL19B3621 | CU60DXA2+TXV | TMLV100C20MP11 | 10 | 35000 | 4000 | 205562728 | ASHP | HRCU-A-CB | RELIANT | 18 | 35800
CHAMPION HEATING AND COOLING | HL19B3621 | CU60DXA2+TXV | TMLV100C20MP11 | 10 | 35000 | 4000 | 205562729 | ASHP | HRCU-A-CB | MOMENTUM | 18 | 35800
COLEMAN | HC19B3621 | CM60DXA2+TXV | TMLV120C20MP11 | 10 | 35000 | 4000 | 205562730 | ASHP | HRCU-A-CB | ECHELON | 18 | 35800
LUXAIRE | HL19B3621 | CM60DXA2+TXV | TMLV120C20MP11 | 10 | 35000 | 4000 | 205562731 | ASHP | HRCU-A-CB | ACCLIMATE | 18 | 35800
FRASER-JOHNSTON | HL19B3621 | CM60DXA2+TXV | TMLV120C20MP11 | 10 | 35000 | 4000 | 205562732 | ASHP | HRCU-A-CB | RELIANT | 18 | 35800
COLEMAN | HC19B3621 | CM60DXA2+TXV | TM8V120C20MP11 | 10 | 35000 | 4000 | 205562698 | ASHP | HRCU-A-CB | ECHELON | 18 | 35800
LUXAIRE | HL19B3621 | CM60DXA2+TXV | TM8V120C20MP11 | 10 | 35000 | 4000 | 205562699 | ASHP | HRCU-A-CB | ACCLIMATE | 18 | 35800
FRASER-JOHNSTON | HL19B3621 | CM60DXA2+TXV | TM8V120C20MP11 | 10 | 35000 | 4000 | 205562700 | ASHP | HRCU-A-CB | RELIANT | 18 | 35800
CHAMPION HEATING AND COOLING | HL19B3621 | CM60DXA2+TXV | TM8V120C20MP11 | 10 | 35000 | 4000 | 205562701 | ASHP | HRCU-A-CB | MOMENTUM | 18 | 35800
YORK | YZT36B21 | CM60DXA2+ME14DN21+TXV |  | 10 | 35000 | 4000 | 205039634 | ASHP | HRCU-A-CB | AFFINITY | 19 | 34800
YORK | YZT36B21 | CU60DXA2+TXV | TM9E120D20MP11 | 10 | 35000 | 4000 | 205041235 | ASHP | HRCU-A-CB | AFFINITY | 18 | 36000
YORK | YZT36B21 | CU60DXA2+TXV | TM9Y120D20MP11 | 10 | 35000 | 4000 | 205041236 | ASHP | HRCU-A-CB | AFFINITY | 18 | 36000
YORK | YZT36B21 | CU60CXA2+TXV | TM8X120C20MP11 | 10 | 35000 | 4000 | 205041249 | ASHP | HRCU-A-CB | AFFINITY | 18 | 36000
YORK | YZT36B21 | CU60CXA2+TXV | TM8X100C20MP11 | 10 | 35000 | 4000 | 205041250 | ASHP | HRCU-A-CB | AFFINITY | 18 | 36000
YORK | YZT36B21 | CU60CXA2+TXV | TMLX100C20MP11 | 10 | 35000 | 4000 | 205041251 | ASHP | HRCU-A-CB | AFFINITY | 18 | 36000
YORK | YZT36B21 | CU60CXA2+TXV | TMLX120C20MP11 | 10 | 35000 | 4000 | 205041252 | ASHP | HRCU-A-CB | AFFINITY | 18 | 36000
YORK | YZT36B21 | CU60CXA2+TXV | TM8Y120C20MP11 | 10 | 35000 | 4000 | 205041253 | ASHP | HRCU-A-CB | AFFINITY | 18 | 36000
YORK | YZT36B21 | CU60CXA2+TXV | TM8Y100C20MP11 | 10 | 35000 | 4000 | 205041254 | ASHP | HRCU-A-CB | AFFINITY | 18 | 36000
YORK | YZT36B21 | CU60DXA2+TXV | TM8V120C20MP12 | 10 | 35000 | 4000 | 205041270 | ASHP | HRCU-A-CB | AFFINITY | 18 | 35800
YORK | YZT36B21 | CU60DXA2+TXV | TM8V100C20MP12 | 10 | 35000 | 4000 | 205041271 | ASHP | HRCU-A-CB | AFFINITY | 18 | 35800
YORK | YZT36B21 | CU60DXA2+TXV | TMLV100C20MP12 | 10 | 35000 | 4000 | 205041272 | ASHP | HRCU-A-CB | AFFINITY | 18 | 35800
YORK | YZT36B21 | CU60DXA2+TXV | TMLV120C20MP12 | 10 | 35000 | 4000 | 205041273 | ASHP | HRCU-A-CB | AFFINITY | 18 | 35800
YORK | YZT36B21 | CU60DXA2+TXV | TPLC100C20MP13 | 10 | 35000 | 4000 | 205041274 | ASHP | HRCU-A-CB | AFFINITY | 18 | 35800
YORK | YZT36B21 | CU60DXA2+TXV | TPLC120C20MP13 | 10 | 35000 | 4000 | 205041275 | ASHP | HRCU-A-CB | AFFINITY | 18 | 35800
YORK | YZT36B21 | CU60DXA2+TXV | YPLC100C20MP13 | 10 | 35000 | 4000 | 205041276 | ASHP | HRCU-A-CB | AFFINITY | 18 | 35800
YORK | YZT36B21 | CU60DXA2+TXV | YPLC120C20MP13 | 10 | 35000 | 4000 | 205041277 | ASHP | HRCU-A-CB | AFFINITY | 18 | 35800
YORK | YZT36B21 | CU60CXA2+TXV | TM8V120C20MP12 | 10 | 35000 | 4000 | 205041278 | ASHP | HRCU-A-CB | AFFINITY | 18 | 35800
YORK | YZT36B21 | CU60CXA2+TXV | TM8V100C20MP12 | 10 | 35000 | 4000 | 205041279 | ASHP | HRCU-A-CB | AFFINITY | 18 | 35800
YORK | YZT36B21 | CU60CXA2+TXV | TMLV100C20MP12 | 10 | 35000 | 4000 | 205041280 | ASHP | HRCU-A-CB | AFFINITY | 18 | 35800
YORK | YZT36B21 | CU60CXA2+TXV | TMLV120C20MP12 | 10 | 35000 | 4000 | 205041281 | ASHP | HRCU-A-CB | AFFINITY | 18 | 35800
YORK | YZT36B21 | CU60CXA2+TXV | TPLC100C20MP13 | 10 | 35000 | 4000 | 205041282 | ASHP | HRCU-A-CB | AFFINITY | 18 | 35800
YORK | YZT36B21 | CU60CXA2+TXV | TPLC120C20MP13 | 10 | 35000 | 4000 | 205041283 | ASHP | HRCU-A-CB | AFFINITY | 18 | 35800
YORK | YZT36B21 | CU60CXA2+TXV | YPLC100C20MP13 | 10 | 35000 | 4000 | 205041284 | ASHP | HRCU-A-CB | AFFINITY | 18 | 35800
YORK | YZT36B21 | CU60CXA2+TXV | YPLC120C20MP13 | 10 | 35000 | 4000 | 205041285 | ASHP | HRCU-A-CB | AFFINITY | 18 | 35800
COLEMAN | HC19B3621 | CF60DXA2+TXV | TM9E120D20MP11 | 10 | 35000 | 4000 | 205041539 | ASHP | HRCU-A-CB | ECHELON | 18 | 36000
FRASER-JOHNSTON | HL19B3621 | CF60DXA2+TXV | TM9E120D20MP11 | 10 | 35000 | 4000 | 205041540 | ASHP | HRCU-A-CB | RELIANT | 18 | 36000
COLEMAN | HC19B3621 | CF60DXA2+TXV | TM9Y120D20MP11 | 10 | 35000 | 4000 | 205041541 | ASHP | HRCU-A-CB | ECHELON | 18 | 36000
FRASER-JOHNSTON | HL19B3621 | CF60DXA2+TXV | TM9Y120D20MP11 | 10 | 35000 | 4000 | 205041542 | ASHP | HRCU-A-CB | RELIANT | 18 | 36000
COLEMAN | HC19B3621 | CF60DXA2+TXV | TM8V120C20MP12 | 10 | 35000 | 4000 | 205041571 | ASHP | HRCU-A-CB | ECHELON | 18 | 35800
FRASER-JOHNSTON | HL19B3621 | CF60DXA2+TXV | TM8V120C20MP12 | 10 | 35000 | 4000 | 205041572 | ASHP | HRCU-A-CB | RELIANT | 18 | 35800
COLEMAN | HC19B3621 | CF60DXA2+TXV | TM8V100C20MP12 | 10 | 35000 | 4000 | 205041573 | ASHP | HRCU-A-CB | ECHELON | 18 | 35800
FRASER-JOHNSTON | HL19B3621 | CF60DXA2+TXV | TM8V100C20MP12 | 10 | 35000 | 4000 | 205041574 | ASHP | HRCU-A-CB | RELIANT | 18 | 35800
COLEMAN | HC19B3621 | CF60DXA2+TXV | TMLV100C20MP12 | 10 | 35000 | 4000 | 205041575 | ASHP | HRCU-A-CB | ECHELON | 18 | 35800
FRASER-JOHNSTON | HL19B3621 | CF60DXA2+TXV | TMLV100C20MP12 | 10 | 35000 | 4000 | 205041576 | ASHP | HRCU-A-CB | RELIANT | 18 | 35800
COLEMAN | HC19B3621 | CF60DXA2+TXV | TMLV120C20MP12 | 10 | 35000 | 4000 | 205041577 | ASHP | HRCU-A-CB | ECHELON | 18 | 35800
FRASER-JOHNSTON | HL19B3621 | CF60DXA2+TXV | TMLV120C20MP12 | 10 | 35000 | 4000 | 205041578 | ASHP | HRCU-A-CB | RELIANT | 18 | 35800
COLEMAN | HC19B3621 | CF60DXA2+TXV | TPLC100C20MP13 | 10 | 35000 | 4000 | 205041579 | ASHP | HRCU-A-CB | ECHELON | 18 | 35800
FRASER-JOHNSTON | HL19B3621 | CF60DXA2+TXV | TPLC100C20MP13 | 10 | 35000 | 4000 | 205041580 | ASHP | HRCU-A-CB | RELIANT | 18 | 35800
COLEMAN | HC19B3621 | CF60DXA2+TXV | TPLC120C20MP13 | 10 | 35000 | 4000 | 205041581 | ASHP | HRCU-A-CB | ECHELON | 18 | 35800
FRASER-JOHNSTON | HL19B3621 | CF60DXA2+TXV | TPLC120C20MP13 | 10 | 35000 | 4000 | 205041582 | ASHP | HRCU-A-CB | RELIANT | 18 | 35800
COLEMAN | HC19B3621 | CF60DXA2+TXV | CPLC100C20MP13 | 10 | 35000 | 4000 | 205041583 | ASHP | HRCU-A-CB | ECHELON | 18 | 35800
COLEMAN | HC19B3621 | CF60DXA2+TXV | CPLC120C20MP13 | 10 | 35000 | 4000 | 205041584 | ASHP | HRCU-A-CB | ECHELON | 18 | 35800
YORK | YZT36B21 | CF60CXA2+TXV | TM8X120C20MP11 | 10 | 35000 | 4000 | 205021090 | ASHP | HRCU-A-CB | AFFINITY | 18 | 36000
YORK | YZT36B21 | CF60CXA2+TXV | TM8X100C20MP11 | 10 | 35000 | 4000 | 205021091 | ASHP | HRCU-A-CB | AFFINITY | 18 | 36000
YORK | YZT36B21 | CF60CXA2+TXV | TMLX100C20MP11 | 10 | 35000 | 4000 | 205021092 | ASHP | HRCU-A-CB | AFFINITY | 18 | 36000
TCL | TUM-36HA2/I2I21-21ES | TSC-09HA2/I3*I20-I |  | 10 | 35000 | $2,500: 2 indoor heads; $4,000: >=3 indoor heads | 207591574 | ASHP | HMSV-A-CB |  | 21.5 | 32000
BRYANT | 280ANV036*0**A* | CAP**3621AL*+UI | 987MB42060C17*** | 10 | 35200 | 5000 | 204430146 | ccASHP | HRCU-A-CB |  | 18 | 32800 | 2.26 | 72
BRYANT | 280ANV036*0**A* | CAP**3717AL*+UI | 88*TA48090C17*** | 10 | 35200 | 5000 | 204430238 | ccASHP | HRCU-A-CB |  | 19 | 34400 | 2.26 | 76
BRYANT | 280ANV036*0**A* | CAP**3721AL*+UI | 88*TA48070C17*** | 10 | 35200 | 5000 | 204430241 | ccASHP | HRCU-A-CB |  | 19 | 34600 | 2.23 | 76
BRYANT | 280ANV036*0**A* | CAP**3721AL*+UI | 88*TA60070C21*** | 10 | 35200 | 5000 | 204430243 | ccASHP | HRCU-A-CB |  | 19 | 34600 | 2.2 | 76
BRYANT | 280ANV036*0**A* | CAP**3721AL*+UI | 986TC42060C17*** | 10 | 35200 | 5000 | 204430248 | ccASHP | HRCU-A-CB |  | 18 | 34400 | 2.29 | 77
BRYANT | 280ANV036*0**A* | CSPH*4812AL*+UI | 88*TA48070C17*** | 10 | 35200 | 5000 | 204431215 | ccASHP | HRCU-A-CB |  | 18.5 | 34400 | 2.26 | 76
BRYANT | 280ANV036*0**A* | CAP**3721AL*+UI | 986TC42080C17*** | 10 | 35200 | 5000 | 204430251 | ccASHP | HRCU-A-CB |  | 18 | 34400 | 2.25 | 77
BRYANT | 280ANV036*0**A* | CAP**3721AL*+UI | 987MB42080C17*** | 10 | 35200 | 5000 | 204430254 | ccASHP | HRCU-A-CB |  | 18 | 34400 | 2.25 | 77
BRYANT | 280ANV036*0**A* | CAP**3721AL*+UI | 987MB60060C21*** | 10 | 35200 | 5000 | 204430261 | ccASHP | HRCU-A-CB |  | 18 | 34600 | 2.24 | 76
CARRIER | 25VNA036A*030* | CAP**3621AL*+UI | 59MN7B060C17**14 | 10 | 35200 | 5000 | 204430145 | ccASHP | HRCU-A-CB |  | 18 | 32800 | 1.82 | 72
CARRIER | 25VNA036A*030* | CAP**3717AL*+UI | 58TN*A090C17**16 | 10 | 35200 | 5000 | 204430237 | ccASHP | HRCU-A-CB |  | 19 | 34200 | 1.93 | 76
CARRIER | 25VNA036A*030* | CAP**3721AL*+UI | 58TN*A070C17**16 | 10 | 35200 | 5000 | 204430239 | ccASHP | HRCU-A-CB |  | 19 | 34400 | 1.97 | 76
BRYANT | 280ANV036*0**A* | CSPH*4212AL*+UI | 987MB42060C17*** | 10 | 35200 | 5000 | 204431137 | ccASHP | HRCU-A-CB |  | 17 | 33800 | 2.37 | 77
BRYANT | 280ANV036*0**A* | CAP**4321AL*+UI | 88*TA60070C21*** | 10 | 35200 | 5000 | 204430335 | ccASHP | HRCU-A-CB |  | 19 | 34600 | 2.2 | 76
BRYANT | 280ANV036*0**A* | CAP**4321AL*+UI | 986TC42080C17*** | 10 | 35200 | 5000 | 204430338 | ccASHP | HRCU-A-CB |  | 18 | 34400 | 2.25 | 77
BRYANT | 280ANV036*0**A* | CAP**4321AL*+UI | 987MB42080C17*** | 10 | 35200 | 5000 | 204430340 | ccASHP | HRCU-A-CB |  | 19 | 34400 | 2.25 | 77
BRYANT | 280ANV036*0**A* | CAP**4321AL*+UI | 987MB60060C21*** | 10 | 35200 | 5000 | 204430346 | ccASHP | HRCU-A-CB |  | 18 | 34600 | 2.23 | 76
CARRIER | 25VNA036A*030* | CAP**3721AL*+UI | 58TN*A070C21**20 | 10 | 35200 | 5000 | 204430242 | ccASHP | HRCU-A-CB |  | 19 | 34600 | 1.98 | 76
CARRIER | 25VNA036A*030* | CAP**3721AL*+UI | 59TN6B060C17**14 | 10 | 35200 | 5000 | 204430247 | ccASHP | HRCU-A-CB |  | 18 | 34800 | 1.93 | 77
CARRIER | 25VNA036A*030* | CAP**3721AL*+UI | 59TN6B080C17**14 | 10 | 35200 | 5000 | 204430250 | ccASHP | HRCU-A-CB |  | 18 | 34400 | 1.95 | 77
CARRIER | 25VNA036A*030* | CAP**3721AL*+UI | 59MN7B080C17**14 | 10 | 35200 | 5000 | 204430252 | ccASHP | HRCU-A-CB |  | 18 | 34400 | 1.95 | 77
CARRIER | 25VNA036A*030* | CAP**3721AL*+UI | 59MN7B060C21**20 | 10 | 35200 | 5000 | 204430260 | ccASHP | HRCU-A-CB |  | 18 | 34800 | 1.95 | 76
CARRIER | 25VNA036A*030* | CAP**4321AL*+UI | 58TN*A070C21**20 | 10 | 35200 | 5000 | 204430333 | ccASHP | HRCU-A-CB |  | 19 | 34600 | 1.98 | 76
CARRIER | 25VNA036A*030* | CAP**4321AL*+UI | 59TN6B080C17**14 | 10 | 35200 | 5000 | 204430336 | ccASHP | HRCU-A-CB |  | 18 | 34600 | 1.95 | 77
CARRIER | 25VNA036A*030* | CAP**4321AL*+UI | 59MN7B080C17**14 | 10 | 35200 | 5000 | 204430339 | ccASHP | HRCU-A-CB |  | 19 | 34400 | 1.95 | 77
CARRIER | 25VNA036A*030* | CAP**4321AL*+UI | 59MN7B060C21**20 | 10 | 35200 | 5000 | 204430345 | ccASHP | HRCU-A-CB |  | 18 | 34800 | 1.97 | 76
CARRIER | 25VNA036A*030* | CSPH*4212AL*+UI | 59MN7B060C17**14 | 10 | 35200 | 5000 | 204431136 | ccASHP | HRCU-A-CB |  | 17 | 33800 | 1.87 | 77
BRYANT | 280ANV036*0**A* | CSPH*4812AL*+UI | 987MB42080C17*** | 10 | 35200 | 5000 | 204431264 | ccASHP | HRCU-A-CB |  | 18 | 34200 | 2.29 | 77
CARRIER | 25VNA036A*030* | CSPH*4812AL*+UI | 58TN*A070C17**16 | 10 | 35200 | 5000 | 204431213 | ccASHP | HRCU-A-CB |  | 18.5 | 34000 | 1.93 | 76
CARRIER | 25VNA036A*030* | CSPH*4812AL*+UI | 59MN7B080C17**14 | 10 | 35200 | 5000 | 204431262 | ccASHP | HRCU-A-CB |  | 18 | 34000 | 1.92 | 77
LENNOX | SL25XPV-036-230A** | CX35-48C+TDR | SL280UH100NV60C* | 10 | 35200 | 5000 | 207436485 | ccASHP | HRCU-A-CB | DAVE LENNOX SIGNATURE SL25XPV SERIES | 21 | 35000 | 1.85 | 77
LENNOX | SL25XPV-036-230A** | C35-48C+TDR+TXV | SL280UH100NV60C* | 10 | 35200 | 5000 | 207436278 | ccASHP | HRCU-A-CB | DAVE LENNOX SIGNATURE SL25XPV SERIES | 21 | 35000 | 1.85 | 77
COLEMAN | HC19B3621 | CM60DXA2+TXV | TPLC080C16MP13 | 10 | 35200 | 4000 | 205047264 | ASHP | HRCU-A-CB | ECHELON | 18 | 35800
LUXAIRE | HL19B3621 | CM60DXA2+TXV | TPLC080C16MP13 | 10 | 35200 | 4000 | 205047266 | ASHP | HRCU-A-CB | ACCLIMATE | 18 | 35800
FRASER-JOHNSTON | HL19B3621 | CM60DXA2+TXV | TPLC080C16MP13 | 10 | 35200 | 4000 | 205047268 | ASHP | HRCU-A-CB | RELIANT | 18 | 35800
CHAMPION HEATING AND COOLING | HL19B3621 | CM60DXA2+TXV | TPLC080C16MP13 | 10 | 35200 | 4000 | 205047270 | ASHP | HRCU-A-CB | MOMENTUM | 18 | 35800
COLEMAN | HC19B3621 | CU60DXA2+TXV | TPLC080C16MP13 | 10 | 35200 | 4000 | 205047272 | ASHP | HRCU-A-CB | ECHELON | 18 | 35800
LUXAIRE | HL19B3621 | CU60DXA2+TXV | TPLC080C16MP13 | 10 | 35200 | 4000 | 205047273 | ASHP | HRCU-A-CB | ACCLIMATE | 18 | 35800
FRASER-JOHNSTON | HL19B3621 | CU60DXA2+TXV | TPLC080C16MP13 | 10 | 35200 | 4000 | 205047275 | ASHP | HRCU-A-CB | RELIANT | 18 | 35800
CHAMPION HEATING AND COOLING | HL19B3621 | CU60DXA2+TXV | TPLC080C16MP13 | 10 | 35200 | 4000 | 205047277 | ASHP | HRCU-A-CB | MOMENTUM | 18 | 35800
COLEMAN | HC19B3621 | CM60DXA2+TXV | TPLC100C16MP13 | 10 | 35200 | 4000 | 205047280 | ASHP | HRCU-A-CB | ECHELON | 18 | 35800
LUXAIRE | HL19B3621 | CM60DXA2+TXV | TPLC100C16MP13 | 10 | 35200 | 4000 | 205047282 | ASHP | HRCU-A-CB | ACCLIMATE | 18 | 35800
FRASER-JOHNSTON | HL19B3621 | CM60DXA2+TXV | TPLC100C16MP13 | 10 | 35200 | 4000 | 205047285 | ASHP | HRCU-A-CB | RELIANT | 18 | 35800
CHAMPION HEATING AND COOLING | HL19B3621 | CM60DXA2+TXV | TPLC100C16MP13 | 10 | 35200 | 4000 | 205047287 | ASHP | HRCU-A-CB | MOMENTUM | 18 | 35800
COLEMAN | HC19B3621 | CU60DXA2+TXV | TPLC100C16MP13 | 10 | 35200 | 4000 | 205047288 | ASHP | HRCU-A-CB | ECHELON | 18 | 35800
LUXAIRE | HL19B3621 | CU60DXA2+TXV | TPLC100C16MP13 | 10 | 35200 | 4000 | 205047289 | ASHP | HRCU-A-CB | ACCLIMATE | 18 | 35800
FRASER-JOHNSTON | HL19B3621 | CU60DXA2+TXV | TPLC100C16MP13 | 10 | 35200 | 4000 | 205047291 | ASHP | HRCU-A-CB | RELIANT | 18 | 35800
CHAMPION HEATING AND COOLING | HL19B3621 | CU60DXA2+TXV | TPLC100C16MP13 | 10 | 35200 | 4000 | 205047293 | ASHP | HRCU-A-CB | MOMENTUM | 18 | 35800
COLEMAN | HC19B3621 | CM60DXA2+TXV | CPLC080C16MP13 | 10 | 35200 | 4000 | 205047296 | ASHP | HRCU-A-CB | ECHELON | 18 | 35800
LUXAIRE | HL19B3621 | CM60DXA2+TXV | LPLC080C16MP13 | 10 | 35200 | 4000 | 205047298 | ASHP | HRCU-A-CB | ACCLIMATE | 18 | 35800
COLEMAN | HC19B3621 | CU60DXA2+TXV | CPLC080C16MP13 | 10 | 35200 | 4000 | 205047300 | ASHP | HRCU-A-CB | ECHELON | 18 | 35800
LUXAIRE | HL19B3621 | CU60DXA2+TXV | LPLC080C16MP13 | 10 | 35200 | 4000 | 205047302 | ASHP | HRCU-A-CB | ACCLIMATE | 18 | 35800
COLEMAN | HC19B3621 | CM60DXA2+TXV | CPLC100C16MP13 | 10 | 35200 | 4000 | 205047304 | ASHP | HRCU-A-CB | ECHELON | 18 | 35800
LUXAIRE | HL19B3621 | CM60DXA2+TXV | LPLC100C16MP13 | 10 | 35200 | 4000 | 205047308 | ASHP | HRCU-A-CB | ACCLIMATE | 18 | 35800
COLEMAN | HC19B3621 | CU60DXA2+TXV | CPLC100C16MP13 | 10 | 35200 | 4000 | 205047312 | ASHP | HRCU-A-CB | ECHELON | 18 | 35800
LUXAIRE | HL19B3621 | CU60DXA2+TXV | LPLC100C16MP13 | 10 | 35200 | 4000 | 205047314 | ASHP | HRCU-A-CB | ACCLIMATE | 18 | 35800
COLEMAN | HC19B3621 | CM60CXA2+TXV | TMLV100C16MP11 | 10 | 35200 | 4000 | 205047343 | ASHP | HRCU-A-CB | ECHELON | 18 | 35600
LUXAIRE | HL19B3621 | CM60CXA2+TXV | TMLV100C16MP11 | 10 | 35200 | 4000 | 205047344 | ASHP | HRCU-A-CB | ACCLIMATE | 18 | 35600
FRASER-JOHNSTON | HL19B3621 | CM60CXA2+TXV | TMLV100C16MP11 | 10 | 35200 | 4000 | 205047345 | ASHP | HRCU-A-CB | RELIANT | 18 | 35600
CHAMPION HEATING AND COOLING | HL19B3621 | CM60CXA2+TXV | TMLV100C16MP11 | 10 | 35200 | 4000 | 205047346 | ASHP | HRCU-A-CB | MOMENTUM | 18 | 35600
COLEMAN | HC19B3621 | CM60CXA2+TXV | TPLC100C16MP12 | 10 | 35200 | 4000 | 205047347 | ASHP | HRCU-A-CB | ECHELON | 18 | 35600
LUXAIRE | HL19B3621 | CM60CXA2+TXV | TPLC100C16MP12 | 10 | 35200 | 4000 | 205047348 | ASHP | HRCU-A-CB | ACCLIMATE | 18 | 35600
FRASER-JOHNSTON | HL19B3621 | CM60CXA2+TXV | TPLC100C16MP12 | 10 | 35200 | 4000 | 205047349 | ASHP | HRCU-A-CB | RELIANT | 18 | 35600
CHAMPION HEATING AND COOLING | HL19B3621 | CM60CXA2+TXV | TPLC100C16MP12 | 10 | 35200 | 4000 | 205047350 | ASHP | HRCU-A-CB | MOMENTUM | 18 | 35600
COLEMAN | HC19B3621 | CM60CXA2+TXV | TPLC080C16MP12 | 10 | 35200 | 4000 | 205047351 | ASHP | HRCU-A-CB | ECHELON | 18 | 35600
LUXAIRE | HL19B3621 | CM60CXA2+TXV | TPLC080C16MP12 | 10 | 35200 | 4000 | 205047352 | ASHP | HRCU-A-CB | ACCLIMATE | 18 | 35600
FRASER-JOHNSTON | HL19B3621 | CM60CXA2+TXV | TPLC080C16MP12 | 10 | 35200 | 4000 | 205047353 | ASHP | HRCU-A-CB | RELIANT | 18 | 35600
CHAMPION HEATING AND COOLING | HL19B3621 | CM60CXA2+TXV | TPLC080C16MP12 | 10 | 35200 | 4000 | 205047354 | ASHP | HRCU-A-CB | MOMENTUM | 18 | 35600
COLEMAN | HC19B3621 | CU60CXA2+TXV | TMLV100C16MP11 | 10 | 35200 | 4000 | 205047549 | ASHP | HRCU-A-CB | ECHELON | 18 | 35600
COLEMAN | HC19B3621 | CU60DXA2+TXV | TM8V080C16MP12 | 10 | 35200 | 4000 | 205047216 | ASHP | HRCU-A-CB | ECHELON | 18 | 35800
LUXAIRE | HL19B3621 | CU60DXA2+TXV | TM8V080C16MP12 | 10 | 35200 | 4000 | 205047220 | ASHP | HRCU-A-CB | ACCLIMATE | 18 | 35800
FRASER-JOHNSTON | HL19B3621 | CU60DXA2+TXV | TM8V080C16MP12 | 10 | 35200 | 4000 | 205047225 | ASHP | HRCU-A-CB | RELIANT | 18 | 35800
CHAMPION HEATING AND COOLING | HL19B3621 | CU60DXA2+TXV | TM8V080C16MP12 | 10 | 35200 | 4000 | 205047230 | ASHP | HRCU-A-CB | MOMENTUM | 18 | 35800
COLEMAN | HC19B3621 | CM60DXA2+TXV | TMLV080C16MP12 | 10 | 35200 | 4000 | 205047235 | ASHP | HRCU-A-CB | ECHELON | 18 | 35800
LUXAIRE | HL19B3621 | CM60DXA2+TXV | TMLV080C16MP12 | 10 | 35200 | 4000 | 205047237 | ASHP | HRCU-A-CB | ACCLIMATE | 18 | 35800
FRASER-JOHNSTON | HL19B3621 | CM60DXA2+TXV | TMLV080C16MP12 | 10 | 35200 | 4000 | 205047239 | ASHP | HRCU-A-CB | RELIANT | 18 | 35800
CHAMPION HEATING AND COOLING | HL19B3621 | CM60DXA2+TXV | TMLV080C16MP12 | 10 | 35200 | 4000 | 205047240 | ASHP | HRCU-A-CB | MOMENTUM | 18 | 35800
COLEMAN | HC19B3621 | CU60DXA2+TXV | TMLV080C16MP12 | 10 | 35200 | 4000 | 205047241 | ASHP | HRCU-A-CB | ECHELON | 18 | 35800
LUXAIRE | HL19B3621 | CU60DXA2+TXV | TMLV080C16MP12 | 10 | 35200 | 4000 | 205047243 | ASHP | HRCU-A-CB | ACCLIMATE | 18 | 35800
FRASER-JOHNSTON | HL19B3621 | CU60DXA2+TXV | TMLV080C16MP12 | 10 | 35200 | 4000 | 205047244 | ASHP | HRCU-A-CB | RELIANT | 18 | 35800
CHAMPION HEATING AND COOLING | HL19B3621 | CU60DXA2+TXV | TMLV080C16MP12 | 10 | 35200 | 4000 | 205047246 | ASHP | HRCU-A-CB | MOMENTUM | 18 | 35800
COLEMAN | HC19B3621 | CM60DXA2+TXV | TMLV100C16MP12 | 10 | 35200 | 4000 | 205047248 | ASHP | HRCU-A-CB | ECHELON | 18 | 35800
LUXAIRE | HL19B3621 | CM60DXA2+TXV | TMLV100C16MP12 | 10 | 35200 | 4000 | 205047249 | ASHP | HRCU-A-CB | ACCLIMATE | 18 | 35800
FRASER-JOHNSTON | HL19B3621 | CM60DXA2+TXV | TMLV100C16MP12 | 10 | 35200 | 4000 | 205047251 | ASHP | HRCU-A-CB | RELIANT | 18 | 35800
CHAMPION HEATING AND COOLING | HL19B3621 | CM60DXA2+TXV | TMLV100C16MP12 | 10 | 35200 | 4000 | 205047253 | ASHP | HRCU-A-CB | MOMENTUM | 18 | 35800
COLEMAN | HC19B3621 | CU60DXA2+TXV | TMLV100C16MP12 | 10 | 35200 | 4000 | 205047254 | ASHP | HRCU-A-CB | ECHELON | 18 | 35800
LUXAIRE | HL19B3621 | CU60DXA2+TXV | TMLV100C16MP12 | 10 | 35200 | 4000 | 205047257 | ASHP | HRCU-A-CB | ACCLIMATE | 18 | 35800
FRASER-JOHNSTON | HL19B3621 | CU60DXA2+TXV | TMLV100C16MP12 | 10 | 35200 | 4000 | 205047260 | ASHP | HRCU-A-CB | RELIANT | 18 | 35800
COLEMAN | HC19B3621 | CF60CXA2+TXV | CPLC100C16MP12 | 10 | 35200 | 4000 | 205047663 | ASHP | HRCU-A-CB | ECHELON | 18 | 35600
LUXAIRE | HL19B3621 | CF60CXA2+TXV | LPLC100C16MP12 | 10 | 35200 | 4000 | 205047664 | ASHP | HRCU-A-CB | ACCLIMATE | 18 | 35600
COLEMAN | HC19B3621 | CF60CXA2+TXV | TMLV100C16MP11 | 10 | 35200 | 4000 | 205047665 | ASHP | HRCU-A-CB | ECHELON | 18 | 35600
LUXAIRE | HL19B3621 | CF60CXA2+TXV | TMLV100C16MP11 | 10 | 35200 | 4000 | 205047666 | ASHP | HRCU-A-CB | ACCLIMATE | 18 | 35600
FRASER-JOHNSTON | HL19B3621 | CF60CXA2+TXV | TMLV100C16MP11 | 10 | 35200 | 4000 | 205047667 | ASHP | HRCU-A-CB | RELIANT | 18 | 35600
CHAMPION HEATING AND COOLING | HL19B3621 | CF60CXA2+TXV | TMLV100C16MP11 | 10 | 35200 | 4000 | 205047668 | ASHP | HRCU-A-CB | MOMENTUM | 18 | 35600
COLEMAN | HC19B3621 | CF60CXA2+TXV | TPLC080C16MP12 | 10 | 35200 | 4000 | 205047669 | ASHP | HRCU-A-CB | ECHELON | 18 | 35600
LUXAIRE | HL19B3621 | CF60CXA2+TXV | TPLC080C16MP12 | 10 | 35200 | 4000 | 205047670 | ASHP | HRCU-A-CB | ACCLIMATE | 18 | 35600
FRASER-JOHNSTON | HL19B3621 | CF60CXA2+TXV | TPLC080C16MP12 | 10 | 35200 | 4000 | 205047671 | ASHP | HRCU-A-CB | RELIANT | 18 | 35600
CHAMPION HEATING AND COOLING | HL19B3621 | CF60CXA2+TXV | TPLC080C16MP12 | 10 | 35200 | 4000 | 205047672 | ASHP | HRCU-A-CB | MOMENTUM | 18 | 35600
COLEMAN | HC19B3621 | CU60CXA2+TXV | TM8V100C16MP11 | 10 | 35200 | 4000 | 205047673 | ASHP | HRCU-A-CB | ECHELON | 18 | 35600
LUXAIRE | HL19B3621 | CF60CXA2+TXV | TMLV080C16MP11 | 10 | 35200 | 4000 | 205047796 | ASHP | HRCU-A-CB | ACCLIMATE | 18 | 35600
FRASER-JOHNSTON | HL19B3621 | CF60CXA2+TXV | TMLV080C16MP11 | 10 | 35200 | 4000 | 205047797 | ASHP | HRCU-A-CB | RELIANT | 18 | 35600
CHAMPION HEATING AND COOLING | HL19B3621 | CF60CXA2+TXV | TMLV080C16MP11 | 10 | 35200 | 4000 | 205047798 | ASHP | HRCU-A-CB | MOMENTUM | 18 | 35600
COLEMAN | HC19B3621 | CF60CXA2+TXV | TPLC100C16MP12 | 10 | 35200 | 4000 | 205047799 | ASHP | HRCU-A-CB | ECHELON | 18 | 35600
LUXAIRE | HL19B3621 | CF60CXA2+TXV | TPLC100C16MP12 | 10 | 35200 | 4000 | 205047800 | ASHP | HRCU-A-CB | ACCLIMATE | 18 | 35600
FRASER-JOHNSTON | HL19B3621 | CF60CXA2+TXV | TPLC100C16MP12 | 10 | 35200 | 4000 | 205047801 | ASHP | HRCU-A-CB | RELIANT | 18 | 35600
CHAMPION HEATING AND COOLING | HL19B3621 | CF60CXA2+TXV | TPLC100C16MP12 | 10 | 35200 | 4000 | 205047802 | ASHP | HRCU-A-CB | MOMENTUM | 18 | 35600
COLEMAN | HC19B3621 | CM60CXA2+TXV | TM8V100C16MP11 | 10 | 35200 | 4000 | 205047803 | ASHP | HRCU-A-CB | ECHELON | 18 | 35600
LUXAIRE | HL19B3621 | CM60CXA2+TXV | TM8V100C16MP11 | 10 | 35200 | 4000 | 205047804 | ASHP | HRCU-A-CB | ACCLIMATE | 18 | 35600
FRASER-JOHNSTON | HL19B3621 | CM60CXA2+TXV | TM8V100C16MP11 | 10 | 35200 | 4000 | 205047805 | ASHP | HRCU-A-CB | RELIANT | 18 | 35600
CHAMPION HEATING AND COOLING | HL19B3621 | CM60CXA2+TXV | TM8V100C16MP11 | 10 | 35200 | 4000 | 205047806 | ASHP | HRCU-A-CB | MOMENTUM | 18 | 35600
COLEMAN | HC19B3621 | CM60CXA2+TXV | TM8V080C16MP11 | 10 | 35200 | 4000 | 205047807 | ASHP | HRCU-A-CB | ECHELON | 18 | 35600
LUXAIRE | HL19B3621 | CM60CXA2+TXV | TM8V080C16MP11 | 10 | 35200 | 4000 | 205047808 | ASHP | HRCU-A-CB | ACCLIMATE | 18 | 35600
FRASER-JOHNSTON | HL19B3621 | CM60CXA2+TXV | TM8V080C16MP11 | 10 | 35200 | 4000 | 205047809 | ASHP | HRCU-A-CB | RELIANT | 18 | 35600
CHAMPION HEATING AND COOLING | HL19B3621 | CM60CXA2+TXV | TM8V080C16MP11 | 10 | 35200 | 4000 | 205047810 | ASHP | HRCU-A-CB | MOMENTUM | 18 | 35600
COLEMAN | HC19B3621 | CM60CXA2+TXV | CPLC080C16MP12 | 10 | 35200 | 4000 | 205047811 | ASHP | HRCU-A-CB | ECHELON | 18 | 35600
LUXAIRE | HL19B3621 | CM60CXA2+TXV | LPLC080C16MP12 | 10 | 35200 | 4000 | 205047812 | ASHP | HRCU-A-CB | ACCLIMATE | 18 | 35600
COLEMAN | HC19B3621 | CM60CXA2+TXV | CPLC100C16MP12 | 10 | 35200 | 4000 | 205047813 | ASHP | HRCU-A-CB | ECHELON | 18 | 35600
LUXAIRE | HL19B3621 | CM60CXA2+TXV | LPLC100C16MP12 | 10 | 35200 | 4000 | 205047814 | ASHP | HRCU-A-CB | ACCLIMATE | 18 | 35600
COLEMAN | HC19B3621 | CM60CXA2+TXV | TMLV080C16MP11 | 10 | 35200 | 4000 | 205047815 | ASHP | HRCU-A-CB | ECHELON | 18 | 35600
LUXAIRE | HL19B3621 | CM60CXA2+TXV | TMLV080C16MP11 | 10 | 35200 | 4000 | 205047816 | ASHP | HRCU-A-CB | ACCLIMATE | 18 | 35600
FRASER-JOHNSTON | HL19B3621 | CM60CXA2+TXV | TMLV080C16MP11 | 10 | 35200 | 4000 | 205047817 | ASHP | HRCU-A-CB | RELIANT | 18 | 35600
CHAMPION HEATING AND COOLING | HL19B3621 | CM60CXA2+TXV | TMLV080C16MP11 | 10 | 35200 | 4000 | 205047818 | ASHP | HRCU-A-CB | MOMENTUM | 18 | 35600
COLEMAN | HC19B3621 | CM60CXA2+TXV | TM8V080C16MP12 | 10 | 35200 | 4000 | 205047819 | ASHP | HRCU-A-CB | ECHELON | 18 | 35600
LUXAIRE | HL19B3621 | CM60CXA2+TXV | TM8V080C16MP12 | 10 | 35200 | 4000 | 205047820 | ASHP | HRCU-A-CB | ACCLIMATE | 18 | 35600
FRASER-JOHNSTON | HL19B3621 | CM60CXA2+TXV | TM8V080C16MP12 | 10 | 35200 | 4000 | 205047821 | ASHP | HRCU-A-CB | RELIANT | 18 | 35600
CHAMPION HEATING AND COOLING | HL19B3621 | CM60CXA2+TXV | TM8V080C16MP12 | 10 | 35200 | 4000 | 205047822 | ASHP | HRCU-A-CB | MOMENTUM | 18 | 35600
COLEMAN | HC19B3621 | CM60CXA2+TXV | TMLV100C16MP12 | 10 | 35200 | 4000 | 205047823 | ASHP | HRCU-A-CB | ECHELON | 18 | 35600
LUXAIRE | HL19B3621 | CM60CXA2+TXV | TMLV100C16MP12 | 10 | 35200 | 4000 | 205047824 | ASHP | HRCU-A-CB | ACCLIMATE | 18 | 35600
FRASER-JOHNSTON | HL19B3621 | CM60CXA2+TXV | TMLV100C16MP12 | 10 | 35200 | 4000 | 205047825 | ASHP | HRCU-A-CB | RELIANT | 18 | 35600
CHAMPION HEATING AND COOLING | HL19B3621 | CM60CXA2+TXV | TMLV100C16MP12 | 10 | 35200 | 4000 | 205047826 | ASHP | HRCU-A-CB | MOMENTUM | 18 | 35600
COLEMAN | HC19B3621 | CM60CXA2+TXV | TPLC100C16MP13 | 10 | 35200 | 4000 | 205047827 | ASHP | HRCU-A-CB | ECHELON | 18 | 35600
LUXAIRE | HL19B3621 | CM60CXA2+TXV | TPLC100C16MP13 | 10 | 35200 | 4000 | 205047828 | ASHP | HRCU-A-CB | ACCLIMATE | 18 | 35600
FRASER-JOHNSTON | HL19B3621 | CM60CXA2+TXV | TPLC100C16MP13 | 10 | 35200 | 4000 | 205047829 | ASHP | HRCU-A-CB | RELIANT | 18 | 35600
CHAMPION HEATING AND COOLING | HL19B3621 | CM60CXA2+TXV | TPLC100C16MP13 | 10 | 35200 | 4000 | 205047830 | ASHP | HRCU-A-CB | MOMENTUM | 18 | 35600
COLEMAN | HC19B3621 | CM60CXA2+TXV | CPLC100C16MP13 | 10 | 35200 | 4000 | 205047831 | ASHP | HRCU-A-CB | ECHELON | 18 | 35600
LUXAIRE | HL19B3621 | CM60CXA2+TXV | LPLC100C16MP13 | 10 | 35200 | 4000 | 205047832 | ASHP | HRCU-A-CB | ACCLIMATE | 18 | 35600
CHAMPION HEATING AND COOLING | HL19B3621 | CM60DXA2+TXV | TPLC080C16MP12 | 10 | 35200 | 4000 | 205047788 | ASHP | HRCU-A-CB | MOMENTUM | 18 | 35800
COLEMAN | HC19B3621 | CF60CXA2+TXV | TM8V100C16MP11 | 10 | 35200 | 4000 | 205047789 | ASHP | HRCU-A-CB | ECHELON | 18 | 35600
LUXAIRE | HL19B3621 | CF60CXA2+TXV | TM8V100C16MP11 | 10 | 35200 | 4000 | 205047790 | ASHP | HRCU-A-CB | ACCLIMATE | 18 | 35600
FRASER-JOHNSTON | HL19B3621 | CF60CXA2+TXV | TM8V100C16MP11 | 10 | 35200 | 4000 | 205047791 | ASHP | HRCU-A-CB | RELIANT | 18 | 35600
CHAMPION HEATING AND COOLING | HL19B3621 | CF60CXA2+TXV | TM8V100C16MP11 | 10 | 35200 | 4000 | 205047792 | ASHP | HRCU-A-CB | MOMENTUM | 18 | 35600
COLEMAN | HC19B3621 | CF60CXA2+TXV | CPLC080C16MP12 | 10 | 35200 | 4000 | 205047793 | ASHP | HRCU-A-CB | ECHELON | 18 | 35600
LUXAIRE | HL19B3621 | CF60CXA2+TXV | LPLC080C16MP12 | 10 | 35200 | 4000 | 205047794 | ASHP | HRCU-A-CB | ACCLIMATE | 18 | 35600
COLEMAN | HC19B3621 | CF60CXA2+TXV | TMLV080C16MP11 | 10 | 35200 | 4000 | 205047795 | ASHP | HRCU-A-CB | ECHELON | 18 | 35600
FRASER-JOHNSTON | HL19B3621 | CM60DXA2+TXV | TM8V100C16MP11 | 10 | 35200 | 4000 | 205047763 | ASHP | HRCU-A-CB | RELIANT | 18 | 35800
CHAMPION HEATING AND COOLING | HL19B3621 | CM60DXA2+TXV | TM8V100C16MP11 | 10 | 35200 | 4000 | 205047764 | ASHP | HRCU-A-CB | MOMENTUM | 18 | 35800
COLEMAN | HC19B3621 | CM60DXA2+TXV | TM8V080C16MP11 | 10 | 35200 | 4000 | 205047765 | ASHP | HRCU-A-CB | ECHELON | 18 | 35800
LUXAIRE | HL19B3621 | CM60DXA2+TXV | TM8V080C16MP11 | 10 | 35200 | 4000 | 205047766 | ASHP | HRCU-A-CB | ACCLIMATE | 18 | 35800
FRASER-JOHNSTON | HL19B3621 | CM60DXA2+TXV | TM8V080C16MP11 | 10 | 35200 | 4000 | 205047767 | ASHP | HRCU-A-CB | RELIANT | 18 | 35800
CHAMPION HEATING AND COOLING | HL19B3621 | CM60DXA2+TXV | TM8V080C16MP11 | 10 | 35200 | 4000 | 205047768 | ASHP | HRCU-A-CB | MOMENTUM | 18 | 35800
COLEMAN | HC19B3621 | CM60DXA2+TXV | CPLC080C16MP12 | 10 | 35200 | 4000 | 205047769 | ASHP | HRCU-A-CB | ECHELON | 18 | 35800
CHAMPION HEATING AND COOLING | HL19B3621 | CU60DXA2+TXV | TMLV100C16MP12 | 10 | 35200 | 4000 | 205047262 | ASHP | HRCU-A-CB | MOMENTUM | 18 | 35800
FRASER-JOHNSTON | HL19B3621 | CU60DXA2+TXV | TMLV080C16MP11 | 10 | 35200 | 4000 | 205047645 | ASHP | HRCU-A-CB | RELIANT | 18 | 35800
CHAMPION HEATING AND COOLING | HL19B3621 | CU60DXA2+TXV | TMLV080C16MP11 | 10 | 35200 | 4000 | 205047646 | ASHP | HRCU-A-CB | MOMENTUM | 18 | 35800
COLEMAN | HC19B3621 | CU60DXA2+TXV | TMLV100C16MP11 | 10 | 35200 | 4000 | 205047647 | ASHP | HRCU-A-CB | ECHELON | 18 | 35800
LUXAIRE | HL19B3621 | CU60DXA2+TXV | TMLV100C16MP11 | 10 | 35200 | 4000 | 205047648 | ASHP | HRCU-A-CB | ACCLIMATE | 18 | 35800
FRASER-JOHNSTON | HL19B3621 | CU60DXA2+TXV | TMLV100C16MP11 | 10 | 35200 | 4000 | 205047649 | ASHP | HRCU-A-CB | RELIANT | 18 | 35800
CHAMPION HEATING AND COOLING | HL19B3621 | CU60DXA2+TXV | TMLV100C16MP11 | 10 | 35200 | 4000 | 205047650 | ASHP | HRCU-A-CB | MOMENTUM | 18 | 35800
COLEMAN | HC19B3621 | CU60DXA2+TXV | TPLC100C16MP12 | 10 | 35200 | 4000 | 205047651 | ASHP | HRCU-A-CB | ECHELON | 18 | 35800
LUXAIRE | HL19B3621 | CU60DXA2+TXV | TPLC100C16MP12 | 10 | 35200 | 4000 | 205047652 | ASHP | HRCU-A-CB | ACCLIMATE | 18 | 35800
FRASER-JOHNSTON | HL19B3621 | CU60DXA2+TXV | TPLC100C16MP12 | 10 | 35200 | 4000 | 205047653 | ASHP | HRCU-A-CB | RELIANT | 18 | 35800
CHAMPION HEATING AND COOLING | HL19B3621 | CU60DXA2+TXV | TPLC100C16MP12 | 10 | 35200 | 4000 | 205047654 | ASHP | HRCU-A-CB | MOMENTUM | 18 | 35800
COLEMAN | HC19B3621 | CU60DXA2+TXV | TPLC080C16MP12 | 10 | 35200 | 4000 | 205047655 | ASHP | HRCU-A-CB | ECHELON | 18 | 35800
LUXAIRE | HL19B3621 | CU60DXA2+TXV | TPLC080C16MP12 | 10 | 35200 | 4000 | 205047656 | ASHP | HRCU-A-CB | ACCLIMATE | 18 | 35800
FRASER-JOHNSTON | HL19B3621 | CU60DXA2+TXV | TPLC080C16MP12 | 10 | 35200 | 4000 | 205047657 | ASHP | HRCU-A-CB | RELIANT | 18 | 35800
CHAMPION HEATING AND COOLING | HL19B3621 | CU60DXA2+TXV | TPLC080C16MP12 | 10 | 35200 | 4000 | 205047658 | ASHP | HRCU-A-CB | MOMENTUM | 18 | 35800
COLEMAN | HC19B3621 | CF60CXA2+TXV | TM8V080C16MP11 | 10 | 35200 | 4000 | 205047659 | ASHP | HRCU-A-CB | ECHELON | 18 | 35600
LUXAIRE | HL19B3621 | CF60CXA2+TXV | TM8V080C16MP11 | 10 | 35200 | 4000 | 205047660 | ASHP | HRCU-A-CB | ACCLIMATE | 18 | 35600
LUXAIRE | HL19B3621 | CU60CXA2+TXV | TMLV100C16MP11 | 10 | 35200 | 4000 | 205047550 | ASHP | HRCU-A-CB | ACCLIMATE | 18 | 35600
FRASER-JOHNSTON | HL19B3621 | CU60CXA2+TXV | TMLV100C16MP11 | 10 | 35200 | 4000 | 205047551 | ASHP | HRCU-A-CB | RELIANT | 18 | 35600
CHAMPION HEATING AND COOLING | HL19B3621 | CU60CXA2+TXV | TMLV100C16MP11 | 10 | 35200 | 4000 | 205047552 | ASHP | HRCU-A-CB | MOMENTUM | 18 | 35600
COLEMAN | HC19B3621 | CU60CXA2+TXV | TPLC100C16MP12 | 10 | 35200 | 4000 | 205047553 | ASHP | HRCU-A-CB | ECHELON | 18 | 35600
LUXAIRE | HL19B3621 | CU60CXA2+TXV | TPLC100C16MP12 | 10 | 35200 | 4000 | 205047554 | ASHP | HRCU-A-CB | ACCLIMATE | 18 | 35600
FRASER-JOHNSTON | HL19B3621 | CU60CXA2+TXV | TPLC100C16MP12 | 10 | 35200 | 4000 | 205047555 | ASHP | HRCU-A-CB | RELIANT | 18 | 35600
CHAMPION HEATING AND COOLING | HL19B3621 | CU60CXA2+TXV | TPLC100C16MP12 | 10 | 35200 | 4000 | 205047556 | ASHP | HRCU-A-CB | MOMENTUM | 18 | 35600
COLEMAN | HC19B3621 | CU60CXA2+TXV | TPLC080C16MP12 | 10 | 35200 | 4000 | 205047557 | ASHP | HRCU-A-CB | ECHELON | 18 | 35600
LUXAIRE | HL19B3621 | CU60CXA2+TXV | TPLC080C16MP12 | 10 | 35200 | 4000 | 205047558 | ASHP | HRCU-A-CB | ACCLIMATE | 18 | 35600
FRASER-JOHNSTON | HL19B3621 | CU60CXA2+TXV | TPLC080C16MP12 | 10 | 35200 | 4000 | 205047559 | ASHP | HRCU-A-CB | RELIANT | 18 | 35600
CHAMPION HEATING AND COOLING | HL19B3621 | CU60CXA2+TXV | TPLC080C16MP12 | 10 | 35200 | 4000 | 205047560 | ASHP | HRCU-A-CB | MOMENTUM | 18 | 35600
LUXAIRE | HL19B3621 | CM60DXA2+TXV | LPLC080C16MP12 | 10 | 35200 | 4000 | 205047770 | ASHP | HRCU-A-CB | ACCLIMATE | 18 | 35800
COLEMAN | HC19B3621 | CM60DXA2+TXV | CPLC100C16MP12 | 10 | 35200 | 4000 | 205047771 | ASHP | HRCU-A-CB | ECHELON | 18 | 35800
LUXAIRE | HL19B3621 | CM60DXA2+TXV | LPLC100C16MP12 | 10 | 35200 | 4000 | 205047772 | ASHP | HRCU-A-CB | ACCLIMATE | 18 | 35800
COLEMAN | HC19B3621 | CM60DXA2+TXV | TMLV080C16MP11 | 10 | 35200 | 4000 | 205047773 | ASHP | HRCU-A-CB | ECHELON | 18 | 35800
LUXAIRE | HL19B3621 | CM60DXA2+TXV | TMLV080C16MP11 | 10 | 35200 | 4000 | 205047774 | ASHP | HRCU-A-CB | ACCLIMATE | 18 | 35800
FRASER-JOHNSTON | HL19B3621 | CM60DXA2+TXV | TMLV080C16MP11 | 10 | 35200 | 4000 | 205047775 | ASHP | HRCU-A-CB | RELIANT | 18 | 35800
CHAMPION HEATING AND COOLING | HL19B3621 | CM60DXA2+TXV | TMLV080C16MP11 | 10 | 35200 | 4000 | 205047776 | ASHP | HRCU-A-CB | MOMENTUM | 18 | 35800
COLEMAN | HC19B3621 | CM60DXA2+TXV | TMLV100C16MP11 | 10 | 35200 | 4000 | 205047777 | ASHP | HRCU-A-CB | ECHELON | 18 | 35800
LUXAIRE | HL19B3621 | CM60DXA2+TXV | TMLV100C16MP11 | 10 | 35200 | 4000 | 205047778 | ASHP | HRCU-A-CB | ACCLIMATE | 18 | 35800
FRASER-JOHNSTON | HL19B3621 | CM60DXA2+TXV | TMLV100C16MP11 | 10 | 35200 | 4000 | 205047779 | ASHP | HRCU-A-CB | RELIANT | 18 | 35800
CHAMPION HEATING AND COOLING | HL19B3621 | CM60DXA2+TXV | TMLV100C16MP11 | 10 | 35200 | 4000 | 205047780 | ASHP | HRCU-A-CB | MOMENTUM | 18 | 35800
COLEMAN | HC19B3621 | CM60DXA2+TXV | TPLC100C16MP12 | 10 | 35200 | 4000 | 205047781 | ASHP | HRCU-A-CB | ECHELON | 18 | 35800
LUXAIRE | HL19B3621 | CM60DXA2+TXV | TPLC100C16MP12 | 10 | 35200 | 4000 | 205047782 | ASHP | HRCU-A-CB | ACCLIMATE | 18 | 35800
FRASER-JOHNSTON | HL19B3621 | CM60DXA2+TXV | TPLC100C16MP12 | 10 | 35200 | 4000 | 205047783 | ASHP | HRCU-A-CB | RELIANT | 18 | 35800
CHAMPION HEATING AND COOLING | HL19B3621 | CM60DXA2+TXV | TPLC100C16MP12 | 10 | 35200 | 4000 | 205047784 | ASHP | HRCU-A-CB | MOMENTUM | 18 | 35800
COLEMAN | HC19B3621 | CM60DXA2+TXV | TPLC080C16MP12 | 10 | 35200 | 4000 | 205047785 | ASHP | HRCU-A-CB | ECHELON | 18 | 35800
LUXAIRE | HL19B3621 | CM60DXA2+TXV | TPLC080C16MP12 | 10 | 35200 | 4000 | 205047786 | ASHP | HRCU-A-CB | ACCLIMATE | 18 | 35800
FRASER-JOHNSTON | HL19B3621 | CM60DXA2+TXV | TPLC080C16MP12 | 10 | 35200 | 4000 | 205047787 | ASHP | HRCU-A-CB | RELIANT | 18 | 35800
LUXAIRE | HL19B3621 | CM60CXA2+TXV | LPLC080C16MP13 | 10 | 35200 | 4000 | 205047702 | ASHP | HRCU-A-CB | ACCLIMATE | 18 | 35600
COLEMAN | HC19B3621 | CM60CXA2+MVC16CN21+TXV |  | 10 | 35200 | 4000 | 205047715 | ASHP | HRCU-A-CB | ECHELON | 19 | 36000
LUXAIRE | HL19B3621 | CM60CXA2+MVC16CN21+TXV |  | 10 | 35200 | 4000 | 205047716 | ASHP | HRCU-A-CB | ACCLIMATE | 19 | 36000
FRASER-JOHNSTON | HL19B3621 | CM60CXA2+MVC16CN21+TXV |  | 10 | 35200 | 4000 | 205047717 | ASHP | HRCU-A-CB | RELIANT | 19 | 36000
CHAMPION HEATING AND COOLING | HL19B3621 | CM60CXA2+MVC16CN21+TXV |  | 10 | 35200 | 4000 | 205047718 | ASHP | HRCU-A-CB | MOMENTUM | 19 | 36000
COLEMAN | HC19B3621 | CF60DXA2+TXV | CPLC080C16MP12 | 10 | 35200 | 4000 | 205047751 | ASHP | HRCU-A-CB | ECHELON | 18 | 35800
LUXAIRE | HL19B3621 | CF60DXA2+TXV | LPLC080C16MP12 | 10 | 35200 | 4000 | 205047752 | ASHP | HRCU-A-CB | ACCLIMATE | 18 | 35800
COLEMAN | HC19B3621 | CF60DXA2+TXV | TMLV080C16MP11 | 10 | 35200 | 4000 | 205047753 | ASHP | HRCU-A-CB | ECHELON | 18 | 35800
LUXAIRE | HL19B3621 | CF60DXA2+TXV | TMLV080C16MP11 | 10 | 35200 | 4000 | 205047754 | ASHP | HRCU-A-CB | ACCLIMATE | 18 | 35800
FRASER-JOHNSTON | HL19B3621 | CF60DXA2+TXV | TMLV080C16MP11 | 10 | 35200 | 4000 | 205047755 | ASHP | HRCU-A-CB | RELIANT | 18 | 35800
CHAMPION HEATING AND COOLING | HL19B3621 | CF60DXA2+TXV | TMLV080C16MP11 | 10 | 35200 | 4000 | 205047756 | ASHP | HRCU-A-CB | MOMENTUM | 18 | 35800
COLEMAN | HC19B3621 | CF60DXA2+TXV | TPLC100C16MP12 | 10 | 35200 | 4000 | 205047757 | ASHP | HRCU-A-CB | ECHELON | 18 | 35800
LUXAIRE | HL19B3621 | CF60DXA2+TXV | TPLC100C16MP12 | 10 | 35200 | 4000 | 205047758 | ASHP | HRCU-A-CB | ACCLIMATE | 18 | 35800
FRASER-JOHNSTON | HL19B3621 | CF60DXA2+TXV | TPLC100C16MP12 | 10 | 35200 | 4000 | 205047759 | ASHP | HRCU-A-CB | RELIANT | 18 | 35800
CHAMPION HEATING AND COOLING | HL19B3621 | CF60DXA2+TXV | TPLC100C16MP12 | 10 | 35200 | 4000 | 205047760 | ASHP | HRCU-A-CB | MOMENTUM | 18 | 35800
COLEMAN | HC19B3621 | CM60DXA2+TXV | TM8V100C16MP11 | 10 | 35200 | 4000 | 205047761 | ASHP | HRCU-A-CB | ECHELON | 18 | 35800
LUXAIRE | HL19B3621 | CM60DXA2+TXV | TM8V100C16MP11 | 10 | 35200 | 4000 | 205047762 | ASHP | HRCU-A-CB | ACCLIMATE | 18 | 35800
FRASER-JOHNSTON | HL19B3621 | CF60CXA2+TXV | TM8V080C16MP11 | 10 | 35200 | 4000 | 205047661 | ASHP | HRCU-A-CB | RELIANT | 18 | 35600
CHAMPION HEATING AND COOLING | HL19B3621 | CF60CXA2+TXV | TM8V080C16MP11 | 10 | 35200 | 4000 | 205047662 | ASHP | HRCU-A-CB | MOMENTUM | 18 | 35600
COLEMAN | HC19B3621 | CM60CXA2+TXV | TM8Y100C16MP11 | 10 | 35200 | 4000 | 205047015 | ASHP | HRCU-A-CB | ECHELON | 18 | 35800
LUXAIRE | HL19B3621 | CM60CXA2+TXV | TM8Y100C16MP11 | 10 | 35200 | 4000 | 205047017 | ASHP | HRCU-A-CB | ACCLIMATE | 18 | 35800
FRASER-JOHNSTON | HL19B3621 | CM60CXA2+TXV | TM8Y100C16MP11 | 10 | 35200 | 4000 | 205047018 | ASHP | HRCU-A-CB | RELIANT | 18 | 35800
CHAMPION HEATING AND COOLING | HL19B3621 | CM60CXA2+TXV | TM8Y100C16MP11 | 10 | 35200 | 4000 | 205047020 | ASHP | HRCU-A-CB | MOMENTUM | 18 | 35800
COLEMAN | HC19B3621 | CM60CXA2+TXV | TM8Y080C16MP11 | 10 | 35200 | 4000 | 205047021 | ASHP | HRCU-A-CB | ECHELON | 18 | 35800
LUXAIRE | HL19B3621 | CM60CXA2+TXV | TM8Y080C16MP11 | 10 | 35200 | 4000 | 205047023 | ASHP | HRCU-A-CB | ACCLIMATE | 18 | 35800
FRASER-JOHNSTON | HL19B3621 | CM60CXA2+TXV | TM8Y080C16MP11 | 10 | 35200 | 4000 | 205047025 | ASHP | HRCU-A-CB | RELIANT | 18 | 35800
CHAMPION HEATING AND COOLING | HL19B3621 | CM60CXA2+TXV | TM8Y080C16MP11 | 10 | 35200 | 4000 | 205047026 | ASHP | HRCU-A-CB | MOMENTUM | 18 | 35800
COLEMAN | HC19B3621 | CF60DXA2+TXV | TM8V080C16MP11 | 10 | 35200 | 4000 | 205047617 | ASHP | HRCU-A-CB | ECHELON | 18 | 35800
LUXAIRE | HL19B3621 | CF60DXA2+TXV | TM8V080C16MP11 | 10 | 35200 | 4000 | 205047618 | ASHP | HRCU-A-CB | ACCLIMATE | 18 | 35800
FRASER-JOHNSTON | HL19B3621 | CF60DXA2+TXV | TM8V080C16MP11 | 10 | 35200 | 4000 | 205047619 | ASHP | HRCU-A-CB | RELIANT | 18 | 35800
CHAMPION HEATING AND COOLING | HL19B3621 | CF60DXA2+TXV | TM8V080C16MP11 | 10 | 35200 | 4000 | 205047620 | ASHP | HRCU-A-CB | MOMENTUM | 18 | 35800
COLEMAN | HC19B3621 | CF60DXA2+TXV | CPLC100C16MP12 | 10 | 35200 | 4000 | 205047621 | ASHP | HRCU-A-CB | ECHELON | 18 | 35800
LUXAIRE | HL19B3621 | CF60DXA2+TXV | LPLC100C16MP12 | 10 | 35200 | 4000 | 205047622 | ASHP | HRCU-A-CB | ACCLIMATE | 18 | 35800
COLEMAN | HC19B3621 | CF60DXA2+TXV | TMLV100C16MP11 | 10 | 35200 | 4000 | 205047623 | ASHP | HRCU-A-CB | ECHELON | 18 | 35800
LUXAIRE | HL19B3621 | CF60DXA2+TXV | TMLV100C16MP11 | 10 | 35200 | 4000 | 205047624 | ASHP | HRCU-A-CB | ACCLIMATE | 18 | 35800
FRASER-JOHNSTON | HL19B3621 | CF60DXA2+TXV | TMLV100C16MP11 | 10 | 35200 | 4000 | 205047625 | ASHP | HRCU-A-CB | RELIANT | 18 | 35800
CHAMPION HEATING AND COOLING | HL19B3621 | CF60DXA2+TXV | TMLV100C16MP11 | 10 | 35200 | 4000 | 205047626 | ASHP | HRCU-A-CB | MOMENTUM | 18 | 35800
COLEMAN | HC19B3621 | CF60DXA2+TXV | TPLC080C16MP12 | 10 | 35200 | 4000 | 205047627 | ASHP | HRCU-A-CB | ECHELON | 18 | 35800
LUXAIRE | HL19B3621 | CF60DXA2+TXV | TPLC080C16MP12 | 10 | 35200 | 4000 | 205047628 | ASHP | HRCU-A-CB | ACCLIMATE | 18 | 35800
FRASER-JOHNSTON | HL19B3621 | CF60DXA2+TXV | TPLC080C16MP12 | 10 | 35200 | 4000 | 205047629 | ASHP | HRCU-A-CB | RELIANT | 18 | 35800
CHAMPION HEATING AND COOLING | HL19B3621 | CF60DXA2+TXV | TPLC080C16MP12 | 10 | 35200 | 4000 | 205047630 | ASHP | HRCU-A-CB | MOMENTUM | 18 | 35800
COLEMAN | HC19B3621 | CU60DXA2+TXV | TM8V100C16MP11 | 10 | 35200 | 4000 | 205047631 | ASHP | HRCU-A-CB | ECHELON | 18 | 35800
LUXAIRE | HL19B3621 | CU60DXA2+TXV | TM8V100C16MP11 | 10 | 35200 | 4000 | 205047632 | ASHP | HRCU-A-CB | ACCLIMATE | 18 | 35800
FRASER-JOHNSTON | HL19B3621 | CU60DXA2+TXV | TM8V100C16MP11 | 10 | 35200 | 4000 | 205047633 | ASHP | HRCU-A-CB | RELIANT | 18 | 35800
CHAMPION HEATING AND COOLING | HL19B3621 | CU60DXA2+TXV | TM8V100C16MP11 | 10 | 35200 | 4000 | 205047634 | ASHP | HRCU-A-CB | MOMENTUM | 18 | 35800
COLEMAN | HC19B3621 | CU60DXA2+TXV | TM8V080C16MP11 | 10 | 35200 | 4000 | 205047635 | ASHP | HRCU-A-CB | ECHELON | 18 | 35800
LUXAIRE | HL19B3621 | CU60DXA2+TXV | TM8V080C16MP11 | 10 | 35200 | 4000 | 205047636 | ASHP | HRCU-A-CB | ACCLIMATE | 18 | 35800
FRASER-JOHNSTON | HL19B3621 | CU60DXA2+TXV | TM8V080C16MP11 | 10 | 35200 | 4000 | 205047637 | ASHP | HRCU-A-CB | RELIANT | 18 | 35800
CHAMPION HEATING AND COOLING | HL19B3621 | CU60DXA2+TXV | TM8V080C16MP11 | 10 | 35200 | 4000 | 205047638 | ASHP | HRCU-A-CB | MOMENTUM | 18 | 35800
COLEMAN | HC19B3621 | CU60DXA2+TXV | CPLC080C16MP12 | 10 | 35200 | 4000 | 205047639 | ASHP | HRCU-A-CB | ECHELON | 18 | 35800
LUXAIRE | HL19B3621 | CU60DXA2+TXV | LPLC080C16MP12 | 10 | 35200 | 4000 | 205047640 | ASHP | HRCU-A-CB | ACCLIMATE | 18 | 35800
COLEMAN | HC19B3621 | CU60DXA2+TXV | CPLC100C16MP12 | 10 | 35200 | 4000 | 205047641 | ASHP | HRCU-A-CB | ECHELON | 18 | 35800
LUXAIRE | HL19B3621 | CU60DXA2+TXV | LPLC100C16MP12 | 10 | 35200 | 4000 | 205047642 | ASHP | HRCU-A-CB | ACCLIMATE | 18 | 35800
COLEMAN | HC19B3621 | CU60DXA2+TXV | TMLV080C16MP11 | 10 | 35200 | 4000 | 205047643 | ASHP | HRCU-A-CB | ECHELON | 18 | 35800
LUXAIRE | HL19B3621 | CU60DXA2+TXV | TMLV080C16MP11 | 10 | 35200 | 4000 | 205047644 | ASHP | HRCU-A-CB | ACCLIMATE | 18 | 35800
LUXAIRE | HL19B3621 | CU60CXA2+TXV | TM8V100C16MP11 | 10 | 35200 | 4000 | 205047674 | ASHP | HRCU-A-CB | ACCLIMATE | 18 | 35600
FRASER-JOHNSTON | HL19B3621 | CU60CXA2+TXV | TM8V100C16MP11 | 10 | 35200 | 4000 | 205047675 | ASHP | HRCU-A-CB | RELIANT | 18 | 35600
CHAMPION HEATING AND COOLING | HL19B3621 | CU60CXA2+TXV | TM8V100C16MP11 | 10 | 35200 | 4000 | 205047676 | ASHP | HRCU-A-CB | MOMENTUM | 18 | 35600
COLEMAN | HC19B3621 | CU60CXA2+TXV | TM8V080C16MP11 | 10 | 35200 | 4000 | 205047677 | ASHP | HRCU-A-CB | ECHELON | 18 | 35600
LUXAIRE | HL19B3621 | CU60CXA2+TXV | TM8V080C16MP11 | 10 | 35200 | 4000 | 205047678 | ASHP | HRCU-A-CB | ACCLIMATE | 18 | 35600
FRASER-JOHNSTON | HL19B3621 | CU60CXA2+TXV | TM8V080C16MP11 | 10 | 35200 | 4000 | 205047679 | ASHP | HRCU-A-CB | RELIANT | 18 | 35600
CHAMPION HEATING AND COOLING | HL19B3621 | CU60CXA2+TXV | TM8V080C16MP11 | 10 | 35200 | 4000 | 205047680 | ASHP | HRCU-A-CB | MOMENTUM | 18 | 35600
COLEMAN | HC19B3621 | CU60CXA2+TXV | CPLC080C16MP12 | 10 | 35200 | 4000 | 205047681 | ASHP | HRCU-A-CB | ECHELON | 18 | 35600
LUXAIRE | HL19B3621 | CU60CXA2+TXV | LPLC080C16MP12 | 10 | 35200 | 4000 | 205047682 | ASHP | HRCU-A-CB | ACCLIMATE | 18 | 35600
COLEMAN | HC19B3621 | CU60CXA2+TXV | CPLC100C16MP12 | 10 | 35200 | 4000 | 205047683 | ASHP | HRCU-A-CB | ECHELON | 18 | 35600
LUXAIRE | HL19B3621 | CU60CXA2+TXV | LPLC100C16MP12 | 10 | 35200 | 4000 | 205047684 | ASHP | HRCU-A-CB | ACCLIMATE | 18 | 35600
COLEMAN | HC19B3621 | CU60CXA2+TXV | TMLV080C16MP11 | 10 | 35200 | 4000 | 205047685 | ASHP | HRCU-A-CB | ECHELON | 18 | 35600
LUXAIRE | HL19B3621 | CU60CXA2+TXV | TMLV080C16MP11 | 10 | 35200 | 4000 | 205047686 | ASHP | HRCU-A-CB | ACCLIMATE | 18 | 35600
FRASER-JOHNSTON | HL19B3621 | CU60CXA2+TXV | TMLV080C16MP11 | 10 | 35200 | 4000 | 205047687 | ASHP | HRCU-A-CB | RELIANT | 18 | 35600
CHAMPION HEATING AND COOLING | HL19B3621 | CU60CXA2+TXV | TMLV080C16MP11 | 10 | 35200 | 4000 | 205047688 | ASHP | HRCU-A-CB | MOMENTUM | 18 | 35600
COLEMAN | HC19B3621 | CM60CXA2+TXV | TM8V100C16MP12 | 10 | 35200 | 4000 | 205047689 | ASHP | HRCU-A-CB | ECHELON | 18 | 35600
LUXAIRE | HL19B3621 | CM60CXA2+TXV | TM8V100C16MP12 | 10 | 35200 | 4000 | 205047690 | ASHP | HRCU-A-CB | ACCLIMATE | 18 | 35600
FRASER-JOHNSTON | HL19B3621 | CM60CXA2+TXV | TM8V100C16MP12 | 10 | 35200 | 4000 | 205047691 | ASHP | HRCU-A-CB | RELIANT | 18 | 35600
CHAMPION HEATING AND COOLING | HL19B3621 | CM60CXA2+TXV | TM8V100C16MP12 | 10 | 35200 | 4000 | 205047692 | ASHP | HRCU-A-CB | MOMENTUM | 18 | 35600
COLEMAN | HC19B3621 | CM60CXA2+TXV | TMLV080C16MP12 | 10 | 35200 | 4000 | 205047693 | ASHP | HRCU-A-CB | ECHELON | 18 | 35600
LUXAIRE | HL19B3621 | CM60CXA2+TXV | TMLV080C16MP12 | 10 | 35200 | 4000 | 205047694 | ASHP | HRCU-A-CB | ACCLIMATE | 18 | 35600
FRASER-JOHNSTON | HL19B3621 | CM60CXA2+TXV | TMLV080C16MP12 | 10 | 35200 | 4000 | 205047695 | ASHP | HRCU-A-CB | RELIANT | 18 | 35600
CHAMPION HEATING AND COOLING | HL19B3621 | CM60CXA2+TXV | TMLV080C16MP12 | 10 | 35200 | 4000 | 205047696 | ASHP | HRCU-A-CB | MOMENTUM | 18 | 35600
COLEMAN | HC19B3621 | CM60CXA2+TXV | TPLC080C16MP13 | 10 | 35200 | 4000 | 205047697 | ASHP | HRCU-A-CB | ECHELON | 18 | 35600
LUXAIRE | HL19B3621 | CM60CXA2+TXV | TPLC080C16MP13 | 10 | 35200 | 4000 | 205047698 | ASHP | HRCU-A-CB | ACCLIMATE | 18 | 35600
FRASER-JOHNSTON | HL19B3621 | CM60CXA2+TXV | TPLC080C16MP13 | 10 | 35200 | 4000 | 205047699 | ASHP | HRCU-A-CB | RELIANT | 18 | 35600
CHAMPION HEATING AND COOLING | HL19B3621 | CM60CXA2+TXV | TPLC080C16MP13 | 10 | 35200 | 4000 | 205047700 | ASHP | HRCU-A-CB | MOMENTUM | 18 | 35600
COLEMAN | HC19B3621 | CM60CXA2+TXV | CPLC080C16MP13 | 10 | 35200 | 4000 | 205047701 | ASHP | HRCU-A-CB | ECHELON | 18 | 35600
COLEMAN | HC19B3621 | CM60DXA2+TXV | TM8V100C16MP12 | 10 | 35200 | 4000 | 205047195 | ASHP | HRCU-A-CB | ECHELON | 18 | 35800
LUXAIRE | HL19B3621 | CM60DXA2+TXV | TM8V100C16MP12 | 10 | 35200 | 4000 | 205047197 | ASHP | HRCU-A-CB | ACCLIMATE | 18 | 35800
FRASER-JOHNSTON | HL19B3621 | CM60DXA2+TXV | TM8V100C16MP12 | 10 | 35200 | 4000 | 205047200 | ASHP | HRCU-A-CB | RELIANT | 18 | 35800
CHAMPION HEATING AND COOLING | HL19B3621 | CM60DXA2+TXV | TM8V100C16MP12 | 10 | 35200 | 4000 | 205047203 | ASHP | HRCU-A-CB | MOMENTUM | 18 | 35800
COLEMAN | HC19B3621 | CU60DXA2+TXV | TM8V100C16MP12 | 10 | 35200 | 4000 | 205047205 | ASHP | HRCU-A-CB | ECHELON | 18 | 35800
LUXAIRE | HL19B3621 | CU60DXA2+TXV | TM8V100C16MP12 | 10 | 35200 | 4000 | 205047206 | ASHP | HRCU-A-CB | ACCLIMATE | 18 | 35800
FRASER-JOHNSTON | HL19B3621 | CU60DXA2+TXV | TM8V100C16MP12 | 10 | 35200 | 4000 | 205047207 | ASHP | HRCU-A-CB | RELIANT | 18 | 35800
CHAMPION HEATING AND COOLING | HL19B3621 | CU60DXA2+TXV | TM8V100C16MP12 | 10 | 35200 | 4000 | 205047209 | ASHP | HRCU-A-CB | MOMENTUM | 18 | 35800
COLEMAN | HC19B3621 | CM60DXA2+TXV | TM8V080C16MP12 | 10 | 35200 | 4000 | 205047210 | ASHP | HRCU-A-CB | ECHELON | 18 | 35800
LUXAIRE | HL19B3621 | CM60DXA2+TXV | TM8V080C16MP12 | 10 | 35200 | 4000 | 205047212 | ASHP | HRCU-A-CB | ACCLIMATE | 18 | 35800
FRASER-JOHNSTON | HL19B3621 | CM60DXA2+TXV | TM8V080C16MP12 | 10 | 35200 | 4000 | 205047213 | ASHP | HRCU-A-CB | RELIANT | 18 | 35800
CHAMPION HEATING AND COOLING | HL19B3621 | CM60DXA2+TXV | TM8V080C16MP12 | 10 | 35200 | 4000 | 205047214 | ASHP | HRCU-A-CB | MOMENTUM | 18 | 35800
LUXAIRE | HL19B3621 | CU60CXA2+TXV | TM8X100C16MP11 | 10 | 35200 | 4000 | 205046154 | ASHP | HRCU-A-CB | ACCLIMATE | 18 | 35800
CHAMPION HEATING AND COOLING | HL19B3621 | CU60CXA2+TXV | TM8X100C16MP11 | 10 | 35200 | 4000 | 205046157 | ASHP | HRCU-A-CB | MOMENTUM | 18 | 35800
LUXAIRE | HL19B3621 | CU60CXA2+TXV | TM8X080C16MP11 | 10 | 35200 | 4000 | 205046161 | ASHP | HRCU-A-CB | ACCLIMATE | 18 | 35800
CHAMPION HEATING AND COOLING | HL19B3621 | CU60CXA2+TXV | TM8X080C16MP11 | 10 | 35200 | 4000 | 205046165 | ASHP | HRCU-A-CB | MOMENTUM | 18 | 35800
LUXAIRE | HL19B3621 | CU60CXA2+TXV | TMLX080C16MP11 | 10 | 35200 | 4000 | 205046168 | ASHP | HRCU-A-CB | ACCLIMATE | 18 | 35800
CHAMPION HEATING AND COOLING | HL19B3621 | CU60CXA2+TXV | TMLX080C16MP11 | 10 | 35200 | 4000 | 205046171 | ASHP | HRCU-A-CB | MOMENTUM | 18 | 35800
LUXAIRE | HL19B3621 | CU60CXA2+TXV | TMLX100C16MP11 | 10 | 35200 | 4000 | 205046174 | ASHP | HRCU-A-CB | ACCLIMATE | 18 | 35800
CHAMPION HEATING AND COOLING | HL19B3621 | CU60CXA2+TXV | TMLX100C16MP11 | 10 | 35200 | 4000 | 205046177 | ASHP | HRCU-A-CB | MOMENTUM | 18 | 35800
LUXAIRE | HL19B3621 | CU60CXA2+TXV | TM8Y100C16MP11 | 10 | 35200 | 4000 | 205046179 | ASHP | HRCU-A-CB | ACCLIMATE | 18 | 35800
CHAMPION HEATING AND COOLING | HL19B3621 | CU60CXA2+TXV | TM8Y100C16MP11 | 10 | 35200 | 4000 | 205046182 | ASHP | HRCU-A-CB | MOMENTUM | 18 | 35800
LUXAIRE | HL19B3621 | CU60CXA2+TXV | TM8Y080C16MP11 | 10 | 35200 | 4000 | 205046183 | ASHP | HRCU-A-CB | ACCLIMATE | 18 | 35800
CHAMPION HEATING AND COOLING | HL19B3621 | CU60CXA2+TXV | TM8Y080C16MP11 | 10 | 35200 | 4000 | 205046185 | ASHP | HRCU-A-CB | MOMENTUM | 18 | 35800
LUXAIRE | HL19B3621 | CU60CXA2+TXV | TM8V100C16MP12 | 10 | 35200 | 4000 | 205046221 | ASHP | HRCU-A-CB | ACCLIMATE | 18 | 35600
CHAMPION HEATING AND COOLING | HL19B3621 | CU60CXA2+TXV | TM8V100C16MP12 | 10 | 35200 | 4000 | 205046223 | ASHP | HRCU-A-CB | MOMENTUM | 18 | 35600
LUXAIRE | HL19B3621 | CU60CXA2+TXV | TM8V080C16MP12 | 10 | 35200 | 4000 | 205046225 | ASHP | HRCU-A-CB | ACCLIMATE | 18 | 35600
CHAMPION HEATING AND COOLING | HL19B3621 | CU60CXA2+TXV | TM8V080C16MP12 | 10 | 35200 | 4000 | 205046227 | ASHP | HRCU-A-CB | MOMENTUM | 18 | 35600
LUXAIRE | HL19B3621 | CU60CXA2+TXV | TMLV080C16MP12 | 10 | 35200 | 4000 | 205046228 | ASHP | HRCU-A-CB | ACCLIMATE | 18 | 35600
CHAMPION HEATING AND COOLING | HL19B3621 | CU60CXA2+TXV | TMLV080C16MP12 | 10 | 35200 | 4000 | 205046230 | ASHP | HRCU-A-CB | MOMENTUM | 18 | 35600
LUXAIRE | HL19B3621 | CU60CXA2+TXV | TMLV100C16MP12 | 10 | 35200 | 4000 | 205046231 | ASHP | HRCU-A-CB | ACCLIMATE | 18 | 35600
CHAMPION HEATING AND COOLING | HL19B3621 | CU60CXA2+TXV | TMLV100C16MP12 | 10 | 35200 | 4000 | 205046233 | ASHP | HRCU-A-CB | MOMENTUM | 18 | 35600
LUXAIRE | HL19B3621 | CU60CXA2+TXV | TPLC080C16MP13 | 10 | 35200 | 4000 | 205046234 | ASHP | HRCU-A-CB | ACCLIMATE | 18 | 35600
CHAMPION HEATING AND COOLING | HL19B3621 | CU60CXA2+TXV | TPLC080C16MP13 | 10 | 35200 | 4000 | 205046236 | ASHP | HRCU-A-CB | MOMENTUM | 18 | 35600
LUXAIRE | HL19B3621 | CU60CXA2+TXV | TPLC100C16MP13 | 10 | 35200 | 4000 | 205046237 | ASHP | HRCU-A-CB | ACCLIMATE | 18 | 35600
CHAMPION HEATING AND COOLING | HL19B3621 | CU60CXA2+TXV | TPLC100C16MP13 | 10 | 35200 | 4000 | 205046239 | ASHP | HRCU-A-CB | MOMENTUM | 18 | 35600
LUXAIRE | HL19B3621 | CU60CXA2+TXV | LPLC080C16MP13 | 10 | 35200 | 4000 | 205046240 | ASHP | HRCU-A-CB | ACCLIMATE | 18 | 35600
LUXAIRE | HL19B3621 | CU60CXA2+TXV | LPLC100C16MP13 | 10 | 35200 | 4000 | 205046242 | ASHP | HRCU-A-CB | ACCLIMATE | 18 | 35600
COLEMAN | HC19B3621 | CM60DXA2+TXV | TM9E100C16MP11 | 10 | 35200 | 4000 | 205046839 | ASHP | HRCU-A-CB | ECHELON | 18 | 35600
LUXAIRE | HL19B3621 | CM60DXA2+TXV | TM9E100C16MP11 | 10 | 35200 | 4000 | 205046840 | ASHP | HRCU-A-CB | ACCLIMATE | 18 | 35600
FRASER-JOHNSTON | HL19B3621 | CM60DXA2+TXV | TM9E100C16MP11 | 10 | 35200 | 4000 | 205046841 | ASHP | HRCU-A-CB | RELIANT | 18 | 35600
CHAMPION HEATING AND COOLING | HL19B3621 | CM60DXA2+TXV | TM9E100C16MP11 | 10 | 35200 | 4000 | 205046842 | ASHP | HRCU-A-CB | MOMENTUM | 18 | 35600
COLEMAN | HC19B3621 | CU60DXA2+TXV | TM9E100C16MP11 | 10 | 35200 | 4000 | 205046843 | ASHP | HRCU-A-CB | ECHELON | 18 | 35600
LUXAIRE | HL19B3621 | CU60DXA2+TXV | TM9E100C16MP11 | 10 | 35200 | 4000 | 205046844 | ASHP | HRCU-A-CB | ACCLIMATE | 18 | 35600
FRASER-JOHNSTON | HL19B3621 | CU60DXA2+TXV | TM9E100C16MP11 | 10 | 35200 | 4000 | 205046845 | ASHP | HRCU-A-CB | RELIANT | 18 | 35600
CHAMPION HEATING AND COOLING | HL19B3621 | CU60DXA2+TXV | TM9E100C16MP11 | 10 | 35200 | 4000 | 205046846 | ASHP | HRCU-A-CB | MOMENTUM | 18 | 35600
COLEMAN | HC19B3621 | CM60DXA2+TXV | TM9Y100C16MP11 | 10 | 35200 | 4000 | 205046847 | ASHP | HRCU-A-CB | ECHELON | 18 | 35600
LUXAIRE | HL19B3621 | CM60DXA2+TXV | TM9Y100C16MP11 | 10 | 35200 | 4000 | 205046848 | ASHP | HRCU-A-CB | ACCLIMATE | 18 | 35600
FRASER-JOHNSTON | HL19B3621 | CM60DXA2+TXV | TM9Y100C16MP11 | 10 | 35200 | 4000 | 205046849 | ASHP | HRCU-A-CB | RELIANT | 18 | 35600
CHAMPION HEATING AND COOLING | HL19B3621 | CM60DXA2+TXV | TM9Y100C16MP11 | 10 | 35200 | 4000 | 205046850 | ASHP | HRCU-A-CB | MOMENTUM | 18 | 35600
COLEMAN | HC19B3621 | CU60DXA2+TXV | TM9Y100C16MP11 | 10 | 35200 | 4000 | 205046851 | ASHP | HRCU-A-CB | ECHELON | 18 | 35600
LUXAIRE | HL19B3621 | CU60DXA2+TXV | TM9Y100C16MP11 | 10 | 35200 | 4000 | 205046852 | ASHP | HRCU-A-CB | ACCLIMATE | 18 | 35600
FRASER-JOHNSTON | HL19B3621 | CU60DXA2+TXV | TM9Y100C16MP11 | 10 | 35200 | 4000 | 205046853 | ASHP | HRCU-A-CB | RELIANT | 18 | 35600
CHAMPION HEATING AND COOLING | HL19B3621 | CU60DXA2+TXV | TM9Y100C16MP11 | 10 | 35200 | 4000 | 205046854 | ASHP | HRCU-A-CB | MOMENTUM | 18 | 35600
FRASER-JOHNSTON | HL19B3621 | CM60CXA2+TXV | TM8X080C16MP11 | 10 | 35200 | 4000 | 205046998 | ASHP | HRCU-A-CB | RELIANT | 18 | 35800
CHAMPION HEATING AND COOLING | HL19B3621 | CM60CXA2+TXV | TM8X080C16MP11 | 10 | 35200 | 4000 | 205047000 | ASHP | HRCU-A-CB | MOMENTUM | 18 | 35800
COLEMAN | HC19B3621 | CM60CXA2+TXV | TMLX080C16MP11 | 10 | 35200 | 4000 | 205047002 | ASHP | HRCU-A-CB | ECHELON | 18 | 35800
LUXAIRE | HL19B3621 | CM60CXA2+TXV | TMLX080C16MP11 | 10 | 35200 | 4000 | 205047004 | ASHP | HRCU-A-CB | ACCLIMATE | 18 | 35800
FRASER-JOHNSTON | HL19B3621 | CM60CXA2+TXV | TMLX080C16MP11 | 10 | 35200 | 4000 | 205047006 | ASHP | HRCU-A-CB | RELIANT | 18 | 35800
CHAMPION HEATING AND COOLING | HL19B3621 | CM60CXA2+TXV | TMLX080C16MP11 | 10 | 35200 | 4000 | 205047008 | ASHP | HRCU-A-CB | MOMENTUM | 18 | 35800
COLEMAN | HC19B3621 | CM60CXA2+TXV | TMLX100C16MP11 | 10 | 35200 | 4000 | 205047009 | ASHP | HRCU-A-CB | ECHELON | 18 | 35800
LUXAIRE | HL19B3621 | CM60CXA2+TXV | TMLX100C16MP11 | 10 | 35200 | 4000 | 205047011 | ASHP | HRCU-A-CB | ACCLIMATE | 18 | 35800
FRASER-JOHNSTON | HL19B3621 | CM60CXA2+TXV | TMLX100C16MP11 | 10 | 35200 | 4000 | 205047012 | ASHP | HRCU-A-CB | RELIANT | 18 | 35800
CHAMPION HEATING AND COOLING | HL19B3621 | CM60CXA2+TXV | TMLX100C16MP11 | 10 | 35200 | 4000 | 205047013 | ASHP | HRCU-A-CB | MOMENTUM | 18 | 35800
LUXAIRE | HL19B3621 | CF60CXA2+TXV | TM8X100C16MP11 | 10 | 35200 | 4000 | 205041864 | ASHP | HRCU-A-CB | ACCLIMATE | 18 | 35800
CHAMPION HEATING AND COOLING | HL19B3621 | CF60CXA2+TXV | TM8X100C16MP11 | 10 | 35200 | 4000 | 205041865 | ASHP | HRCU-A-CB | MOMENTUM | 18 | 35800
LUXAIRE | HL19B3621 | CF60CXA2+TXV | TM8X080C16MP11 | 10 | 35200 | 4000 | 205041866 | ASHP | HRCU-A-CB | ACCLIMATE | 18 | 35800
CHAMPION HEATING AND COOLING | HL19B3621 | CF60CXA2+TXV | TM8X080C16MP11 | 10 | 35200 | 4000 | 205041867 | ASHP | HRCU-A-CB | MOMENTUM | 18 | 35800
LUXAIRE | HL19B3621 | CF60CXA2+TXV | TMLX080C16MP11 | 10 | 35200 | 4000 | 205041868 | ASHP | HRCU-A-CB | ACCLIMATE | 18 | 35800
CHAMPION HEATING AND COOLING | HL19B3621 | CF60CXA2+TXV | TMLX080C16MP11 | 10 | 35200 | 4000 | 205041869 | ASHP | HRCU-A-CB | MOMENTUM | 18 | 35800
LUXAIRE | HL19B3621 | CF60CXA2+TXV | TMLX100C16MP11 | 10 | 35200 | 4000 | 205041870 | ASHP | HRCU-A-CB | ACCLIMATE | 18 | 35800
CHAMPION HEATING AND COOLING | HL19B3621 | CF60CXA2+TXV | TMLX100C16MP11 | 10 | 35200 | 4000 | 205041871 | ASHP | HRCU-A-CB | MOMENTUM | 18 | 35800
LUXAIRE | HL19B3621 | CF60CXA2+TXV | TM8Y100C16MP11 | 10 | 35200 | 4000 | 205041872 | ASHP | HRCU-A-CB | ACCLIMATE | 18 | 35800
CHAMPION HEATING AND COOLING | HL19B3621 | CF60CXA2+TXV | TM8Y100C16MP11 | 10 | 35200 | 4000 | 205041873 | ASHP | HRCU-A-CB | MOMENTUM | 18 | 35800
LUXAIRE | HL19B3621 | CF60CXA2+TXV | TM8Y080C16MP11 | 10 | 35200 | 4000 | 205041874 | ASHP | HRCU-A-CB | ACCLIMATE | 18 | 35800
CHAMPION HEATING AND COOLING | HL19B3621 | CF60CXA2+TXV | TM8Y080C16MP11 | 10 | 35200 | 4000 | 205041875 | ASHP | HRCU-A-CB | MOMENTUM | 18 | 35800
LUXAIRE | HL19B3621 | CF60CXA2+TXV | LPLC080C16MP13 | 10 | 35200 | 4000 | 205041794 | ASHP | HRCU-A-CB | ACCLIMATE | 18 | 35600
LUXAIRE | HL19B3621 | CF60CXA2+TXV | LPLC100C16MP13 | 10 | 35200 | 4000 | 205041795 | ASHP | HRCU-A-CB | ACCLIMATE | 18 | 35600
LUXAIRE | HL19B3621 | CF60CXA2+MVC16CN21+TXV |  | 10 | 35200 | 4000 | 205041803 | ASHP | HRCU-A-CB | ACCLIMATE | 19 | 36000
CHAMPION HEATING AND COOLING | HL19B3621 | CF60CXA2+MVC16CN21+TXV |  | 10 | 35200 | 4000 | 205041804 | ASHP | HRCU-A-CB | MOMENTUM | 19 | 36000
COLEMAN | HC19B3621 | CU60CXA2+TXV | TM8X100C16MP11 | 10 | 35200 | 4000 | 205045893 | ASHP | HRCU-A-CB | ECHELON | 18 | 35800
FRASER-JOHNSTON | HL19B3621 | CU60CXA2+TXV | TM8X100C16MP11 | 10 | 35200 | 4000 | 205045895 | ASHP | HRCU-A-CB | RELIANT | 18 | 35800
COLEMAN | HC19B3621 | CU60CXA2+TXV | TM8X080C16MP11 | 10 | 35200 | 4000 | 205045897 | ASHP | HRCU-A-CB | ECHELON | 18 | 35800
FRASER-JOHNSTON | HL19B3621 | CU60CXA2+TXV | TM8X080C16MP11 | 10 | 35200 | 4000 | 205045900 | ASHP | HRCU-A-CB | RELIANT | 18 | 35800
COLEMAN | HC19B3621 | CU60CXA2+TXV | TMLX080C16MP11 | 10 | 35200 | 4000 | 205045902 | ASHP | HRCU-A-CB | ECHELON | 18 | 35800
FRASER-JOHNSTON | HL19B3621 | CU60CXA2+TXV | TMLX080C16MP11 | 10 | 35200 | 4000 | 205045904 | ASHP | HRCU-A-CB | RELIANT | 18 | 35800
COLEMAN | HC19B3621 | CU60CXA2+TXV | TMLX100C16MP11 | 10 | 35200 | 4000 | 205045908 | ASHP | HRCU-A-CB | ECHELON | 18 | 35800
FRASER-JOHNSTON | HL19B3621 | CU60CXA2+TXV | TMLX100C16MP11 | 10 | 35200 | 4000 | 205045911 | ASHP | HRCU-A-CB | RELIANT | 18 | 35800
COLEMAN | HC19B3621 | CU60CXA2+TXV | TM8Y100C16MP11 | 10 | 35200 | 4000 | 205045914 | ASHP | HRCU-A-CB | ECHELON | 18 | 35800
FRASER-JOHNSTON | HL19B3621 | CU60CXA2+TXV | TM8Y100C16MP11 | 10 | 35200 | 4000 | 205045916 | ASHP | HRCU-A-CB | RELIANT | 18 | 35800
COLEMAN | HC19B3621 | CF60CXA2+TXV | TM8V100C16MP12 | 10 | 35200 | 4000 | 205041896 | ASHP | HRCU-A-CB | ECHELON | 18 | 35600
FRASER-JOHNSTON | HL19B3621 | CF60CXA2+TXV | TM8V100C16MP12 | 10 | 35200 | 4000 | 205041897 | ASHP | HRCU-A-CB | RELIANT | 18 | 35600
COLEMAN | HC19B3621 | CF60CXA2+TXV | TM8V080C16MP12 | 10 | 35200 | 4000 | 205041898 | ASHP | HRCU-A-CB | ECHELON | 18 | 35600
FRASER-JOHNSTON | HL19B3621 | CF60CXA2+TXV | TM8V080C16MP12 | 10 | 35200 | 4000 | 205041899 | ASHP | HRCU-A-CB | RELIANT | 18 | 35600
COLEMAN | HC19B3621 | CF60CXA2+TXV | TMLV080C16MP12 | 10 | 35200 | 4000 | 205041900 | ASHP | HRCU-A-CB | ECHELON | 18 | 35600
FRASER-JOHNSTON | HL19B3621 | CF60CXA2+TXV | TMLV080C16MP12 | 10 | 35200 | 4000 | 205041901 | ASHP | HRCU-A-CB | RELIANT | 18 | 35600
COLEMAN | HC19B3621 | CF60CXA2+TXV | TMLV100C16MP12 | 10 | 35200 | 4000 | 205041902 | ASHP | HRCU-A-CB | ECHELON | 18 | 35600
FRASER-JOHNSTON | HL19B3621 | CF60CXA2+TXV | TMLV100C16MP12 | 10 | 35200 | 4000 | 205041903 | ASHP | HRCU-A-CB | RELIANT | 18 | 35600
COLEMAN | HC19B3621 | CF60CXA2+TXV | TPLC080C16MP13 | 10 | 35200 | 4000 | 205041904 | ASHP | HRCU-A-CB | ECHELON | 18 | 35600
FRASER-JOHNSTON | HL19B3621 | CF60CXA2+TXV | TPLC080C16MP13 | 10 | 35200 | 4000 | 205041905 | ASHP | HRCU-A-CB | RELIANT | 18 | 35600
COLEMAN | HC19B3621 | CF60CXA2+TXV | TPLC100C16MP13 | 10 | 35200 | 4000 | 205041906 | ASHP | HRCU-A-CB | ECHELON | 18 | 35600
FRASER-JOHNSTON | HL19B3621 | CF60CXA2+TXV | TPLC100C16MP13 | 10 | 35200 | 4000 | 205041907 | ASHP | HRCU-A-CB | RELIANT | 18 | 35600
COLEMAN | HC19B3621 | CF60CXA2+TXV | CPLC080C16MP13 | 10 | 35200 | 4000 | 205041908 | ASHP | HRCU-A-CB | ECHELON | 18 | 35600
COLEMAN | HC19B3621 | CF60CXA2+TXV | CPLC100C16MP13 | 10 | 35200 | 4000 | 205041909 | ASHP | HRCU-A-CB | ECHELON | 18 | 35600
COLEMAN | HC19B3621 | CF60CXA2+MVC16CN21+TXV |  | 10 | 35200 | 4000 | 205041917 | ASHP | HRCU-A-CB | ECHELON | 19 | 36000
FRASER-JOHNSTON | HL19B3621 | CF60CXA2+MVC16CN21+TXV |  | 10 | 35200 | 4000 | 205041918 | ASHP | HRCU-A-CB | RELIANT | 19 | 36000
FRASER-JOHNSTON | HL19B3621 | CU60CXA2+TXV | TMLV080C16MP12 | 10 | 35200 | 4000 | 205045994 | ASHP | HRCU-A-CB | RELIANT | 18 | 35600
COLEMAN | HC19B3621 | CU60CXA2+TXV | TMLV100C16MP12 | 10 | 35200 | 4000 | 205045996 | ASHP | HRCU-A-CB | ECHELON | 18 | 35600
FRASER-JOHNSTON | HL19B3621 | CU60CXA2+TXV | TMLV100C16MP12 | 10 | 35200 | 4000 | 205045998 | ASHP | HRCU-A-CB | RELIANT | 18 | 35600
COLEMAN | HC19B3621 | CU60CXA2+TXV | TPLC080C16MP13 | 10 | 35200 | 4000 | 205046000 | ASHP | HRCU-A-CB | ECHELON | 18 | 35600
FRASER-JOHNSTON | HL19B3621 | CU60CXA2+TXV | TPLC080C16MP13 | 10 | 35200 | 4000 | 205046003 | ASHP | HRCU-A-CB | RELIANT | 18 | 35600
COLEMAN | HC19B3621 | CU60CXA2+TXV | TPLC100C16MP13 | 10 | 35200 | 4000 | 205046005 | ASHP | HRCU-A-CB | ECHELON | 18 | 35600
FRASER-JOHNSTON | HL19B3621 | CU60CXA2+TXV | TPLC100C16MP13 | 10 | 35200 | 4000 | 205046007 | ASHP | HRCU-A-CB | RELIANT | 18 | 35600
COLEMAN | HC19B3621 | CU60CXA2+TXV | CPLC080C16MP13 | 10 | 35200 | 4000 | 205046009 | ASHP | HRCU-A-CB | ECHELON | 18 | 35600
COLEMAN | HC19B3621 | CU60CXA2+TXV | CPLC100C16MP13 | 10 | 35200 | 4000 | 205046011 | ASHP | HRCU-A-CB | ECHELON | 18 | 35600
COLEMAN | HC19B3621 | CM60CXA2+TXV | TM8X100C16MP11 | 10 | 35200 | 4000 | 205046991 | ASHP | HRCU-A-CB | ECHELON | 18 | 35800
LUXAIRE | HL19B3621 | CM60CXA2+TXV | TM8X100C16MP11 | 10 | 35200 | 4000 | 205046992 | ASHP | HRCU-A-CB | ACCLIMATE | 18 | 35800
FRASER-JOHNSTON | HL19B3621 | CM60CXA2+TXV | TM8X100C16MP11 | 10 | 35200 | 4000 | 205046993 | ASHP | HRCU-A-CB | RELIANT | 18 | 35800
CHAMPION HEATING AND COOLING | HL19B3621 | CM60CXA2+TXV | TM8X100C16MP11 | 10 | 35200 | 4000 | 205046994 | ASHP | HRCU-A-CB | MOMENTUM | 18 | 35800
COLEMAN | HC19B3621 | CM60CXA2+TXV | TM8X080C16MP11 | 10 | 35200 | 4000 | 205046995 | ASHP | HRCU-A-CB | ECHELON | 18 | 35800
LUXAIRE | HL19B3621 | CM60CXA2+TXV | TM8X080C16MP11 | 10 | 35200 | 4000 | 205046996 | ASHP | HRCU-A-CB | ACCLIMATE | 18 | 35800
COLEMAN | HC19B3621 | CU60CXA2+TXV | TM8Y080C16MP11 | 10 | 35200 | 4000 | 205045919 | ASHP | HRCU-A-CB | ECHELON | 18 | 35800
FRASER-JOHNSTON | HL19B3621 | CU60CXA2+TXV | TM8Y080C16MP11 | 10 | 35200 | 4000 | 205045922 | ASHP | HRCU-A-CB | RELIANT | 18 | 35800
COLEMAN | HC19B3621 | CU60CXA2+TXV | TM8V100C16MP12 | 10 | 35200 | 4000 | 205045984 | ASHP | HRCU-A-CB | ECHELON | 18 | 35600
FRASER-JOHNSTON | HL19B3621 | CU60CXA2+TXV | TM8V100C16MP12 | 10 | 35200 | 4000 | 205045987 | ASHP | HRCU-A-CB | RELIANT | 18 | 35600
COLEMAN | HC19B3621 | CU60CXA2+TXV | TM8V080C16MP12 | 10 | 35200 | 4000 | 205045989 | ASHP | HRCU-A-CB | ECHELON | 18 | 35600
FRASER-JOHNSTON | HL19B3621 | CU60CXA2+TXV | TM8V080C16MP12 | 10 | 35200 | 4000 | 205045991 | ASHP | HRCU-A-CB | RELIANT | 18 | 35600
COLEMAN | HC19B3621 | CU60CXA2+TXV | TMLV080C16MP12 | 10 | 35200 | 4000 | 205045992 | ASHP | HRCU-A-CB | ECHELON | 18 | 35600
YORK | YZT36B21 | CM60CXA2+TXV | TM8V100C16MP12 | 10 | 35200 | 4000 | 205039613 | ASHP | HRCU-A-CB | AFFINITY | 18 | 35600
YORK | YZT36B21 | CM60CXA2+TXV | TM8V080C16MP12 | 10 | 35200 | 4000 | 205039614 | ASHP | HRCU-A-CB | AFFINITY | 18 | 35600
YORK | YZT36B21 | CM60CXA2+TXV | TMLV080C16MP12 | 10 | 35200 | 4000 | 205039615 | ASHP | HRCU-A-CB | AFFINITY | 18 | 35600
YORK | YZT36B21 | CF60DXA2+TXV | TM8V100C16MP12 | 10 | 35200 | 4000 | 205021129 | ASHP | HRCU-A-CB | AFFINITY | 18 | 35800
YORK | YZT36B21 | CF60DXA2+TXV | TM8V080C16MP12 | 10 | 35200 | 4000 | 205021130 | ASHP | HRCU-A-CB | AFFINITY | 18 | 35800
YORK | YZT36B21 | CF60DXA2+TXV | TMLV080C16MP12 | 10 | 35200 | 4000 | 205021131 | ASHP | HRCU-A-CB | AFFINITY | 18 | 35800
YORK | YZT36B21 | CF60DXA2+TXV | TMLV100C16MP12 | 10 | 35200 | 4000 | 205021132 | ASHP | HRCU-A-CB | AFFINITY | 18 | 35800
YORK | YZT36B21 | CF60DXA2+TXV | TPLC080C16MP13 | 10 | 35200 | 4000 | 205021133 | ASHP | HRCU-A-CB | AFFINITY | 18 | 35800
YORK | YZT36B21 | CF60DXA2+TXV | TPLC100C16MP13 | 10 | 35200 | 4000 | 205021135 | ASHP | HRCU-A-CB | AFFINITY | 18 | 35800
YORK | YZT36B21 | CF60DXA2+TXV | YPLC080C16MP13 | 10 | 35200 | 4000 | 205021136 | ASHP | HRCU-A-CB | AFFINITY | 18 | 35800
YORK | YZT36B21 | CF60DXA2+TXV | YPLC100C16MP13 | 10 | 35200 | 4000 | 205021137 | ASHP | HRCU-A-CB | AFFINITY | 18 | 35800
YORK | YZT36B21 | CF60CXA2+TXV | TM8V100C16MP12 | 10 | 35200 | 4000 | 205021138 | ASHP | HRCU-A-CB | AFFINITY | 18 | 35600
YORK | YZT36B21 | CF60CXA2+TXV | TM8V080C16MP12 | 10 | 35200 | 4000 | 205021139 | ASHP | HRCU-A-CB | AFFINITY | 18 | 35600
YORK | YZT36B21 | CF60CXA2+TXV | TMLV080C16MP12 | 10 | 35200 | 4000 | 205021140 | ASHP | HRCU-A-CB | AFFINITY | 18 | 35600
YORK | YZT36B21 | CF60CXA2+TXV | TMLV100C16MP12 | 10 | 35200 | 4000 | 205021141 | ASHP | HRCU-A-CB | AFFINITY | 18 | 35600
YORK | YZT36B21 | CF60CXA2+TXV | TPLC080C16MP13 | 10 | 35200 | 4000 | 205021142 | ASHP | HRCU-A-CB | AFFINITY | 18 | 35600
YORK | YZT36B21 | CF60CXA2+TXV | TPLC100C16MP13 | 10 | 35200 | 4000 | 205021143 | ASHP | HRCU-A-CB | AFFINITY | 18 | 35600
YORK | YZT36B21 | CF60CXA2+TXV | YPLC080C16MP13 | 10 | 35200 | 4000 | 205021144 | ASHP | HRCU-A-CB | AFFINITY | 18 | 35600
YORK | YZT36B21 | CF60CXA2+TXV | YPLC100C16MP13 | 10 | 35200 | 4000 | 205021145 | ASHP | HRCU-A-CB | AFFINITY | 18 | 35600
CHAMPION HEATING AND COOLING | HL19B3621 | CF60DXA2+TXV | TM9E100C16MP11 | 10 | 35200 | 4000 | 205041637 | ASHP | HRCU-A-CB | MOMENTUM | 18 | 35600
LUXAIRE | HL19B3621 | CF60DXA2+TXV | TM9Y100C16MP11 | 10 | 35200 | 4000 | 205041638 | ASHP | HRCU-A-CB | ACCLIMATE | 18 | 35600
CHAMPION HEATING AND COOLING | HL19B3621 | CF60DXA2+TXV | TM9Y100C16MP11 | 10 | 35200 | 4000 | 205041639 | ASHP | HRCU-A-CB | MOMENTUM | 18 | 35600
TRANE | 4TWL9036A1 | 4PX*DD48BS3+HORIZ-RT | *UD2D120ACV5 | 10 | 35200 | 4000 | 201921780 | ASHP | HRCU-A-CB | XV19 | 17 | 36800
CHAMPION HEATING AND COOLING | HL19B3621 | CF60CXA2+TXV | TPLC080C16MP13 | 10 | 35200 | 4000 | 205041791 | ASHP | HRCU-A-CB | MOMENTUM | 18 | 35600
LUXAIRE | HL19B3621 | CF60CXA2+TXV | TPLC100C16MP13 | 10 | 35200 | 4000 | 205041792 | ASHP | HRCU-A-CB | ACCLIMATE | 18 | 35600
CHAMPION HEATING AND COOLING | HL19B3621 | CF60CXA2+TXV | TPLC100C16MP13 | 10 | 35200 | 4000 | 205041793 | ASHP | HRCU-A-CB | MOMENTUM | 18 | 35600
LUXAIRE | HL19B3621 | CF60DXA2+TXV | TM8V100C16MP12 | 10 | 35200 | 4000 | 205041678 | ASHP | HRCU-A-CB | ACCLIMATE | 18 | 35800
CHAMPION HEATING AND COOLING | HL19B3621 | CF60DXA2+TXV | TM8V100C16MP12 | 10 | 35200 | 4000 | 205041679 | ASHP | HRCU-A-CB | MOMENTUM | 18 | 35800
LUXAIRE | HL19B3621 | CF60DXA2+TXV | TM8V080C16MP12 | 10 | 35200 | 4000 | 205041680 | ASHP | HRCU-A-CB | ACCLIMATE | 18 | 35800
CHAMPION HEATING AND COOLING | HL19B3621 | CF60DXA2+TXV | TM8V080C16MP12 | 10 | 35200 | 4000 | 205041681 | ASHP | HRCU-A-CB | MOMENTUM | 18 | 35800
LUXAIRE | HL19B3621 | CF60DXA2+TXV | TMLV080C16MP12 | 10 | 35200 | 4000 | 205041682 | ASHP | HRCU-A-CB | ACCLIMATE | 18 | 35800
CHAMPION HEATING AND COOLING | HL19B3621 | CF60DXA2+TXV | TMLV080C16MP12 | 10 | 35200 | 4000 | 205041683 | ASHP | HRCU-A-CB | MOMENTUM | 18 | 35800
LUXAIRE | HL19B3621 | CF60DXA2+TXV | TMLV100C16MP12 | 10 | 35200 | 4000 | 205041684 | ASHP | HRCU-A-CB | ACCLIMATE | 18 | 35800
CHAMPION HEATING AND COOLING | HL19B3621 | CF60DXA2+TXV | TMLV100C16MP12 | 10 | 35200 | 4000 | 205041685 | ASHP | HRCU-A-CB | MOMENTUM | 18 | 35800
LUXAIRE | HL19B3621 | CF60DXA2+TXV | TPLC080C16MP13 | 10 | 35200 | 4000 | 205041686 | ASHP | HRCU-A-CB | ACCLIMATE | 18 | 35800
CHAMPION HEATING AND COOLING | HL19B3621 | CF60DXA2+TXV | TPLC080C16MP13 | 10 | 35200 | 4000 | 205041687 | ASHP | HRCU-A-CB | MOMENTUM | 18 | 35800
LUXAIRE | HL19B3621 | CF60DXA2+TXV | TPLC100C16MP13 | 10 | 35200 | 4000 | 205041688 | ASHP | HRCU-A-CB | ACCLIMATE | 18 | 35800
CHAMPION HEATING AND COOLING | HL19B3621 | CF60DXA2+TXV | TPLC100C16MP13 | 10 | 35200 | 4000 | 205041689 | ASHP | HRCU-A-CB | MOMENTUM | 18 | 35800
LUXAIRE | HL19B3621 | CF60DXA2+TXV | LPLC080C16MP13 | 10 | 35200 | 4000 | 205041690 | ASHP | HRCU-A-CB | ACCLIMATE | 18 | 35800
LUXAIRE | HL19B3621 | CF60DXA2+TXV | LPLC100C16MP13 | 10 | 35200 | 4000 | 205041691 | ASHP | HRCU-A-CB | ACCLIMATE | 18 | 35800
LUXAIRE | HL19B3621 | CF60DXA2+TXV | TM8V100C16MP11 | 10 | 35200 | 4000 | 205041703 | ASHP | HRCU-A-CB | ACCLIMATE | 18 | 35800
CHAMPION HEATING AND COOLING | HL19B3621 | CF60DXA2+TXV | TM8V100C16MP11 | 10 | 35200 | 4000 | 205041704 | ASHP | HRCU-A-CB | MOMENTUM | 18 | 35800
LUXAIRE | HL19B3621 | CF60DXA2+TXV | TM9E100C16MP11 | 10 | 35200 | 4000 | 205041636 | ASHP | HRCU-A-CB | ACCLIMATE | 18 | 35600
COLEMAN | HC19B3621 | CF60CXA2+TXV | TM8X100C16MP11 | 10 | 35200 | 4000 | 205041750 | ASHP | HRCU-A-CB | ECHELON | 18 | 35800
FRASER-JOHNSTON | HL19B3621 | CF60CXA2+TXV | TM8X100C16MP11 | 10 | 35200 | 4000 | 205041751 | ASHP | HRCU-A-CB | RELIANT | 18 | 35800
COLEMAN | HC19B3621 | CF60CXA2+TXV | TM8X080C16MP11 | 10 | 35200 | 4000 | 205041752 | ASHP | HRCU-A-CB | ECHELON | 18 | 35800
FRASER-JOHNSTON | HL19B3621 | CF60CXA2+TXV | TM8X080C16MP11 | 10 | 35200 | 4000 | 205041753 | ASHP | HRCU-A-CB | RELIANT | 18 | 35800
COLEMAN | HC19B3621 | CF60CXA2+TXV | TMLX080C16MP11 | 10 | 35200 | 4000 | 205041754 | ASHP | HRCU-A-CB | ECHELON | 18 | 35800
FRASER-JOHNSTON | HL19B3621 | CF60CXA2+TXV | TMLX080C16MP11 | 10 | 35200 | 4000 | 205041755 | ASHP | HRCU-A-CB | RELIANT | 18 | 35800
COLEMAN | HC19B3621 | CF60CXA2+TXV | TMLX100C16MP11 | 10 | 35200 | 4000 | 205041756 | ASHP | HRCU-A-CB | ECHELON | 18 | 35800
FRASER-JOHNSTON | HL19B3621 | CF60CXA2+TXV | TMLX100C16MP11 | 10 | 35200 | 4000 | 205041757 | ASHP | HRCU-A-CB | RELIANT | 18 | 35800
COLEMAN | HC19B3621 | CF60CXA2+TXV | TM8Y100C16MP11 | 10 | 35200 | 4000 | 205041758 | ASHP | HRCU-A-CB | ECHELON | 18 | 35800
FRASER-JOHNSTON | HL19B3621 | CF60CXA2+TXV | TM8Y100C16MP11 | 10 | 35200 | 4000 | 205041759 | ASHP | HRCU-A-CB | RELIANT | 18 | 35800
COLEMAN | HC19B3621 | CF60CXA2+TXV | TM8Y080C16MP11 | 10 | 35200 | 4000 | 205041760 | ASHP | HRCU-A-CB | ECHELON | 18 | 35800
FRASER-JOHNSTON | HL19B3621 | CF60CXA2+TXV | TM8Y080C16MP11 | 10 | 35200 | 4000 | 205041761 | ASHP | HRCU-A-CB | RELIANT | 18 | 35800
LUXAIRE | HL19B3621 | CF60CXA2+TXV | TM8V100C16MP12 | 10 | 35200 | 4000 | 205041782 | ASHP | HRCU-A-CB | ACCLIMATE | 18 | 35600
CHAMPION HEATING AND COOLING | HL19B3621 | CF60CXA2+TXV | TM8V100C16MP12 | 10 | 35200 | 4000 | 205041783 | ASHP | HRCU-A-CB | MOMENTUM | 18 | 35600
LUXAIRE | HL19B3621 | CF60CXA2+TXV | TM8V080C16MP12 | 10 | 35200 | 4000 | 205041784 | ASHP | HRCU-A-CB | ACCLIMATE | 18 | 35600
CHAMPION HEATING AND COOLING | HL19B3621 | CF60CXA2+TXV | TM8V080C16MP12 | 10 | 35200 | 4000 | 205041785 | ASHP | HRCU-A-CB | MOMENTUM | 18 | 35600
LUXAIRE | HL19B3621 | CF60CXA2+TXV | TMLV080C16MP12 | 10 | 35200 | 4000 | 205041786 | ASHP | HRCU-A-CB | ACCLIMATE | 18 | 35600
CHAMPION HEATING AND COOLING | HL19B3621 | CF60CXA2+TXV | TMLV080C16MP12 | 10 | 35200 | 4000 | 205041787 | ASHP | HRCU-A-CB | MOMENTUM | 18 | 35600
LUXAIRE | HL19B3621 | CF60CXA2+TXV | TMLV100C16MP12 | 10 | 35200 | 4000 | 205041788 | ASHP | HRCU-A-CB | ACCLIMATE | 18 | 35600
CHAMPION HEATING AND COOLING | HL19B3621 | CF60CXA2+TXV | TMLV100C16MP12 | 10 | 35200 | 4000 | 205041789 | ASHP | HRCU-A-CB | MOMENTUM | 18 | 35600
LUXAIRE | HL19B3621 | CF60CXA2+TXV | TPLC080C16MP13 | 10 | 35200 | 4000 | 205041790 | ASHP | HRCU-A-CB | ACCLIMATE | 18 | 35600
YORK | YZT36B21 | CU60CXA2+TXV | TPLC100C16MP12 | 10 | 35200 | 4000 | 205041332 | ASHP | HRCU-A-CB | AFFINITY | 18 | 35600
YORK | YZT36B21 | CU60CXA2+TXV | TPLC080C16MP12 | 10 | 35200 | 4000 | 205041333 | ASHP | HRCU-A-CB | AFFINITY | 18 | 35600
COLEMAN | HC19B3621 | CF60DXA2+TXV | TM9E100C16MP11 | 10 | 35200 | 4000 | 205041543 | ASHP | HRCU-A-CB | ECHELON | 18 | 35600
FRASER-JOHNSTON | HL19B3621 | CF60DXA2+TXV | TM9E100C16MP11 | 10 | 35200 | 4000 | 205041544 | ASHP | HRCU-A-CB | RELIANT | 18 | 35600
COLEMAN | HC19B3621 | CF60DXA2+TXV | TM9Y100C16MP11 | 10 | 35200 | 4000 | 205041545 | ASHP | HRCU-A-CB | ECHELON | 18 | 35600
FRASER-JOHNSTON | HL19B3621 | CF60DXA2+TXV | TM9Y100C16MP11 | 10 | 35200 | 4000 | 205041546 | ASHP | HRCU-A-CB | RELIANT | 18 | 35600
COLEMAN | HC19B3621 | CF60DXA2+TXV | TM8V100C16MP12 | 10 | 35200 | 4000 | 205041585 | ASHP | HRCU-A-CB | ECHELON | 18 | 35800
FRASER-JOHNSTON | HL19B3621 | CF60DXA2+TXV | TM8V100C16MP12 | 10 | 35200 | 4000 | 205041586 | ASHP | HRCU-A-CB | RELIANT | 18 | 35800
YORK | YZT36B21 | CF60CXA2+TXV | TM8X100C16MP11 | 10 | 35200 | 4000 | 205021102 | ASHP | HRCU-A-CB | AFFINITY | 18 | 35800
YORK | YZT36B21 | CF60CXA2+TXV | TM8X080C16MP11 | 10 | 35200 | 4000 | 205021103 | ASHP | HRCU-A-CB | AFFINITY | 18 | 35800
YORK | YZT36B21 | CF60CXA2+TXV | TMLX080C16MP11 | 10 | 35200 | 4000 | 205021104 | ASHP | HRCU-A-CB | AFFINITY | 18 | 35800
YORK | YZT36B21 | CF60CXA2+TXV | TMLX100C16MP11 | 10 | 35200 | 4000 | 205021105 | ASHP | HRCU-A-CB | AFFINITY | 18 | 35800
YORK | YZT36B21 | CF60CXA2+TXV | TM8Y100C16MP11 | 10 | 35200 | 4000 | 205021106 | ASHP | HRCU-A-CB | AFFINITY | 18 | 35800
YORK | YZT36B21 | CF60CXA2+TXV | TM8Y080C16MP11 | 10 | 35200 | 4000 | 205021107 | ASHP | HRCU-A-CB | AFFINITY | 18 | 35800
COLEMAN | HC19B3621 | CF60DXA2+TXV | TM8V080C16MP12 | 10 | 35200 | 4000 | 205041587 | ASHP | HRCU-A-CB | ECHELON | 18 | 35800
FRASER-JOHNSTON | HL19B3621 | CF60DXA2+TXV | TM8V080C16MP12 | 10 | 35200 | 4000 | 205041588 | ASHP | HRCU-A-CB | RELIANT | 18 | 35800
COLEMAN | HC19B3621 | CF60DXA2+TXV | TMLV080C16MP12 | 10 | 35200 | 4000 | 205041589 | ASHP | HRCU-A-CB | ECHELON | 18 | 35800
FRASER-JOHNSTON | HL19B3621 | CF60DXA2+TXV | TMLV080C16MP12 | 10 | 35200 | 4000 | 205041590 | ASHP | HRCU-A-CB | RELIANT | 18 | 35800
COLEMAN | HC19B3621 | CF60DXA2+TXV | TMLV100C16MP12 | 10 | 35200 | 4000 | 205041591 | ASHP | HRCU-A-CB | ECHELON | 18 | 35800
FRASER-JOHNSTON | HL19B3621 | CF60DXA2+TXV | TMLV100C16MP12 | 10 | 35200 | 4000 | 205041592 | ASHP | HRCU-A-CB | RELIANT | 18 | 35800
COLEMAN | HC19B3621 | CF60DXA2+TXV | TPLC080C16MP13 | 10 | 35200 | 4000 | 205041593 | ASHP | HRCU-A-CB | ECHELON | 18 | 35800
FRASER-JOHNSTON | HL19B3621 | CF60DXA2+TXV | TPLC080C16MP13 | 10 | 35200 | 4000 | 205041594 | ASHP | HRCU-A-CB | RELIANT | 18 | 35800
COLEMAN | HC19B3621 | CF60DXA2+TXV | TPLC100C16MP13 | 10 | 35200 | 4000 | 205041595 | ASHP | HRCU-A-CB | ECHELON | 18 | 35800
FRASER-JOHNSTON | HL19B3621 | CF60DXA2+TXV | TPLC100C16MP13 | 10 | 35200 | 4000 | 205041596 | ASHP | HRCU-A-CB | RELIANT | 18 | 35800
COLEMAN | HC19B3621 | CF60DXA2+TXV | CPLC080C16MP13 | 10 | 35200 | 4000 | 205041597 | ASHP | HRCU-A-CB | ECHELON | 18 | 35800
COLEMAN | HC19B3621 | CF60DXA2+TXV | CPLC100C16MP13 | 10 | 35200 | 4000 | 205041598 | ASHP | HRCU-A-CB | ECHELON | 18 | 35800
COLEMAN | HC19B3621 | CF60DXA2+TXV | TM8V100C16MP11 | 10 | 35200 | 4000 | 205041610 | ASHP | HRCU-A-CB | ECHELON | 18 | 35800
FRASER-JOHNSTON | HL19B3621 | CF60DXA2+TXV | TM8V100C16MP11 | 10 | 35200 | 4000 | 205041611 | ASHP | HRCU-A-CB | RELIANT | 18 | 35800
YORK | YZT36B21 | CU60DXA2+TXV | TM8V100C16MP11 | 10 | 35200 | 4000 | 205041318 | ASHP | HRCU-A-CB | AFFINITY | 18 | 35800
YORK | YZT36B21 | CF60CXA2+MVC16CN21+TXV |  | 10 | 35200 | 4000 | 205021151 | ASHP | HRCU-A-CB | AFFINITY | 19 | 36000
YORK | YZT36B21 | CF60DXA2+TXV | TM8V100C16MP11 | 10 | 35200 | 4000 | 205021175 | ASHP | HRCU-A-CB | AFFINITY | 18 | 35800
YORK | YZT36B21 | CF60DXA2+TXV | TM8V080C16MP11 | 10 | 35200 | 4000 | 205021176 | ASHP | HRCU-A-CB | AFFINITY | 18 | 35800
YORK | YZT36B21 | CF60DXA2+TXV | YPLC080C16MP12 | 10 | 35200 | 4000 | 205021177 | ASHP | HRCU-A-CB | AFFINITY | 18 | 35800
YORK | YZT36B21 | CF60DXA2+TXV | YPLC100C16MP12 | 10 | 35200 | 4000 | 205021178 | ASHP | HRCU-A-CB | AFFINITY | 18 | 35800
YORK | YZT36B21 | CF60DXA2+TXV | TMLV080C16MP11 | 10 | 35200 | 4000 | 205021179 | ASHP | HRCU-A-CB | AFFINITY | 18 | 35800
YORK | YZT36B21 | CF60DXA2+TXV | TMLV100C16MP11 | 10 | 35200 | 4000 | 205021180 | ASHP | HRCU-A-CB | AFFINITY | 18 | 35800
YORK | YZT36B21 | CF60DXA2+TXV | TPLC100C16MP12 | 10 | 35200 | 4000 | 205021181 | ASHP | HRCU-A-CB | AFFINITY | 18 | 35800
YORK | YZT36B21 | CF60DXA2+TXV | TPLC080C16MP12 | 10 | 35200 | 4000 | 205021182 | ASHP | HRCU-A-CB | AFFINITY | 18 | 35800
YORK | YZT36B21 | CF60CXA2+TXV | TM8V100C16MP11 | 10 | 35200 | 4000 | 205021183 | ASHP | HRCU-A-CB | AFFINITY | 18 | 35600
YORK | YZT36B21 | CF60CXA2+TXV | TM8V080C16MP11 | 10 | 35200 | 4000 | 205021184 | ASHP | HRCU-A-CB | AFFINITY | 18 | 35600
YORK | YZT36B21 | CF60CXA2+TXV | YPLC080C16MP12 | 10 | 35200 | 4000 | 205021185 | ASHP | HRCU-A-CB | AFFINITY | 18 | 35600
YORK | YZT36B21 | CF60CXA2+TXV | YPLC100C16MP12 | 10 | 35200 | 4000 | 205021186 | ASHP | HRCU-A-CB | AFFINITY | 18 | 35600
YORK | YZT36B21 | CF60CXA2+TXV | TMLV080C16MP11 | 10 | 35200 | 4000 | 205021187 | ASHP | HRCU-A-CB | AFFINITY | 18 | 35600
YORK | YZT36B21 | CF60CXA2+TXV | TMLV100C16MP11 | 10 | 35200 | 4000 | 205021188 | ASHP | HRCU-A-CB | AFFINITY | 18 | 35600
YORK | YZT36B21 | CF60CXA2+TXV | TPLC100C16MP12 | 10 | 35200 | 4000 | 205021189 | ASHP | HRCU-A-CB | AFFINITY | 18 | 35600
YORK | YZT36B21 | CF60CXA2+TXV | TPLC080C16MP12 | 10 | 35200 | 4000 | 205021190 | ASHP | HRCU-A-CB | AFFINITY | 18 | 35600
YORK | YZT36B21 | CM60DXA2+TXV | TM9E100C16MP11 | 10 | 35200 | 4000 | 205039551 | ASHP | HRCU-A-CB | AFFINITY | 18 | 35600
YORK | YZT36B21 | CM60DXA2+TXV | TM9Y100C16MP11 | 10 | 35200 | 4000 | 205039552 | ASHP | HRCU-A-CB | AFFINITY | 18 | 35600
YORK | YZT36B21 | CF60DXA2+TXV | TM9E100C16MP11 | 10 | 35200 | 4000 | 205021077 | ASHP | HRCU-A-CB | AFFINITY | 18 | 35600
YORK | YZT36B21 | CF60DXA2+TXV | TM9Y100C16MP11 | 10 | 35200 | 4000 | 205021078 | ASHP | HRCU-A-CB | AFFINITY | 18 | 35600
YORK | YZT36B21 | CM60CXA2+TXV | TM8X100C16MP11 | 10 | 35200 | 4000 | 205039577 | ASHP | HRCU-A-CB | AFFINITY | 18 | 35800
YORK | YZT36B21 | CM60CXA2+TXV | TM8X080C16MP11 | 10 | 35200 | 4000 | 205039578 | ASHP | HRCU-A-CB | AFFINITY | 18 | 35800
YORK | YZT36B21 | CM60CXA2+TXV | TMLX080C16MP11 | 10 | 35200 | 4000 | 205039579 | ASHP | HRCU-A-CB | AFFINITY | 18 | 35800
YORK | YZT36B21 | CM60CXA2+TXV | TMLX100C16MP11 | 10 | 35200 | 4000 | 205039580 | ASHP | HRCU-A-CB | AFFINITY | 18 | 35800
YORK | YZT36B21 | CM60CXA2+TXV | TM8Y100C16MP11 | 10 | 35200 | 4000 | 205039581 | ASHP | HRCU-A-CB | AFFINITY | 18 | 35800
YORK | YZT36B21 | CM60CXA2+TXV | TM8Y080C16MP11 | 10 | 35200 | 4000 | 205039582 | ASHP | HRCU-A-CB | AFFINITY | 18 | 35800
YORK | YZT36B21 | CM60DXA2+TXV | TM8V100C16MP12 | 10 | 35200 | 4000 | 205039603 | ASHP | HRCU-A-CB | AFFINITY | 18 | 35800
YORK | YZT36B21 | CM60DXA2+TXV | TM8V080C16MP12 | 10 | 35200 | 4000 | 205039605 | ASHP | HRCU-A-CB | AFFINITY | 18 | 35800
YORK | YZT36B21 | CM60DXA2+TXV | TMLV080C16MP12 | 10 | 35200 | 4000 | 205039606 | ASHP | HRCU-A-CB | AFFINITY | 18 | 35800
YORK | YZT36B21 | CM60DXA2+TXV | TMLV100C16MP12 | 10 | 35200 | 4000 | 205039607 | ASHP | HRCU-A-CB | AFFINITY | 18 | 35800
YORK | YZT36B21 | CM60DXA2+TXV | TPLC080C16MP13 | 10 | 35200 | 4000 | 205039608 | ASHP | HRCU-A-CB | AFFINITY | 18 | 35800
YORK | YZT36B21 | CM60DXA2+TXV | TPLC100C16MP13 | 10 | 35200 | 4000 | 205039609 | ASHP | HRCU-A-CB | AFFINITY | 18 | 35800
YORK | YZT36B21 | CM60DXA2+TXV | YPLC080C16MP13 | 10 | 35200 | 4000 | 205039610 | ASHP | HRCU-A-CB | AFFINITY | 18 | 35800
YORK | YZT36B21 | CM60DXA2+TXV | YPLC100C16MP13 | 10 | 35200 | 4000 | 205039611 | ASHP | HRCU-A-CB | AFFINITY | 18 | 35800
CHAMPION HEATING AND COOLING | HL19B3621 | AVC60CX22+TXV |  | 10 | 35200 | 4000 | 202763674 | ASHP | HRCU-A-CB |  | 19 | 35800
YORK | YZT36B21 | AVC60CX22+TXV |  | 10 | 35200 | 4000 | 202763670 | ASHP | HRCU-A-CB | AFFINITY | 19 | 35800
COLEMAN | HC19B3621 | AVC60CX22+TXV |  | 10 | 35200 | 4000 | 202763671 | ASHP | HRCU-A-CB |  | 19 | 35800
LUXAIRE | HL19B3621 | AVC60CX22+TXV |  | 10 | 35200 | 4000 | 202763672 | ASHP | HRCU-A-CB |  | 19 | 35800
FRASER-JOHNSTON | HL19B3621 | AVC60CX22+TXV |  | 10 | 35200 | 4000 | 202763673 | ASHP | HRCU-A-CB |  | 19 | 35800
YORK | YZT36B21 | CM60CXA2+TXV | YPLC080C16MP13 | 10 | 35200 | 4000 | 205039620 | ASHP | HRCU-A-CB | AFFINITY | 18 | 35600
YORK | YZT36B21 | CM60CXA2+TXV | YPLC100C16MP13 | 10 | 35200 | 4000 | 205039621 | ASHP | HRCU-A-CB | AFFINITY | 18 | 35600
YORK | YZT36B21 | CM60CXA2+MVC16CN21+TXV |  | 10 | 35200 | 4000 | 205039628 | ASHP | HRCU-A-CB | AFFINITY | 19 | 36000
YORK | YZT36B21 | CM60DXA2+TXV | TM8V100C16MP11 | 10 | 35200 | 4000 | 205039647 | ASHP | HRCU-A-CB | AFFINITY | 18 | 35800
YORK | YZT36B21 | CM60DXA2+TXV | TM8V080C16MP11 | 10 | 35200 | 4000 | 205039648 | ASHP | HRCU-A-CB | AFFINITY | 18 | 35800
YORK | YZT36B21 | CM60DXA2+TXV | YPLC080C16MP12 | 10 | 35200 | 4000 | 205039649 | ASHP | HRCU-A-CB | AFFINITY | 18 | 35800
YORK | YZT36B21 | CM60DXA2+TXV | YPLC100C16MP12 | 10 | 35200 | 4000 | 205039650 | ASHP | HRCU-A-CB | AFFINITY | 18 | 35800
YORK | YZT36B21 | CM60DXA2+TXV | TMLV080C16MP11 | 10 | 35200 | 4000 | 205039651 | ASHP | HRCU-A-CB | AFFINITY | 18 | 35800
YORK | YZT36B21 | CM60DXA2+TXV | TMLV100C16MP11 | 10 | 35200 | 4000 | 205039652 | ASHP | HRCU-A-CB | AFFINITY | 18 | 35800
YORK | YZT36B21 | CM60DXA2+TXV | TPLC100C16MP12 | 10 | 35200 | 4000 | 205039653 | ASHP | HRCU-A-CB | AFFINITY | 18 | 35800
YORK | YZT36B21 | CM60DXA2+TXV | TPLC080C16MP12 | 10 | 35200 | 4000 | 205039654 | ASHP | HRCU-A-CB | AFFINITY | 18 | 35800
YORK | YZT36B21 | CM60CXA2+TXV | TM8V100C16MP11 | 10 | 35200 | 4000 | 205039655 | ASHP | HRCU-A-CB | AFFINITY | 18 | 35600
YORK | YZT36B21 | CM60CXA2+TXV | TM8V080C16MP11 | 10 | 35200 | 4000 | 205039658 | ASHP | HRCU-A-CB | AFFINITY | 18 | 35600
YORK | YZT36B21 | CM60CXA2+TXV | YPLC080C16MP12 | 10 | 35200 | 4000 | 205039659 | ASHP | HRCU-A-CB | AFFINITY | 18 | 35600
YORK | YZT36B21 | CM60CXA2+TXV | YPLC100C16MP12 | 10 | 35200 | 4000 | 205039660 | ASHP | HRCU-A-CB | AFFINITY | 18 | 35600
YORK | YZT36B21 | CM60CXA2+TXV | TMLV080C16MP11 | 10 | 35200 | 4000 | 205039662 | ASHP | HRCU-A-CB | AFFINITY | 18 | 35600
YORK | YZT36B21 | CM60CXA2+TXV | TMLV100C16MP11 | 10 | 35200 | 4000 | 205039664 | ASHP | HRCU-A-CB | AFFINITY | 18 | 35600
YORK | YZT36B21 | CM60CXA2+TXV | TPLC100C16MP12 | 10 | 35200 | 4000 | 205039665 | ASHP | HRCU-A-CB | AFFINITY | 18 | 35600
YORK | YZT36B21 | CM60CXA2+TXV | TPLC080C16MP12 | 10 | 35200 | 4000 | 205039666 | ASHP | HRCU-A-CB | AFFINITY | 18 | 35600
YORK | YZT36B21 | CU60DXA2+TXV | TM9E100C16MP11 | 10 | 35200 | 4000 | 205041237 | ASHP | HRCU-A-CB | AFFINITY | 18 | 35600
YORK | YZT36B21 | CU60DXA2+TXV | TM9Y100C16MP11 | 10 | 35200 | 4000 | 205041238 | ASHP | HRCU-A-CB | AFFINITY | 18 | 35600
YORK | YZT36B21 | CU60CXA2+TXV | TM8X100C16MP11 | 10 | 35200 | 4000 | 205041261 | ASHP | HRCU-A-CB | AFFINITY | 18 | 35800
YORK | YZT36B21 | CU60CXA2+TXV | TM8X080C16MP11 | 10 | 35200 | 4000 | 205041262 | ASHP | HRCU-A-CB | AFFINITY | 18 | 35800
YORK | YZT36B21 | CU60CXA2+TXV | TMLX080C16MP11 | 10 | 35200 | 4000 | 205041263 | ASHP | HRCU-A-CB | AFFINITY | 18 | 35800
YORK | YZT36B21 | CU60CXA2+TXV | TMLX100C16MP11 | 10 | 35200 | 4000 | 205041264 | ASHP | HRCU-A-CB | AFFINITY | 18 | 35800
YORK | YZT36B21 | CU60CXA2+TXV | TM8Y100C16MP11 | 10 | 35200 | 4000 | 205041265 | ASHP | HRCU-A-CB | AFFINITY | 18 | 35800
YORK | YZT36B21 | CU60CXA2+TXV | TM8Y080C16MP11 | 10 | 35200 | 4000 | 205041266 | ASHP | HRCU-A-CB | AFFINITY | 18 | 35800
YORK | YZT36B21 | CU60DXA2+TXV | TM8V100C16MP12 | 10 | 35200 | 4000 | 205041286 | ASHP | HRCU-A-CB | AFFINITY | 18 | 35800
YORK | YZT36B21 | CU60DXA2+TXV | TM8V080C16MP12 | 10 | 35200 | 4000 | 205041287 | ASHP | HRCU-A-CB | AFFINITY | 18 | 35800
YORK | YZT36B21 | CU60DXA2+TXV | TMLV080C16MP12 | 10 | 35200 | 4000 | 205041288 | ASHP | HRCU-A-CB | AFFINITY | 18 | 35800
YORK | YZT36B21 | CU60DXA2+TXV | TMLV100C16MP12 | 10 | 35200 | 4000 | 205041289 | ASHP | HRCU-A-CB | AFFINITY | 18 | 35800
YORK | YZT36B21 | CU60DXA2+TXV | TPLC080C16MP13 | 10 | 35200 | 4000 | 205041290 | ASHP | HRCU-A-CB | AFFINITY | 18 | 35800
YORK | YZT36B21 | CU60DXA2+TXV | TPLC100C16MP13 | 10 | 35200 | 4000 | 205041291 | ASHP | HRCU-A-CB | AFFINITY | 18 | 35800
YORK | YZT36B21 | CU60DXA2+TXV | YPLC080C16MP13 | 10 | 35200 | 4000 | 205041292 | ASHP | HRCU-A-CB | AFFINITY | 18 | 35800
YORK | YZT36B21 | CU60DXA2+TXV | YPLC100C16MP13 | 10 | 35200 | 4000 | 205041293 | ASHP | HRCU-A-CB | AFFINITY | 18 | 35800
YORK | YZT36B21 | CU60CXA2+TXV | TM8V100C16MP12 | 10 | 35200 | 4000 | 205041294 | ASHP | HRCU-A-CB | AFFINITY | 18 | 35600
YORK | YZT36B21 | CU60CXA2+TXV | TM8V080C16MP12 | 10 | 35200 | 4000 | 205041295 | ASHP | HRCU-A-CB | AFFINITY | 18 | 35600
YORK | YZT36B21 | CU60CXA2+TXV | TMLV080C16MP12 | 10 | 35200 | 4000 | 205041296 | ASHP | HRCU-A-CB | AFFINITY | 18 | 35600
YORK | YZT36B21 | CU60CXA2+TXV | TMLV100C16MP12 | 10 | 35200 | 4000 | 205041297 | ASHP | HRCU-A-CB | AFFINITY | 18 | 35600
YORK | YZT36B21 | CU60CXA2+TXV | TPLC080C16MP13 | 10 | 35200 | 4000 | 205041298 | ASHP | HRCU-A-CB | AFFINITY | 18 | 35600
YORK | YZT36B21 | CU60CXA2+TXV | TPLC100C16MP13 | 10 | 35200 | 4000 | 205041299 | ASHP | HRCU-A-CB | AFFINITY | 18 | 35600
YORK | YZT36B21 | CU60CXA2+TXV | YPLC080C16MP13 | 10 | 35200 | 4000 | 205041300 | ASHP | HRCU-A-CB | AFFINITY | 18 | 35600
YORK | YZT36B21 | CU60CXA2+TXV | YPLC100C16MP13 | 10 | 35200 | 4000 | 205041301 | ASHP | HRCU-A-CB | AFFINITY | 18 | 35600
YORK | YZT36B21 | CM60CXA2+TXV | TMLV100C16MP12 | 10 | 35200 | 4000 | 205039616 | ASHP | HRCU-A-CB | AFFINITY | 18 | 35600
YORK | YZT36B21 | CM60CXA2+TXV | TPLC080C16MP13 | 10 | 35200 | 4000 | 205039618 | ASHP | HRCU-A-CB | AFFINITY | 18 | 35600
YORK | YZT36B21 | CM60CXA2+TXV | TPLC100C16MP13 | 10 | 35200 | 4000 | 205039619 | ASHP | HRCU-A-CB | AFFINITY | 18 | 35600
YORK | YZT36B21 | CU60DXA2+TXV | TM8V080C16MP11 | 10 | 35200 | 4000 | 205041319 | ASHP | HRCU-A-CB | AFFINITY | 18 | 35800
YORK | YZT36B21 | CU60DXA2+TXV | YPLC080C16MP12 | 10 | 35200 | 4000 | 205041320 | ASHP | HRCU-A-CB | AFFINITY | 18 | 35800
YORK | YZT36B21 | CU60DXA2+TXV | YPLC100C16MP12 | 10 | 35200 | 4000 | 205041321 | ASHP | HRCU-A-CB | AFFINITY | 18 | 35800
YORK | YZT36B21 | CU60DXA2+TXV | TMLV080C16MP11 | 10 | 35200 | 4000 | 205041322 | ASHP | HRCU-A-CB | AFFINITY | 18 | 35800
YORK | YZT36B21 | CU60DXA2+TXV | TMLV100C16MP11 | 10 | 35200 | 4000 | 205041323 | ASHP | HRCU-A-CB | AFFINITY | 18 | 35800
YORK | YZT36B21 | CU60DXA2+TXV | TPLC100C16MP12 | 10 | 35200 | 4000 | 205041324 | ASHP | HRCU-A-CB | AFFINITY | 18 | 35800
YORK | YZT36B21 | CU60DXA2+TXV | TPLC080C16MP12 | 10 | 35200 | 4000 | 205041325 | ASHP | HRCU-A-CB | AFFINITY | 18 | 35800
YORK | YZT36B21 | CU60CXA2+TXV | TM8V100C16MP11 | 10 | 35200 | 4000 | 205041326 | ASHP | HRCU-A-CB | AFFINITY | 18 | 35600
YORK | YZT36B21 | CU60CXA2+TXV | TM8V080C16MP11 | 10 | 35200 | 4000 | 205041327 | ASHP | HRCU-A-CB | AFFINITY | 18 | 35600
YORK | YZT36B21 | CU60CXA2+TXV | YPLC080C16MP12 | 10 | 35200 | 4000 | 205041328 | ASHP | HRCU-A-CB | AFFINITY | 18 | 35600
YORK | YZT36B21 | CU60CXA2+TXV | YPLC100C16MP12 | 10 | 35200 | 4000 | 205041329 | ASHP | HRCU-A-CB | AFFINITY | 18 | 35600
YORK | YZT36B21 | CU60CXA2+TXV | TMLV080C16MP11 | 10 | 35200 | 4000 | 205041330 | ASHP | HRCU-A-CB | AFFINITY | 18 | 35600
YORK | YZT36B21 | CU60CXA2+TXV | TMLV100C16MP11 | 10 | 35200 | 4000 | 205041331 | ASHP | HRCU-A-CB | AFFINITY | 18 | 35600
BRYANT | 280ANV036*0**A* | CNPV*3621AL*+UI | 88*TA60090C21*** | 10 | 35400 | 5000 | 204430141 | ccASHP | HRCU-A-CB |  | 18 | 33200 | 2.49 | 76
LENNOX | SL25XPV-036-230A** | C35-48C+TDR+TXV | SL297UH080NV48C* | 10 | 35400 | 5000 | 207436281 | ccASHP | HRCU-A-CB | DAVE LENNOX SIGNATURE SL25XPV SERIES | 22 | 34800 | 1.83 | 77
BRYANT | 280ANV036*0**A* | CAP**3717AL*+UI | 88*TA36070C14*** | 10 | 35400 | 5000 | 204430235 | ccASHP | HRCU-A-CB |  | 19 | 34200 | 2.33 | 77
CARRIER | 25VNA036A*030* | CAP**3717AL*+UI | 58TN*A070C17**16 | 10 | 35400 | 5000 | 204430232 | ccASHP | HRCU-A-CB |  | 18 | 33000 | 1.9 | 76
CARRIER | 25VNA036A*030* | CAP**3717AL*+UI | 58TN*A070C14**12 | 10 | 35400 | 5000 | 204430234 | ccASHP | HRCU-A-CB |  | 19 | 34200 | 1.9 | 77
BRYANT | 280ANV036*0**A* | CSPH*4812AL*+UI | 987MB42060C17*** | 10 | 35400 | 5000 | 204431260 | ccASHP | HRCU-A-CB |  | 18 | 34000 | 2.33 | 77
CARRIER | 25VNA036A*030* | CSPH*4812AL*+UI | 59MN7B060C17**14 | 10 | 35400 | 5000 | 204431258 | ccASHP | HRCU-A-CB |  | 18 | 34000 | 1.9 | 77
LENNOX | SL25XPV-036-230A** | CX35-48C+TDR | EL296UH110XV48C* | 10 | 35400 | 5000 | 207436480 | ccASHP | HRCU-A-CB | DAVE LENNOX SIGNATURE SL25XPV SERIES | 22 | 34800 | 1.83 | 77
LENNOX | SL25XPV-036-230A** | CX35-48C+TDR | SL280UH080NV60C* | 10 | 35400 | 5000 | 207436482 | ccASHP | HRCU-A-CB | DAVE LENNOX SIGNATURE SL25XPV SERIES | 22 | 35000 | 1.84 | 77
LENNOX | SL25XPV-036-230A** | CX35-48C+TDR | SL280UH090V60C* | 10 | 35400 | 5000 | 207436483 | ccASHP | HRCU-A-CB | DAVE LENNOX SIGNATURE SL25XPV SERIES | 21 | 35000 | 1.84 | 77
LENNOX | SL25XPV-036-230A** | CX35-48C+TDR | SL280UH090XV60C* | 10 | 35400 | 5000 | 207436484 | ccASHP | HRCU-A-CB | DAVE LENNOX SIGNATURE SL25XPV SERIES | 21 | 35000 | 1.84 | 77
LENNOX | SL25XPV-036-230A** | CX35-48C+TDR | SL297UH080NV48C* | 10 | 35400 | 5000 | 207436488 | ccASHP | HRCU-A-CB | DAVE LENNOX SIGNATURE SL25XPV SERIES | 22 | 34800 | 1.83 | 77
LENNOX | SL25XPV-036-230A** | C35-48C+TDR+TXV | EL296UH110XV48C* | 10 | 35400 | 5000 | 207436273 | ccASHP | HRCU-A-CB | DAVE LENNOX SIGNATURE SL25XPV SERIES | 22 | 34800 | 1.83 | 77
LENNOX | SL25XPV-036-230A** | C35-48C+TDR+TXV | SL280UH080NV60C* | 10 | 35400 | 5000 | 207436275 | ccASHP | HRCU-A-CB | DAVE LENNOX SIGNATURE SL25XPV SERIES | 22 | 35000 | 1.84 | 77
LENNOX | SL25XPV-036-230A** | C35-48C+TDR+TXV | SL280UH090V60C* | 10 | 35400 | 5000 | 207436276 | ccASHP | HRCU-A-CB | DAVE LENNOX SIGNATURE SL25XPV SERIES | 21 | 35000 | 1.84 | 77
LENNOX | SL25XPV-036-230A** | C35-48C+TDR+TXV | SL280UH090XV60C* | 10 | 35400 | 5000 | 207436277 | ccASHP | HRCU-A-CB | DAVE LENNOX SIGNATURE SL25XPV SERIES | 21 | 35000 | 1.84 | 77
BRYANT | 280ANV036*0**A* | CAP**3717AL*+UI | 88*TA48070C17*** | 10 | 35400 | 5000 | 204430233 | ccASHP | HRCU-A-CB |  | 18 | 34200 | 2.31 | 76
COLEMAN | HC19B3621 | CM60CXA2+TXV | TM9V100C20MP12 | 10 | 35400 | 4000 | 205046733 | ASHP | HRCU-A-CB | ECHELON | 19 | 36000
LUXAIRE | HL19B3621 | CM60DXA2+TXV | LP9C080C16MP13 | 10 | 35400 | 4000 | 205046790 | ASHP | HRCU-A-CB | ACCLIMATE | 18 | 35800
COLEMAN | HC19B3621 | CU60DXA2+TXV | CP9C080C16MP13 | 10 | 35400 | 4000 | 205046791 | ASHP | HRCU-A-CB | ECHELON | 18 | 35800
LUXAIRE | HL19B3621 | CU60DXA2+TXV | LP9C080C16MP13 | 10 | 35400 | 4000 | 205046792 | ASHP | HRCU-A-CB | ACCLIMATE | 18 | 35800
COLEMAN | HC19B3621 | CM60CXA2+TXV | TM9V080C16MP12 | 10 | 35400 | 4000 | 205046793 | ASHP | HRCU-A-CB | ECHELON | 18 | 35800
LUXAIRE | HL19B3621 | CM60CXA2+TXV | TM9V080C16MP12 | 10 | 35400 | 4000 | 205046794 | ASHP | HRCU-A-CB | ACCLIMATE | 18 | 35800
FRASER-JOHNSTON | HL19B3621 | CM60CXA2+TXV | TM9V080C16MP12 | 10 | 35400 | 4000 | 205046795 | ASHP | HRCU-A-CB | RELIANT | 18 | 35800
CHAMPION HEATING AND COOLING | HL19B3621 | CM60CXA2+TXV | TM9V080C16MP12 | 10 | 35400 | 4000 | 205046796 | ASHP | HRCU-A-CB | MOMENTUM | 18 | 35800
COLEMAN | HC19B3621 | CM60CXA2+TXV | TP9C080C16MP13 | 10 | 35400 | 4000 | 205046797 | ASHP | HRCU-A-CB | ECHELON | 18 | 35800
LUXAIRE | HL19B3621 | CM60CXA2+TXV | TP9C080C16MP13 | 10 | 35400 | 4000 | 205046798 | ASHP | HRCU-A-CB | ACCLIMATE | 18 | 35800
FRASER-JOHNSTON | HL19B3621 | CM60CXA2+TXV | TP9C080C16MP13 | 10 | 35400 | 4000 | 205046799 | ASHP | HRCU-A-CB | RELIANT | 18 | 35800
CHAMPION HEATING AND COOLING | HL19B3621 | CM60CXA2+TXV | TP9C080C16MP13 | 10 | 35400 | 4000 | 205046800 | ASHP | HRCU-A-CB | MOMENTUM | 18 | 35800
COLEMAN | HC19B3621 | CM60CXA2+TXV | CP9C080C16MP13 | 10 | 35400 | 4000 | 205046801 | ASHP | HRCU-A-CB | ECHELON | 18 | 35800
LUXAIRE | HL19B3621 | CM60CXA2+TXV | LP9C080C16MP13 | 10 | 35400 | 4000 | 205046802 | ASHP | HRCU-A-CB | ACCLIMATE | 18 | 35800
LUXAIRE | HL19B3621 | CM60CXA2+TXV | TM9V100C20MP12 | 10 | 35400 | 4000 | 205046734 | ASHP | HRCU-A-CB | ACCLIMATE | 19 | 36000
FRASER-JOHNSTON | HL19B3621 | CM60CXA2+TXV | TM9V100C20MP12 | 10 | 35400 | 4000 | 205046735 | ASHP | HRCU-A-CB | RELIANT | 19 | 36000
CHAMPION HEATING AND COOLING | HL19B3621 | CM60CXA2+TXV | TM9V100C20MP12 | 10 | 35400 | 4000 | 205046736 | ASHP | HRCU-A-CB | MOMENTUM | 19 | 36000
COLEMAN | HC19B3621 | CM60CXA2+TXV | TP9C100C20MP13 | 10 | 35400 | 4000 | 205046737 | ASHP | HRCU-A-CB | ECHELON | 19 | 36000
LUXAIRE | HL19B3621 | CM60CXA2+TXV | TP9C100C20MP13 | 10 | 35400 | 4000 | 205046738 | ASHP | HRCU-A-CB | ACCLIMATE | 19 | 36000
FRASER-JOHNSTON | HL19B3621 | CM60CXA2+TXV | TP9C100C20MP13 | 10 | 35400 | 4000 | 205046739 | ASHP | HRCU-A-CB | RELIANT | 19 | 36000
LUXAIRE | HL19B3621 | CU60CXA2+TXV | TM9V100C20MP11 | 10 | 35400 | 4000 | 205046259 | ASHP | HRCU-A-CB | ACCLIMATE | 19 | 36000
CHAMPION HEATING AND COOLING | HL19B3621 | CU60CXA2+TXV | TM9V100C20MP11 | 10 | 35400 | 4000 | 205046262 | ASHP | HRCU-A-CB | MOMENTUM | 19 | 36000
LUXAIRE | HL19B3621 | CU60CXA2+TXV | LP9C100C20MP12 | 10 | 35400 | 4000 | 205046264 | ASHP | HRCU-A-CB | ACCLIMATE | 19 | 36000
LUXAIRE | HL19B3621 | CU60CXA2+TXV | TP9C100C20MP12 | 10 | 35400 | 4000 | 205046266 | ASHP | HRCU-A-CB | ACCLIMATE | 19 | 36000
CHAMPION HEATING AND COOLING | HL19B3621 | CU60CXA2+TXV | TP9C100C20MP12 | 10 | 35400 | 4000 | 205046268 | ASHP | HRCU-A-CB | MOMENTUM | 19 | 36000
COLEMAN | HC19B3621 | CM60DXA2+TXV | TM9V100C20MP12 | 10 | 35400 | 4000 | 205046713 | ASHP | HRCU-A-CB | ECHELON | 19 | 36000
LUXAIRE | HL19B3621 | CM60DXA2+TXV | TM9V100C20MP12 | 10 | 35400 | 4000 | 205046714 | ASHP | HRCU-A-CB | ACCLIMATE | 19 | 36000
FRASER-JOHNSTON | HL19B3621 | CM60DXA2+TXV | TM9V100C20MP12 | 10 | 35400 | 4000 | 205046715 | ASHP | HRCU-A-CB | RELIANT | 19 | 36000
CHAMPION HEATING AND COOLING | HL19B3621 | CM60DXA2+TXV | TM9V100C20MP12 | 10 | 35400 | 4000 | 205046716 | ASHP | HRCU-A-CB | MOMENTUM | 19 | 36000
COLEMAN | HC19B3621 | CU60DXA2+TXV | TM9V100C20MP12 | 10 | 35400 | 4000 | 205046717 | ASHP | HRCU-A-CB | ECHELON | 19 | 36000
LUXAIRE | HL19B3621 | CU60DXA2+TXV | TM9V100C20MP12 | 10 | 35400 | 4000 | 205046718 | ASHP | HRCU-A-CB | ACCLIMATE | 19 | 36000
FRASER-JOHNSTON | HL19B3621 | CU60DXA2+TXV | TM9V100C20MP12 | 10 | 35400 | 4000 | 205046719 | ASHP | HRCU-A-CB | RELIANT | 19 | 36000
CHAMPION HEATING AND COOLING | HL19B3621 | CU60DXA2+TXV | TP9C100C20MP12 | 10 | 35400 | 4000 | 205047590 | ASHP | HRCU-A-CB | MOMENTUM | 19 | 36000
COLEMAN | HC19B3621 | CM60CXA2+TXV | TM9V100C20MP11 | 10 | 35400 | 4000 | 205047591 | ASHP | HRCU-A-CB | ECHELON | 19 | 36000
LUXAIRE | HL19B3621 | CM60CXA2+TXV | TM9V100C20MP11 | 10 | 35400 | 4000 | 205047592 | ASHP | HRCU-A-CB | ACCLIMATE | 19 | 36000
FRASER-JOHNSTON | HL19B3621 | CM60CXA2+TXV | TM9V100C20MP11 | 10 | 35400 | 4000 | 205047593 | ASHP | HRCU-A-CB | RELIANT | 19 | 36000
CHAMPION HEATING AND COOLING | HL19B3621 | CM60CXA2+TXV | TM9V100C20MP11 | 10 | 35400 | 4000 | 205047594 | ASHP | HRCU-A-CB | MOMENTUM | 19 | 36000
COLEMAN | HC19B3621 | CM60CXA2+TXV | TP9C100C20MP12 | 10 | 35400 | 4000 | 205047595 | ASHP | HRCU-A-CB | ECHELON | 19 | 36000
LUXAIRE | HL19B3621 | CM60CXA2+TXV | TP9C100C20MP12 | 10 | 35400 | 4000 | 205047596 | ASHP | HRCU-A-CB | ACCLIMATE | 19 | 36000
FRASER-JOHNSTON | HL19B3621 | CM60CXA2+TXV | TP9C100C20MP12 | 10 | 35400 | 4000 | 205047597 | ASHP | HRCU-A-CB | RELIANT | 19 | 36000
CHAMPION HEATING AND COOLING | HL19B3621 | CM60CXA2+TXV | TP9C100C20MP12 | 10 | 35400 | 4000 | 205047598 | ASHP | HRCU-A-CB | MOMENTUM | 19 | 36000
COLEMAN | HC19B3621 | CU60DXA2+TXV | TM9V100C20MP11 | 10 | 35400 | 4000 | 205047581 | ASHP | HRCU-A-CB | ECHELON | 19 | 36000
LUXAIRE | HL19B3621 | CU60DXA2+TXV | TM9V100C20MP11 | 10 | 35400 | 4000 | 205047582 | ASHP | HRCU-A-CB | ACCLIMATE | 19 | 36000
FRASER-JOHNSTON | HL19B3621 | CU60DXA2+TXV | TM9V100C20MP11 | 10 | 35400 | 4000 | 205047583 | ASHP | HRCU-A-CB | RELIANT | 19 | 36000
CHAMPION HEATING AND COOLING | HL19B3621 | CU60DXA2+TXV | TM9V100C20MP11 | 10 | 35400 | 4000 | 205047584 | ASHP | HRCU-A-CB | MOMENTUM | 19 | 36000
COLEMAN | HC19B3621 | CU60DXA2+TXV | CP9C100C20MP12 | 10 | 35400 | 4000 | 205047585 | ASHP | HRCU-A-CB | ECHELON | 19 | 36000
LUXAIRE | HL19B3621 | CU60DXA2+TXV | LP9C100C20MP12 | 10 | 35400 | 4000 | 205047586 | ASHP | HRCU-A-CB | ACCLIMATE | 19 | 36000
COLEMAN | HC19B3621 | CU60DXA2+TXV | TP9C100C20MP12 | 10 | 35400 | 4000 | 205047587 | ASHP | HRCU-A-CB | ECHELON | 19 | 36000
LUXAIRE | HL19B3621 | CU60DXA2+TXV | TP9C100C20MP12 | 10 | 35400 | 4000 | 205047588 | ASHP | HRCU-A-CB | ACCLIMATE | 19 | 36000
FRASER-JOHNSTON | HL19B3621 | CU60DXA2+TXV | TP9C100C20MP12 | 10 | 35400 | 4000 | 205047589 | ASHP | HRCU-A-CB | RELIANT | 19 | 36000
COLEMAN | HC19B3621 | CM60DXA2+TXV | TM9V100C20MP11 | 10 | 35400 | 4000 | 205047723 | ASHP | HRCU-A-CB | ECHELON | 19 | 36000
LUXAIRE | HL19B3621 | CM60DXA2+TXV | TM9V100C20MP11 | 10 | 35400 | 4000 | 205047724 | ASHP | HRCU-A-CB | ACCLIMATE | 19 | 36000
FRASER-JOHNSTON | HL19B3621 | CM60DXA2+TXV | TM9V100C20MP11 | 10 | 35400 | 4000 | 205047725 | ASHP | HRCU-A-CB | RELIANT | 19 | 36000
CHAMPION HEATING AND COOLING | HL19B3621 | CM60DXA2+TXV | TM9V100C20MP11 | 10 | 35400 | 4000 | 205047726 | ASHP | HRCU-A-CB | MOMENTUM | 19 | 36000
COLEMAN | HC19B3621 | CM60DXA2+TXV | CP9C100C20MP12 | 10 | 35400 | 4000 | 205047727 | ASHP | HRCU-A-CB | ECHELON | 19 | 36000
LUXAIRE | HL19B3621 | CM60DXA2+TXV | LP9C100C20MP12 | 10 | 35400 | 4000 | 205047728 | ASHP | HRCU-A-CB | ACCLIMATE | 19 | 36000
COLEMAN | HC19B3621 | CM60DXA2+TXV | TP9C100C20MP12 | 10 | 35400 | 4000 | 205047729 | ASHP | HRCU-A-CB | ECHELON | 19 | 36000
LUXAIRE | HL19B3621 | CM60DXA2+TXV | TP9C100C20MP12 | 10 | 35400 | 4000 | 205047730 | ASHP | HRCU-A-CB | ACCLIMATE | 19 | 36000
FRASER-JOHNSTON | HL19B3621 | CM60DXA2+TXV | TP9C100C20MP12 | 10 | 35400 | 4000 | 205047731 | ASHP | HRCU-A-CB | RELIANT | 19 | 36000
CHAMPION HEATING AND COOLING | HL19B3621 | CM60DXA2+TXV | TP9C100C20MP12 | 10 | 35400 | 4000 | 205047732 | ASHP | HRCU-A-CB | MOMENTUM | 19 | 36000
COLEMAN | HC19B3621 | CM60CXA2+TXV | CP9C100C20MP12 | 10 | 35400 | 4000 | 205047733 | ASHP | HRCU-A-CB | ECHELON | 19 | 36000
LUXAIRE | HL19B3621 | CM60CXA2+TXV | LP9C100C20MP12 | 10 | 35400 | 4000 | 205047734 | ASHP | HRCU-A-CB | ACCLIMATE | 19 | 36000
GOODMAN | GVZC200361A* | AVPEC59D14A* |  | 10 | 35400 | 4000 | 205886853 | ASHP | HRCU-A-CB | GVZC20 | 20 | 35800
CHAMPION HEATING AND COOLING | HL19B3621 | CF60CXA2+TXV | TM9V100C20MP11 | 10 | 35400 | 4000 | 205041810 | ASHP | HRCU-A-CB | MOMENTUM | 19 | 36000
LUXAIRE | HL19B3621 | CF60CXA2+TXV | LP9C100C20MP12 | 10 | 35400 | 4000 | 205041811 | ASHP | HRCU-A-CB | ACCLIMATE | 19 | 36000
LUXAIRE | HL19B3621 | CF60CXA2+TXV | TP9C100C20MP12 | 10 | 35400 | 4000 | 205041812 | ASHP | HRCU-A-CB | ACCLIMATE | 19 | 36000
CHAMPION HEATING AND COOLING | HL19B3621 | CF60CXA2+TXV | TP9C100C20MP12 | 10 | 35400 | 4000 | 205041813 | ASHP | HRCU-A-CB | MOMENTUM | 19 | 36000
LUXAIRE | HL19B3621 | CF60CXA2+TXV | TM9V100C20MP12 | 10 | 35400 | 4000 | 205041819 | ASHP | HRCU-A-CB | ACCLIMATE | 19 | 36000
CHAMPION HEATING AND COOLING | HL19B3621 | CF60CXA2+TXV | TM9V100C20MP12 | 10 | 35400 | 4000 | 205041820 | ASHP | HRCU-A-CB | MOMENTUM | 19 | 36000
LUXAIRE | HL19B3621 | CF60CXA2+TXV | TP9C100C20MP13 | 10 | 35400 | 4000 | 205041821 | ASHP | HRCU-A-CB | ACCLIMATE | 19 | 36000
CHAMPION HEATING AND COOLING | HL19B3621 | CF60CXA2+TXV | TP9C100C20MP13 | 10 | 35400 | 4000 | 205041822 | ASHP | HRCU-A-CB | MOMENTUM | 19 | 36000
LUXAIRE | HL19B3621 | CF60CXA2+TXV | LP9C100C20MP13 | 10 | 35400 | 4000 | 205041823 | ASHP | HRCU-A-CB | ACCLIMATE | 19 | 36000
COLEMAN | HC19B3621 | CF60CXA2+TXV | TM9V100C20MP11 | 10 | 35400 | 4000 | 205041923 | ASHP | HRCU-A-CB | ECHELON | 19 | 36000
FRASER-JOHNSTON | HL19B3621 | CF60CXA2+TXV | TM9V100C20MP11 | 10 | 35400 | 4000 | 205041924 | ASHP | HRCU-A-CB | RELIANT | 19 | 36000
COLEMAN | HC19B3621 | CF60CXA2+TXV | CP9C100C20MP12 | 10 | 35400 | 4000 | 205041925 | ASHP | HRCU-A-CB | ECHELON | 19 | 36000
COLEMAN | HC19B3621 | CF60CXA2+TXV | TP9C100C20MP12 | 10 | 35400 | 4000 | 205041926 | ASHP | HRCU-A-CB | ECHELON | 19 | 36000
FRASER-JOHNSTON | HL19B3621 | CF60CXA2+TXV | TP9C100C20MP12 | 10 | 35400 | 4000 | 205041927 | ASHP | HRCU-A-CB | RELIANT | 19 | 36000
COLEMAN | HC19B3621 | CU60CXA2+TXV | TM9V100C20MP12 | 10 | 35400 | 4000 | 205045789 | ASHP | HRCU-A-CB | ECHELON | 19 | 36000
FRASER-JOHNSTON | HL19B3621 | CU60CXA2+TXV | TM9V100C20MP12 | 10 | 35400 | 4000 | 205045791 | ASHP | HRCU-A-CB | RELIANT | 19 | 36000
COLEMAN | HC19B3621 | CU60CXA2+TXV | TM9V100C20MP11 | 10 | 35400 | 4000 | 205046025 | ASHP | HRCU-A-CB | ECHELON | 19 | 36000
FRASER-JOHNSTON | HL19B3621 | CU60CXA2+TXV | TM9V100C20MP11 | 10 | 35400 | 4000 | 205046027 | ASHP | HRCU-A-CB | RELIANT | 19 | 36000
COLEMAN | HC19B3621 | CU60CXA2+TXV | CP9C100C20MP12 | 10 | 35400 | 4000 | 205046028 | ASHP | HRCU-A-CB | ECHELON | 19 | 36000
COLEMAN | HC19B3621 | CU60CXA2+TXV | TP9C100C20MP12 | 10 | 35400 | 4000 | 205046030 | ASHP | HRCU-A-CB | ECHELON | 19 | 36000
FRASER-JOHNSTON | HL19B3621 | CU60CXA2+TXV | TP9C100C20MP12 | 10 | 35400 | 4000 | 205046032 | ASHP | HRCU-A-CB | RELIANT | 19 | 36000
LUXAIRE | HL19B3621 | CU60CXA2+TXV | TM9V100C20MP12 | 10 | 35400 | 4000 | 205046045 | ASHP | HRCU-A-CB | ACCLIMATE | 19 | 36000
CHAMPION HEATING AND COOLING | HL19B3621 | CU60CXA2+TXV | TM9V100C20MP12 | 10 | 35400 | 4000 | 205046047 | ASHP | HRCU-A-CB | MOMENTUM | 19 | 36000
LUXAIRE | HL19B3621 | CU60CXA2+TXV | TP9C100C20MP13 | 10 | 35400 | 4000 | 205046048 | ASHP | HRCU-A-CB | ACCLIMATE | 19 | 36000
CHAMPION HEATING AND COOLING | HL19B3621 | CU60CXA2+TXV | TP9C100C20MP13 | 10 | 35400 | 4000 | 205046050 | ASHP | HRCU-A-CB | MOMENTUM | 19 | 36000
LUXAIRE | HL19B3621 | CU60CXA2+TXV | LP9C100C20MP13 | 10 | 35400 | 4000 | 205046051 | ASHP | HRCU-A-CB | ACCLIMATE | 19 | 36000
LUXAIRE | HL19B3621 | CU60CXA2+TXV | TM9V080C16MP12 | 10 | 35400 | 4000 | 205046063 | ASHP | HRCU-A-CB | ACCLIMATE | 18 | 35800
CHAMPION HEATING AND COOLING | HL19B3621 | CU60CXA2+TXV | TM9V080C16MP12 | 10 | 35400 | 4000 | 205046065 | ASHP | HRCU-A-CB | MOMENTUM | 18 | 35800
CHAMPION HEATING AND COOLING | HL19B3621 | CM60CXA2+TXV | TP9C100C20MP13 | 10 | 35400 | 4000 | 205046740 | ASHP | HRCU-A-CB | MOMENTUM | 19 | 36000
COLEMAN | HC19B3621 | CM60CXA2+TXV | CP9C100C20MP13 | 10 | 35400 | 4000 | 205046741 | ASHP | HRCU-A-CB | ECHELON | 19 | 36000
LUXAIRE | HL19B3621 | CM60CXA2+TXV | LP9C100C20MP13 | 10 | 35400 | 4000 | 205046742 | ASHP | HRCU-A-CB | ACCLIMATE | 19 | 36000
COLEMAN | HC19B3621 | CM60DXA2+TXV | TM9V080C16MP12 | 10 | 35400 | 4000 | 205046773 | ASHP | HRCU-A-CB | ECHELON | 18 | 35800
LUXAIRE | HL19B3621 | CM60DXA2+TXV | TM9V080C16MP12 | 10 | 35400 | 4000 | 205046774 | ASHP | HRCU-A-CB | ACCLIMATE | 18 | 35800
FRASER-JOHNSTON | HL19B3621 | CM60DXA2+TXV | TM9V080C16MP12 | 10 | 35400 | 4000 | 205046775 | ASHP | HRCU-A-CB | RELIANT | 18 | 35800
CHAMPION HEATING AND COOLING | HL19B3621 | CM60DXA2+TXV | TM9V080C16MP12 | 10 | 35400 | 4000 | 205046776 | ASHP | HRCU-A-CB | MOMENTUM | 18 | 35800
COLEMAN | HC19B3621 | CU60DXA2+TXV | TM9V080C16MP12 | 10 | 35400 | 4000 | 205046777 | ASHP | HRCU-A-CB | ECHELON | 18 | 35800
LUXAIRE | HL19B3621 | CU60DXA2+TXV | TM9V080C16MP12 | 10 | 35400 | 4000 | 205046778 | ASHP | HRCU-A-CB | ACCLIMATE | 18 | 35800
FRASER-JOHNSTON | HL19B3621 | CU60DXA2+TXV | TM9V080C16MP12 | 10 | 35400 | 4000 | 205046779 | ASHP | HRCU-A-CB | RELIANT | 18 | 35800
CHAMPION HEATING AND COOLING | HL19B3621 | CU60DXA2+TXV | TM9V080C16MP12 | 10 | 35400 | 4000 | 205046780 | ASHP | HRCU-A-CB | MOMENTUM | 18 | 35800
COLEMAN | HC19B3621 | CM60DXA2+TXV | TP9C080C16MP13 | 10 | 35400 | 4000 | 205046781 | ASHP | HRCU-A-CB | ECHELON | 18 | 35800
LUXAIRE | HL19B3621 | CM60DXA2+TXV | TP9C080C16MP13 | 10 | 35400 | 4000 | 205046782 | ASHP | HRCU-A-CB | ACCLIMATE | 18 | 35800
FRASER-JOHNSTON | HL19B3621 | CM60DXA2+TXV | TP9C080C16MP13 | 10 | 35400 | 4000 | 205046783 | ASHP | HRCU-A-CB | RELIANT | 18 | 35800
CHAMPION HEATING AND COOLING | HL19B3621 | CM60DXA2+TXV | TP9C080C16MP13 | 10 | 35400 | 4000 | 205046784 | ASHP | HRCU-A-CB | MOMENTUM | 18 | 35800
COLEMAN | HC19B3621 | CU60DXA2+TXV | TP9C080C16MP13 | 10 | 35400 | 4000 | 205046785 | ASHP | HRCU-A-CB | ECHELON | 18 | 35800
LUXAIRE | HL19B3621 | CU60DXA2+TXV | TP9C080C16MP13 | 10 | 35400 | 4000 | 205046786 | ASHP | HRCU-A-CB | ACCLIMATE | 18 | 35800
FRASER-JOHNSTON | HL19B3621 | CU60DXA2+TXV | TP9C080C16MP13 | 10 | 35400 | 4000 | 205046787 | ASHP | HRCU-A-CB | RELIANT | 18 | 35800
CHAMPION HEATING AND COOLING | HL19B3621 | CU60DXA2+TXV | TP9C080C16MP13 | 10 | 35400 | 4000 | 205046788 | ASHP | HRCU-A-CB | MOMENTUM | 18 | 35800
COLEMAN | HC19B3621 | CM60DXA2+TXV | CP9C080C16MP13 | 10 | 35400 | 4000 | 205046789 | ASHP | HRCU-A-CB | ECHELON | 18 | 35800
LUXAIRE | HL19B3621 | CU60CXA2+TXV | TP9C080C16MP13 | 10 | 35400 | 4000 | 205046067 | ASHP | HRCU-A-CB | ACCLIMATE | 18 | 35800
CHAMPION HEATING AND COOLING | HL19B3621 | CU60CXA2+TXV | TP9C080C16MP13 | 10 | 35400 | 4000 | 205046070 | ASHP | HRCU-A-CB | MOMENTUM | 18 | 35800
LUXAIRE | HL19B3621 | CU60CXA2+TXV | LP9C080C16MP13 | 10 | 35400 | 4000 | 205046072 | ASHP | HRCU-A-CB | ACCLIMATE | 18 | 35800
CHAMPION HEATING AND COOLING | HL19B3621 | CU60DXA2+TXV | TM9V100C20MP12 | 10 | 35400 | 4000 | 205046720 | ASHP | HRCU-A-CB | MOMENTUM | 19 | 36000
COLEMAN | HC19B3621 | CM60DXA2+TXV | TP9C100C20MP13 | 10 | 35400 | 4000 | 205046721 | ASHP | HRCU-A-CB | ECHELON | 19 | 36000
LUXAIRE | HL19B3621 | CM60DXA2+TXV | TP9C100C20MP13 | 10 | 35400 | 4000 | 205046722 | ASHP | HRCU-A-CB | ACCLIMATE | 19 | 36000
FRASER-JOHNSTON | HL19B3621 | CM60DXA2+TXV | TP9C100C20MP13 | 10 | 35400 | 4000 | 205046723 | ASHP | HRCU-A-CB | RELIANT | 19 | 36000
CHAMPION HEATING AND COOLING | HL19B3621 | CM60DXA2+TXV | TP9C100C20MP13 | 10 | 35400 | 4000 | 205046724 | ASHP | HRCU-A-CB | MOMENTUM | 19 | 36000
COLEMAN | HC19B3621 | CU60DXA2+TXV | TP9C100C20MP13 | 10 | 35400 | 4000 | 205046725 | ASHP | HRCU-A-CB | ECHELON | 19 | 36000
LUXAIRE | HL19B3621 | CU60DXA2+TXV | TP9C100C20MP13 | 10 | 35400 | 4000 | 205046726 | ASHP | HRCU-A-CB | ACCLIMATE | 19 | 36000
FRASER-JOHNSTON | HL19B3621 | CU60DXA2+TXV | TP9C100C20MP13 | 10 | 35400 | 4000 | 205046727 | ASHP | HRCU-A-CB | RELIANT | 19 | 36000
CHAMPION HEATING AND COOLING | HL19B3621 | CU60DXA2+TXV | TP9C100C20MP13 | 10 | 35400 | 4000 | 205046728 | ASHP | HRCU-A-CB | MOMENTUM | 19 | 36000
COLEMAN | HC19B3621 | CM60DXA2+TXV | CP9C100C20MP13 | 10 | 35400 | 4000 | 205046729 | ASHP | HRCU-A-CB | ECHELON | 19 | 36000
LUXAIRE | HL19B3621 | CM60DXA2+TXV | LP9C100C20MP13 | 10 | 35400 | 4000 | 205046730 | ASHP | HRCU-A-CB | ACCLIMATE | 19 | 36000
COLEMAN | HC19B3621 | CU60DXA2+TXV | CP9C100C20MP13 | 10 | 35400 | 4000 | 205046731 | ASHP | HRCU-A-CB | ECHELON | 19 | 36000
LUXAIRE | HL19B3621 | CU60DXA2+TXV | LP9C100C20MP13 | 10 | 35400 | 4000 | 205046732 | ASHP | HRCU-A-CB | ACCLIMATE | 19 | 36000
YORK | YZT36B21 | CU60CXA2+TXV | TP9C100C20MP12 | 10 | 35400 | 4000 | 205041311 | ASHP | HRCU-A-CB | AFFINITY | 19 | 36000
YORK | YZT36B21 | CF60DXA2+TXV | TM9V100C20MP11 | 10 | 35400 | 4000 | 205021163 | ASHP | HRCU-A-CB | AFFINITY | 19 | 36000
YORK | YZT36B21 | CF60DXA2+TXV | YP9C100C20MP12 | 10 | 35400 | 4000 | 205021164 | ASHP | HRCU-A-CB | AFFINITY | 19 | 36000
YORK | YZT36B21 | CF60DXA2+TXV | TP9C100C20MP12 | 10 | 35400 | 4000 | 205021165 | ASHP | HRCU-A-CB | AFFINITY | 19 | 36000
YORK | YZT36B21 | CF60CXA2+TXV | TM9V100C20MP11 | 10 | 35400 | 4000 | 205021166 | ASHP | HRCU-A-CB | AFFINITY | 19 | 36000
YORK | YZT36B21 | CF60CXA2+TXV | YP9C100C20MP12 | 10 | 35400 | 4000 | 205021167 | ASHP | HRCU-A-CB | AFFINITY | 19 | 36000
YORK | YZT36B21 | CF60CXA2+TXV | TP9C100C20MP12 | 10 | 35400 | 4000 | 205021168 | ASHP | HRCU-A-CB | AFFINITY | 19 | 36000
YORK | YZT36B21 | CM60DXA2+TXV | TM9V100C20MP12 | 10 | 35400 | 4000 | 205039521 | ASHP | HRCU-A-CB | AFFINITY | 19 | 36000
YORK | YZT36B21 | CM60DXA2+TXV | TP9C100C20MP13 | 10 | 35400 | 4000 | 205039522 | ASHP | HRCU-A-CB | AFFINITY | 19 | 36000
YORK | YZT36B21 | CM60DXA2+TXV | YP9C100C20MP13 | 10 | 35400 | 4000 | 205039523 | ASHP | HRCU-A-CB | AFFINITY | 19 | 36000
YORK | YZT36B21 | CM60CXA2+TXV | TM9V100C20MP12 | 10 | 35400 | 4000 | 205039524 | ASHP | HRCU-A-CB | AFFINITY | 19 | 36000
YORK | YZT36B21 | CM60CXA2+TXV | TP9C100C20MP13 | 10 | 35400 | 4000 | 205039525 | ASHP | HRCU-A-CB | AFFINITY | 19 | 36000
YORK | YZT36B21 | CM60CXA2+TXV | YP9C100C20MP13 | 10 | 35400 | 4000 | 205039526 | ASHP | HRCU-A-CB | AFFINITY | 19 | 36000
YORK | YZT36B21 | CM60DXA2+TXV | TM9V080C16MP12 | 10 | 35400 | 4000 | 205039535 | ASHP | HRCU-A-CB | AFFINITY | 18 | 35800
YORK | YZT36B21 | CM60DXA2+TXV | TP9C080C16MP13 | 10 | 35400 | 4000 | 205039536 | ASHP | HRCU-A-CB | AFFINITY | 18 | 35800
YORK | YZT36B21 | CM60DXA2+TXV | YP9C080C16MP13 | 10 | 35400 | 4000 | 205039537 | ASHP | HRCU-A-CB | AFFINITY | 18 | 35800
YORK | YZT36B21 | CM60CXA2+TXV | TM9V080C16MP12 | 10 | 35400 | 4000 | 205039538 | ASHP | HRCU-A-CB | AFFINITY | 18 | 35800
YORK | YZT36B21 | CM60CXA2+TXV | TP9C080C16MP13 | 10 | 35400 | 4000 | 205039539 | ASHP | HRCU-A-CB | AFFINITY | 18 | 35800
YORK | YZT36B21 | CM60CXA2+TXV | YP9C080C16MP13 | 10 | 35400 | 4000 | 205039541 | ASHP | HRCU-A-CB | AFFINITY | 18 | 35800
YORK | YZT36B21 | CF60DXA2+TXV | TM9V100C20MP12 | 10 | 35400 | 4000 | 205021045 | ASHP | HRCU-A-CB | AFFINITY | 19 | 36000
YORK | YZT36B21 | CF60DXA2+TXV | TP9C100C20MP13 | 10 | 35400 | 4000 | 205021046 | ASHP | HRCU-A-CB | AFFINITY | 19 | 36000
YORK | YZT36B21 | CF60DXA2+TXV | YP9C100C20MP13 | 10 | 35400 | 4000 | 205021048 | ASHP | HRCU-A-CB | AFFINITY | 19 | 36000
YORK | YZT36B21 | CF60CXA2+TXV | TM9V100C20MP12 | 10 | 35400 | 4000 | 205021049 | ASHP | HRCU-A-CB | AFFINITY | 19 | 36000
YORK | YZT36B21 | CF60CXA2+TXV | TP9C100C20MP13 | 10 | 35400 | 4000 | 205021051 | ASHP | HRCU-A-CB | AFFINITY | 19 | 36000
YORK | YZT36B21 | CF60CXA2+TXV | YP9C100C20MP13 | 10 | 35400 | 4000 | 205021052 | ASHP | HRCU-A-CB | AFFINITY | 19 | 36000
YORK | YZT36B21 | CF60DXA2+TXV | TM9V080C16MP12 | 10 | 35400 | 4000 | 205021060 | ASHP | HRCU-A-CB | AFFINITY | 18 | 35800
YORK | YZT36B21 | CF60DXA2+TXV | TP9C080C16MP13 | 10 | 35400 | 4000 | 205021061 | ASHP | HRCU-A-CB | AFFINITY | 18 | 35800
YORK | YZT36B21 | CF60DXA2+TXV | YP9C080C16MP13 | 10 | 35400 | 4000 | 205021063 | ASHP | HRCU-A-CB | AFFINITY | 18 | 35800
YORK | YZT36B21 | CF60CXA2+TXV | TM9V080C16MP12 | 10 | 35400 | 4000 | 205021064 | ASHP | HRCU-A-CB | AFFINITY | 18 | 35800
YORK | YZT36B21 | CF60CXA2+TXV | TP9C080C16MP13 | 10 | 35400 | 4000 | 205021065 | ASHP | HRCU-A-CB | AFFINITY | 18 | 35800
YORK | YZT36B21 | CF60CXA2+TXV | YP9C080C16MP13 | 10 | 35400 | 4000 | 205021066 | ASHP | HRCU-A-CB | AFFINITY | 18 | 35800
AMANA | AVZC200361A* | AVPEC59D14B* |  | 10 | 35400 | 4000 | 206570665 | ASHP | HRCU-A-CB | AVZC20 | 20 | 35800
GOODMAN | GVZC200361A* | AVPEC59D14B* |  | 10 | 35400 | 4000 | 206570671 | ASHP | HRCU-A-CB | GVZC20 | 20 | 35800
AMANA | AVZC200361A* | AVPEC59D14A* |  | 10 | 35400 | 4000 | 9993625 | ASHP | HRCU-A-CB | AVZC20 | 20 | 35800
FRASER-JOHNSTON | HL19B3621 | CF60CXA2+TXV | TM9V100C20MP12 | 10 | 35400 | 4000 | 205041706 | ASHP | HRCU-A-CB | RELIANT | 19 | 36000
COLEMAN | HC19B3621 | CF60CXA2+TXV | TP9C100C20MP13 | 10 | 35400 | 4000 | 205041707 | ASHP | HRCU-A-CB | ECHELON | 19 | 36000
FRASER-JOHNSTON | HL19B3621 | CF60CXA2+TXV | TP9C100C20MP13 | 10 | 35400 | 4000 | 205041708 | ASHP | HRCU-A-CB | RELIANT | 19 | 36000
COLEMAN | HC19B3621 | CF60CXA2+TXV | CP9C100C20MP13 | 10 | 35400 | 4000 | 205041709 | ASHP | HRCU-A-CB | ECHELON | 19 | 36000
COLEMAN | HC19B3621 | CF60CXA2+TXV | TM9V080C16MP12 | 10 | 35400 | 4000 | 205041715 | ASHP | HRCU-A-CB | ECHELON | 18 | 35800
FRASER-JOHNSTON | HL19B3621 | CF60CXA2+TXV | TM9V080C16MP12 | 10 | 35400 | 4000 | 205041716 | ASHP | HRCU-A-CB | RELIANT | 18 | 35800
COLEMAN | HC19B3621 | CF60CXA2+TXV | TP9C080C16MP13 | 10 | 35400 | 4000 | 205041717 | ASHP | HRCU-A-CB | ECHELON | 18 | 35800
FRASER-JOHNSTON | HL19B3621 | CF60CXA2+TXV | TP9C080C16MP13 | 10 | 35400 | 4000 | 205041718 | ASHP | HRCU-A-CB | RELIANT | 18 | 35800
COLEMAN | HC19B3621 | CF60CXA2+TXV | CP9C080C16MP13 | 10 | 35400 | 4000 | 205041719 | ASHP | HRCU-A-CB | ECHELON | 18 | 35800
LUXAIRE | HL19B3621 | CF60DXA2+TXV | TM9V100C20MP11 | 10 | 35400 | 4000 | 205041698 | ASHP | HRCU-A-CB | ACCLIMATE | 19 | 36000
CHAMPION HEATING AND COOLING | HL19B3621 | CF60DXA2+TXV | TM9V100C20MP11 | 10 | 35400 | 4000 | 205041699 | ASHP | HRCU-A-CB | MOMENTUM | 19 | 36000
LUXAIRE | HL19B3621 | CF60DXA2+TXV | LP9C100C20MP12 | 10 | 35400 | 4000 | 205041700 | ASHP | HRCU-A-CB | ACCLIMATE | 19 | 36000
LUXAIRE | HL19B3621 | CF60DXA2+TXV | TP9C100C20MP12 | 10 | 35400 | 4000 | 205041701 | ASHP | HRCU-A-CB | ACCLIMATE | 19 | 36000
CHAMPION HEATING AND COOLING | HL19B3621 | CF60DXA2+TXV | TP9C100C20MP12 | 10 | 35400 | 4000 | 205041702 | ASHP | HRCU-A-CB | MOMENTUM | 19 | 36000
COLEMAN | HC19B3621 | CF60CXA2+TXV | TM9V100C20MP12 | 10 | 35400 | 4000 | 205041705 | ASHP | HRCU-A-CB | ECHELON | 19 | 36000
LUXAIRE | HL19B3621 | CF60DXA2+TXV | LP9C080C16MP13 | 10 | 35400 | 4000 | 205041631 | ASHP | HRCU-A-CB | ACCLIMATE | 18 | 35800
LUXAIRE | HL19B3621 | CF60CXA2+TXV | TM9V080C16MP12 | 10 | 35400 | 4000 | 205041829 | ASHP | HRCU-A-CB | ACCLIMATE | 18 | 35800
CHAMPION HEATING AND COOLING | HL19B3621 | CF60CXA2+TXV | TM9V080C16MP12 | 10 | 35400 | 4000 | 205041830 | ASHP | HRCU-A-CB | MOMENTUM | 18 | 35800
LUXAIRE | HL19B3621 | CF60CXA2+TXV | TP9C080C16MP13 | 10 | 35400 | 4000 | 205041831 | ASHP | HRCU-A-CB | ACCLIMATE | 18 | 35800
CHAMPION HEATING AND COOLING | HL19B3621 | CF60CXA2+TXV | TP9C080C16MP13 | 10 | 35400 | 4000 | 205041832 | ASHP | HRCU-A-CB | MOMENTUM | 18 | 35800
LUXAIRE | HL19B3621 | CF60CXA2+TXV | LP9C080C16MP13 | 10 | 35400 | 4000 | 205041833 | ASHP | HRCU-A-CB | ACCLIMATE | 18 | 35800
COLEMAN | HC19B3621 | CU60CXA2+TXV | TP9C100C20MP13 | 10 | 35400 | 4000 | 205045794 | ASHP | HRCU-A-CB | ECHELON | 19 | 36000
FRASER-JOHNSTON | HL19B3621 | CU60CXA2+TXV | TP9C100C20MP13 | 10 | 35400 | 4000 | 205045796 | ASHP | HRCU-A-CB | RELIANT | 19 | 36000
COLEMAN | HC19B3621 | CU60CXA2+TXV | CP9C100C20MP13 | 10 | 35400 | 4000 | 205045798 | ASHP | HRCU-A-CB | ECHELON | 19 | 36000
COLEMAN | HC19B3621 | CU60CXA2+TXV | TM9V080C16MP12 | 10 | 35400 | 4000 | 205045812 | ASHP | HRCU-A-CB | ECHELON | 18 | 35800
FRASER-JOHNSTON | HL19B3621 | CU60CXA2+TXV | TM9V080C16MP12 | 10 | 35400 | 4000 | 205045814 | ASHP | HRCU-A-CB | RELIANT | 18 | 35800
COLEMAN | HC19B3621 | CU60CXA2+TXV | TP9C080C16MP13 | 10 | 35400 | 4000 | 205045816 | ASHP | HRCU-A-CB | ECHELON | 18 | 35800
FRASER-JOHNSTON | HL19B3621 | CU60CXA2+TXV | TP9C080C16MP13 | 10 | 35400 | 4000 | 205045819 | ASHP | HRCU-A-CB | RELIANT | 18 | 35800
COLEMAN | HC19B3621 | CU60CXA2+TXV | CP9C080C16MP13 | 10 | 35400 | 4000 | 205045821 | ASHP | HRCU-A-CB | ECHELON | 18 | 35800
LUXAIRE | HL19B3621 | CF60CXA2+TXV | TM9V100C20MP11 | 10 | 35400 | 4000 | 205041809 | ASHP | HRCU-A-CB | ACCLIMATE | 19 | 36000
YORK | YZT36B21 | CM60DXA2+TXV | TM9V100C20MP11 | 10 | 35400 | 4000 | 205039635 | ASHP | HRCU-A-CB | AFFINITY | 19 | 36000
YORK | YZT36B21 | CM60DXA2+TXV | YP9C100C20MP12 | 10 | 35400 | 4000 | 205039636 | ASHP | HRCU-A-CB | AFFINITY | 19 | 36000
YORK | YZT36B21 | CM60DXA2+TXV | TP9C100C20MP12 | 10 | 35400 | 4000 | 205039637 | ASHP | HRCU-A-CB | AFFINITY | 19 | 36000
YORK | YZT36B21 | CM60CXA2+TXV | TM9V100C20MP11 | 10 | 35400 | 4000 | 205039638 | ASHP | HRCU-A-CB | AFFINITY | 19 | 36000
YORK | YZT36B21 | CM60CXA2+TXV | YP9C100C20MP12 | 10 | 35400 | 4000 | 205039639 | ASHP | HRCU-A-CB | AFFINITY | 19 | 36000
YORK | YZT36B21 | CM60CXA2+TXV | TP9C100C20MP12 | 10 | 35400 | 4000 | 205039640 | ASHP | HRCU-A-CB | AFFINITY | 19 | 36000
YORK | YZT36B21 | CU60DXA2+TXV | TM9V100C20MP12 | 10 | 35400 | 4000 | 205041211 | ASHP | HRCU-A-CB | AFFINITY | 19 | 36000
YORK | YZT36B21 | CU60DXA2+TXV | TP9C100C20MP13 | 10 | 35400 | 4000 | 205041212 | ASHP | HRCU-A-CB | AFFINITY | 19 | 36000
YORK | YZT36B21 | CU60DXA2+TXV | YP9C100C20MP13 | 10 | 35400 | 4000 | 205041213 | ASHP | HRCU-A-CB | AFFINITY | 19 | 36000
YORK | YZT36B21 | CU60CXA2+TXV | TM9V100C20MP12 | 10 | 35400 | 4000 | 205041214 | ASHP | HRCU-A-CB | AFFINITY | 19 | 36000
YORK | YZT36B21 | CU60CXA2+TXV | TP9C100C20MP13 | 10 | 35400 | 4000 | 205041215 | ASHP | HRCU-A-CB | AFFINITY | 19 | 36000
YORK | YZT36B21 | CU60CXA2+TXV | YP9C100C20MP13 | 10 | 35400 | 4000 | 205041216 | ASHP | HRCU-A-CB | AFFINITY | 19 | 36000
YORK | YZT36B21 | CU60DXA2+TXV | TM9V080C16MP12 | 10 | 35400 | 4000 | 205041223 | ASHP | HRCU-A-CB | AFFINITY | 18 | 35800
YORK | YZT36B21 | CU60DXA2+TXV | TP9C080C16MP13 | 10 | 35400 | 4000 | 205041224 | ASHP | HRCU-A-CB | AFFINITY | 18 | 35800
YORK | YZT36B21 | CU60CXA2+TXV | YP9C080C16MP13 | 10 | 35400 | 4000 | 205041228 | ASHP | HRCU-A-CB | AFFINITY | 18 | 35800
YORK | YZT36B21 | CU60DXA2+TXV | TM9V100C20MP11 | 10 | 35400 | 4000 | 205041306 | ASHP | HRCU-A-CB | AFFINITY | 19 | 36000
YORK | YZT36B21 | CU60DXA2+TXV | YP9C100C20MP12 | 10 | 35400 | 4000 | 205041307 | ASHP | HRCU-A-CB | AFFINITY | 19 | 36000
YORK | YZT36B21 | CU60DXA2+TXV | TP9C100C20MP12 | 10 | 35400 | 4000 | 205041308 | ASHP | HRCU-A-CB | AFFINITY | 19 | 36000
YORK | YZT36B21 | CU60CXA2+TXV | TM9V100C20MP11 | 10 | 35400 | 4000 | 205041309 | ASHP | HRCU-A-CB | AFFINITY | 19 | 36000
COLEMAN | HC19B3621 | CF60DXA2+TXV | TM9V100C20MP12 | 10 | 35400 | 4000 | 205041524 | ASHP | HRCU-A-CB | ECHELON | 19 | 36000
FRASER-JOHNSTON | HL19B3621 | CF60DXA2+TXV | TM9V100C20MP12 | 10 | 35400 | 4000 | 205041525 | ASHP | HRCU-A-CB | RELIANT | 19 | 36000
COLEMAN | HC19B3621 | CF60DXA2+TXV | TP9C100C20MP13 | 10 | 35400 | 4000 | 205041526 | ASHP | HRCU-A-CB | ECHELON | 19 | 36000
FRASER-JOHNSTON | HL19B3621 | CF60DXA2+TXV | TP9C100C20MP13 | 10 | 35400 | 4000 | 205041527 | ASHP | HRCU-A-CB | RELIANT | 19 | 36000
COLEMAN | HC19B3621 | CF60DXA2+TXV | CP9C100C20MP13 | 10 | 35400 | 4000 | 205041528 | ASHP | HRCU-A-CB | ECHELON | 19 | 36000
COLEMAN | HC19B3621 | CF60DXA2+TXV | TM9V080C16MP12 | 10 | 35400 | 4000 | 205041534 | ASHP | HRCU-A-CB | ECHELON | 18 | 35800
FRASER-JOHNSTON | HL19B3621 | CF60DXA2+TXV | TM9V080C16MP12 | 10 | 35400 | 4000 | 205041535 | ASHP | HRCU-A-CB | RELIANT | 18 | 35800
COLEMAN | HC19B3621 | CF60DXA2+TXV | TP9C080C16MP13 | 10 | 35400 | 4000 | 205041536 | ASHP | HRCU-A-CB | ECHELON | 18 | 35800
FRASER-JOHNSTON | HL19B3621 | CF60DXA2+TXV | TP9C080C16MP13 | 10 | 35400 | 4000 | 205041537 | ASHP | HRCU-A-CB | RELIANT | 18 | 35800
COLEMAN | HC19B3621 | CF60DXA2+TXV | CP9C080C16MP13 | 10 | 35400 | 4000 | 205041538 | ASHP | HRCU-A-CB | ECHELON | 18 | 35800
YORK | YZT36B21 | CU60DXA2+TXV | YP9C080C16MP13 | 10 | 35400 | 4000 | 205041225 | ASHP | HRCU-A-CB | AFFINITY | 18 | 35800
YORK | YZT36B21 | CU60CXA2+TXV | TM9V080C16MP12 | 10 | 35400 | 4000 | 205041226 | ASHP | HRCU-A-CB | AFFINITY | 18 | 35800
YORK | YZT36B21 | CU60CXA2+TXV | TP9C080C16MP13 | 10 | 35400 | 4000 | 205041227 | ASHP | HRCU-A-CB | AFFINITY | 18 | 35800
COLEMAN | HC19B3621 | CF60DXA2+TXV | TM9V100C20MP11 | 10 | 35400 | 4000 | 205041605 | ASHP | HRCU-A-CB | ECHELON | 19 | 36000
FRASER-JOHNSTON | HL19B3621 | CF60DXA2+TXV | TM9V100C20MP11 | 10 | 35400 | 4000 | 205041606 | ASHP | HRCU-A-CB | RELIANT | 19 | 36000
COLEMAN | HC19B3621 | CF60DXA2+TXV | CP9C100C20MP12 | 10 | 35400 | 4000 | 205041607 | ASHP | HRCU-A-CB | ECHELON | 19 | 36000
COLEMAN | HC19B3621 | CF60DXA2+TXV | TP9C100C20MP12 | 10 | 35400 | 4000 | 205041608 | ASHP | HRCU-A-CB | ECHELON | 19 | 36000
FRASER-JOHNSTON | HL19B3621 | CF60DXA2+TXV | TP9C100C20MP12 | 10 | 35400 | 4000 | 205041609 | ASHP | HRCU-A-CB | RELIANT | 19 | 36000
LUXAIRE | HL19B3621 | CF60DXA2+TXV | TM9V100C20MP12 | 10 | 35400 | 4000 | 205041617 | ASHP | HRCU-A-CB | ACCLIMATE | 19 | 36000
CHAMPION HEATING AND COOLING | HL19B3621 | CF60DXA2+TXV | TM9V100C20MP12 | 10 | 35400 | 4000 | 205041618 | ASHP | HRCU-A-CB | MOMENTUM | 19 | 36000
LUXAIRE | HL19B3621 | CF60DXA2+TXV | TP9C100C20MP13 | 10 | 35400 | 4000 | 205041619 | ASHP | HRCU-A-CB | ACCLIMATE | 19 | 36000
CHAMPION HEATING AND COOLING | HL19B3621 | CF60DXA2+TXV | TP9C100C20MP13 | 10 | 35400 | 4000 | 205041620 | ASHP | HRCU-A-CB | MOMENTUM | 19 | 36000
LUXAIRE | HL19B3621 | CF60DXA2+TXV | LP9C100C20MP13 | 10 | 35400 | 4000 | 205041621 | ASHP | HRCU-A-CB | ACCLIMATE | 19 | 36000
LUXAIRE | HL19B3621 | CF60DXA2+TXV | TM9V080C16MP12 | 10 | 35400 | 4000 | 205041627 | ASHP | HRCU-A-CB | ACCLIMATE | 18 | 35800
CHAMPION HEATING AND COOLING | HL19B3621 | CF60DXA2+TXV | TM9V080C16MP12 | 10 | 35400 | 4000 | 205041628 | ASHP | HRCU-A-CB | MOMENTUM | 18 | 35800
LUXAIRE | HL19B3621 | CF60DXA2+TXV | TP9C080C16MP13 | 10 | 35400 | 4000 | 205041629 | ASHP | HRCU-A-CB | ACCLIMATE | 18 | 35800
CHAMPION HEATING AND COOLING | HL19B3621 | CF60DXA2+TXV | TP9C080C16MP13 | 10 | 35400 | 4000 | 205041630 | ASHP | HRCU-A-CB | MOMENTUM | 18 | 35800
YORK | YZT36B21 | CU60CXA2+TXV | YP9C100C20MP12 | 10 | 35400 | 4000 | 205041310 | ASHP | HRCU-A-CB | AFFINITY | 19 | 36000
LENNOX | SL25XPV-036-230A** | C35-48C+TDR+TXV | SLP99UH090XV60C* | 10 | 35600 | 5000 | 207436285 | ccASHP | HRCU-A-CB | DAVE LENNOX SIGNATURE SL25XPV SERIES | 21.5 | 34800 | 1.83 | 77
LENNOX | SL25XPV-036-230A** | C35-48C+TDR+TXV | SLP99UH110XV60C* | 10 | 35600 | 5000 | 207436286 | ccASHP | HRCU-A-CB | DAVE LENNOX SIGNATURE SL25XPV SERIES | 21 | 34800 | 1.83 | 77
LENNOX | SL25XPV-036-230A** | C35-48C+TDR+TXV | SL297UH080NV60C* | 10 | 35600 | 5000 | 207436282 | ccASHP | HRCU-A-CB | DAVE LENNOX SIGNATURE SL25XPV SERIES | 21 | 34800 | 1.83 | 77
LENNOX | SL25XPV-036-230A** | C35-48C+TDR+TXV | EL296UH110XV60C* | 10 | 35600 | 5000 | 207436274 | ccASHP | HRCU-A-CB | DAVE LENNOX SIGNATURE SL25XPV SERIES | 21 | 34800 | 1.83 | 77
LENNOX | SL25XPV-036-230A** | C35-48C+TDR+TXV | EL296UH090XV60C* | 10 | 35600 | 5000 | 207436272 | ccASHP | HRCU-A-CB | DAVE LENNOX SIGNATURE SL25XPV SERIES | 21.5 | 34800 | 1.83 | 77
LENNOX | SL25XPV-036-230A** | C35-48C+TDR+TXV | EL296UH090XV48C* | 10 | 35600 | 5000 | 207436271 | ccASHP | HRCU-A-CB | DAVE LENNOX SIGNATURE SL25XPV SERIES | 22 | 34800 | 1.83 | 77
LENNOX | SL25XPV-036-230A** | C35-48B+TDR+TXV | SL280UH090XV48B* | 10 | 35600 | 5000 | 207436266 | ccASHP | HRCU-A-CB | DAVE LENNOX SIGNATURE SL25XPV SERIES | 21.5 | 34800 | 1.83 | 78
LENNOX | SL25XPV-036-230A** | C35-48B+TDR+TXV | SL280UH090V48B* | 10 | 35600 | 5000 | 207436265 | ccASHP | HRCU-A-CB | DAVE LENNOX SIGNATURE SL25XPV SERIES | 21.5 | 34800 | 1.83 | 78
LENNOX | SL25XPV-036-230A** | CX35-48C+TDR | EL296UH110XV60C* | 10 | 35600 | 5000 | 207436481 | ccASHP | HRCU-A-CB | DAVE LENNOX SIGNATURE SL25XPV SERIES | 21 | 34800 | 1.83 | 77
LENNOX | SL25XPV-036-230A** | CX35-48C+TDR | EL296UH090XV60C* | 10 | 35600 | 5000 | 207436479 | ccASHP | HRCU-A-CB | DAVE LENNOX SIGNATURE SL25XPV SERIES | 21.5 | 34800 | 1.83 | 77
LENNOX | SL25XPV-036-230A** | CX35-48C+TDR | EL296UH090XV48C* | 10 | 35600 | 5000 | 207436478 | ccASHP | HRCU-A-CB | DAVE LENNOX SIGNATURE SL25XPV SERIES | 22 | 34800 | 1.83 | 77
LENNOX | SL25XPV-036-230A** | CX35-48B+TDR | SL280UH090XV48B* | 10 | 35600 | 5000 | 207436473 | ccASHP | HRCU-A-CB | DAVE LENNOX SIGNATURE SL25XPV SERIES | 21.5 | 34800 | 1.83 | 78
LENNOX | SL25XPV-036-230A** | CX35-48B+TDR | SL280UH090V48B* | 10 | 35600 | 5000 | 207436472 | ccASHP | HRCU-A-CB | DAVE LENNOX SIGNATURE SL25XPV SERIES | 21.5 | 34800 | 1.83 | 78
LENNOX | SL25XPV-036-230A** | CX35-48C+TDR | SLP99UH110XV60C* | 10 | 35600 | 5000 | 207436493 | ccASHP | HRCU-A-CB | DAVE LENNOX SIGNATURE SL25XPV SERIES | 21 | 34800 | 1.83 | 77
LENNOX | SL25XPV-036-230A** | CX35-48C+TDR | SLP99UH090XV60C* | 10 | 35600 | 5000 | 207436492 | ccASHP | HRCU-A-CB | DAVE LENNOX SIGNATURE SL25XPV SERIES | 21.5 | 34800 | 1.83 | 77
LENNOX | SL25XPV-036-230A** | CX35-48C+TDR | SLP99UH090XV48C* | 10 | 35600 | 5000 | 207436491 | ccASHP | HRCU-A-CB | DAVE LENNOX SIGNATURE SL25XPV SERIES | 22 | 34800 | 1.83 | 77
LENNOX | SL25XPV-036-230A** | CX35-48C+TDR | SL297UH080NV60C* | 10 | 35600 | 5000 | 207436489 | ccASHP | HRCU-A-CB | DAVE LENNOX SIGNATURE SL25XPV SERIES | 21 | 34800 | 1.83 | 77
LENNOX | SL25XPV-036-230A** | C35-48C+TDR+TXV | SLP99UH090XV48C* | 10 | 35600 | 5000 | 207436284 | ccASHP | HRCU-A-CB | DAVE LENNOX SIGNATURE SL25XPV SERIES | 22 | 34800 | 1.83 | 77
COLEMAN | HC19B3621 | CU60CXA2+TXV | TM9Y100C16MP11 | 10 | 35600 | 4000 | 205045854 | ASHP | HRCU-A-CB | ECHELON | 18 | 36000
FRASER-JOHNSTON | HL19B3621 | CU60CXA2+TXV | TM9Y100C16MP11 | 10 | 35600 | 4000 | 205045858 | ASHP | HRCU-A-CB | RELIANT | 18 | 36000
LUXAIRE | HL19B3621 | CU60CXA2+TXV | TM9E100C16MP11 | 10 | 35600 | 4000 | 205046091 | ASHP | HRCU-A-CB | ACCLIMATE | 18 | 36000
CHAMPION HEATING AND COOLING | HL19B3621 | CU60CXA2+TXV | TM9E100C16MP11 | 10 | 35600 | 4000 | 205046094 | ASHP | HRCU-A-CB | MOMENTUM | 18 | 36000
LUXAIRE | HL19B3621 | CU60CXA2+TXV | TM9Y100C16MP11 | 10 | 35600 | 4000 | 205046097 | ASHP | HRCU-A-CB | ACCLIMATE | 18 | 36000
CHAMPION HEATING AND COOLING | HL19B3621 | CU60CXA2+TXV | TM9Y100C16MP11 | 10 | 35600 | 4000 | 205046101 | ASHP | HRCU-A-CB | MOMENTUM | 18 | 36000
COLEMAN | HC19B3621 | CM60CXA2+TXV | TM9E100C16MP11 | 10 | 35600 | 4000 | 205046855 | ASHP | HRCU-A-CB | ECHELON | 18 | 36000
LUXAIRE | HL19B3621 | CM60CXA2+TXV | TM9E100C16MP11 | 10 | 35600 | 4000 | 205046856 | ASHP | HRCU-A-CB | ACCLIMATE | 18 | 36000
FRASER-JOHNSTON | HL19B3621 | CM60CXA2+TXV | TM9E100C16MP11 | 10 | 35600 | 4000 | 205046857 | ASHP | HRCU-A-CB | RELIANT | 18 | 36000
CHAMPION HEATING AND COOLING | HL19B3621 | CM60CXA2+TXV | TM9E100C16MP11 | 10 | 35600 | 4000 | 205046858 | ASHP | HRCU-A-CB | MOMENTUM | 18 | 36000
COLEMAN | HC19B3621 | CM60CXA2+TXV | TM9Y100C16MP11 | 10 | 35600 | 4000 | 205046859 | ASHP | HRCU-A-CB | ECHELON | 18 | 36000
LUXAIRE | HL19B3621 | CM60CXA2+TXV | TM9Y100C16MP11 | 10 | 35600 | 4000 | 205046860 | ASHP | HRCU-A-CB | ACCLIMATE | 18 | 36000
FRASER-JOHNSTON | HL19B3621 | CM60CXA2+TXV | TM9Y100C16MP11 | 10 | 35600 | 4000 | 205046861 | ASHP | HRCU-A-CB | RELIANT | 18 | 36000
FRASER-JOHNSTON | HL19B3621 | CU60CXA2+TXV | TM9E100C16MP11 | 10 | 35600 | 4000 | 205045850 | ASHP | HRCU-A-CB | RELIANT | 18 | 36000
COLEMAN | HC19B3621 | CU60CXA2+TXV | TM9E100C16MP11 | 10 | 35600 | 4000 | 205045847 | ASHP | HRCU-A-CB | ECHELON | 18 | 36000
CHAMPION HEATING AND COOLING | HL19B3621 | CF60CXA2+TXV | TM9Y100C16MP11 | 10 | 35600 | 4000 | 205041847 | ASHP | HRCU-A-CB | MOMENTUM | 18 | 36000
LUXAIRE | HL19B3621 | CF60CXA2+TXV | TM9Y100C16MP11 | 10 | 35600 | 4000 | 205041846 | ASHP | HRCU-A-CB | ACCLIMATE | 18 | 36000
CHAMPION HEATING AND COOLING | HL19B3621 | CF60CXA2+TXV | TM9E100C16MP11 | 10 | 35600 | 4000 | 205041845 | ASHP | HRCU-A-CB | MOMENTUM | 18 | 36000
LUXAIRE | HL19B3621 | CF60CXA2+TXV | TM9E100C16MP11 | 10 | 35600 | 4000 | 205041844 | ASHP | HRCU-A-CB | ACCLIMATE | 18 | 36000
FRASER-JOHNSTON | HL19B3621 | CF60CXA2+TXV | TM9Y100C16MP11 | 10 | 35600 | 4000 | 205041733 | ASHP | HRCU-A-CB | RELIANT | 18 | 36000
COLEMAN | HC19B3621 | CF60CXA2+TXV | TM9Y100C16MP11 | 10 | 35600 | 4000 | 205041732 | ASHP | HRCU-A-CB | ECHELON | 18 | 36000
FRASER-JOHNSTON | HL19B3621 | CF60CXA2+TXV | TM9E100C16MP11 | 10 | 35600 | 4000 | 205041731 | ASHP | HRCU-A-CB | RELIANT | 18 | 36000
COLEMAN | HC19B3621 | CF60CXA2+TXV | TM9E100C16MP11 | 10 | 35600 | 4000 | 205041730 | ASHP | HRCU-A-CB | ECHELON | 18 | 36000
LENNOX | SL25XPV-036-230A** | CX35-36B+TDR | SL297UH040NV36B* | 10 | 35600 | 4000 | 207436465 | ASHP | HRCU-A-CB | DAVE LENNOX SIGNATURE SL25XPV SERIES | 21.5 | 34200
CHAMPION HEATING AND COOLING | HL19B3621 | CM60CXA2+TXV | TM9Y100C16MP11 | 10 | 35600 | 4000 | 205046862 | ASHP | HRCU-A-CB | MOMENTUM | 18 | 36000
YORK | YZT36B21 | CF60CXA2+TXV | TM9Y100C16MP11 | 10 | 35600 | 4000 | 205021081 | ASHP | HRCU-A-CB | AFFINITY | 18 | 36000
YORK | YZT36B21 | CF60CXA2+TXV | TM9E100C16MP11 | 10 | 35600 | 4000 | 205021080 | ASHP | HRCU-A-CB | AFFINITY | 18 | 36000
YORK | YZT36B21 | CM60CXA2+TXV | TM9Y100C16MP11 | 10 | 35600 | 4000 | 205039554 | ASHP | HRCU-A-CB | AFFINITY | 18 | 36000
YORK | YZT36B21 | CM60CXA2+TXV | TM9E100C16MP11 | 10 | 35600 | 4000 | 205039553 | ASHP | HRCU-A-CB | AFFINITY | 18 | 36000
YORK | YZT36B21 | CU60CXA2+TXV | TM9Y100C16MP11 | 10 | 35600 | 4000 | 205041240 | ASHP | HRCU-A-CB | AFFINITY | 18 | 36000
YORK | YZT36B21 | CU60CXA2+TXV | TM9E100C16MP11 | 10 | 35600 | 4000 | 205041239 | ASHP | HRCU-A-CB | AFFINITY | 18 | 36000
LENNOX | SL25XPV-036-230A** | C35-36B+TDR+TXV | SL297UH040NV36B* | 10 | 35600 | 4000 | 207436258 | ASHP | HRCU-A-CB | DAVE LENNOX SIGNATURE SL25XPV SERIES | 21.5 | 34200
BRYANT | 280ANV036*0**A* | CNPV*3617AL*+UI | 987MB42080C17*** | 10 | 35800 | 5000 | 204430157 | ccASHP | HRCU-A-CB |  | 18 | 33000 | 2.28 | 70
CARRIER | 25VNA036A*030* | CNPV*3617AL*+UI | 59MN7B080C17**14 | 10 | 35800 | 5000 | 204430156 | ccASHP | HRCU-A-CB |  | 18 | 32800 | 1.8 | 70
LENNOX | SL25XPV-036-230A** | C35-48B+TDR+TXV | SLP99UH070XV36B* | 10 | 35800 | 5000 | 207436269 | ccASHP | HRCU-A-CB | DAVE LENNOX SIGNATURE SL25XPV SERIES | 21.5 | 34600 | 1.81 | 78
LENNOX | SL25XPV-036-230A** | C35-48B+TDR+TXV | SL297UH060NV36B* | 10 | 35800 | 5000 | 207436268 | ccASHP | HRCU-A-CB | DAVE LENNOX SIGNATURE SL25XPV SERIES | 21 | 34600 | 1.82 | 78
LENNOX | SL25XPV-036-230A** | C35-48B+TDR+TXV | SL297UH040NV36B* | 10 | 35800 | 5000 | 207436267 | ccASHP | HRCU-A-CB | DAVE LENNOX SIGNATURE SL25XPV SERIES | 21.5 | 34800 | 1.81 | 77
LENNOX | SL25XPV-036-230A** | C35-48B+TDR+TXV | EL296UH070XV36B* | 10 | 35800 | 5000 | 207436262 | ccASHP | HRCU-A-CB | DAVE LENNOX SIGNATURE SL25XPV SERIES | 21.5 | 34600 | 1.81 | 78
LENNOX | SL25XPV-036-230A** | C35-48B+TDR+TXV | EL296UH045XV36B* | 10 | 35800 | 5000 | 207436261 | ccASHP | HRCU-A-CB | DAVE LENNOX SIGNATURE SL25XPV SERIES | 21.5 | 34600 | 1.81 | 78
LENNOX | SL25XPV-036-230A** | CX35-48B+TDR | SLP99UH070XV36B* | 10 | 35800 | 5000 | 207436476 | ccASHP | HRCU-A-CB | DAVE LENNOX SIGNATURE SL25XPV SERIES | 21.5 | 34600 | 1.81 | 78
LENNOX | SL25XPV-036-230A** | CX35-48B+TDR | SL297UH060NV36B* | 10 | 35800 | 5000 | 207436475 | ccASHP | HRCU-A-CB | DAVE LENNOX SIGNATURE SL25XPV SERIES | 21 | 34600 | 1.82 | 78
LENNOX | SL25XPV-036-230A** | CX35-48B+TDR | SL297UH040NV36B* | 10 | 35800 | 5000 | 207436474 | ccASHP | HRCU-A-CB | DAVE LENNOX SIGNATURE SL25XPV SERIES | 21.5 | 34800 | 1.81 | 77
LENNOX | SL25XPV-036-230A** | CX35-48B+TDR | EL296UH070XV36B* | 10 | 35800 | 5000 | 207436469 | ccASHP | HRCU-A-CB | DAVE LENNOX SIGNATURE SL25XPV SERIES | 21.5 | 34600 | 1.81 | 78
LENNOX | SL25XPV-036-230A** | CX35-48B+TDR | EL296UH045XV36B* | 10 | 35800 | 5000 | 207436468 | ccASHP | HRCU-A-CB | DAVE LENNOX SIGNATURE SL25XPV SERIES | 21.5 | 34600 | 1.81 | 78
GOODMAN | GSZC180361C* | AVPTC37C14B* |  | 10 | 35800 | 4000 | 202541850 | ASHP | HRCU-A-CB | GSZC18 | 18 | 35600
DAIKIN | DZ18TC0361C* | DV37PTCC14A* |  | 10 | 35800 | 4000 | 10570517 | ASHP | HRCU-A-CB | DZ18TC | 18 | 35600
LENNOX | SL25XPV-036-230A** | CX35-36B+TDR | SLP99UH070XV36B* | 10 | 35800 | 4000 | 207436467 | ASHP | HRCU-A-CB | DAVE LENNOX SIGNATURE SL25XPV SERIES | 21.5 | 34200
LENNOX | SL25XPV-036-230A** | CX35-36B+TDR | SL297UH060NV36B* | 10 | 35800 | 4000 | 207436466 | ASHP | HRCU-A-CB | DAVE LENNOX SIGNATURE SL25XPV SERIES | 21 | 34200
LENNOX | SL25XPV-036-230A** | CX35-36B+TDR | EL296UH070XV36B* | 10 | 35800 | 4000 | 207436460 | ASHP | HRCU-A-CB | DAVE LENNOX SIGNATURE SL25XPV SERIES | 21.5 | 34200
AMANA | ASZC180361C* | AVPTC37C14B* |  | 10 | 35800 | 4000 | 202541882 | ASHP | HRCU-A-CB | ASZC18 | 18 | 35600
LENNOX | SL25XPV-036-230A** | C35-36B+TDR+TXV | SLP99UH070XV36B* | 10 | 35800 | 4000 | 207436260 | ASHP | HRCU-A-CB | DAVE LENNOX SIGNATURE SL25XPV SERIES | 21.5 | 34200
LENNOX | SL25XPV-036-230A** | C35-36B+TDR+TXV | SL297UH060NV36B* | 10 | 35800 | 4000 | 207436259 | ASHP | HRCU-A-CB | DAVE LENNOX SIGNATURE SL25XPV SERIES | 21 | 34200
LENNOX | SL25XPV-036-230A** | C35-36B+TDR+TXV | EL296UH070XV36B* | 10 | 35800 | 4000 | 207436253 | ASHP | HRCU-A-CB | DAVE LENNOX SIGNATURE SL25XPV SERIES | 21.5 | 34200
LENNOX | SL25XPV-036-230A** | C35-36B+TDR+TXV | EL296UH045XV36B* | 10 | 35800 | 4000 | 207436252 | ASHP | HRCU-A-CB | DAVE LENNOX SIGNATURE SL25XPV SERIES | 21.5 | 34200
LENNOX | SL25XPV-036-230A** | CX35-36B+TDR | EL296UH045XV36B* | 10 | 35800 | 4000 | 207436459 | ASHP | HRCU-A-CB | DAVE LENNOX SIGNATURE SL25XPV SERIES | 21.5 | 34200
NAPOLEON | NS18HV24A36 | NPFX24A36A |  | 10 | 36000 | 5000 | 207335553 | ccASHP | HRCU-A-CB | NS18 Series | 18 | 36000 | 1.83 | 83
NORTEK | GXH24-36MSK4DH | GMH**-36MSK4DH |  | 10 | 36000 | 5000 | 206720393 | ccASHP | HRCU-A-CB | Ultra Side Discharge | 18 | 36000 | 1.83 | 83
NORTEK | GXH24-36MSK4DH | GMH**-36MSK4DH1 |  | 10 | 36000 | 5000 | 206724397 | ccASHP | HRCU-A-CB | Ultra Side Discharge | 18 | 36000 | 1.83 | 83
WABBAN | BB36-24WADU | BBD36-24AH2ADU |  | 10 | 36000 | 5000 | 207196958 | ccASHP | HRCU-A-CB |  | 18 | 36000 | 1.83 | 83
BRYANT | 280ANV036*0**A* | CNPV*3617AL*+UI | 986TC42080C17*** | 10 | 36000 | 5000 | 204430138 | ccASHP | HRCU-A-CB |  | 18 | 33000 | 2.58 | 76
BRYANT | 280ANV036*0**A* | CNPV*3621AL*+UI | 987MB42060C17*** | 10 | 36000 | 5000 | 204430161 | ccASHP | HRCU-A-CB |  | 17 | 32800 | 2.32 | 70
ACD | FXD-ACD36 | AH236 |  | 10 | 36000 | 5000 | 207497902 | ccASHP | HRCU-A-CB | FLEXX | 18 | 36000 | 1.83 | 83
AIRTEMP | GXH24-36MSK4DH | GMH**-36MSK4DH |  | 10 | 36000 | 5000 | 206720405 | ccASHP | HRCU-A-CB | Ultra Side Discharge | 18 | 36000 | 1.83 | 83
AIRTEMP | GXH24-36MSK4DH | GMH**-36MSK4DH1 |  | 10 | 36000 | 5000 | 206724409 | ccASHP | HRCU-A-CB | Ultra Side Discharge | 18 | 36000 | 1.83 | 83
BRYANT | 284ANV036*0**A* | CNPV*4217AL*+UI | 987MB42080C17*** | 10 | 36000 | 5000 | 205274059 | ccASHP | HRCU-A-CB |  | 20.5 | 33200 | 1.99 | 80
BRYANT | 284ANV036*0**A* | CNPV*4221AL*+UI | 88*TA60090C21*** | 10 | 36000 | 5000 | 205274065 | ccASHP | HRCU-A-CB |  | 20.5 | 33200 | 1.97 | 79
BRYANT | 284ANV036*0**A* | CNPV*4221AL*+UI | 987MB60080C21*** | 10 | 36000 | 5000 | 205274070 | ccASHP | HRCU-A-CB |  | 20.5 | 33200 | 1.95 | 79
BRYANT | 284ANV036*0**A* | CNPV*4221AL*+UI | 987MB66100C21*** | 10 | 36000 | 5000 | 205274071 | ccASHP | HRCU-A-CB |  | 20.5 | 33200 | 1.97 | 79
BRYANT | 284ANV036*0**A* | CNPV*4221AL*+UI | 986TC60080C21*** | 10 | 36000 | 5000 | 205274072 | ccASHP | HRCU-A-CB |  | 20.5 | 33200 | 1.95 | 79
BRYANT | 284ANV036*0**A* | CNPV*4221AL*+UI | 986TC66100C21*** | 10 | 36000 | 5000 | 205274073 | ccASHP | HRCU-A-CB |  | 20.5 | 33200 | 1.97 | 79
BRYANT | 284ANV036*0**A* | CNPV*4221AL*+UI | 88*TA48090C17*** | 10 | 36000 | 5000 | 205274074 | ccASHP | HRCU-A-CB |  | 21 | 33200 | 1.97 | 79
BRYANT | 284ANV036*0**A* | CNPV*4221AL*+UI | 88*TA60110C21*** | 10 | 36000 | 5000 | 205274075 | ccASHP | HRCU-A-CB |  | 21 | 33200 | 1.97 | 79
CARRIER | 25VNA436A*031* | CNPV*4221AL*+UI | 59MN7B080C21**20 | 10 | 36000 | 5000 | 206788698 | ccASHP | HRCU-A-CB |  | 20.5 | 33200 | 1.95 | 79
CARRIER | 25VNA436A*031* | CNPV*4221AL*+UI | 59MN7B100C21**22 | 10 | 36000 | 5000 | 206788699 | ccASHP | HRCU-A-CB |  | 20.5 | 33200 | 1.97 | 79
CARRIER | 25VNA436A*031* | CNPV*4221AL*+UI | 59TN6B080C21**20 | 10 | 36000 | 5000 | 206788700 | ccASHP | HRCU-A-CB |  | 20.5 | 33200 | 1.95 | 79
CARRIER | 25VNA436A*031* | CNPV*4221AL*+UI | 59TN6B100C21**22 | 10 | 36000 | 5000 | 206788701 | ccASHP | HRCU-A-CB |  | 20.5 | 33200 | 1.97 | 79
CARRIER | 25VNA436A*031* | CNPV*4221AL*+UI | 58TN*A090C17**16 | 10 | 36000 | 5000 | 206788702 | ccASHP | HRCU-A-CB |  | 21 | 33200 | 1.97 | 79
CARRIER | 25VNA436A*031* | CNPV*4221AL*+UI | 58TN*A110C21**20 | 10 | 36000 | 5000 | 206788703 | ccASHP | HRCU-A-CB |  | 21 | 33200 | 1.97 | 79
GREE | GUD36W/A-D(U) | GUD36A/A-D(U) |  | 10 | 36000 | 5000 | 204043222 | ccASHP | HRCU-A-CB |  | 18 | 36000 | 1.83 | 83
GREE | FLEXX36HP230V1AO | FLEXX36HP230V1AH |  | 10 | 36000 | 5000 | 205984663 | ccASHP | HRCU-A-CB |  | 18 | 36000 | 1.83 | 83
GREE | GUD36W/A-D(U) | GUD36AH2/A-D(U) |  | 10 | 36000 | 5000 | 206249117 | ccASHP | HRCU-A-CB | Ultra heat | 18 | 36000 | 1.83 | 83
MAMMOTH | GXH24-36MSK4DH | GMH**-36MSK4DH |  | 10 | 36000 | 5000 | 206720409 | ccASHP | HRCU-A-CB | Ultra Side Discharge | 18 | 36000 | 1.83 | 83
MAMMOTH | GXH24-36MSK4DH | GMH**-36MSK4DH1 |  | 10 | 36000 | 5000 | 206724413 | ccASHP | HRCU-A-CB | Ultra Side Discharge | 18 | 36000 | 1.83 | 83
LENNOX | SL25XPV-036-230A** | CR33-48B*+TDR+TXV | SL280DF060NV36B* | 10 | 36000 | 5000 | 207436435 | ccASHP | HRCU-A-CB | DAVE LENNOX SIGNATURE SL25XPV SERIES | 21 | 34000 | 1.8 | 82
LENNOX | SL25XPV-036-230A** | CR33-48B*+TDR+TXV | SL280DF090V48B* | 10 | 36000 | 5000 | 207436436 | ccASHP | HRCU-A-CB | DAVE LENNOX SIGNATURE SL25XPV SERIES | 21 | 34000 | 1.8 | 81
LENNOX | SL25XPV-036-230A** | CR33-48C*+TDR+TXV | EL296DF090XV60C* | 10 | 36000 | 5000 | 207436438 | ccASHP | HRCU-A-CB | DAVE LENNOX SIGNATURE SL25XPV SERIES | 20.5 | 34000 | 1.8 | 81
LENNOX | SL25XPV-036-230A** | CR33-48C*+TDR+TXV | EL296DF110XV60C* | 10 | 36000 | 5000 | 207436439 | ccASHP | HRCU-A-CB | DAVE LENNOX SIGNATURE SL25XPV SERIES | 20.5 | 34000 | 1.8 | 81
LENNOX | SL25XPV-036-230A** | CR33-48C*+TDR+TXV | SL280DF090V60C* | 10 | 36000 | 5000 | 207436441 | ccASHP | HRCU-A-CB | DAVE LENNOX SIGNATURE SL25XPV SERIES | 20.5 | 34200 | 1.81 | 81
LENNOX | SL25XPV-036-230A** | CR33-48C*+TDR+TXV | SL280DF110V60C* | 10 | 36000 | 5000 | 207436442 | ccASHP | HRCU-A-CB | DAVE LENNOX SIGNATURE SL25XPV SERIES | 21 | 34200 | 1.81 | 81
LENNOX | SL25XPV-036-230A** | CR33-48C*+TDR+TXV | SLP99DF090XV48C* | 10 | 36000 | 5000 | 207436444 | ccASHP | HRCU-A-CB | DAVE LENNOX SIGNATURE SL25XPV SERIES | 21 | 34000 | 1.8 | 81
LENNOX | SL25XPV-036-230A** | CR33-48C*+TDR+TXV | SLP99DF090XV60C* | 10 | 36000 | 5000 | 207436445 | ccASHP | HRCU-A-CB | DAVE LENNOX SIGNATURE SL25XPV SERIES | 20.5 | 34000 | 1.8 | 81
LENNOX | SL25XPV-036-230A** | CR33-48C*+TDR+TXV | SLP99DF110XV60C* | 10 | 36000 | 5000 | 207436446 | ccASHP | HRCU-A-CB | DAVE LENNOX SIGNATURE SL25XPV SERIES | 20.5 | 34000 | 1.8 | 81
GE APPLIANCES | AUH2436ZGDA* | UUY36ZGDA** |  | 10 | 36000 | 5000 | 205756419 | ccASHP | HRCU-A-CB | GE Connect | 18 | 36000 | 1.83 | 83
CONTINENTAL | CS18HV24A36 | CPFX24A36A |  | 10 | 36000 | 5000 | 207335557 | ccASHP | HRCU-A-CB | CS18 Series | 18 | 36000 | 1.83 | 83
ECOER | EODA18H-4860 | EAHATN-36 |  | 10 | 36000 | 5000 | 202110529 | ccASHP | HRCU-A-CB |  | 20 | 36000 | 2.1 | 77
ECOER | EODA18H-4860 | GN1836-P1 |  | 10 | 36000 | 5000 | 202110530 | ccASHP | HRCU-A-CB |  | 20 | 36000 | 2.08 | 72
CARRIER | 25VNA436A*030* | CNPV*4217AL*+UI | 59MN7B080C17**14 | 10 | 36000 | 5000 | 205272630 | ccASHP | HRCU-A-CB |  | 20.5 | 33200 | 1.99 | 80
CARRIER | 25VNA436A*030* | CNPV*4221AL*+UI | 58TN*A090C21**20 | 10 | 36000 | 5000 | 205272636 | ccASHP | HRCU-A-CB |  | 20.5 | 33200 | 1.97 | 79
CARRIER | 25VNA436A*030* | CNPV*4221AL*+UI | 59MN7B080C21**20 | 10 | 36000 | 5000 | 205272641 | ccASHP | HRCU-A-CB |  | 20.5 | 33200 | 1.95 | 79
CARRIER | 25VNA436A*030* | CNPV*4221AL*+UI | 59MN7B100C21**22 | 10 | 36000 | 5000 | 205272642 | ccASHP | HRCU-A-CB |  | 20.5 | 33200 | 1.97 | 79
CARRIER | 25VNA436A*030* | CNPV*4221AL*+UI | 59TN6B080C21**20 | 10 | 36000 | 5000 | 205272643 | ccASHP | HRCU-A-CB |  | 20.5 | 33200 | 1.95 | 79
CARRIER | 25VNA436A*030* | CNPV*4221AL*+UI | 59TN6B100C21**22 | 10 | 36000 | 5000 | 205272644 | ccASHP | HRCU-A-CB |  | 20.5 | 33200 | 1.97 | 79
CARRIER | 25VNA436A*030* | CNPV*4221AL*+UI | 58TN*A090C17**16 | 10 | 36000 | 5000 | 205272645 | ccASHP | HRCU-A-CB |  | 21 | 33200 | 1.97 | 79
CARRIER | 25VNA436A*030* | CNPV*4221AL*+UI | 58TN*A110C21**20 | 10 | 36000 | 5000 | 205272646 | ccASHP | HRCU-A-CB |  | 21 | 33200 | 1.97 | 79
CARRIER | 25VNA436A*031* | CNPV*4217AL*+UI | 59MN7B080C17**14 | 10 | 36000 | 5000 | 206788690 | ccASHP | HRCU-A-CB |  | 20.5 | 33200 | 1.99 | 80
CARRIER | 25VNA436A*031* | CNPV*4221AL*+UI | 58TN*A090C21**20 | 10 | 36000 | 5000 | 206788694 | ccASHP | HRCU-A-CB |  | 20.5 | 33200 | 1.97 | 79
KINGHOME | KU36UHO | KU36UHI |  | 10 | 36000 | 5000 | 204743192 | ccASHP | HRCU-A-CB |  | 18 | 36000 | 1.83 | 83
GREE | FLEXX36HP230V1AO | FLEXX36HP230V1BH |  | 10 | 36000 | 5000 | 207256441 | ccASHP | HRCU-A-CB | Ultra heat | 18 | 36000 | 1.83 | 83
KINGHOME | KU36UHO | KU36UH2I |  | 10 | 36000 | 5000 | 206414277 | ccASHP | HRCU-A-CB | Ultra heat | 18 | 36000 | 1.83 | 83
LBG PRODUCTS | LCH24036DO | LCH36DGHNI |  | 10 | 36000 | 5000 | 206726719 | ccASHP | HRCU-A-CB | GRUN | 18 | 36000 | 1.83 | 83
GE APPLIANCES | AUH2436ZGDA* | UUY36ZGDAB* |  | 10 | 36000 | 5000 | 206799411 | ccASHP | HRCU-A-CB | Connect Series | 18 | 36000 | 1.83 | 83
REZNOR | GXH24-36MSK4DH | GMH**-36MSK4DH |  | 10 | 36000 | 5000 | 206720397 | ccASHP | HRCU-A-CB | Ultra Side Discharge | 18 | 36000 | 1.83 | 83
REZNOR | GXH24-36MSK4DH | GMH**-36MSK4DH1 |  | 10 | 36000 | 5000 | 206724401 | ccASHP | HRCU-A-CB | Ultra Side Discharge | 18 | 36000 | 1.83 | 83
TOSOT | TU36-24WADU | TU36-24AADU |  | 10 | 36000 | 5000 | 204743191 | ccASHP | HRCU-A-CB |  | 18 | 36000 | 1.83 | 83
TOSOT | TU36-24WADU | TUD36-24AH2ADU |  | 10 | 36000 | 5000 | 206414273 | ccASHP | HRCU-A-CB | Ultra heat | 18 | 36000 | 1.83 | 83
DAIKIN | DZ18TC0361C* | CA*F3743*6D*+TXV | D*80VC1005C*A* | 10 | 36000 | 4000 | 10570549 | ASHP | HRCU-A-CB | DZ18TC | 18 | 35000
TCL | TCE-60HA/DV2O | TCE-36D7HWA/DV2I |  | 10 | 36000 | 4000 | 201864502 | ASHP | HRCU-A-CB |  | 20 | 36000
LENNOX | SL25XPV-036-230A** | CR33-48B*+TDR+TXV | EL296DF070XV48B* | 10 | 36000 | 4000 | 207436434 | ASHP | HRCU-A-CB | DAVE LENNOX SIGNATURE SL25XPV SERIES | 20.5 | 33800
LENNOX | SL25XPV-036-230A** | CR33-48B*+TDR+TXV | EL296DF045XV36B* | 10 | 36000 | 4000 | 207436433 | ASHP | HRCU-A-CB | DAVE LENNOX SIGNATURE SL25XPV SERIES | 21 | 34000
GREE | GWHD(36)ND3JO |  |  | 10 | 36000 | $2,500: 2 indoor heads; $5,000: >=3 indoor heads | 202557962 | ccASHP | HMSV-A-CB-O |  | 23 | 36000 | 1.82 | 78
TOSOT | TM36H5O |  |  | 10 | 36000 | $2,500: 2 indoor heads; $5,000: >=3 indoor heads | 204344220 | ccASHP | HRCU-A-CB-O |  | 23 | 36000 | 1.82 | 78
ACD | MUD36KCH23S-O |  |  | 10 | 36000 | $2,500: 2 indoor heads; $5,000: >=3 indoor heads | 206428586 | ccASHP | HMSV-A-CB-O | MUD | 23 | 36000 | 1.82 | 78
SAMSUNG | AJ036TXJ4CH |  |  | 10 | 36000 | $2,500: 2 indoor heads; $5,000: >=3 indoor heads | 205291855 | ccASHP | HMSV-A-CB | FJM | 19.5 | 32000 | 1.81 | 73
GREE | MULTIU36HP230V1DO |  |  | 10 | 36000 | $2,500: 2 indoor heads; $5,000: >=3 indoor heads | 204288780 | ccASHP | HMSV-A-CB-O |  | 23 | 36000 | 1.82 | 78
SAMSUNG | AJ036BXJ4CH |  |  | 10 | 36000 | $2,500: 2 indoor heads; $5,000: >=3 indoor heads | 207349916 | ccASHP | HMSV-A-CB | FJM | 19.5 | 32000 | 1.81 | 73
FRIEDRICH | MR36TQY3JMA |  |  | 10 | 36000 | $2,500: 2 indoor heads; $4,000: >=3 indoor heads | 8915235 | ASHP | HMSV-A-CB |  | 22 | 32000
LG | LMU36CHV |  |  | 10 | 36000 | $2,500: 2 indoor heads; $4,000: >=3 indoor heads | 7180063 | ASHP | HMSV-A-CB |  | 22 | 32000
BRYANT | 284ANV036*0**A* | CNPV*4217AL*+UI | 88*TA36070C14*** | 10 | 36200 | 5000 | 205274060 | ccASHP | HRCU-A-CB |  | 21 | 33400 | 1.99 | 79
CARRIER | 25VNA436A*031* | CNPV*4221AL*+UI | 58TN*A070C21**20 | 10 | 36200 | 5000 | 206788693 | ccASHP | HRCU-A-CB |  | 20.5 | 33000 | 1.95 | 79
BRYANT | 284ANV036*0**A* | CNPV*4821AL*+UI | 88*TA36045C17*** | 10 | 36200 | 5000 | 205274077 | ccASHP | HRCU-A-CB |  | 20.5 | 33600 | 2.03 | 79
BRYANT | 284ANV036*0**A* | CSPH*3612AL*+UI | 987MB60060C21*** | 10 | 36200 | 5000 | 205274132 | ccASHP | HRCU-A-CB |  | 19.5 | 33600 | 2.01 | 79
BRYANT | 284ANV036*0**A* | CSPH*4212AL*+UI | 987MB42080C17*** | 10 | 36200 | 5000 | 205274142 | ccASHP | HRCU-A-CB |  | 19.5 | 33800 | 2.04 | 79
BRYANT | 284ANV036*0**A* | CNPV*4217AL*+UI | 88*TA48070C17*** | 10 | 36200 | 5000 | 205274055 | ccASHP | HRCU-A-CB |  | 20.5 | 33400 | 1.99 | 79
BRYANT | 284ANV036*0**A* | CNPV*4217AL*+UI | 986TC42080C17*** | 10 | 36200 | 5000 | 205274057 | ccASHP | HRCU-A-CB |  | 20 | 33200 | 1.99 | 80
CARRIER | 25VNA436A*031* | CSPH*4212AL*+UI | 59MN7B080C17**14 | 10 | 36200 | 5000 | 206788763 | ccASHP | HRCU-A-CB |  | 19.5 | 33800 | 2.04 | 79
CARRIER | 25VNA436A*031* | CNPV*4821AL*+UI | 58TN*A045C17**12 | 10 | 36200 | 5000 | 206788878 | ccASHP | HRCU-A-CB |  | 20.5 | 33600 | 2.03 | 79
CARRIER | 25VNA436A*031* | CNPV*4217AL*+UI | 58TN*A070C14**12 | 10 | 36200 | 5000 | 206788894 | ccASHP | HRCU-A-CB |  | 21 | 33400 | 1.99 | 79
CARRIER | 25VNA436A*031* | CSPH*3612AL*+UI | 59MN7B060C21**20 | 10 | 36200 | 5000 | 206788755 | ccASHP | HRCU-A-CB |  | 19.5 | 33600 | 2.01 | 79
CARRIER | 25VNA436A*030* | CNPV*4821AL*+UI | 58TN*A045C17**12 | 10 | 36200 | 5000 | 205272648 | ccASHP | HRCU-A-CB |  | 20.5 | 33600 | 2.03 | 79
CARRIER | 25VNA436A*030* | CNPV*4217AL*+UI | 58TN*A070C17**16 | 10 | 36200 | 5000 | 205272626 | ccASHP | HRCU-A-CB |  | 20.5 | 33400 | 1.99 | 79
CARRIER | 25VNA436A*030* | CNPV*4217AL*+UI | 59TN6B080C17**14 | 10 | 36200 | 5000 | 205272628 | ccASHP | HRCU-A-CB |  | 20 | 33200 | 1.99 | 80
CARRIER | 25VNA436A*030* | CNPV*4217AL*+UI | 58TN*A070C14**12 | 10 | 36200 | 5000 | 205272631 | ccASHP | HRCU-A-CB |  | 21 | 33400 | 1.99 | 79
CARRIER | 25VNA436A*030* | CNPV*4221AL*+UI | 58TN*A070C21**20 | 10 | 36200 | 5000 | 205272635 | ccASHP | HRCU-A-CB |  | 20.5 | 33000 | 1.95 | 79
CARRIER | 25VNA436A*030* | CSPH*3612AL*+UI | 59MN7B060C21**20 | 10 | 36200 | 5000 | 205272703 | ccASHP | HRCU-A-CB |  | 19.5 | 33600 | 2.01 | 79
CARRIER | 25VNA436A*030* | CSPH*4212AL*+UI | 59MN7B080C17**14 | 10 | 36200 | 5000 | 205272713 | ccASHP | HRCU-A-CB |  | 19.5 | 33800 | 2.04 | 79
CARRIER | 25VNA436A*031* | CNPV*4217AL*+UI | 58TN*A070C17**16 | 10 | 36200 | 5000 | 206788687 | ccASHP | HRCU-A-CB |  | 20.5 | 33400 | 1.99 | 79
CARRIER | 25VNA436A*031* | CNPV*4217AL*+UI | 59TN6B080C17**14 | 10 | 36200 | 5000 | 206788689 | ccASHP | HRCU-A-CB |  | 20 | 33200 | 1.99 | 80
BRYANT | 284ANV036*0**A* | CNPV*4221AL*+UI | 88*TA60070C21*** | 10 | 36200 | 5000 | 205274064 | ccASHP | HRCU-A-CB |  | 20.5 | 33000 | 1.95 | 79
BRYANT | 284ANV036*0**A* | CNPV*4217AL*+UI | 987MB42060C17*** | 10 | 36400 | 5000 | 205274058 | ccASHP | HRCU-A-CB |  | 20 | 33200 | 1.97 | 80
BRYANT | 284ANV036*0**A* | CNPV*4221AL*+UI | 88*TA48070C17*** | 10 | 36400 | 5000 | 205274063 | ccASHP | HRCU-A-CB |  | 20.5 | 33000 | 1.94 | 79
BRYANT | 284ANV036*0**A* | CSPH*3612AL*+UI | 987MB42060C17*** | 10 | 36400 | 5000 | 205274122 | ccASHP | HRCU-A-CB |  | 19.5 | 33400 | 1.99 | 80
BRYANT | 284ANV036*0**A* | CAP**4221AL*+UI | 987MB60060C21*** | 10 | 36400 | 5000 | 205273966 | ccASHP | HRCU-A-CB |  | 20.5 | 33000 | 1.94 | 79
CARRIER | 25VNA436A*031* | CNPV*4217AL*+UI | 59MN7B060C17**14 | 10 | 36400 | 5000 | 206788886 | ccASHP | HRCU-A-CB |  | 20 | 33200 | 1.97 | 80
CARRIER | 25VNA436A*031* | CNPV*4221AL*+UI | 58TN*A070C17**16 | 10 | 36400 | 5000 | 206788692 | ccASHP | HRCU-A-CB |  | 20.5 | 33000 | 1.94 | 79
CARRIER | 25VNA436A*031* | CAP**4221AL*+UI | 59MN7B060C21**20 | 10 | 36400 | 5000 | 206788603 | ccASHP | HRCU-A-CB |  | 20.5 | 33000 | 1.94 | 79
CARRIER | 25VNA436A*030* | CAP**4221AL*+UI | 59MN7B060C21**20 | 10 | 36400 | 5000 | 205272537 | ccASHP | HRCU-A-CB |  | 20.5 | 33000 | 1.94 | 79
CARRIER | 25VNA436A*030* | CNPV*4217AL*+UI | 59MN7B060C17**14 | 10 | 36400 | 5000 | 205272629 | ccASHP | HRCU-A-CB |  | 20 | 33200 | 1.97 | 80
CARRIER | 25VNA436A*030* | CNPV*4221AL*+UI | 58TN*A070C17**16 | 10 | 36400 | 5000 | 205272634 | ccASHP | HRCU-A-CB |  | 20.5 | 33000 | 1.94 | 79
CARRIER | 25VNA436A*030* | CSPH*3612AL*+UI | 59MN7B060C17**14 | 10 | 36400 | 5000 | 205272693 | ccASHP | HRCU-A-CB |  | 19.5 | 33400 | 1.99 | 80
CARRIER | 25VNA436A*031* | CSPH*3612AL*+UI | 59MN7B060C17**14 | 10 | 36400 | 5000 | 206788889 | ccASHP | HRCU-A-CB |  | 19.5 | 33400 | 1.99 | 80
BRYANT | 284ANV036*0**A* | CSPH*3612AL*+UI | 88*TA36045C17*** | 10 | 36600 | 5000 | 205274114 | ccASHP | HRCU-A-CB |  | 19.5 | 33400 | 1.97 | 80
CARRIER | 25VNA436A*030* | CSPH*3612AL*+UI | 59TN6B060C17**14 | 10 | 36600 | 5000 | 205272690 | ccASHP | HRCU-A-CB |  | 19.5 | 33400 | 1.97 | 80
BRYANT | 284ANV036*0**A* | CAP**4221AL*+UI | 88*TA36045C17*** | 10 | 36600 | 5000 | 205273953 | ccASHP | HRCU-A-CB |  | 20.5 | 32800 | 1.9 | 80
BRYANT | 284ANV036*0**A* | CAP**4221AL*+UI | 986TC42060C17*** | 10 | 36600 | 5000 | 205273957 | ccASHP | HRCU-A-CB |  | 20 | 32800 | 1.92 | 80
BRYANT | 284ANV036*0**A* | CAP**4221AL*+UI | 987MB42080C17*** | 10 | 36600 | 5000 | 205273959 | ccASHP | HRCU-A-CB |  | 20.5 | 32800 | 1.92 | 79
CARRIER | 25VNA436A*031* | CAP**4221AL*+UI | 58TN*A045C17**12 | 10 | 36600 | 5000 | 206788873 | ccASHP | HRCU-A-CB |  | 20.5 | 32800 | 1.9 | 80
CARRIER | 25VNA436A*031* | CSPH*3612AL*+UI | 58TN*A045C17**12 | 10 | 36600 | 5000 | 206788879 | ccASHP | HRCU-A-CB |  | 19.5 | 33400 | 1.97 | 80
CARRIER | 25VNA436A*031* | CSPH*3612AL*+UI | 59TN6B060C17**14 | 10 | 36600 | 5000 | 206788744 | ccASHP | HRCU-A-CB |  | 19.5 | 33400 | 1.97 | 80
CARRIER | 25VNA436A*031* | CAP**4221AL*+UI | 59TN6B060C17**14 | 10 | 36600 | 5000 | 206788595 | ccASHP | HRCU-A-CB |  | 20 | 32800 | 1.92 | 80
CARRIER | 25VNA436A*031* | CAP**4221AL*+UI | 59MN7B080C17**14 | 10 | 36600 | 5000 | 206788596 | ccASHP | HRCU-A-CB |  | 20.5 | 32800 | 1.92 | 79
CARRIER | 25VNA436A*030* | CAP**4221AL*+UI | 58TN*A045C17**12 | 10 | 36600 | 5000 | 205272524 | ccASHP | HRCU-A-CB |  | 20.5 | 32800 | 1.9 | 80
CARRIER | 25VNA436A*030* | CAP**4221AL*+UI | 59TN6B060C17**14 | 10 | 36600 | 5000 | 205272528 | ccASHP | HRCU-A-CB |  | 20 | 32800 | 1.92 | 80
CARRIER | 25VNA436A*030* | CAP**4221AL*+UI | 59MN7B080C17**14 | 10 | 36600 | 5000 | 205272530 | ccASHP | HRCU-A-CB |  | 20.5 | 32800 | 1.92 | 79
CARRIER | 25VNA436A*030* | CSPH*3612AL*+UI | 58TN*A045C17**12 | 10 | 36600 | 5000 | 205272685 | ccASHP | HRCU-A-CB |  | 19.5 | 33400 | 1.97 | 80
BRYANT | 284ANV036*0**A* | CSPH*3612AL*+UI | 986TC42060C17*** | 10 | 36600 | 5000 | 205274119 | ccASHP | HRCU-A-CB |  | 19.5 | 33400 | 1.97 | 80
BRYANT | 284ANV036*0**A* | CAP**4221AL*+UI | 987MB42060C17*** | 10 | 36800 | 5000 | 205273958 | ccASHP | HRCU-A-CB |  | 20 | 32800 | 1.9 | 79
CARRIER | 25VNA436A*030* | CAP**4221AL*+UI | 59MN7B060C17**14 | 10 | 36800 | 5000 | 205272529 | ccASHP | HRCU-A-CB |  | 20 | 32800 | 1.9 | 79
CARRIER | 25VNA436A*031* | CAP**4221AL*+UI | 59MN7B060C17**14 | 10 | 36800 | 5000 | 206788883 | ccASHP | HRCU-A-CB |  | 20 | 32800 | 1.9 | 79
AMERICAN STANDARD | 4A6L6042A1 | PAV0D060M50SA |  | 10 | 37200 | 4000 | 205807601 | ASHP | HRCU-A-CB | Silver 16 | 16 | 43000
TRANE | 4TWL6042A1 | PAV0D060M50SA |  | 10 | 37200 | 4000 | 205807506 | ASHP | HRCU-A-CB | XR16 | 16 | 43000
AMERICAN STANDARD | 4A6L6042A1 | 4TXCB006DS3 | L9X1B070U4VSA | 10 | 37400 | 4000 | 207456429 | ASHP | HRCU-A-CB | Silver 16 | 16 | 42500
TRANE | 4TWL6042A1 | 4TXCB006DS3 | L9X1B070U4VSA | 10 | 37400 | 4000 | 207456367 | ASHP | HRCU-A-CB | XR16 | 16 | 42500
AIRQUEST | DLCLRBH36AAK | DLFLFAH36XAK |  | 10 | 38000 | $2,500: 2 indoor heads; $5,000: >=3 indoor heads | 206188338 | ccASHP | HRCU-A-CB-O | QuietComfort | 17 | 36000 | 2.13 | 77
WEATHERMAKER | 38MBRBQ36AA3 | 40MBFQ36---3 |  | 10 | 38000 | $2,500: 2 indoor heads; $5,000: >=3 indoor heads | 206188268 | ccASHP | HRCU-A-CB-O | Mid-Tier | 17 | 36000 | 2.05 | 77
BRYANT | 38MBRBQ36AA3 | 40MBFQ36---3 |  | 10 | 38000 | $2,500: 2 indoor heads; $5,000: >=3 indoor heads | 206188254 | ccASHP | HRCU-A-CB-O | Preferred | 17 | 36000 | 2.05 | 77
CARRIER | 38MBRBQ36AA3 | 40MBFQ36---3 |  | 10 | 38000 | $2,500: 2 indoor heads; $5,000: >=3 indoor heads | 206188247 | ccASHP | HRCU-A-CB-O | Performance | 17 | 36000 | 2.05 | 77
DAY & NIGHT | DLCLRBH36AAK | DLFLFAH36XAK |  | 10 | 38000 | $2,500: 2 indoor heads; $5,000: >=3 indoor heads | 206188296 | ccASHP | HRCU-A-CB-O | Constant Comfort | 17 | 36000 | 2.13 | 77
HEIL | DLCLRBH36AAK | DLFLFAH36XAK |  | 10 | 38000 | $2,500: 2 indoor heads; $5,000: >=3 indoor heads | 206188303 | ccASHP | HRCU-A-CB-O | QuietComfort | 17 | 36000 | 2.13 | 77
KENMORE | DLCLRBH36AAK | DLFLFAH36XAK |  | 10 | 38000 | $2,500: 2 indoor heads; $5,000: >=3 indoor heads | 206188317 | ccASHP | HRCU-A-CB-O | Mid-Tier | 17 | 36000 | 2.13 | 77
KEEPRITE | DLCLRBH36AAK | DLFLFAH36XAK |  | 10 | 38000 | $2,500: 2 indoor heads; $5,000: >=3 indoor heads | 206188310 | ccASHP | HRCU-A-CB-O | ProComfort | 17 | 36000 | 2.13 | 77
MIDEA | 38MBRBQ36AA3 | 40MBFQ36---3 |  | 10 | 38000 | $2,500: 2 indoor heads; $5,000: >=3 indoor heads | 206188275 | ccASHP | HRCU-A-CB-O | Excel | 17 | 36000 | 2.05 | 77
MIDEA | DLCLRBH36AAK | DLFLFAH36XAK |  | 10 | 38000 | $2,500: 2 indoor heads; $5,000: >=3 indoor heads | 206188324 | ccASHP | HRCU-A-CB-O | Excel | 17 | 36000 | 2.13 | 77
MITSUBISHI ELECTRIC | PUZ-HA36NKA | PKA-A36KA7 |  | 10 | 38000 | $2,500: 2 indoor heads; $5,000: >=3 indoor heads | 206223056 | ccASHP | HRCU-A-CB-O | P-Series H2i | 18.5 | 36000 | 1.84 | 100
MITSUBISHI ELECTRIC | PUZ-HA36NHA5 | PLA-A36EA* |  | 10 | 38000 | $2,500: 2 indoor heads; $5,000: >=3 indoor heads | 201754321 | ccASHP | HRCU-A-CB-O | P-Series H2i | 17 | 36000 | 1.92 | 100
MITSUBISHI ELECTRIC | PUZ-HA36NHA5 | PLA-A36BA* |  | 10 | 38000 | $2,500: 2 indoor heads; $5,000: >=3 indoor heads | 201754490 | ccASHP | HRCU-A-CB-O | P-Series H2i | 17 | 36000 | 1.92 | 100
TEMPSTAR | DLCLRBH36AAK | DLFLFAH36XAK |  | 10 | 38000 | $2,500: 2 indoor heads; $5,000: >=3 indoor heads | 206188331 | ccASHP | HRCU-A-CB-O | QuietComfort | 17 | 36000 | 2.13 | 77
PAYNE | 38MBRBQ36AA3 | 40MBFQ36---3 |  | 10 | 38000 | $2,500: 2 indoor heads; $5,000: >=3 indoor heads | 206188261 | ccASHP | HRCU-A-CB-O | Mid-Tier | 17 | 36000 | 2.05 | 77
ARCOAIRE | DLCLRBH36AAK | DLFLFAH36XAK |  | 10 | 38000 | $2,500: 2 indoor heads; $5,000: >=3 indoor heads | 206188282 | ccASHP | HRCU-A-CB-O | DuraComfort | 17 | 36000 | 2.13 | 77
TRANE | 4TWX6042H1 | TAM9A0C48V41 |  | 10 | 39000 | 4000 | 10093543 | ASHP | HRCU-A-CB | XL16I | 16 | 42000
TRANE | 4TWR6042H1 | TAM9A0C48V41 |  | 10 | 39000 | 4000 | 10093544 | ASHP | HRCU-A-CB | XR16 | 16 | 42000
AMERICAN STANDARD | 4A6H6042H1 | TAM9A0C48V41 |  | 10 | 39000 | 4000 | 10093482 | ASHP | HRCU-A-CB | SILVER 16 | 16 | 42000
TRANE | 4TWV8X48A1 | TAMXA0C60V5PA |  | 10 | 39500 | 5000 | 206223109 | ccASHP | HRCU-A-CB |  | 18 | 47000 | 1.85 | 70
LG | LUU369HV | LVN361HV4 |  | 10 | 40000 | 5000 | 203162003 | ccASHP | HRCU-A-CB |  | 18 | 36000 | 1.83 | 87
AMERICAN STANDARD | 4A6V8X48A1 | 4TXCD008DS3 | S9V2D120D5PSB+RP | 10 | 40000 | 5000 | 207599977 | ccASHP | HRCU-A-CB |  | 18 | 44500 | 1.87 | 70
AMERICAN STANDARD | 4A6V8X48A1 | 4TXCD008DS3 | S9V2C100D5PSB+RP | 10 | 40000 | 5000 | 207599979 | ccASHP | HRCU-A-CB |  | 18 | 43500 | 1.85 | 70
AMERICAN STANDARD | 4A6V8048A1 | 4TXCD008DS3 | S9V2C100D5PSB+RP | 10 | 40000 | 5000 | 10511083 | ccASHP | HRCU-A-CB |  | 18 | 43500 | 1.85 | 70
TRANE | 4TWV8X48A1 | 4TXCD008DS3 | S9V2D120D5PSB+RP | 10 | 40000 | 5000 | 207599990 | ccASHP | HRCU-A-CB |  | 18 | 44500 | 1.87 | 70
TRANE | 4TWV8048A1 | 4TXCD008DS3 | S9V2D120D5PSB+RP | 10 | 40000 | 5000 | 10511379 | ccASHP | HRCU-A-CB |  | 18 | 44500 | 1.87 | 70
AMERICAN STANDARD | 4A6V8049A1 | TAM9A0C60V51 |  | 10 | 40000 | 5000 | 10093467 | ccASHP | HRCU-A-CB |  | 18 | 47000 | 1.85 | 70
AMERICAN STANDARD | 4A6V8048A1 | 4TXCD008DS3 | S9V2D120D5PSB+RP | 10 | 40000 | 5000 | 10511081 | ccASHP | HRCU-A-CB |  | 18 | 44500 | 1.87 | 70
TRANE | 4TWV8X48A1 | 4TXCD008DS3 | S9V2C100D5PSB+RP | 10 | 40000 | 5000 | 207599992 | ccASHP | HRCU-A-CB |  | 18 | 43500 | 1.85 | 70
TRANE | 4TWV8048A1 | 4TXCD008DS3 | S9V2C100D5PSB+RP | 10 | 40000 | 5000 | 10511381 | ccASHP | HRCU-A-CB |  | 18 | 43500 | 1.85 | 70
TRANE | 4TWV8049A1 | TAM9A0C60V51 |  | 10 | 40000 | 5000 | 10093515 | ccASHP | HRCU-A-CB |  | 18 | 47000 | 1.85 | 70
KENMORE | (C,H,T)VH837GKA* | FCM4X60***L+WALLCON |  | 10 | 40000 | 4000 | 8981547 | ASHP | HRCU-A-CB | DELUXE 18 VS HP | 19 | 33600
SAMSUNG | AC036BXADCH | AC036BNHDCH |  | 10 | 40000 | $2,500: 2 indoor heads; $5,000: >=3 indoor heads | 207465462 | ccASHP | HRCU-A-CB | Duct S | 19 | 36000 | 1.85 | 91
LG | LUU368HV | LVN360HV4 |  | 10 | 40000 | $2,500: 2 indoor heads; $5,000: >=3 indoor heads | 10399150 | ccASHP | HRCU-A-CB |  | 18 | 36000 | 2 | 75
AMERICAN STANDARD | 4A6V8048A1 | 4TXCD008DS3 | S9V2C100D4VSA+RP | 10 | 40500 | 5000 | 201803279 | ccASHP | HRCU-A-CB |  | 17.5 | 44000 | 1.88 | 70
TRANE | 4TWV8X48A1 | 4TXCD008DS3 | S9V2C100D4PSB+RP | 10 | 40500 | 5000 | 207599991 | ccASHP | HRCU-A-CB |  | 17.5 | 43500 | 1.88 | 70
AMERICAN STANDARD | 4A6V8X48A1 | 4TXCD008DS3 | S9V2C100D4VSA+RP | 10 | 40500 | 5000 | 207590207 | ccASHP | HRCU-A-CB |  | 17.5 | 44000 | 1.88 | 70
AMERICAN STANDARD | 4A6V8X48A1 | 4TXCB006DS3 | S9V2B080D4PSB+RP | 10 | 40500 | 5000 | 207599974 | ccASHP | HRCU-A-CB |  | 17.5 | 44000 | 1.83 | 70
AMERICAN STANDARD | 4A6V8X48A1 | 4TXCC007DS3 | S9V2C100D4PSB+RP | 10 | 40500 | 5000 | 207599976 | ccASHP | HRCU-A-CB |  | 18 | 44500 | 1.86 | 70
AMERICAN STANDARD | 4A6V8X48A1 | 4TXCD008DS3 | S9V2C100D4PSB+RP | 10 | 40500 | 5000 | 207599978 | ccASHP | HRCU-A-CB |  | 17.5 | 43500 | 1.88 | 70
AMERICAN STANDARD | 4A6V8048A1 | TAM9A0C60V51 |  | 10 | 40500 | 5000 | 10093464 | ccASHP | HRCU-A-CB |  | 18 | 47000 | 1.9 | 70
AMERICAN STANDARD | 4A6V8048A1 | 4TXCB006DS3 | S9V2B080D4PSB+RP | 10 | 40500 | 5000 | 10511069 | ccASHP | HRCU-A-CB |  | 17.5 | 44000 | 1.83 | 70
AMERICAN STANDARD | 4A6V8048A1 | 4TXCC007DS3 | S9V2C100D4PSB+RP | 10 | 40500 | 5000 | 10511075 | ccASHP | HRCU-A-CB |  | 18 | 44500 | 1.86 | 70
AMERICAN STANDARD | 4A6V8048A1 | 4TXCD008DS3 | S9V2C100D4PSB+RP | 10 | 40500 | 5000 | 10511082 | ccASHP | HRCU-A-CB |  | 17.5 | 43500 | 1.88 | 70
TRANE | 4TWV8048A1 | 4TXCD008DS3 | S9V2C100D4VSA+RP | 10 | 40500 | 5000 | 201808951 | ccASHP | HRCU-A-CB |  | 17.5 | 44000 | 1.88 | 70
TRANE | 4TWV8X48A1 | TAM9A0C60V51 |  | 10 | 40500 | 5000 | 207526335 | ccASHP | HRCU-A-CB |  | 18 | 47000 | 1.9 | 70
TRANE | 4TWV8048A1 | TAM9A0C60V51 |  | 10 | 40500 | 5000 | 10093512 | ccASHP | HRCU-A-CB |  | 18 | 47000 | 1.9 | 70
TRANE | 4TWV8048A1 | 4TXCB006DS3 | S9V2B080D4PSB+RP | 10 | 40500 | 5000 | 10511367 | ccASHP | HRCU-A-CB |  | 17.5 | 44000 | 1.83 | 70
TRANE | 4TWV8048A1 | 4TXCC007DS3 | S9V2C100D4PSB+RP | 10 | 40500 | 5000 | 10511373 | ccASHP | HRCU-A-CB |  | 18 | 44500 | 1.86 | 70
TRANE | 4TWV8048A1 | 4TXCD008DS3 | S9V2C100D4PSB+RP | 10 | 40500 | 5000 | 10511380 | ccASHP | HRCU-A-CB |  | 17.5 | 43500 | 1.88 | 70
TRANE | 4TWV8X48A1 | 4TXCD008DS3 | S9V2C100D4VSA+RP | 10 | 40500 | 5000 | 207526493 | ccASHP | HRCU-A-CB |  | 17.5 | 44000 | 1.88 | 70
TRANE | 4TWV8X48A1 | 4TXCB006DS3 | S9V2B080D4PSB+RP | 10 | 40500 | 5000 | 207599987 | ccASHP | HRCU-A-CB |  | 17.5 | 44000 | 1.83 | 70
TRANE | 4TWV8X48A1 | 4TXCC007DS3 | S9V2C100D4PSB+RP | 10 | 40500 | 5000 | 207599989 | ccASHP | HRCU-A-CB |  | 18 | 44500 | 1.86 | 70
AMERICAN STANDARD | 4A6V8X48A1 | TAM9A0C60V51 |  | 10 | 40500 | 5000 | 207590049 | ccASHP | HRCU-A-CB |  | 18 | 47000 | 1.9 | 70
AMERICAN STANDARD | 4A6V8X48A1 | 4TXFH064AZ3 | *UHMC100ACV4 | 10 | 41000 | 5000 | 207590738 | ccASHP | HRCU-A-CB |  | 18 | 46500 | 1.84 | 70
AMERICAN STANDARD | 4A6V8048A1 | 4TXFH064AZ3 | *UHMC100ACV4 | 10 | 41000 | 5000 | 8233510 | ccASHP | HRCU-A-CB |  | 18 | 46500 | 1.84 | 70
AMERICAN STANDARD | 4A6V8048A1 | TAM9A0C48V41 |  | 10 | 41000 | 5000 | 10093463 | ccASHP | HRCU-A-CB | AccuComfort Platinum 18 | 18 | 47000 | 1.93 | 70
TRANE | 4TWV8048A1 | 4TXFH064AZ3 | *UHMC100ACV4 | 10 | 41000 | 5000 | 8233838 | ccASHP | HRCU-A-CB |  | 18 | 46500 | 1.84 | 70
TRANE | 4TWV8048A1 | TAM9A0C48V41 |  | 10 | 41000 | 5000 | 10093511 | ccASHP | HRCU-A-CB | TruComfort XV18 | 18 | 47000 | 1.93 | 70
TRANE | 4TWV8X48A1 | 4TXFH064AZ3 | *UHMC100ACV4 | 10 | 41000 | 5000 | 207526227 | ccASHP | HRCU-A-CB |  | 18 | 46500 | 1.84 | 70
AMERICAN STANDARD | 4A6V8X48A1 | TAM9A0C48V41 |  | 10 | 41000 | 4000 | 207590048 | ASHP | HRCU-A-CB | XV18I | 18 | 47000
TRANE | 4TWV8X48A1 | TAM9A0C48V41 |  | 10 | 41000 | 4000 | 207526334 | ASHP | HRCU-A-CB | XV18I | 18 | 47000
AMERICAN STANDARD | 4A6V8X48A1 | 4TXFH064AZ3 | *UHMD120ACV5 | 10 | 41500 | 5000 | 207590739 | ccASHP | HRCU-A-CB |  | 18 | 47000 | 1.83 | 70
TRANE | 4TWV8X48A1 | 4TXFH064AZ3 | *UHMD120ACV5 | 10 | 41500 | 5000 | 207526228 | ccASHP | HRCU-A-CB |  | 18 | 47000 | 1.83 | 70
TRANE | 4TWV8048A1 | 4TXFH064AZ3 | *UHMD120ACV5 | 10 | 41500 | 5000 | 8233839 | ccASHP | HRCU-A-CB |  | 18 | 47000 | 1.83 | 70
AMERICAN STANDARD | 4A6V8048A1 | 4TXFH064AZ3 | *UHMD120ACV5 | 10 | 41500 | 5000 | 8233511 | ccASHP | HRCU-A-CB |  | 18 | 47000 | 1.83 | 70
GUARDIAN | RHP16L42B21 | CM60DXA2+TXV | RGF1L080CE20MP12 | 10 | 41500 | 4000 | 205248426 | ASHP | HRCU-A-CB |  | 16.25 | 41500
EVCON | RHP16L42B21 | CM60DXA2+TXV | RGF1L080CE20MP12 | 10 | 41500 | 4000 | 205248427 | ASHP | HRCU-A-CB |  | 16.25 | 41500
GUARDIAN | RHP16L42B23 | CM60DXA2+TXV | RGF1L080CE20MP12 | 10 | 41500 | 4000 | 205248428 | ASHP | HRCU-A-CB |  | 16.25 | 41500
EVCON | RHP16L42B23 | CM60DXA2+TXV | RGF1L080CE20MP12 | 10 | 41500 | 4000 | 205248429 | ASHP | HRCU-A-CB |  | 16.25 | 41500
COLEMAN | CH6B4221 | CU60DXA2+TXV | TM8E080C20MP11 | 10 | 41500 | 4000 | 205248430 | ASHP | HRCU-A-CB | LX SERIES | 16.25 | 41500
LUXAIRE | TH6B4221 | CU60DXA2+TXV | TM8E080C20MP11 | 10 | 41500 | 4000 | 205248432 | ASHP | HRCU-A-CB | LX SERIES | 16.25 | 41500
FRASER-JOHNSTON | TH6B4221 | CU60DXA2+TXV | TM8E080C20MP11 | 10 | 41500 | 4000 | 205248433 | ASHP | HRCU-A-CB | LX SERIES | 16.25 | 41500
CHAMPION HEATING AND COOLING | TH6B4221 | CU60DXA2+TXV | TM8E080C20MP11 | 10 | 41500 | 4000 | 205248434 | ASHP | HRCU-A-CB | LX SERIES | 16.25 | 41500
GUARDIAN | RHP16L42B21 | CU60DXA2+TXV | RGF1L080CE20MP12 | 10 | 41500 | 4000 | 205248435 | ASHP | HRCU-A-CB |  | 16.25 | 41500
EVCON | RHP16L42B21 | CU60DXA2+TXV | RGF1L080CE20MP12 | 10 | 41500 | 4000 | 205248436 | ASHP | HRCU-A-CB |  | 16.25 | 41500
GUARDIAN | RHP16L42B23 | CU60DXA2+TXV | RGF1L080CE20MP12 | 10 | 41500 | 4000 | 205248438 | ASHP | HRCU-A-CB |  | 16.25 | 41500
EVCON | RHP16L42B23 | CU60DXA2+TXV | RGF1L080CE20MP12 | 10 | 41500 | 4000 | 205248439 | ASHP | HRCU-A-CB |  | 16.25 | 41500
COLEMAN | CH6B4221 | CM60DXA2+TXV | TMLE080C20MP11 | 10 | 41500 | 4000 | 205248440 | ASHP | HRCU-A-CB | LX SERIES | 16.25 | 41500
LUXAIRE | TH6B4221 | CM60DXA2+TXV | TMLE080C20MP11 | 10 | 41500 | 4000 | 205248441 | ASHP | HRCU-A-CB | LX SERIES | 16.25 | 41500
FRASER-JOHNSTON | TH6B4221 | CM60DXA2+TXV | TMLE080C20MP11 | 10 | 41500 | 4000 | 205248442 | ASHP | HRCU-A-CB | LX SERIES | 16.25 | 41500
CHAMPION HEATING AND COOLING | TH6B4221 | CM60DXA2+TXV | TMLE080C20MP11 | 10 | 41500 | 4000 | 205248443 | ASHP | HRCU-A-CB | LX SERIES | 16.25 | 41500
COLEMAN | CH6B4221 | CU60DXA2+TXV | TMLE080C20MP11 | 10 | 41500 | 4000 | 205248444 | ASHP | HRCU-A-CB | LX SERIES | 16.25 | 41500
LUXAIRE | TH6B4221 | CU60DXA2+TXV | TMLE080C20MP11 | 10 | 41500 | 4000 | 205248445 | ASHP | HRCU-A-CB | LX SERIES | 16.25 | 41500
FRASER-JOHNSTON | TH6B4221 | CU60DXA2+TXV | TMLE080C20MP11 | 10 | 41500 | 4000 | 205248446 | ASHP | HRCU-A-CB | LX SERIES | 16.25 | 41500
CHAMPION HEATING AND COOLING | TH6B4221 | CU60DXA2+TXV | TMLE080C20MP11 | 10 | 41500 | 4000 | 205248447 | ASHP | HRCU-A-CB | LX SERIES | 16.25 | 41500
COLEMAN | CH6B4221 | CM60DXA2+TXV | TM8E120C20MP11 | 10 | 41500 | 4000 | 205248835 | ASHP | HRCU-A-CB | LX SERIES | 16.25 | 41500
LUXAIRE | TH6B4221 | CM60DXA2+TXV | TM8E120C20MP11 | 10 | 41500 | 4000 | 205248836 | ASHP | HRCU-A-CB | LX SERIES | 16.25 | 41500
FRASER-JOHNSTON | TH6B4221 | CM60DXA2+TXV | TM8E120C20MP11 | 10 | 41500 | 4000 | 205248837 | ASHP | HRCU-A-CB | LX SERIES | 16.25 | 41500
CHAMPION HEATING AND COOLING | TH6B4221 | CM60DXA2+TXV | TM8E120C20MP11 | 10 | 41500 | 4000 | 205248838 | ASHP | HRCU-A-CB | LX SERIES | 16.25 | 41500
GUARDIAN | RHP16L42B21 | CM60DXA2+TXV | RGF1L120CE20MP12 | 10 | 41500 | 4000 | 205248839 | ASHP | HRCU-A-CB |  | 16.25 | 41500
EVCON | RHP16L42B21 | CM60DXA2+TXV | RGF1L120CE20MP12 | 10 | 41500 | 4000 | 205248840 | ASHP | HRCU-A-CB |  | 16.25 | 41500
GUARDIAN | RHP16L42B23 | CM60DXA2+TXV | RGF1L120CE20MP12 | 10 | 41500 | 4000 | 205248841 | ASHP | HRCU-A-CB |  | 16.25 | 41500
EVCON | RHP16L42B23 | CM60DXA2+TXV | RGF1L120CE20MP12 | 10 | 41500 | 4000 | 205248842 | ASHP | HRCU-A-CB |  | 16.25 | 41500
COLEMAN | CH6B4221 | CU60DXA2+TXV | TM8E120C20MP11 | 10 | 41500 | 4000 | 205248844 | ASHP | HRCU-A-CB | LX SERIES | 16.25 | 41500
LUXAIRE | TH6B4221 | CU60DXA2+TXV | TM8E120C20MP11 | 10 | 41500 | 4000 | 205248845 | ASHP | HRCU-A-CB | LX SERIES | 16.25 | 41500
FRASER-JOHNSTON | TH6B4221 | CU60DXA2+TXV | TM8E120C20MP11 | 10 | 41500 | 4000 | 205248846 | ASHP | HRCU-A-CB | LX SERIES | 16.25 | 41500
CHAMPION HEATING AND COOLING | TH6B4221 | CU60DXA2+TXV | TM8E120C20MP11 | 10 | 41500 | 4000 | 205248847 | ASHP | HRCU-A-CB | LX SERIES | 16.25 | 41500
GUARDIAN | RHP16L42B21 | CU60DXA2+TXV | RGF1L120CE20MP12 | 10 | 41500 | 4000 | 205248848 | ASHP | HRCU-A-CB |  | 16.25 | 41500
EVCON | RHP16L42B21 | CU60DXA2+TXV | RGF1L120CE20MP12 | 10 | 41500 | 4000 | 205248849 | ASHP | HRCU-A-CB |  | 16.25 | 41500
GUARDIAN | RHP16L42B23 | CU60DXA2+TXV | RGF1L120CE20MP12 | 10 | 41500 | 4000 | 205248850 | ASHP | HRCU-A-CB |  | 16.25 | 41500
EVCON | RHP16L42B23 | CU60DXA2+TXV | RGF1L120CE20MP12 | 10 | 41500 | 4000 | 205248851 | ASHP | HRCU-A-CB |  | 16.25 | 41500
COLEMAN | CH6B4221 | CM60DXA2+TXV | TMLE120C20MP11 | 10 | 41500 | 4000 | 205248852 | ASHP | HRCU-A-CB | LX SERIES | 16.25 | 41500
LUXAIRE | TH6B4221 | CM60DXA2+TXV | TMLE120C20MP11 | 10 | 41500 | 4000 | 205248853 | ASHP | HRCU-A-CB | LX SERIES | 16.25 | 41500
FRASER-JOHNSTON | TH6B4221 | CM60DXA2+TXV | TMLE120C20MP11 | 10 | 41500 | 4000 | 205248854 | ASHP | HRCU-A-CB | LX SERIES | 16.25 | 41500
CHAMPION HEATING AND COOLING | TH6B4221 | CM60DXA2+TXV | TMLE120C20MP11 | 10 | 41500 | 4000 | 205248855 | ASHP | HRCU-A-CB | LX SERIES | 16.25 | 41500
COLEMAN | CH6B4221 | CU60DXA2+TXV | TMLE120C20MP11 | 10 | 41500 | 4000 | 205248856 | ASHP | HRCU-A-CB | LX SERIES | 16.25 | 41500
LUXAIRE | TH6B4221 | CU60DXA2+TXV | TMLE120C20MP11 | 10 | 41500 | 4000 | 205248857 | ASHP | HRCU-A-CB | LX SERIES | 16.25 | 41500
FRASER-JOHNSTON | TH6B4221 | CU60DXA2+TXV | TMLE120C20MP11 | 10 | 41500 | 4000 | 205248858 | ASHP | HRCU-A-CB | LX SERIES | 16.25 | 41500
CHAMPION HEATING AND COOLING | TH6B4221 | CU60DXA2+TXV | TMLE120C20MP11 | 10 | 41500 | 4000 | 205248859 | ASHP | HRCU-A-CB | LX SERIES | 16.25 | 41500
COLEMAN | CH6B4221 | CF60DXA2+TXV | TM8E120C20MP11 | 10 | 41500 | 4000 | 205248823 | ASHP | HRCU-A-CB | LX SERIES | 16.25 | 41500
LUXAIRE | TH6B4221 | CF60DXA2+TXV | TM8E120C20MP11 | 10 | 41500 | 4000 | 205248824 | ASHP | HRCU-A-CB | LX SERIES | 16.25 | 41500
FRASER-JOHNSTON | TH6B4221 | CF60DXA2+TXV | TM8E120C20MP11 | 10 | 41500 | 4000 | 205248825 | ASHP | HRCU-A-CB | LX SERIES | 16.25 | 41500
CHAMPION HEATING AND COOLING | TH6B4221 | CF60DXA2+TXV | TM8E120C20MP11 | 10 | 41500 | 4000 | 205248826 | ASHP | HRCU-A-CB | LX SERIES | 16.25 | 41500
GUARDIAN | RHP16L42B21 | CF60DXA2+TXV | RGF1L120CE20MP12 | 10 | 41500 | 4000 | 205248827 | ASHP | HRCU-A-CB |  | 16.25 | 41500
EVCON | RHP16L42B21 | CF60DXA2+TXV | RGF1L120CE20MP12 | 10 | 41500 | 4000 | 205248828 | ASHP | HRCU-A-CB |  | 16.25 | 41500
GUARDIAN | RHP16L42B23 | CF60DXA2+TXV | RGF1L120CE20MP12 | 10 | 41500 | 4000 | 205248829 | ASHP | HRCU-A-CB |  | 16.25 | 41500
EVCON | RHP16L42B23 | CF60DXA2+TXV | RGF1L120CE20MP12 | 10 | 41500 | 4000 | 205248830 | ASHP | HRCU-A-CB |  | 16.25 | 41500
COLEMAN | CH6B4221 | CF60DXA2+TXV | TMLE120C20MP11 | 10 | 41500 | 4000 | 205248831 | ASHP | HRCU-A-CB | LX SERIES | 16.25 | 41500
LUXAIRE | TH6B4221 | CF60DXA2+TXV | TMLE120C20MP11 | 10 | 41500 | 4000 | 205248832 | ASHP | HRCU-A-CB | LX SERIES | 16.25 | 41500
FRASER-JOHNSTON | TH6B4221 | CF60DXA2+TXV | TMLE120C20MP11 | 10 | 41500 | 4000 | 205248833 | ASHP | HRCU-A-CB | LX SERIES | 16.25 | 41500
CHAMPION HEATING AND COOLING | TH6B4221 | CF60DXA2+TXV | TMLE120C20MP11 | 10 | 41500 | 4000 | 205248834 | ASHP | HRCU-A-CB | LX SERIES | 16.25 | 41500
COLEMAN | CH6B4221 | CF60DXA2+TXV | TM8E080C20MP11 | 10 | 41500 | 4000 | 205248407 | ASHP | HRCU-A-CB | LX SERIES | 16.25 | 41500
LUXAIRE | TH6B4221 | CF60DXA2+TXV | TM8E080C20MP11 | 10 | 41500 | 4000 | 205248408 | ASHP | HRCU-A-CB | LX SERIES | 16.25 | 41500
FRASER-JOHNSTON | TH6B4221 | CF60DXA2+TXV | TM8E080C20MP11 | 10 | 41500 | 4000 | 205248409 | ASHP | HRCU-A-CB | LX SERIES | 16.25 | 41500
FRASER-JOHNSTON | TH6B4221 | CU60DXA2+TXV | TMLE100C20MP11 | 10 | 41500 | 4000 | 205248320 | ASHP | HRCU-A-CB | LX SERIES | 16.25 | 41500
CHAMPION HEATING AND COOLING | TH6B4221 | CU60DXA2+TXV | TMLE100C20MP11 | 10 | 41500 | 4000 | 205248321 | ASHP | HRCU-A-CB | LX SERIES | 16.25 | 41500
CHAMPION HEATING AND COOLING | TH6B4221 | CU60DXA2+TXV | TMLE130D20MP11 | 10 | 41500 | 4000 | 205531811 | ASHP | HRCU-A-CB | LX SERIES | 16.25 | 41500
GUARDIAN | RHP16L42B21 | CU60DXA2+TXV | RGF1L130DE20MP12 | 10 | 41500 | 4000 | 205531812 | ASHP | HRCU-A-CB |  | 16.25 | 41500
EVCON | RHP16L42B21 | CU60DXA2+TXV | RGF1L130DE20MP12 | 10 | 41500 | 4000 | 205531813 | ASHP | HRCU-A-CB |  | 16.25 | 41500
LUXAIRE | TH6B4221 | CF60DXA2+TXV | TM8E100C20MP11 | 10 | 41500 | 4000 | 205248282 | ASHP | HRCU-A-CB | LX SERIES | 16.25 | 41500
FRASER-JOHNSTON | TH6B4221 | CF60DXA2+TXV | TM8E100C20MP11 | 10 | 41500 | 4000 | 205248283 | ASHP | HRCU-A-CB | LX SERIES | 16.25 | 41500
CHAMPION HEATING AND COOLING | TH6B4221 | CF60DXA2+TXV | TM8E100C20MP11 | 10 | 41500 | 4000 | 205248284 | ASHP | HRCU-A-CB | LX SERIES | 16.25 | 41500
GUARDIAN | RHP16L42B21 | CF60DXA2+TXV | RGF1L100CE20MP12 | 10 | 41500 | 4000 | 205248285 | ASHP | HRCU-A-CB |  | 16.25 | 41500
EVCON | RHP16L42B21 | CF60DXA2+TXV | RGF1L100CE20MP12 | 10 | 41500 | 4000 | 205248287 | ASHP | HRCU-A-CB |  | 16.25 | 41500
GUARDIAN | RHP16L42B23 | CF60DXA2+TXV | RGF1L100CE20MP12 | 10 | 41500 | 4000 | 205248288 | ASHP | HRCU-A-CB |  | 16.25 | 41500
EVCON | RHP16L42B23 | CF60DXA2+TXV | RGF1L100CE20MP12 | 10 | 41500 | 4000 | 205248289 | ASHP | HRCU-A-CB |  | 16.25 | 41500
COLEMAN | CH6B4221 | CF60DXA2+TXV | TMLE100C20MP11 | 10 | 41500 | 4000 | 205248290 | ASHP | HRCU-A-CB | LX SERIES | 16.25 | 41500
LUXAIRE | TH6B4221 | CF60DXA2+TXV | TMLE100C20MP11 | 10 | 41500 | 4000 | 205248291 | ASHP | HRCU-A-CB | LX SERIES | 16.25 | 41500
FRASER-JOHNSTON | TH6B4221 | CF60DXA2+TXV | TMLE100C20MP11 | 10 | 41500 | 4000 | 205248292 | ASHP | HRCU-A-CB | LX SERIES | 16.25 | 41500
CHAMPION HEATING AND COOLING | TH6B4221 | CF60DXA2+TXV | TMLE100C20MP11 | 10 | 41500 | 4000 | 205248294 | ASHP | HRCU-A-CB | LX SERIES | 16.25 | 41500
COLEMAN | CH6B4221 | CM60DXA2+TXV | TM8E100C20MP11 | 10 | 41500 | 4000 | 205248295 | ASHP | HRCU-A-CB | LX SERIES | 16.25 | 41500
LUXAIRE | TH6B4221 | CM60DXA2+TXV | TM8E100C20MP11 | 10 | 41500 | 4000 | 205248296 | ASHP | HRCU-A-CB | LX SERIES | 16.25 | 41500
COLEMAN | CH6B4221 | CF60DXA2+TXV | TM8E130D20MP11 | 10 | 41500 | 4000 | 205531780 | ASHP | HRCU-A-CB | LX SERIES | 16.25 | 41500
LUXAIRE | TH6B4221 | CF60DXA2+TXV | TM8E130D20MP11 | 10 | 41500 | 4000 | 205531781 | ASHP | HRCU-A-CB | LX SERIES | 16.25 | 41500
FRASER-JOHNSTON | TH6B4221 | CF60DXA2+TXV | TM8E130D20MP11 | 10 | 41500 | 4000 | 205531782 | ASHP | HRCU-A-CB | LX SERIES | 16.25 | 41500
CHAMPION HEATING AND COOLING | TH6B4221 | CF60DXA2+TXV | TM8E130D20MP11 | 10 | 41500 | 4000 | 205531783 | ASHP | HRCU-A-CB | LX SERIES | 16.25 | 41500
COLEMAN | CH6B4221 | CF60DXA2+TXV | TMLE130D20MP11 | 10 | 41500 | 4000 | 205531784 | ASHP | HRCU-A-CB | LX SERIES | 16.25 | 41500
LUXAIRE | TH6B4221 | CF60DXA2+TXV | TMLE130D20MP11 | 10 | 41500 | 4000 | 205531785 | ASHP | HRCU-A-CB | LX SERIES | 16.25 | 41500
FRASER-JOHNSTON | TH6B4221 | CF60DXA2+TXV | TMLE130D20MP11 | 10 | 41500 | 4000 | 205531786 | ASHP | HRCU-A-CB | LX SERIES | 16.25 | 41500
CHAMPION HEATING AND COOLING | TH6B4221 | CF60DXA2+TXV | TMLE130D20MP11 | 10 | 41500 | 4000 | 205531787 | ASHP | HRCU-A-CB | LX SERIES | 16.25 | 41500
GUARDIAN | RHP16L42B21 | CF60DXA2+TXV | RGF1L130DE20MP12 | 10 | 41500 | 4000 | 205531788 | ASHP | HRCU-A-CB |  | 16.25 | 41500
GUARDIAN | RHP16L42B23 | CU60DXA2+TXV | RGF1L130DE20MP12 | 10 | 41500 | 4000 | 205531814 | ASHP | HRCU-A-CB |  | 16.25 | 41500
EVCON | RHP16L42B23 | CU60DXA2+TXV | RGF1L130DE20MP12 | 10 | 41500 | 4000 | 205531815 | ASHP | HRCU-A-CB |  | 16.25 | 41500
EVCON | RHP16L42B21 | CF60DXA2+TXV | RGF1L130DE20MP12 | 10 | 41500 | 4000 | 205531789 | ASHP | HRCU-A-CB |  | 16.25 | 41500
GUARDIAN | RHP16L42B23 | CF60DXA2+TXV | RGF1L130DE20MP12 | 10 | 41500 | 4000 | 205531790 | ASHP | HRCU-A-CB |  | 16.25 | 41500
EVCON | RHP16L42B23 | CF60DXA2+TXV | RGF1L130DE20MP12 | 10 | 41500 | 4000 | 205531791 | ASHP | HRCU-A-CB |  | 16.25 | 41500
COLEMAN | CH6B4221 | CM60DXA2+TXV | TM8E130D20MP11 | 10 | 41500 | 4000 | 205531792 | ASHP | HRCU-A-CB | LX SERIES | 16.25 | 41500
LUXAIRE | TH6B4221 | CM60DXA2+TXV | TM8E130D20MP11 | 10 | 41500 | 4000 | 205531793 | ASHP | HRCU-A-CB | LX SERIES | 16.25 | 41500
FRASER-JOHNSTON | TH6B4221 | CM60DXA2+TXV | TM8E130D20MP11 | 10 | 41500 | 4000 | 205531794 | ASHP | HRCU-A-CB | LX SERIES | 16.25 | 41500
CHAMPION HEATING AND COOLING | TH6B4221 | CM60DXA2+TXV | TM8E130D20MP11 | 10 | 41500 | 4000 | 205531795 | ASHP | HRCU-A-CB | LX SERIES | 16.25 | 41500
COLEMAN | CH6B4221 | CU60DXA2+TXV | TM8E130D20MP11 | 10 | 41500 | 4000 | 205531796 | ASHP | HRCU-A-CB | LX SERIES | 16.25 | 41500
LUXAIRE | TH6B4221 | CU60DXA2+TXV | TM8E130D20MP11 | 10 | 41500 | 4000 | 205531797 | ASHP | HRCU-A-CB | LX SERIES | 16.25 | 41500
FRASER-JOHNSTON | TH6B4221 | CU60DXA2+TXV | TM8E130D20MP11 | 10 | 41500 | 4000 | 205531798 | ASHP | HRCU-A-CB | LX SERIES | 16.25 | 41500
CHAMPION HEATING AND COOLING | TH6B4221 | CU60DXA2+TXV | TM8E130D20MP11 | 10 | 41500 | 4000 | 205531799 | ASHP | HRCU-A-CB | LX SERIES | 16.25 | 41500
COLEMAN | CH6B4221 | CM60DXA2+TXV | TMLE130D20MP11 | 10 | 41500 | 4000 | 205531800 | ASHP | HRCU-A-CB | LX SERIES | 16.25 | 41500
LUXAIRE | TH6B4221 | CM60DXA2+TXV | TMLE130D20MP11 | 10 | 41500 | 4000 | 205531801 | ASHP | HRCU-A-CB | LX SERIES | 16.25 | 41500
FRASER-JOHNSTON | TH6B4221 | CM60DXA2+TXV | TMLE130D20MP11 | 10 | 41500 | 4000 | 205531802 | ASHP | HRCU-A-CB | LX SERIES | 16.25 | 41500
CHAMPION HEATING AND COOLING | TH6B4221 | CM60DXA2+TXV | TMLE130D20MP11 | 10 | 41500 | 4000 | 205531803 | ASHP | HRCU-A-CB | LX SERIES | 16.25 | 41500
GUARDIAN | RHP16L42B21 | CM60DXA2+TXV | RGF1L130DE20MP12 | 10 | 41500 | 4000 | 205531804 | ASHP | HRCU-A-CB |  | 16.25 | 41500
EVCON | RHP16L42B21 | CM60DXA2+TXV | RGF1L130DE20MP12 | 10 | 41500 | 4000 | 205531805 | ASHP | HRCU-A-CB |  | 16.25 | 41500
GUARDIAN | RHP16L42B23 | CM60DXA2+TXV | RGF1L130DE20MP12 | 10 | 41500 | 4000 | 205531806 | ASHP | HRCU-A-CB |  | 16.25 | 41500
EVCON | RHP16L42B23 | CM60DXA2+TXV | RGF1L130DE20MP12 | 10 | 41500 | 4000 | 205531807 | ASHP | HRCU-A-CB |  | 16.25 | 41500
COLEMAN | CH6B4221 | CU60DXA2+TXV | TMLE130D20MP11 | 10 | 41500 | 4000 | 205531808 | ASHP | HRCU-A-CB | LX SERIES | 16.25 | 41500
LUXAIRE | TH6B4221 | CU60DXA2+TXV | TMLE130D20MP11 | 10 | 41500 | 4000 | 205531809 | ASHP | HRCU-A-CB | LX SERIES | 16.25 | 41500
FRASER-JOHNSTON | TH6B4221 | CU60DXA2+TXV | TMLE130D20MP11 | 10 | 41500 | 4000 | 205531810 | ASHP | HRCU-A-CB | LX SERIES | 16.25 | 41500
CHAMPION HEATING AND COOLING | TH6B4221 | CF60DXA2+TXV | TM8E080C20MP11 | 10 | 41500 | 4000 | 205248410 | ASHP | HRCU-A-CB | LX SERIES | 16.25 | 41500
GUARDIAN | RHP16L42B21 | CF60DXA2+TXV | RGF1L080CE20MP12 | 10 | 41500 | 4000 | 205248411 | ASHP | HRCU-A-CB |  | 16.25 | 41500
EVCON | RHP16L42B21 | CF60DXA2+TXV | RGF1L080CE20MP12 | 10 | 41500 | 4000 | 205248412 | ASHP | HRCU-A-CB |  | 16.25 | 41500
GUARDIAN | RHP16L42B23 | CF60DXA2+TXV | RGF1L080CE20MP12 | 10 | 41500 | 4000 | 205248414 | ASHP | HRCU-A-CB |  | 16.25 | 41500
EVCON | RHP16L42B23 | CF60DXA2+TXV | RGF1L080CE20MP12 | 10 | 41500 | 4000 | 205248415 | ASHP | HRCU-A-CB |  | 16.25 | 41500
COLEMAN | CH6B4221 | CF60DXA2+TXV | TMLE080C20MP11 | 10 | 41500 | 4000 | 205248416 | ASHP | HRCU-A-CB | LX SERIES | 16.25 | 41500
LUXAIRE | TH6B4221 | CF60DXA2+TXV | TMLE080C20MP11 | 10 | 41500 | 4000 | 205248417 | ASHP | HRCU-A-CB | LX SERIES | 16.25 | 41500
FRASER-JOHNSTON | TH6B4221 | CF60DXA2+TXV | TMLE080C20MP11 | 10 | 41500 | 4000 | 205248418 | ASHP | HRCU-A-CB | LX SERIES | 16.25 | 41500
CHAMPION HEATING AND COOLING | TH6B4221 | CF60DXA2+TXV | TMLE080C20MP11 | 10 | 41500 | 4000 | 205248420 | ASHP | HRCU-A-CB | LX SERIES | 16.25 | 41500
COLEMAN | CH6B4221 | CM60DXA2+TXV | TM8E080C20MP11 | 10 | 41500 | 4000 | 205248421 | ASHP | HRCU-A-CB | LX SERIES | 16.25 | 41500
LUXAIRE | TH6B4221 | CM60DXA2+TXV | TM8E080C20MP11 | 10 | 41500 | 4000 | 205248422 | ASHP | HRCU-A-CB | LX SERIES | 16.25 | 41500
FRASER-JOHNSTON | TH6B4221 | CM60DXA2+TXV | TM8E080C20MP11 | 10 | 41500 | 4000 | 205248423 | ASHP | HRCU-A-CB | LX SERIES | 16.25 | 41500
CHAMPION HEATING AND COOLING | TH6B4221 | CM60DXA2+TXV | TM8E080C20MP11 | 10 | 41500 | 4000 | 205248424 | ASHP | HRCU-A-CB | LX SERIES | 16.25 | 41500
COLEMAN | CH6B4221 | CF60DXA2+TXV | TL8E100C20UH11 | 10 | 41500 | 4000 | 205251132 | ASHP | HRCU-A-CB | LX SERIES | 16.25 | 41500
LUXAIRE | TH6B4221 | CF60DXA2+TXV | TL8E100C20UH11 | 10 | 41500 | 4000 | 205251133 | ASHP | HRCU-A-CB | LX SERIES | 16.25 | 41500
FRASER-JOHNSTON | TH6B4221 | CF60DXA2+TXV | TL8E100C20UH11 | 10 | 41500 | 4000 | 205251134 | ASHP | HRCU-A-CB | LX SERIES | 16.25 | 41500
CHAMPION HEATING AND COOLING | TH6B4221 | CF60DXA2+TXV | TL8E100C20UH11 | 10 | 41500 | 4000 | 205251135 | ASHP | HRCU-A-CB | LX SERIES | 16.25 | 41500
COLEMAN | CH6B4221 | CM60DXA2+TXV | TL8E100C20UH11 | 10 | 41500 | 4000 | 205251140 | ASHP | HRCU-A-CB | LX SERIES | 16.25 | 41500
LUXAIRE | TH6B4221 | CM60DXA2+TXV | TL8E100C20UH11 | 10 | 41500 | 4000 | 205251141 | ASHP | HRCU-A-CB | LX SERIES | 16.25 | 41500
FRASER-JOHNSTON | TH6B4221 | CM60DXA2+TXV | TL8E100C20UH11 | 10 | 41500 | 4000 | 205251142 | ASHP | HRCU-A-CB | LX SERIES | 16.25 | 41500
CHAMPION HEATING AND COOLING | TH6B4221 | CM60DXA2+TXV | TL8E100C20UH11 | 10 | 41500 | 4000 | 205251143 | ASHP | HRCU-A-CB | LX SERIES | 16.25 | 41500
COLEMAN | CH6B4221 | CU60DXA2+TXV | TL8E100C20UH11 | 10 | 41500 | 4000 | 205251148 | ASHP | HRCU-A-CB | LX SERIES | 16.25 | 41500
LUXAIRE | TH6B4221 | CU60DXA2+TXV | TL8E100C20UH11 | 10 | 41500 | 4000 | 205251149 | ASHP | HRCU-A-CB | LX SERIES | 16.25 | 41500
FRASER-JOHNSTON | TH6B4221 | CU60DXA2+TXV | TL8E100C20UH11 | 10 | 41500 | 4000 | 205251150 | ASHP | HRCU-A-CB | LX SERIES | 16.25 | 41500
CHAMPION HEATING AND COOLING | TH6B4221 | CU60DXA2+TXV | TL8E100C20UH11 | 10 | 41500 | 4000 | 205251151 | ASHP | HRCU-A-CB | LX SERIES | 16.25 | 41500
FRASER-JOHNSTON | TH6B4221 | CM60DXA2+TXV | TM8E100C20MP11 | 10 | 41500 | 4000 | 205248297 | ASHP | HRCU-A-CB | LX SERIES | 16.25 | 41500
CHAMPION HEATING AND COOLING | TH6B4221 | CM60DXA2+TXV | TM8E100C20MP11 | 10 | 41500 | 4000 | 205248298 | ASHP | HRCU-A-CB | LX SERIES | 16.25 | 41500
YORK | YHG42B21 | CF60DXA2+TXV | TM8E130D20MP11 | 10 | 41500 | 4000 | 205510598 | ASHP | HRCU-A-CB | LX SERIES | 16.25 | 41500
YORK | YHG42B21 | CF60DXA2+TXV | TMLE130D20MP11 | 10 | 41500 | 4000 | 205510599 | ASHP | HRCU-A-CB | LX SERIES | 16.25 | 41500
YORK | YHG42B21 | CM60DXA2+TXV | TM8E130D20MP11 | 10 | 41500 | 4000 | 205510601 | ASHP | HRCU-A-CB | LX SERIES | 16.25 | 41500
YORK | YHG42B21 | CU60DXA2+TXV | TM8E130D20MP11 | 10 | 41500 | 4000 | 205510603 | ASHP | HRCU-A-CB | LX SERIES | 16.25 | 41500
YORK | YHG42B21 | CM60DXA2+TXV | TMLE130D20MP11 | 10 | 41500 | 4000 | 205510605 | ASHP | HRCU-A-CB | LX SERIES | 16.25 | 41500
YORK | YHG42B21 | CU60DXA2+TXV | TMLE130D20MP11 | 10 | 41500 | 4000 | 205510607 | ASHP | HRCU-A-CB | LX SERIES | 16.25 | 41500
YORK | YHG42B21 | CF60DXA2+TXV | TL8E100C20UH11 | 10 | 41500 | 4000 | 205246612 | ASHP | HRCU-A-CB | LX SERIES | 16.25 | 41500
YORK | YHG42B21 | CM60DXA2+TXV | TL8E100C20UH11 | 10 | 41500 | 4000 | 205246613 | ASHP | HRCU-A-CB | LX SERIES | 16.25 | 41500
YORK | YHG42B21 | CU60DXA2+TXV | TL8E100C20UH11 | 10 | 41500 | 4000 | 205246614 | ASHP | HRCU-A-CB | LX SERIES | 16.25 | 41500
YORK | YHG42B21 | CF60DXA2+TXV | TM8E100C20MP11 | 10 | 41500 | 4000 | 205246624 | ASHP | HRCU-A-CB | LX SERIES | 16.25 | 41500
YORK | YHG42B21 | CF60DXA2+TXV | TMLE100C20MP11 | 10 | 41500 | 4000 | 205246625 | ASHP | HRCU-A-CB | LX SERIES | 16.25 | 41500
YORK | YHG42B21 | CM60DXA2+TXV | TM8E100C20MP11 | 10 | 41500 | 4000 | 205246626 | ASHP | HRCU-A-CB | LX SERIES | 16.25 | 41500
YORK | YHG42B21 | CU60DXA2+TXV | TM8E100C20MP11 | 10 | 41500 | 4000 | 205246627 | ASHP | HRCU-A-CB | LX SERIES | 16.25 | 41500
COLEMAN | CH6B4221 | CF60DXA2+TXV | TM8E100C20MP11 | 10 | 41500 | 4000 | 205248281 | ASHP | HRCU-A-CB | LX SERIES | 16.25 | 41500
YORK | YHG42B21 | CM60DXA2+TXV | TMLE100C20MP11 | 10 | 41500 | 4000 | 205246628 | ASHP | HRCU-A-CB | LX SERIES | 16.25 | 41500
YORK | YHG42B21 | CU60DXA2+TXV | TMLE100C20MP11 | 10 | 41500 | 4000 | 205246629 | ASHP | HRCU-A-CB | LX SERIES | 16.25 | 41500
YORK | YHG42B21 | CF60DXA2+TXV | TM8E080C20MP11 | 10 | 41500 | 4000 | 205246642 | ASHP | HRCU-A-CB | LX SERIES | 16.25 | 41500
YORK | YHG42B21 | CF60DXA2+TXV | TMLE080C20MP11 | 10 | 41500 | 4000 | 205246643 | ASHP | HRCU-A-CB | LX SERIES | 16.25 | 41500
YORK | YHG42B21 | CM60DXA2+TXV | TM8E080C20MP11 | 10 | 41500 | 4000 | 205246644 | ASHP | HRCU-A-CB | LX SERIES | 16.25 | 41500
YORK | YHG42B21 | CU60DXA2+TXV | TM8E080C20MP11 | 10 | 41500 | 4000 | 205246645 | ASHP | HRCU-A-CB | LX SERIES | 16.25 | 41500
YORK | YHG42B21 | CM60DXA2+TXV | TMLE080C20MP11 | 10 | 41500 | 4000 | 205246646 | ASHP | HRCU-A-CB | LX SERIES | 16.25 | 41500
YORK | YHG42B21 | CU60DXA2+TXV | TMLE080C20MP11 | 10 | 41500 | 4000 | 205246647 | ASHP | HRCU-A-CB | LX SERIES | 16.25 | 41500
YORK | YHG42B21 | CF60DXA2+TXV | TM8E120C20MP11 | 10 | 41500 | 4000 | 205246669 | ASHP | HRCU-A-CB | LX SERIES | 16.25 | 41500
YORK | YHG42B21 | CF60DXA2+TXV | TMLE120C20MP11 | 10 | 41500 | 4000 | 205246670 | ASHP | HRCU-A-CB | LX SERIES | 16.25 | 41500
YORK | YHG42B21 | CM60DXA2+TXV | TM8E120C20MP11 | 10 | 41500 | 4000 | 205246671 | ASHP | HRCU-A-CB | LX SERIES | 16.25 | 41500
YORK | YHG42B21 | CU60DXA2+TXV | TM8E120C20MP11 | 10 | 41500 | 4000 | 205246672 | ASHP | HRCU-A-CB | LX SERIES | 16.25 | 41500
YORK | YHG42B21 | CM60DXA2+TXV | TMLE120C20MP11 | 10 | 41500 | 4000 | 205246673 | ASHP | HRCU-A-CB | LX SERIES | 16.25 | 41500
YORK | YHG42B21 | CU60DXA2+TXV | TMLE120C20MP11 | 10 | 41500 | 4000 | 205246674 | ASHP | HRCU-A-CB | LX SERIES | 16.25 | 41500
GUARDIAN | RHP16L42B21 | CM60DXA2+TXV | RGF1L100CE20MP12 | 10 | 41500 | 4000 | 205248300 | ASHP | HRCU-A-CB |  | 16.25 | 41500
EVCON | RHP16L42B21 | CM60DXA2+TXV | RGF1L100CE20MP12 | 10 | 41500 | 4000 | 205248301 | ASHP | HRCU-A-CB |  | 16.25 | 41500
GUARDIAN | RHP16L42B23 | CM60DXA2+TXV | RGF1L100CE20MP12 | 10 | 41500 | 4000 | 205248302 | ASHP | HRCU-A-CB |  | 16.25 | 41500
EVCON | RHP16L42B23 | CM60DXA2+TXV | RGF1L100CE20MP12 | 10 | 41500 | 4000 | 205248303 | ASHP | HRCU-A-CB |  | 16.25 | 41500
COLEMAN | CH6B4221 | CU60DXA2+TXV | TM8E100C20MP11 | 10 | 41500 | 4000 | 205248304 | ASHP | HRCU-A-CB | LX SERIES | 16.25 | 41500
LUXAIRE | TH6B4221 | CU60DXA2+TXV | TM8E100C20MP11 | 10 | 41500 | 4000 | 205248306 | ASHP | HRCU-A-CB | LX SERIES | 16.25 | 41500
FRASER-JOHNSTON | TH6B4221 | CU60DXA2+TXV | TM8E100C20MP11 | 10 | 41500 | 4000 | 205248307 | ASHP | HRCU-A-CB | LX SERIES | 16.25 | 41500
CHAMPION HEATING AND COOLING | TH6B4221 | CU60DXA2+TXV | TM8E100C20MP11 | 10 | 41500 | 4000 | 205248308 | ASHP | HRCU-A-CB | LX SERIES | 16.25 | 41500
GUARDIAN | RHP16L42B21 | CU60DXA2+TXV | RGF1L100CE20MP12 | 10 | 41500 | 4000 | 205248309 | ASHP | HRCU-A-CB |  | 16.25 | 41500
EVCON | RHP16L42B21 | CU60DXA2+TXV | RGF1L100CE20MP12 | 10 | 41500 | 4000 | 205248310 | ASHP | HRCU-A-CB |  | 16.25 | 41500
GUARDIAN | RHP16L42B23 | CU60DXA2+TXV | RGF1L100CE20MP12 | 10 | 41500 | 4000 | 205248312 | ASHP | HRCU-A-CB |  | 16.25 | 41500
EVCON | RHP16L42B23 | CU60DXA2+TXV | RGF1L100CE20MP12 | 10 | 41500 | 4000 | 205248313 | ASHP | HRCU-A-CB |  | 16.25 | 41500
COLEMAN | CH6B4221 | CM60DXA2+TXV | TMLE100C20MP11 | 10 | 41500 | 4000 | 205248314 | ASHP | HRCU-A-CB | LX SERIES | 16.25 | 41500
LUXAIRE | TH6B4221 | CM60DXA2+TXV | TMLE100C20MP11 | 10 | 41500 | 4000 | 205248315 | ASHP | HRCU-A-CB | LX SERIES | 16.25 | 41500
FRASER-JOHNSTON | TH6B4221 | CM60DXA2+TXV | TMLE100C20MP11 | 10 | 41500 | 4000 | 205248316 | ASHP | HRCU-A-CB | LX SERIES | 16.25 | 41500
CHAMPION HEATING AND COOLING | TH6B4221 | CM60DXA2+TXV | TMLE100C20MP11 | 10 | 41500 | 4000 | 205248317 | ASHP | HRCU-A-CB | LX SERIES | 16.25 | 41500
COLEMAN | CH6B4221 | CU60DXA2+TXV | TMLE100C20MP11 | 10 | 41500 | 4000 | 205248318 | ASHP | HRCU-A-CB | LX SERIES | 16.25 | 41500
LUXAIRE | TH6B4221 | CU60DXA2+TXV | TMLE100C20MP11 | 10 | 41500 | 4000 | 205248319 | ASHP | HRCU-A-CB | LX SERIES | 16.25 | 41500
AMERICAN STANDARD | 4A6V8048A1 | 4TXCD010DS3 | S9V2C100U5PSB+RP | 10 | 42000 | 5000 | 10511087 | ccASHP | HRCU-A-CB |  | 18 | 46000 | 1.89 | 70
AMERICAN STANDARD | 4A6V8X48A1 | 4PX*DU60BS3 | S9V2C100U5PSB+RP | 10 | 42000 | 5000 | 207599971 | ccASHP | HRCU-A-CB |  | 18 | 46000 | 1.89 | 70
AMERICAN STANDARD | 4A6V8X48A1 | 4TXCD010DS3 | S9V2C100U5PSB+RP | 10 | 42000 | 5000 | 207599980 | ccASHP | HRCU-A-CB |  | 18 | 46000 | 1.89 | 70
TRANE | 4TWV8X48A1 | 4TXCD010DS3 | S9V2C100U5PSB+RP | 10 | 42000 | 5000 | 207599993 | ccASHP | HRCU-A-CB |  | 18 | 46000 | 1.89 | 70
TRANE | 4TWV8048A1 | 4TXCD010DS3 | S9V2C100U5PSB+RP | 10 | 42000 | 5000 | 10511385 | ccASHP | HRCU-A-CB |  | 18 | 46000 | 1.89 | 70
TRANE | 4TWV8048A1 | 4PX*DU60BS3 | S9V2C100U5PSB+RP | 10 | 42000 | 5000 | 10511362 | ccASHP | HRCU-A-CB |  | 18 | 46000 | 1.89 | 70
TRANE | 4TWV8X48A1 | 4PX*DU60BS3 | S9V2C100U5PSB+RP | 10 | 42000 | 5000 | 207599984 | ccASHP | HRCU-A-CB |  | 18 | 46000 | 1.89 | 70
AMERICAN STANDARD | 4A6V8048A1 | 4PX*DU60BS3 | S9V2C100U5PSB+RP | 10 | 42000 | 5000 | 10511064 | ccASHP | HRCU-A-CB |  | 18 | 46000 | 1.89 | 70
LUXAIRE | TH6B4221 | CM60DXA2+TXV | TM9E080C20MP12 | 10 | 42000 | 4000 | 205531597 | ASHP | HRCU-A-CB | LX SERIES | 16 | 42000
FRASER-JOHNSTON | TH6B4221 | CM60DXA2+TXV | TM9E080C20MP12 | 10 | 42000 | 4000 | 205531598 | ASHP | HRCU-A-CB | LX SERIES | 16 | 42000
CHAMPION HEATING AND COOLING | TH6B4221 | CM60DXA2+TXV | TM9E080C20MP12 | 10 | 42000 | 4000 | 205531599 | ASHP | HRCU-A-CB | LX SERIES | 16 | 42000
GUARDIAN | RHP16L42B21 | CM60DXA2+TXV | RGF19080CE20MP13 | 10 | 42000 | 4000 | 205531600 | ASHP | HRCU-A-CB |  | 16 | 42000
EVCON | RHP16L42B21 | CM60DXA2+TXV | RGF19080CE20MP13 | 10 | 42000 | 4000 | 205531601 | ASHP | HRCU-A-CB |  | 16 | 42000
GUARDIAN | RHP16L42B23 | CM60DXA2+TXV | RGF19080CE20MP13 | 10 | 42000 | 4000 | 205531602 | ASHP | HRCU-A-CB |  | 16 | 42000
EVCON | RHP16L42B23 | CM60DXA2+TXV | RGF19080CE20MP13 | 10 | 42000 | 4000 | 205531603 | ASHP | HRCU-A-CB |  | 16 | 42000
COLEMAN | CH6B4221 | CU60DXA2+TXV | TM9E080C20MP12 | 10 | 42000 | 4000 | 205531604 | ASHP | HRCU-A-CB | LX SERIES | 16 | 42000
LUXAIRE | TH6B4221 | CU60DXA2+TXV | TM9E080C20MP12 | 10 | 42000 | 4000 | 205531605 | ASHP | HRCU-A-CB | LX SERIES | 16 | 42000
FRASER-JOHNSTON | TH6B4221 | CU60DXA2+TXV | TM9E080C20MP12 | 10 | 42000 | 4000 | 205531606 | ASHP | HRCU-A-CB | LX SERIES | 16 | 42000
CHAMPION HEATING AND COOLING | TH6B4221 | CU60DXA2+TXV | TM9E080C20MP12 | 10 | 42000 | 4000 | 205531607 | ASHP | HRCU-A-CB | LX SERIES | 16 | 42000
GUARDIAN | RHP16L42B21 | CU60DXA2+TXV | RGF19080CE20MP13 | 10 | 42000 | 4000 | 205531608 | ASHP | HRCU-A-CB |  | 16 | 42000
EVCON | RHP16L42B21 | CU60DXA2+TXV | RGF19080CE20MP13 | 10 | 42000 | 4000 | 205531609 | ASHP | HRCU-A-CB |  | 16 | 42000
GUARDIAN | RHP16L42B23 | CU60DXA2+TXV | RGF19080CE20MP13 | 10 | 42000 | 4000 | 205531610 | ASHP | HRCU-A-CB |  | 16 | 42000
EVCON | RHP16L42B23 | CU60DXA2+TXV | RGF19080CE20MP13 | 10 | 42000 | 4000 | 205531611 | ASHP | HRCU-A-CB |  | 16 | 42000
GUARDIAN | RHP16L42B23 | CU60DXA2+TXV | RGF19100CE20MP13 | 10 | 42000 | 4000 | 205531466 | ASHP | HRCU-A-CB |  | 16 | 42000
EVCON | RHP16L42B23 | CU60DXA2+TXV | RGF19100CE20MP13 | 10 | 42000 | 4000 | 205531467 | ASHP | HRCU-A-CB |  | 16 | 42000
COLEMAN | CH6B4221 | CF60CXA2+TXV | TM9E100C20MP12 | 10 | 42000 | 4000 | 205531468 | ASHP | HRCU-A-CB | LX SERIES | 16 | 41500
LUXAIRE | TH6B4221 | CF60CXA2+TXV | TM9E100C20MP12 | 10 | 42000 | 4000 | 205531469 | ASHP | HRCU-A-CB | LX SERIES | 16 | 41500
FRASER-JOHNSTON | TH6B4221 | CF60CXA2+TXV | TM9E100C20MP12 | 10 | 42000 | 4000 | 205531470 | ASHP | HRCU-A-CB | LX SERIES | 16 | 41500
CHAMPION HEATING AND COOLING | TH6B4221 | CF60CXA2+TXV | TM9E100C20MP12 | 10 | 42000 | 4000 | 205531471 | ASHP | HRCU-A-CB | LX SERIES | 16 | 41500
GUARDIAN | RHP16L42B21 | CF60CXA2+TXV | RGF19100CE20MP13 | 10 | 42000 | 4000 | 205531472 | ASHP | HRCU-A-CB |  | 16 | 41500
EVCON | RHP16L42B21 | CF60CXA2+TXV | RGF19100CE20MP13 | 10 | 42000 | 4000 | 205531473 | ASHP | HRCU-A-CB |  | 16 | 41500
GUARDIAN | RHP16L42B23 | CF60CXA2+TXV | RGF19100CE20MP13 | 10 | 42000 | 4000 | 205531474 | ASHP | HRCU-A-CB |  | 16 | 41500
EVCON | RHP16L42B23 | CF60CXA2+TXV | RGF19100CE20MP13 | 10 | 42000 | 4000 | 205531475 | ASHP | HRCU-A-CB |  | 16 | 41500
COLEMAN | CH6B4221 | CM60CXA2+TXV | TM9E100C20MP12 | 10 | 42000 | 4000 | 205531476 | ASHP | HRCU-A-CB | LX SERIES | 16 | 41500
LUXAIRE | TH6B4221 | CM60CXA2+TXV | TM9E100C20MP12 | 10 | 42000 | 4000 | 205531477 | ASHP | HRCU-A-CB | LX SERIES | 16 | 41500
FRASER-JOHNSTON | TH6B4221 | CM60CXA2+TXV | TM9E100C20MP12 | 10 | 42000 | 4000 | 205531478 | ASHP | HRCU-A-CB | LX SERIES | 16 | 41500
CHAMPION HEATING AND COOLING | TH6B4221 | CM60CXA2+TXV | TM9E100C20MP12 | 10 | 42000 | 4000 | 205531479 | ASHP | HRCU-A-CB | LX SERIES | 16 | 41500
GUARDIAN | RHP16L42B21 | CM60CXA2+TXV | RGF19100CE20MP13 | 10 | 42000 | 4000 | 205531480 | ASHP | HRCU-A-CB |  | 16 | 41500
EVCON | RHP16L42B21 | CM60CXA2+TXV | RGF19100CE20MP13 | 10 | 42000 | 4000 | 205531481 | ASHP | HRCU-A-CB |  | 16 | 41500
GUARDIAN | RHP16L42B23 | CM60CXA2+TXV | RGF19100CE20MP13 | 10 | 42000 | 4000 | 205531482 | ASHP | HRCU-A-CB |  | 16 | 41500
EVCON | RHP16L42B23 | CM60CXA2+TXV | RGF19100CE20MP13 | 10 | 42000 | 4000 | 205531483 | ASHP | HRCU-A-CB |  | 16 | 41500
COLEMAN | CH6B4221 | CU60CXA2+TXV | TM9E100C20MP12 | 10 | 42000 | 4000 | 205531484 | ASHP | HRCU-A-CB | LX SERIES | 16 | 41500
LUXAIRE | TH6B4221 | CU60CXA2+TXV | TM9E100C20MP12 | 10 | 42000 | 4000 | 205531485 | ASHP | HRCU-A-CB | LX SERIES | 16 | 41500
FRASER-JOHNSTON | TH6B4221 | CU60CXA2+TXV | TM9E100C20MP12 | 10 | 42000 | 4000 | 205531486 | ASHP | HRCU-A-CB | LX SERIES | 16 | 41500
CHAMPION HEATING AND COOLING | TH6B4221 | CU60CXA2+TXV | TM9E100C20MP12 | 10 | 42000 | 4000 | 205531487 | ASHP | HRCU-A-CB | LX SERIES | 16 | 41500
GUARDIAN | RHP16L42B21 | CU60CXA2+TXV | RGF19100CE20MP13 | 10 | 42000 | 4000 | 205531488 | ASHP | HRCU-A-CB |  | 16 | 41500
EVCON | RHP16L42B21 | CU60CXA2+TXV | RGF19100CE20MP13 | 10 | 42000 | 4000 | 205531489 | ASHP | HRCU-A-CB |  | 16 | 41500
GUARDIAN | RHP16L42B23 | CU60CXA2+TXV | RGF19100CE20MP13 | 10 | 42000 | 4000 | 205531490 | ASHP | HRCU-A-CB |  | 16 | 41500
EVCON | RHP16L42B23 | CU60CXA2+TXV | RGF19100CE20MP13 | 10 | 42000 | 4000 | 205531491 | ASHP | HRCU-A-CB |  | 16 | 41500
COLEMAN | CH6B4221 | CF60DXA2+TXV | TM9E080C20MP12 | 10 | 42000 | 4000 | 205531588 | ASHP | HRCU-A-CB | LX SERIES | 16 | 42000
LUXAIRE | TH6B4221 | CF60DXA2+TXV | TM9E080C20MP12 | 10 | 42000 | 4000 | 205531589 | ASHP | HRCU-A-CB | LX SERIES | 16 | 42000
FRASER-JOHNSTON | TH6B4221 | CF60DXA2+TXV | TM9E080C20MP12 | 10 | 42000 | 4000 | 205531590 | ASHP | HRCU-A-CB | LX SERIES | 16 | 42000
CHAMPION HEATING AND COOLING | TH6B4221 | CF60DXA2+TXV | TM9E080C20MP12 | 10 | 42000 | 4000 | 205531591 | ASHP | HRCU-A-CB | LX SERIES | 16 | 42000
GUARDIAN | RHP16L42B21 | CF60DXA2+TXV | RGF19080CE20MP13 | 10 | 42000 | 4000 | 205531592 | ASHP | HRCU-A-CB |  | 16 | 42000
GUARDIAN | RHP16L42B21 | CM60DXA2+TXV | RGF19100CE20MP13 | 10 | 42000 | 4000 | 205531456 | ASHP | HRCU-A-CB |  | 16 | 42000
EVCON | RHP16L42B21 | CM60DXA2+TXV | RGF19100CE20MP13 | 10 | 42000 | 4000 | 205531457 | ASHP | HRCU-A-CB |  | 16 | 42000
GUARDIAN | RHP16L42B23 | CM60DXA2+TXV | RGF19100CE20MP13 | 10 | 42000 | 4000 | 205531458 | ASHP | HRCU-A-CB |  | 16 | 42000
EVCON | RHP16L42B23 | CM60DXA2+TXV | RGF19100CE20MP13 | 10 | 42000 | 4000 | 205531459 | ASHP | HRCU-A-CB |  | 16 | 42000
COLEMAN | CH6B4221 | CU60DXA2+TXV | TM9E100C20MP12 | 10 | 42000 | 4000 | 205531460 | ASHP | HRCU-A-CB | LX SERIES | 16 | 42000
LUXAIRE | TH6B4221 | CU60DXA2+TXV | TM9E100C20MP12 | 10 | 42000 | 4000 | 205531461 | ASHP | HRCU-A-CB | LX SERIES | 16 | 42000
FRASER-JOHNSTON | TH6B4221 | CU60DXA2+TXV | TM9E100C20MP12 | 10 | 42000 | 4000 | 205531462 | ASHP | HRCU-A-CB | LX SERIES | 16 | 42000
CHAMPION HEATING AND COOLING | TH6B4221 | CU60DXA2+TXV | TM9E100C20MP12 | 10 | 42000 | 4000 | 205531463 | ASHP | HRCU-A-CB | LX SERIES | 16 | 42000
GUARDIAN | RHP16L42B21 | CU60DXA2+TXV | RGF19100CE20MP13 | 10 | 42000 | 4000 | 205531464 | ASHP | HRCU-A-CB |  | 16 | 42000
EVCON | RHP16L42B21 | CU60DXA2+TXV | RGF19100CE20MP13 | 10 | 42000 | 4000 | 205531465 | ASHP | HRCU-A-CB |  | 16 | 42000
CHAMPION HEATING AND COOLING | TH6B4221 | CM60CXA2+TXV | TL8E100C20UH11 | 10 | 42000 | 4000 | 205532523 | ASHP | HRCU-A-CB | LX SERIES | 16 | 42000
COLEMAN | CH6B4221 | CU60CXA2+TXV | TL8E100C20UH11 | 10 | 42000 | 4000 | 205532528 | ASHP | HRCU-A-CB | LX SERIES | 16 | 42000
LUXAIRE | TH6B4221 | CU60CXA2+TXV | TL8E100C20UH11 | 10 | 42000 | 4000 | 205532529 | ASHP | HRCU-A-CB | LX SERIES | 16 | 42000
FRASER-JOHNSTON | TH6B4221 | CU60CXA2+TXV | TL8E100C20UH11 | 10 | 42000 | 4000 | 205532530 | ASHP | HRCU-A-CB | LX SERIES | 16 | 42000
CHAMPION HEATING AND COOLING | TH6B4221 | CU60CXA2+TXV | TL8E100C20UH11 | 10 | 42000 | 4000 | 205532531 | ASHP | HRCU-A-CB | LX SERIES | 16 | 42000
COLEMAN | CH6B4221 | CF60CXA2+TXV | TM9E080C20MP12 | 10 | 42000 | 4000 | 205531612 | ASHP | HRCU-A-CB | LX SERIES | 16 | 41500
LUXAIRE | TH6B4221 | CF60CXA2+TXV | TM9E080C20MP12 | 10 | 42000 | 4000 | 205531613 | ASHP | HRCU-A-CB | LX SERIES | 16 | 41500
FRASER-JOHNSTON | TH6B4221 | CF60CXA2+TXV | TM9E080C20MP12 | 10 | 42000 | 4000 | 205531614 | ASHP | HRCU-A-CB | LX SERIES | 16 | 41500
CHAMPION HEATING AND COOLING | TH6B4221 | CF60CXA2+TXV | TM9E080C20MP12 | 10 | 42000 | 4000 | 205531615 | ASHP | HRCU-A-CB | LX SERIES | 16 | 41500
GUARDIAN | RHP16L42B21 | CF60CXA2+TXV | RGF19080CE20MP13 | 10 | 42000 | 4000 | 205531616 | ASHP | HRCU-A-CB |  | 16 | 41500
EVCON | RHP16L42B21 | CF60CXA2+TXV | RGF19080CE20MP13 | 10 | 42000 | 4000 | 205531617 | ASHP | HRCU-A-CB |  | 16 | 41500
GUARDIAN | RHP16L42B23 | CF60CXA2+TXV | RGF19080CE20MP13 | 10 | 42000 | 4000 | 205531618 | ASHP | HRCU-A-CB |  | 16 | 41500
EVCON | RHP16L42B23 | CF60CXA2+TXV | RGF19080CE20MP13 | 10 | 42000 | 4000 | 205531619 | ASHP | HRCU-A-CB |  | 16 | 41500
COLEMAN | CH6B4221 | CM60CXA2+TXV | TM9E080C20MP12 | 10 | 42000 | 4000 | 205531620 | ASHP | HRCU-A-CB | LX SERIES | 16 | 41500
LUXAIRE | TH6B4221 | CM60CXA2+TXV | TM9E080C20MP12 | 10 | 42000 | 4000 | 205531621 | ASHP | HRCU-A-CB | LX SERIES | 16 | 41500
FRASER-JOHNSTON | TH6B4221 | CM60CXA2+TXV | TM9E080C20MP12 | 10 | 42000 | 4000 | 205531622 | ASHP | HRCU-A-CB | LX SERIES | 16 | 41500
CHAMPION HEATING AND COOLING | TH6B4221 | CM60CXA2+TXV | TM9E080C20MP12 | 10 | 42000 | 4000 | 205531623 | ASHP | HRCU-A-CB | LX SERIES | 16 | 41500
GUARDIAN | RHP16L42B21 | CM60CXA2+TXV | RGF19080CE20MP13 | 10 | 42000 | 4000 | 205531624 | ASHP | HRCU-A-CB |  | 16 | 41500
EVCON | RHP16L42B21 | CM60CXA2+TXV | RGF19080CE20MP13 | 10 | 42000 | 4000 | 205531625 | ASHP | HRCU-A-CB |  | 16 | 41500
GUARDIAN | RHP16L42B23 | CM60CXA2+TXV | RGF19080CE20MP13 | 10 | 42000 | 4000 | 205531626 | ASHP | HRCU-A-CB |  | 16 | 41500
COLEMAN | CH6B4221 | CF60DXA2+TXV | TM9E100C20MP12 | 10 | 42000 | 4000 | 205531444 | ASHP | HRCU-A-CB | LX SERIES | 16 | 42000
LUXAIRE | TH6B4221 | CF60DXA2+TXV | TM9E100C20MP12 | 10 | 42000 | 4000 | 205531445 | ASHP | HRCU-A-CB | LX SERIES | 16 | 42000
FRASER-JOHNSTON | TH6B4221 | CF60DXA2+TXV | TM9E100C20MP12 | 10 | 42000 | 4000 | 205531446 | ASHP | HRCU-A-CB | LX SERIES | 16 | 42000
CHAMPION HEATING AND COOLING | TH6B4221 | CF60DXA2+TXV | TM9E100C20MP12 | 10 | 42000 | 4000 | 205531447 | ASHP | HRCU-A-CB | LX SERIES | 16 | 42000
GUARDIAN | RHP16L42B21 | CF60DXA2+TXV | RGF19100CE20MP13 | 10 | 42000 | 4000 | 205531448 | ASHP | HRCU-A-CB |  | 16 | 42000
EVCON | RHP16L42B21 | CF60DXA2+TXV | RGF19100CE20MP13 | 10 | 42000 | 4000 | 205531449 | ASHP | HRCU-A-CB |  | 16 | 42000
GUARDIAN | RHP16L42B23 | CF60DXA2+TXV | RGF19100CE20MP13 | 10 | 42000 | 4000 | 205531450 | ASHP | HRCU-A-CB |  | 16 | 42000
EVCON | RHP16L42B23 | CF60DXA2+TXV | RGF19100CE20MP13 | 10 | 42000 | 4000 | 205531451 | ASHP | HRCU-A-CB |  | 16 | 42000
COLEMAN | CH6B4221 | CM60DXA2+TXV | TM9E100C20MP12 | 10 | 42000 | 4000 | 205531452 | ASHP | HRCU-A-CB | LX SERIES | 16 | 42000
LUXAIRE | TH6B4221 | CM60DXA2+TXV | TM9E100C20MP12 | 10 | 42000 | 4000 | 205531453 | ASHP | HRCU-A-CB | LX SERIES | 16 | 42000
FRASER-JOHNSTON | TH6B4221 | CM60DXA2+TXV | TM9E100C20MP12 | 10 | 42000 | 4000 | 205531454 | ASHP | HRCU-A-CB | LX SERIES | 16 | 42000
CHAMPION HEATING AND COOLING | TH6B4221 | CM60DXA2+TXV | TM9E100C20MP12 | 10 | 42000 | 4000 | 205531455 | ASHP | HRCU-A-CB | LX SERIES | 16 | 42000
EVCON | RHP16L42B21 | CF60DXA2+TXV | RGF19080CE20MP13 | 10 | 42000 | 4000 | 205531593 | ASHP | HRCU-A-CB |  | 16 | 42000
GUARDIAN | RHP16L42B23 | CF60DXA2+TXV | RGF19080CE20MP13 | 10 | 42000 | 4000 | 205531594 | ASHP | HRCU-A-CB |  | 16 | 42000
EVCON | RHP16L42B23 | CF60DXA2+TXV | RGF19080CE20MP13 | 10 | 42000 | 4000 | 205531595 | ASHP | HRCU-A-CB |  | 16 | 42000
COLEMAN | CH6B4221 | CM60DXA2+TXV | TM9E080C20MP12 | 10 | 42000 | 4000 | 205531596 | ASHP | HRCU-A-CB | LX SERIES | 16 | 42000
FRASER-JOHNSTON | TH6B4221 | CM60DXA2+TXV | TM8E100C16MP11 | 10 | 42000 | 4000 | 205532154 | ASHP | HRCU-A-CB | LX SERIES | 16 | 41500
CHAMPION HEATING AND COOLING | TH6B4221 | CM60DXA2+TXV | TM8E100C16MP11 | 10 | 42000 | 4000 | 205532155 | ASHP | HRCU-A-CB | LX SERIES | 16 | 41500
GUARDIAN | RHP16L42B21 | CM60DXA2+TXV | RGF1L100CE16MP12 | 10 | 42000 | 4000 | 205532156 | ASHP | HRCU-A-CB |  | 16 | 41500
EVCON | RHP16L42B21 | CM60DXA2+TXV | RGF1L100CE16MP12 | 10 | 42000 | 4000 | 205532157 | ASHP | HRCU-A-CB |  | 16 | 41500
GUARDIAN | RHP16L42B23 | CM60DXA2+TXV | RGF1L100CE16MP12 | 10 | 42000 | 4000 | 205532158 | ASHP | HRCU-A-CB |  | 16 | 41500
EVCON | RHP16L42B23 | CM60DXA2+TXV | RGF1L100CE16MP12 | 10 | 42000 | 4000 | 205532159 | ASHP | HRCU-A-CB |  | 16 | 41500
COLEMAN | CH6B4221 | CU60DXA2+TXV | TM8E100C16MP11 | 10 | 42000 | 4000 | 205532160 | ASHP | HRCU-A-CB | LX SERIES | 16 | 41500
LUXAIRE | TH6B4221 | CU60DXA2+TXV | TM8E100C16MP11 | 10 | 42000 | 4000 | 205532161 | ASHP | HRCU-A-CB | LX SERIES | 16 | 41500
FRASER-JOHNSTON | TH6B4221 | CU60DXA2+TXV | TM8E100C16MP11 | 10 | 42000 | 4000 | 205532162 | ASHP | HRCU-A-CB | LX SERIES | 16 | 41500
CHAMPION HEATING AND COOLING | TH6B4221 | CU60DXA2+TXV | TM8E100C16MP11 | 10 | 42000 | 4000 | 205532163 | ASHP | HRCU-A-CB | LX SERIES | 16 | 41500
GUARDIAN | RHP16L42B21 | CU60DXA2+TXV | RGF1L100CE16MP12 | 10 | 42000 | 4000 | 205532164 | ASHP | HRCU-A-CB |  | 16 | 41500
EVCON | RHP16L42B21 | CU60DXA2+TXV | RGF1L100CE16MP12 | 10 | 42000 | 4000 | 205532165 | ASHP | HRCU-A-CB |  | 16 | 41500
GUARDIAN | RHP16L42B23 | CU60DXA2+TXV | RGF1L100CE16MP12 | 10 | 42000 | 4000 | 205532166 | ASHP | HRCU-A-CB |  | 16 | 41500
EVCON | RHP16L42B23 | CU60DXA2+TXV | RGF1L100CE16MP12 | 10 | 42000 | 4000 | 205532167 | ASHP | HRCU-A-CB |  | 16 | 41500
COLEMAN | CH6B4221 | CM60DXA2+TXV | TMLE100C16MP11 | 10 | 42000 | 4000 | 205532168 | ASHP | HRCU-A-CB | LX SERIES | 16 | 41500
LUXAIRE | TH6B4221 | CM60DXA2+TXV | TMLE100C16MP11 | 10 | 42000 | 4000 | 205532169 | ASHP | HRCU-A-CB | LX SERIES | 16 | 41500
FRASER-JOHNSTON | TH6B4221 | CM60DXA2+TXV | TMLE100C16MP11 | 10 | 42000 | 4000 | 205532170 | ASHP | HRCU-A-CB | LX SERIES | 16 | 41500
CHAMPION HEATING AND COOLING | TH6B4221 | CM60DXA2+TXV | TMLE100C16MP11 | 10 | 42000 | 4000 | 205532171 | ASHP | HRCU-A-CB | LX SERIES | 16 | 41500
COLEMAN | CH6B4221 | CU60DXA2+TXV | TMLE100C16MP11 | 10 | 42000 | 4000 | 205532172 | ASHP | HRCU-A-CB | LX SERIES | 16 | 41500
LUXAIRE | TH6B4221 | CU60DXA2+TXV | TMLE100C16MP11 | 10 | 42000 | 4000 | 205532173 | ASHP | HRCU-A-CB | LX SERIES | 16 | 41500
FRASER-JOHNSTON | TH6B4221 | CU60DXA2+TXV | TMLE100C16MP11 | 10 | 42000 | 4000 | 205532174 | ASHP | HRCU-A-CB | LX SERIES | 16 | 41500
CHAMPION HEATING AND COOLING | TH6B4221 | CU60DXA2+TXV | TMLE100C16MP11 | 10 | 42000 | 4000 | 205532175 | ASHP | HRCU-A-CB | LX SERIES | 16 | 41500
LUXAIRE | TH6B4221 | CU60DXA2+TXV | TM8E120C16MP11 | 10 | 42000 | 4000 | 205531981 | ASHP | HRCU-A-CB | LX SERIES | 16 | 41500
FRASER-JOHNSTON | TH6B4221 | CU60DXA2+TXV | TM8E120C16MP11 | 10 | 42000 | 4000 | 205531982 | ASHP | HRCU-A-CB | LX SERIES | 16 | 41500
CHAMPION HEATING AND COOLING | TH6B4221 | CU60DXA2+TXV | TM8E120C16MP11 | 10 | 42000 | 4000 | 205531983 | ASHP | HRCU-A-CB | LX SERIES | 16 | 41500
GUARDIAN | RHP16L42B21 | CU60DXA2+TXV | RGF1L120CE16MP12 | 10 | 42000 | 4000 | 205531984 | ASHP | HRCU-A-CB |  | 16 | 41500
EVCON | RHP16L42B21 | CU60DXA2+TXV | RGF1L120CE16MP12 | 10 | 42000 | 4000 | 205531985 | ASHP | HRCU-A-CB |  | 16 | 41500
GUARDIAN | RHP16L42B23 | CU60DXA2+TXV | RGF1L120CE16MP12 | 10 | 42000 | 4000 | 205531986 | ASHP | HRCU-A-CB |  | 16 | 41500
EVCON | RHP16L42B23 | CU60DXA2+TXV | RGF1L120CE16MP12 | 10 | 42000 | 4000 | 205531987 | ASHP | HRCU-A-CB |  | 16 | 41500
COLEMAN | CH6B4221 | CM60DXA2+TXV | TMLE120C16MP11 | 10 | 42000 | 4000 | 205531988 | ASHP | HRCU-A-CB | LX SERIES | 16 | 41500
LUXAIRE | TH6B4221 | CM60DXA2+TXV | TMLE120C16MP11 | 10 | 42000 | 4000 | 205531989 | ASHP | HRCU-A-CB | LX SERIES | 16 | 41500
FRASER-JOHNSTON | TH6B4221 | CM60DXA2+TXV | TMLE120C16MP11 | 10 | 42000 | 4000 | 205531990 | ASHP | HRCU-A-CB | LX SERIES | 16 | 41500
CHAMPION HEATING AND COOLING | TH6B4221 | CM60DXA2+TXV | TMLE120C16MP11 | 10 | 42000 | 4000 | 205531991 | ASHP | HRCU-A-CB | LX SERIES | 16 | 41500
COLEMAN | CH6B4221 | CU60DXA2+TXV | TMLE120C16MP11 | 10 | 42000 | 4000 | 205531992 | ASHP | HRCU-A-CB | LX SERIES | 16 | 41500
LUXAIRE | TH6B4221 | CU60DXA2+TXV | TMLE120C16MP11 | 10 | 42000 | 4000 | 205531993 | ASHP | HRCU-A-CB | LX SERIES | 16 | 41500
FRASER-JOHNSTON | TH6B4221 | CU60DXA2+TXV | TMLE120C16MP11 | 10 | 42000 | 4000 | 205531994 | ASHP | HRCU-A-CB | LX SERIES | 16 | 41500
FRASER-JOHNSTON | TH6B4221 | CM60DXA2+TXV | TL9E100C20UH11 | 10 | 42000 | 4000 | 205251069 | ASHP | HRCU-A-CB | LX SERIES | 16 | 42000
CHAMPION HEATING AND COOLING | TH6B4221 | CM60DXA2+TXV | TL9E100C20UH11 | 10 | 42000 | 4000 | 205251070 | ASHP | HRCU-A-CB | LX SERIES | 16 | 42000
COLEMAN | CH6B4221 | CU60DXA2+TXV | TL9E100C20UH11 | 10 | 42000 | 4000 | 205251075 | ASHP | HRCU-A-CB | LX SERIES | 16 | 42000
LUXAIRE | TH6B4221 | CU60DXA2+TXV | TL9E100C20UH11 | 10 | 42000 | 4000 | 205251076 | ASHP | HRCU-A-CB | LX SERIES | 16 | 42000
FRASER-JOHNSTON | TH6B4221 | CU60DXA2+TXV | TL9E100C20UH11 | 10 | 42000 | 4000 | 205251077 | ASHP | HRCU-A-CB | LX SERIES | 16 | 42000
CHAMPION HEATING AND COOLING | TH6B4221 | CU60DXA2+TXV | TL9E100C20UH11 | 10 | 42000 | 4000 | 205251078 | ASHP | HRCU-A-CB | LX SERIES | 16 | 42000
COLEMAN | CH6B4221 | CF60CXA2+TXV | TL8E100C20UH11 | 10 | 42000 | 4000 | 205532512 | ASHP | HRCU-A-CB | LX SERIES | 16 | 42000
LUXAIRE | TH6B4221 | CF60CXA2+TXV | TL8E100C20UH11 | 10 | 42000 | 4000 | 205532513 | ASHP | HRCU-A-CB | LX SERIES | 16 | 42000
FRASER-JOHNSTON | TH6B4221 | CF60CXA2+TXV | TL8E100C20UH11 | 10 | 42000 | 4000 | 205532514 | ASHP | HRCU-A-CB | LX SERIES | 16 | 42000
CHAMPION HEATING AND COOLING | TH6B4221 | CF60CXA2+TXV | TL8E100C20UH11 | 10 | 42000 | 4000 | 205532515 | ASHP | HRCU-A-CB | LX SERIES | 16 | 42000
COLEMAN | CH6B4221 | CM60CXA2+TXV | TL8E100C20UH11 | 10 | 42000 | 4000 | 205532520 | ASHP | HRCU-A-CB | LX SERIES | 16 | 42000
LUXAIRE | TH6B4221 | CM60CXA2+TXV | TL8E100C20UH11 | 10 | 42000 | 4000 | 205532521 | ASHP | HRCU-A-CB | LX SERIES | 16 | 42000
FRASER-JOHNSTON | TH6B4221 | CM60CXA2+TXV | TL8E100C20UH11 | 10 | 42000 | 4000 | 205532522 | ASHP | HRCU-A-CB | LX SERIES | 16 | 42000
CHAMPION HEATING AND COOLING | TH6B4221 | CU60DXA2+TXV | TMLE120C16MP11 | 10 | 42000 | 4000 | 205531995 | ASHP | HRCU-A-CB | LX SERIES | 16 | 41500
COLEMAN | CH6B4221 | CF60DXA2+TXV | TM8E100C16MP11 | 10 | 42000 | 4000 | 205532140 | ASHP | HRCU-A-CB | LX SERIES | 16 | 41500
LUXAIRE | TH6B4221 | CF60DXA2+TXV | TM8E100C16MP11 | 10 | 42000 | 4000 | 205532141 | ASHP | HRCU-A-CB | LX SERIES | 16 | 41500
FRASER-JOHNSTON | TH6B4221 | CF60DXA2+TXV | TM8E100C16MP11 | 10 | 42000 | 4000 | 205532142 | ASHP | HRCU-A-CB | LX SERIES | 16 | 41500
CHAMPION HEATING AND COOLING | TH6B4221 | CF60DXA2+TXV | TM8E100C16MP11 | 10 | 42000 | 4000 | 205532143 | ASHP | HRCU-A-CB | LX SERIES | 16 | 41500
GUARDIAN | RHP16L42B21 | CF60DXA2+TXV | RGF1L100CE16MP12 | 10 | 42000 | 4000 | 205532144 | ASHP | HRCU-A-CB |  | 16 | 41500
EVCON | RHP16L42B21 | CF60DXA2+TXV | RGF1L100CE16MP12 | 10 | 42000 | 4000 | 205532145 | ASHP | HRCU-A-CB |  | 16 | 41500
GUARDIAN | RHP16L42B23 | CF60DXA2+TXV | RGF1L100CE16MP12 | 10 | 42000 | 4000 | 205532146 | ASHP | HRCU-A-CB |  | 16 | 41500
EVCON | RHP16L42B23 | CF60DXA2+TXV | RGF1L100CE16MP12 | 10 | 42000 | 4000 | 205532147 | ASHP | HRCU-A-CB |  | 16 | 41500
COLEMAN | CH6B4221 | CF60DXA2+TXV | TMLE100C16MP11 | 10 | 42000 | 4000 | 205532148 | ASHP | HRCU-A-CB | LX SERIES | 16 | 41500
LUXAIRE | TH6B4221 | CF60DXA2+TXV | TMLE100C16MP11 | 10 | 42000 | 4000 | 205532149 | ASHP | HRCU-A-CB | LX SERIES | 16 | 41500
FRASER-JOHNSTON | TH6B4221 | CF60DXA2+TXV | TMLE100C16MP11 | 10 | 42000 | 4000 | 205532150 | ASHP | HRCU-A-CB | LX SERIES | 16 | 41500
CHAMPION HEATING AND COOLING | TH6B4221 | CF60DXA2+TXV | TMLE100C16MP11 | 10 | 42000 | 4000 | 205532151 | ASHP | HRCU-A-CB | LX SERIES | 16 | 41500
COLEMAN | CH6B4221 | CM60DXA2+TXV | TM8E100C16MP11 | 10 | 42000 | 4000 | 205532152 | ASHP | HRCU-A-CB | LX SERIES | 16 | 41500
LUXAIRE | TH6B4221 | CM60DXA2+TXV | TM8E100C16MP11 | 10 | 42000 | 4000 | 205532153 | ASHP | HRCU-A-CB | LX SERIES | 16 | 41500
GUARDIAN | RHP16L42B21 | CF60CXA2+TXV | RGF1L100CE20MP12 | 10 | 42000 | 4000 | 205248326 | ASHP | HRCU-A-CB |  | 16 | 42000
EVCON | RHP16L42B21 | CF60CXA2+TXV | RGF1L100CE20MP12 | 10 | 42000 | 4000 | 205248327 | ASHP | HRCU-A-CB |  | 16 | 42000
GUARDIAN | RHP16L42B23 | CF60CXA2+TXV | RGF1L100CE20MP12 | 10 | 42000 | 4000 | 205248328 | ASHP | HRCU-A-CB |  | 16 | 42000
EVCON | RHP16L42B23 | CF60CXA2+TXV | RGF1L100CE20MP12 | 10 | 42000 | 4000 | 205248329 | ASHP | HRCU-A-CB |  | 16 | 42000
COLEMAN | CH6B4221 | CF60CXA2+TXV | TMLE100C20MP11 | 10 | 42000 | 4000 | 205248330 | ASHP | HRCU-A-CB | LX SERIES | 16 | 42000
LUXAIRE | TH6B4221 | CF60CXA2+TXV | TMLE100C20MP11 | 10 | 42000 | 4000 | 205248331 | ASHP | HRCU-A-CB | LX SERIES | 16 | 42000
FRASER-JOHNSTON | TH6B4221 | CF60CXA2+TXV | TMLE100C20MP11 | 10 | 42000 | 4000 | 205248332 | ASHP | HRCU-A-CB | LX SERIES | 16 | 42000
CHAMPION HEATING AND COOLING | TH6B4221 | CF60CXA2+TXV | TMLE100C20MP11 | 10 | 42000 | 4000 | 205248333 | ASHP | HRCU-A-CB | LX SERIES | 16 | 42000
YORK | YHG42B21 | CU60DXA2+TXV | TMLE100C16MP11 | 10 | 42000 | 4000 | 205510722 | ASHP | HRCU-A-CB | LX SERIES | 16 | 41500
YORK | YHG42B21 | CF60CXA2+TXV | TL8E100C20UH11 | 10 | 42000 | 4000 | 205510822 | ASHP | HRCU-A-CB | LX SERIES | 16 | 42000
YORK | YHG42B21 | CM60CXA2+TXV | TL8E100C20UH11 | 10 | 42000 | 4000 | 205510824 | ASHP | HRCU-A-CB | LX SERIES | 16 | 42000
YORK | YHG42B21 | CU60CXA2+TXV | TL8E100C20UH11 | 10 | 42000 | 4000 | 205510826 | ASHP | HRCU-A-CB | LX SERIES | 16 | 42000
YORK | YHG42B21 | CM60CXA2+TXV | TM9E080C20MP12 | 10 | 42000 | 4000 | 205510558 | ASHP | HRCU-A-CB | LX SERIES | 16 | 41500
YORK | YHG42B21 | CU60CXA2+TXV | TM9E080C20MP12 | 10 | 42000 | 4000 | 205510560 | ASHP | HRCU-A-CB | LX SERIES | 16 | 41500
YORK | YHG42B21 | CF60CXA2+TXV | TM8E120C20MP11 | 10 | 42000 | 4000 | 205510619 | ASHP | HRCU-A-CB | LX SERIES | 16 | 42000
YORK | YHG42B21 | CF60CXA2+TXV | TMLE120C20MP11 | 10 | 42000 | 4000 | 205510621 | ASHP | HRCU-A-CB | LX SERIES | 16 | 42000
YORK | YHG42B21 | CM60CXA2+TXV | TM8E120C20MP11 | 10 | 42000 | 4000 | 205510622 | ASHP | HRCU-A-CB | LX SERIES | 16 | 42000
YORK | YHG42B21 | CU60CXA2+TXV | TM8E120C20MP11 | 10 | 42000 | 4000 | 205510624 | ASHP | HRCU-A-CB | LX SERIES | 16 | 42000
YORK | YHG42B21 | CM60CXA2+TXV | TMLE120C20MP11 | 10 | 42000 | 4000 | 205510626 | ASHP | HRCU-A-CB | LX SERIES | 16 | 42000
YORK | YHG42B21 | CU60CXA2+TXV | TMLE120C20MP11 | 10 | 42000 | 4000 | 205510628 | ASHP | HRCU-A-CB | LX SERIES | 16 | 42000
YORK | YHG42B21 | CF60DXA2+TXV | TM8E120C16MP11 | 10 | 42000 | 4000 | 205510653 | ASHP | HRCU-A-CB | LX SERIES | 16 | 41500
YORK | YHG42B21 | CF60DXA2+TXV | TMLE120C16MP11 | 10 | 42000 | 4000 | 205510655 | ASHP | HRCU-A-CB | LX SERIES | 16 | 41500
YORK | YHG42B21 | CM60DXA2+TXV | TM8E120C16MP11 | 10 | 42000 | 4000 | 205510657 | ASHP | HRCU-A-CB | LX SERIES | 16 | 41500
YORK | YHG42B21 | CU60DXA2+TXV | TM8E120C16MP11 | 10 | 42000 | 4000 | 205510659 | ASHP | HRCU-A-CB | LX SERIES | 16 | 41500
YORK | YHG42B21 | CM60DXA2+TXV | TMLE120C16MP11 | 10 | 42000 | 4000 | 205510661 | ASHP | HRCU-A-CB | LX SERIES | 16 | 41500
YORK | YHG42B21 | CU60DXA2+TXV | TMLE120C16MP11 | 10 | 42000 | 4000 | 205510663 | ASHP | HRCU-A-CB | LX SERIES | 16 | 41500
YORK | YHG42B21 | CF60DXA2+TXV | TM8E100C16MP11 | 10 | 42000 | 4000 | 205510711 | ASHP | HRCU-A-CB | LX SERIES | 16 | 41500
YORK | YHG42B21 | CF60DXA2+TXV | TMLE100C16MP11 | 10 | 42000 | 4000 | 205510712 | ASHP | HRCU-A-CB | LX SERIES | 16 | 41500
YORK | YHG42B21 | CM60DXA2+TXV | TM8E100C16MP11 | 10 | 42000 | 4000 | 205510715 | ASHP | HRCU-A-CB | LX SERIES | 16 | 41500
YORK | YHG42B21 | CU60DXA2+TXV | TM8E100C16MP11 | 10 | 42000 | 4000 | 205510717 | ASHP | HRCU-A-CB | LX SERIES | 16 | 41500
YORK | YHG42B21 | CM60DXA2+TXV | TMLE100C16MP11 | 10 | 42000 | 4000 | 205510720 | ASHP | HRCU-A-CB | LX SERIES | 16 | 41500
YORK | YHG42B21 | CF60DXA2+TXV | TM9E100C20MP12 | 10 | 42000 | 4000 | 205510517 | ASHP | HRCU-A-CB | LX SERIES | 16 | 42000
YORK | YHG42B21 | CM60DXA2+TXV | TM9E100C20MP12 | 10 | 42000 | 4000 | 205510519 | ASHP | HRCU-A-CB | LX SERIES | 16 | 42000
YORK | YHG42B21 | CU60DXA2+TXV | TM9E100C20MP12 | 10 | 42000 | 4000 | 205510521 | ASHP | HRCU-A-CB | LX SERIES | 16 | 42000
YORK | YHG42B21 | CF60CXA2+TXV | TM9E100C20MP12 | 10 | 42000 | 4000 | 205510522 | ASHP | HRCU-A-CB | LX SERIES | 16 | 41500
YORK | YHG42B21 | CM60CXA2+TXV | TM9E100C20MP12 | 10 | 42000 | 4000 | 205510523 | ASHP | HRCU-A-CB | LX SERIES | 16 | 41500
YORK | YHG42B21 | CU60CXA2+TXV | TM9E100C20MP12 | 10 | 42000 | 4000 | 205510525 | ASHP | HRCU-A-CB | LX SERIES | 16 | 41500
YORK | YHG42B21 | CF60DXA2+TXV | TM9E080C20MP12 | 10 | 42000 | 4000 | 205510550 | ASHP | HRCU-A-CB | LX SERIES | 16 | 42000
YORK | YHG42B21 | CM60DXA2+TXV | TM9E080C20MP12 | 10 | 42000 | 4000 | 205510553 | ASHP | HRCU-A-CB | LX SERIES | 16 | 42000
YORK | YHG42B21 | CU60DXA2+TXV | TM9E080C20MP12 | 10 | 42000 | 4000 | 205510555 | ASHP | HRCU-A-CB | LX SERIES | 16 | 42000
YORK | YHG42B21 | CF60CXA2+TXV | TM9E080C20MP12 | 10 | 42000 | 4000 | 205510556 | ASHP | HRCU-A-CB | LX SERIES | 16 | 41500
COLEMAN | CH6B4221 | CF60DXA2+TXV | TL9E100C20UH11 | 10 | 42000 | 4000 | 205251059 | ASHP | HRCU-A-CB | LX SERIES | 16 | 42000
LUXAIRE | TH6B4221 | CF60DXA2+TXV | TL9E100C20UH11 | 10 | 42000 | 4000 | 205251060 | ASHP | HRCU-A-CB | LX SERIES | 16 | 42000
FRASER-JOHNSTON | TH6B4221 | CF60DXA2+TXV | TL9E100C20UH11 | 10 | 42000 | 4000 | 205251061 | ASHP | HRCU-A-CB | LX SERIES | 16 | 42000
CHAMPION HEATING AND COOLING | TH6B4221 | CF60DXA2+TXV | TL9E100C20UH11 | 10 | 42000 | 4000 | 205251062 | ASHP | HRCU-A-CB | LX SERIES | 16 | 42000
COLEMAN | CH6B4221 | CM60DXA2+TXV | TL9E100C20UH11 | 10 | 42000 | 4000 | 205251067 | ASHP | HRCU-A-CB | LX SERIES | 16 | 42000
LUXAIRE | TH6B4221 | CM60DXA2+TXV | TL9E100C20UH11 | 10 | 42000 | 4000 | 205251068 | ASHP | HRCU-A-CB | LX SERIES | 16 | 42000
LUXAIRE | TH6B4221 | CU60CXA2+TXV | TMLE100C20MP11 | 10 | 42000 | 4000 | 205248359 | ASHP | HRCU-A-CB | LX SERIES | 16 | 42000
FRASER-JOHNSTON | TH6B4221 | CU60CXA2+TXV | TMLE100C20MP11 | 10 | 42000 | 4000 | 205248360 | ASHP | HRCU-A-CB | LX SERIES | 16 | 42000
CHAMPION HEATING AND COOLING | TH6B4221 | CU60CXA2+TXV | TMLE100C20MP11 | 10 | 42000 | 4000 | 205248361 | ASHP | HRCU-A-CB | LX SERIES | 16 | 42000
YORK | YHG42B21 | CF60DXA2+TXV | TL9E100C20UH11 | 10 | 42000 | 4000 | 205246603 | ASHP | HRCU-A-CB | LX SERIES | 16 | 42000
YORK | YHG42B21 | CM60DXA2+TXV | TL9E100C20UH11 | 10 | 42000 | 4000 | 205246604 | ASHP | HRCU-A-CB | LX SERIES | 16 | 42000
YORK | YHG42B21 | CU60DXA2+TXV | TL9E100C20UH11 | 10 | 42000 | 4000 | 205246605 | ASHP | HRCU-A-CB | LX SERIES | 16 | 42000
YORK | YHG42B21 | CF60CXA2+TXV | TM8E100C20MP11 | 10 | 42000 | 4000 | 205246630 | ASHP | HRCU-A-CB | LX SERIES | 16 | 42000
YORK | YHG42B21 | CF60CXA2+TXV | TMLE100C20MP11 | 10 | 42000 | 4000 | 205246631 | ASHP | HRCU-A-CB | LX SERIES | 16 | 42000
YORK | YHG42B21 | CM60CXA2+TXV | TM8E100C20MP11 | 10 | 42000 | 4000 | 205246632 | ASHP | HRCU-A-CB | LX SERIES | 16 | 42000
YORK | YHG42B21 | CU60CXA2+TXV | TM8E100C20MP11 | 10 | 42000 | 4000 | 205246633 | ASHP | HRCU-A-CB | LX SERIES | 16 | 42000
YORK | YHG42B21 | CM60CXA2+TXV | TMLE100C20MP11 | 10 | 42000 | 4000 | 205246634 | ASHP | HRCU-A-CB | LX SERIES | 16 | 42000
YORK | YHG42B21 | CU60CXA2+TXV | TMLE100C20MP11 | 10 | 42000 | 4000 | 205246635 | ASHP | HRCU-A-CB | LX SERIES | 16 | 42000
YORK | YHG42B21 | CF60CXA2+TXV | TM8E080C20MP11 | 10 | 42000 | 4000 | 205246648 | ASHP | HRCU-A-CB | LX SERIES | 16 | 42000
YORK | YHG42B21 | CF60CXA2+TXV | TMLE080C20MP11 | 10 | 42000 | 4000 | 205246649 | ASHP | HRCU-A-CB | LX SERIES | 16 | 42000
YORK | YHG42B21 | CM60CXA2+TXV | TM8E080C20MP11 | 10 | 42000 | 4000 | 205246650 | ASHP | HRCU-A-CB | LX SERIES | 16 | 42000
YORK | YHG42B21 | CU60CXA2+TXV | TM8E080C20MP11 | 10 | 42000 | 4000 | 205246651 | ASHP | HRCU-A-CB | LX SERIES | 16 | 42000
YORK | YHG42B21 | CM60CXA2+TXV | TMLE080C20MP11 | 10 | 42000 | 4000 | 205246652 | ASHP | HRCU-A-CB | LX SERIES | 16 | 42000
YORK | YHG42B21 | CU60CXA2+TXV | TMLE080C20MP11 | 10 | 42000 | 4000 | 205246653 | ASHP | HRCU-A-CB | LX SERIES | 16 | 42000
COLEMAN | CH6B4221 | CF60CXA2+TXV | TM8E100C20MP11 | 10 | 42000 | 4000 | 205248322 | ASHP | HRCU-A-CB | LX SERIES | 16 | 42000
LUXAIRE | TH6B4221 | CF60CXA2+TXV | TM8E100C20MP11 | 10 | 42000 | 4000 | 205248323 | ASHP | HRCU-A-CB | LX SERIES | 16 | 42000
FRASER-JOHNSTON | TH6B4221 | CF60CXA2+TXV | TM8E100C20MP11 | 10 | 42000 | 4000 | 205248324 | ASHP | HRCU-A-CB | LX SERIES | 16 | 42000
CHAMPION HEATING AND COOLING | TH6B4221 | CF60CXA2+TXV | TM8E100C20MP11 | 10 | 42000 | 4000 | 205248325 | ASHP | HRCU-A-CB | LX SERIES | 16 | 42000
EVCON | RHP16L42B23 | CM60CXA2+TXV | RGF19080CE20MP13 | 10 | 42000 | 4000 | 205531627 | ASHP | HRCU-A-CB |  | 16 | 41500
COLEMAN | CH6B4221 | CU60CXA2+TXV | TM9E080C20MP12 | 10 | 42000 | 4000 | 205531628 | ASHP | HRCU-A-CB | LX SERIES | 16 | 41500
LUXAIRE | TH6B4221 | CU60CXA2+TXV | TM9E080C20MP12 | 10 | 42000 | 4000 | 205531629 | ASHP | HRCU-A-CB | LX SERIES | 16 | 41500
FRASER-JOHNSTON | TH6B4221 | CU60CXA2+TXV | TM9E080C20MP12 | 10 | 42000 | 4000 | 205531630 | ASHP | HRCU-A-CB | LX SERIES | 16 | 41500
CHAMPION HEATING AND COOLING | TH6B4221 | CU60CXA2+TXV | TM9E080C20MP12 | 10 | 42000 | 4000 | 205531631 | ASHP | HRCU-A-CB | LX SERIES | 16 | 41500
GUARDIAN | RHP16L42B21 | CU60CXA2+TXV | RGF19080CE20MP13 | 10 | 42000 | 4000 | 205531632 | ASHP | HRCU-A-CB |  | 16 | 41500
EVCON | RHP16L42B21 | CU60CXA2+TXV | RGF19080CE20MP13 | 10 | 42000 | 4000 | 205531633 | ASHP | HRCU-A-CB |  | 16 | 41500
GUARDIAN | RHP16L42B23 | CU60CXA2+TXV | RGF19080CE20MP13 | 10 | 42000 | 4000 | 205531634 | ASHP | HRCU-A-CB |  | 16 | 41500
EVCON | RHP16L42B23 | CU60CXA2+TXV | RGF19080CE20MP13 | 10 | 42000 | 4000 | 205531635 | ASHP | HRCU-A-CB |  | 16 | 41500
COLEMAN | CH6B4221 | CM60CXA2+TXV | TM8E100C20MP11 | 10 | 42000 | 4000 | 205248334 | ASHP | HRCU-A-CB | LX SERIES | 16 | 42000
LUXAIRE | TH6B4221 | CM60CXA2+TXV | TM8E100C20MP11 | 10 | 42000 | 4000 | 205248335 | ASHP | HRCU-A-CB | LX SERIES | 16 | 42000
FRASER-JOHNSTON | TH6B4221 | CM60CXA2+TXV | TM8E100C20MP11 | 10 | 42000 | 4000 | 205248336 | ASHP | HRCU-A-CB | LX SERIES | 16 | 42000
CHAMPION HEATING AND COOLING | TH6B4221 | CM60CXA2+TXV | TM8E100C20MP11 | 10 | 42000 | 4000 | 205248337 | ASHP | HRCU-A-CB | LX SERIES | 16 | 42000
GUARDIAN | RHP16L42B21 | CM60CXA2+TXV | RGF1L100CE20MP12 | 10 | 42000 | 4000 | 205248338 | ASHP | HRCU-A-CB |  | 16 | 42000
EVCON | RHP16L42B21 | CM60CXA2+TXV | RGF1L100CE20MP12 | 10 | 42000 | 4000 | 205248339 | ASHP | HRCU-A-CB |  | 16 | 42000
GUARDIAN | RHP16L42B23 | CM60CXA2+TXV | RGF1L100CE20MP12 | 10 | 42000 | 4000 | 205248340 | ASHP | HRCU-A-CB |  | 16 | 42000
EVCON | RHP16L42B23 | CM60CXA2+TXV | RGF1L100CE20MP12 | 10 | 42000 | 4000 | 205248341 | ASHP | HRCU-A-CB |  | 16 | 42000
COLEMAN | CH6B4221 | CU60CXA2+TXV | TM8E100C20MP11 | 10 | 42000 | 4000 | 205248342 | ASHP | HRCU-A-CB | LX SERIES | 16 | 42000
LUXAIRE | TH6B4221 | CU60CXA2+TXV | TM8E100C20MP11 | 10 | 42000 | 4000 | 205248343 | ASHP | HRCU-A-CB | LX SERIES | 16 | 42000
FRASER-JOHNSTON | TH6B4221 | CU60CXA2+TXV | TM8E100C20MP11 | 10 | 42000 | 4000 | 205248344 | ASHP | HRCU-A-CB | LX SERIES | 16 | 42000
CHAMPION HEATING AND COOLING | TH6B4221 | CU60CXA2+TXV | TM8E100C20MP11 | 10 | 42000 | 4000 | 205248346 | ASHP | HRCU-A-CB | LX SERIES | 16 | 42000
GUARDIAN | RHP16L42B21 | CU60CXA2+TXV | RGF1L100CE20MP12 | 10 | 42000 | 4000 | 205248347 | ASHP | HRCU-A-CB |  | 16 | 42000
EVCON | RHP16L42B21 | CU60CXA2+TXV | RGF1L100CE20MP12 | 10 | 42000 | 4000 | 205248348 | ASHP | HRCU-A-CB |  | 16 | 42000
GUARDIAN | RHP16L42B23 | CU60CXA2+TXV | RGF1L100CE20MP12 | 10 | 42000 | 4000 | 205248349 | ASHP | HRCU-A-CB |  | 16 | 42000
EVCON | RHP16L42B23 | CU60CXA2+TXV | RGF1L100CE20MP12 | 10 | 42000 | 4000 | 205248351 | ASHP | HRCU-A-CB |  | 16 | 42000
COLEMAN | CH6B4221 | CM60CXA2+TXV | TMLE100C20MP11 | 10 | 42000 | 4000 | 205248352 | ASHP | HRCU-A-CB | LX SERIES | 16 | 42000
LUXAIRE | TH6B4221 | CM60CXA2+TXV | TMLE100C20MP11 | 10 | 42000 | 4000 | 205248353 | ASHP | HRCU-A-CB | LX SERIES | 16 | 42000
FRASER-JOHNSTON | TH6B4221 | CM60CXA2+TXV | TMLE100C20MP11 | 10 | 42000 | 4000 | 205248355 | ASHP | HRCU-A-CB | LX SERIES | 16 | 42000
CHAMPION HEATING AND COOLING | TH6B4221 | CM60CXA2+TXV | TMLE100C20MP11 | 10 | 42000 | 4000 | 205248356 | ASHP | HRCU-A-CB | LX SERIES | 16 | 42000
COLEMAN | CH6B4221 | CU60CXA2+TXV | TMLE100C20MP11 | 10 | 42000 | 4000 | 205248357 | ASHP | HRCU-A-CB | LX SERIES | 16 | 42000
FRASER-JOHNSTON | TH6B4221 | CU60CXA2+TXV | TMLE120C20MP11 | 10 | 42000 | 4000 | 205531886 | ASHP | HRCU-A-CB | LX SERIES | 16 | 42000
CHAMPION HEATING AND COOLING | TH6B4221 | CU60CXA2+TXV | TMLE120C20MP11 | 10 | 42000 | 4000 | 205531887 | ASHP | HRCU-A-CB | LX SERIES | 16 | 42000
COLEMAN | CH6B4221 | CF60DXA2+TXV | TM8E120C16MP11 | 10 | 42000 | 4000 | 205531960 | ASHP | HRCU-A-CB | LX SERIES | 16 | 41500
LUXAIRE | TH6B4221 | CF60DXA2+TXV | TM8E120C16MP11 | 10 | 42000 | 4000 | 205531961 | ASHP | HRCU-A-CB | LX SERIES | 16 | 41500
FRASER-JOHNSTON | TH6B4221 | CF60DXA2+TXV | TM8E120C16MP11 | 10 | 42000 | 4000 | 205531962 | ASHP | HRCU-A-CB | LX SERIES | 16 | 41500
CHAMPION HEATING AND COOLING | TH6B4221 | CF60DXA2+TXV | TM8E120C16MP11 | 10 | 42000 | 4000 | 205531963 | ASHP | HRCU-A-CB | LX SERIES | 16 | 41500
GUARDIAN | RHP16L42B21 | CF60DXA2+TXV | RGF1L120CE16MP12 | 10 | 42000 | 4000 | 205531964 | ASHP | HRCU-A-CB |  | 16 | 41500
EVCON | RHP16L42B21 | CF60DXA2+TXV | RGF1L120CE16MP12 | 10 | 42000 | 4000 | 205531965 | ASHP | HRCU-A-CB |  | 16 | 41500
GUARDIAN | RHP16L42B23 | CF60DXA2+TXV | RGF1L120CE16MP12 | 10 | 42000 | 4000 | 205531966 | ASHP | HRCU-A-CB |  | 16 | 41500
EVCON | RHP16L42B23 | CF60DXA2+TXV | RGF1L120CE16MP12 | 10 | 42000 | 4000 | 205531967 | ASHP | HRCU-A-CB |  | 16 | 41500
COLEMAN | CH6B4221 | CF60DXA2+TXV | TMLE120C16MP11 | 10 | 42000 | 4000 | 205531968 | ASHP | HRCU-A-CB | LX SERIES | 16 | 41500
LUXAIRE | TH6B4221 | CF60DXA2+TXV | TMLE120C16MP11 | 10 | 42000 | 4000 | 205531969 | ASHP | HRCU-A-CB | LX SERIES | 16 | 41500
FRASER-JOHNSTON | TH6B4221 | CF60DXA2+TXV | TMLE120C16MP11 | 10 | 42000 | 4000 | 205531970 | ASHP | HRCU-A-CB | LX SERIES | 16 | 41500
CHAMPION HEATING AND COOLING | TH6B4221 | CF60DXA2+TXV | TMLE120C16MP11 | 10 | 42000 | 4000 | 205531971 | ASHP | HRCU-A-CB | LX SERIES | 16 | 41500
COLEMAN | CH6B4221 | CM60DXA2+TXV | TM8E120C16MP11 | 10 | 42000 | 4000 | 205531972 | ASHP | HRCU-A-CB | LX SERIES | 16 | 41500
LUXAIRE | TH6B4221 | CM60DXA2+TXV | TM8E120C16MP11 | 10 | 42000 | 4000 | 205531973 | ASHP | HRCU-A-CB | LX SERIES | 16 | 41500
FRASER-JOHNSTON | TH6B4221 | CM60DXA2+TXV | TM8E120C16MP11 | 10 | 42000 | 4000 | 205531974 | ASHP | HRCU-A-CB | LX SERIES | 16 | 41500
CHAMPION HEATING AND COOLING | TH6B4221 | CM60DXA2+TXV | TM8E120C16MP11 | 10 | 42000 | 4000 | 205531975 | ASHP | HRCU-A-CB | LX SERIES | 16 | 41500
GUARDIAN | RHP16L42B21 | CM60DXA2+TXV | RGF1L120CE16MP12 | 10 | 42000 | 4000 | 205531976 | ASHP | HRCU-A-CB |  | 16 | 41500
EVCON | RHP16L42B21 | CM60DXA2+TXV | RGF1L120CE16MP12 | 10 | 42000 | 4000 | 205531977 | ASHP | HRCU-A-CB |  | 16 | 41500
GUARDIAN | RHP16L42B23 | CM60DXA2+TXV | RGF1L120CE16MP12 | 10 | 42000 | 4000 | 205531978 | ASHP | HRCU-A-CB |  | 16 | 41500
EVCON | RHP16L42B23 | CM60DXA2+TXV | RGF1L120CE16MP12 | 10 | 42000 | 4000 | 205531979 | ASHP | HRCU-A-CB |  | 16 | 41500
COLEMAN | CH6B4221 | CU60DXA2+TXV | TM8E120C16MP11 | 10 | 42000 | 4000 | 205531980 | ASHP | HRCU-A-CB | LX SERIES | 16 | 41500
EVCON | RHP16L42B21 | CF60CXA2+TXV | RGF1L120CE20MP12 | 10 | 42000 | 4000 | 205531857 | ASHP | HRCU-A-CB |  | 16 | 42000
GUARDIAN | RHP16L42B23 | CF60CXA2+TXV | RGF1L120CE20MP12 | 10 | 42000 | 4000 | 205531858 | ASHP | HRCU-A-CB |  | 16 | 42000
EVCON | RHP16L42B23 | CF60CXA2+TXV | RGF1L120CE20MP12 | 10 | 42000 | 4000 | 205531859 | ASHP | HRCU-A-CB |  | 16 | 42000
COLEMAN | CH6B4221 | CF60CXA2+TXV | TMLE120C20MP11 | 10 | 42000 | 4000 | 205531860 | ASHP | HRCU-A-CB | LX SERIES | 16 | 42000
LUXAIRE | TH6B4221 | CF60CXA2+TXV | TMLE120C20MP11 | 10 | 42000 | 4000 | 205531861 | ASHP | HRCU-A-CB | LX SERIES | 16 | 42000
FRASER-JOHNSTON | TH6B4221 | CF60CXA2+TXV | TMLE120C20MP11 | 10 | 42000 | 4000 | 205531862 | ASHP | HRCU-A-CB | LX SERIES | 16 | 42000
CHAMPION HEATING AND COOLING | TH6B4221 | CF60CXA2+TXV | TMLE120C20MP11 | 10 | 42000 | 4000 | 205531863 | ASHP | HRCU-A-CB | LX SERIES | 16 | 42000
COLEMAN | CH6B4221 | CM60CXA2+TXV | TM8E120C20MP11 | 10 | 42000 | 4000 | 205531864 | ASHP | HRCU-A-CB | LX SERIES | 16 | 42000
LUXAIRE | TH6B4221 | CM60CXA2+TXV | TM8E120C20MP11 | 10 | 42000 | 4000 | 205531865 | ASHP | HRCU-A-CB | LX SERIES | 16 | 42000
FRASER-JOHNSTON | TH6B4221 | CM60CXA2+TXV | TM8E120C20MP11 | 10 | 42000 | 4000 | 205531866 | ASHP | HRCU-A-CB | LX SERIES | 16 | 42000
CHAMPION HEATING AND COOLING | TH6B4221 | CM60CXA2+TXV | TM8E120C20MP11 | 10 | 42000 | 4000 | 205531867 | ASHP | HRCU-A-CB | LX SERIES | 16 | 42000
GUARDIAN | RHP16L42B21 | CM60CXA2+TXV | RGF1L120CE20MP12 | 10 | 42000 | 4000 | 205531868 | ASHP | HRCU-A-CB |  | 16 | 42000
COLEMAN | CH6B4221 | CF60CXA2+TXV | TM8E120C20MP11 | 10 | 42000 | 4000 | 205531852 | ASHP | HRCU-A-CB | LX SERIES | 16 | 42000
LUXAIRE | TH6B4221 | CF60CXA2+TXV | TM8E120C20MP11 | 10 | 42000 | 4000 | 205531853 | ASHP | HRCU-A-CB | LX SERIES | 16 | 42000
FRASER-JOHNSTON | TH6B4221 | CF60CXA2+TXV | TM8E120C20MP11 | 10 | 42000 | 4000 | 205531854 | ASHP | HRCU-A-CB | LX SERIES | 16 | 42000
CHAMPION HEATING AND COOLING | TH6B4221 | CF60CXA2+TXV | TM8E120C20MP11 | 10 | 42000 | 4000 | 205531855 | ASHP | HRCU-A-CB | LX SERIES | 16 | 42000
GUARDIAN | RHP16L42B21 | CF60CXA2+TXV | RGF1L120CE20MP12 | 10 | 42000 | 4000 | 205531856 | ASHP | HRCU-A-CB |  | 16 | 42000
COLEMAN | CH6B4221 | CF60CXA2+TXV | TM8E080C20MP11 | 10 | 42000 | 4000 | 205248448 | ASHP | HRCU-A-CB | LX SERIES | 16 | 42000
LUXAIRE | TH6B4221 | CF60CXA2+TXV | TM8E080C20MP11 | 10 | 42000 | 4000 | 205248449 | ASHP | HRCU-A-CB | LX SERIES | 16 | 42000
FRASER-JOHNSTON | TH6B4221 | CF60CXA2+TXV | TM8E080C20MP11 | 10 | 42000 | 4000 | 205248450 | ASHP | HRCU-A-CB | LX SERIES | 16 | 42000
CHAMPION HEATING AND COOLING | TH6B4221 | CF60CXA2+TXV | TM8E080C20MP11 | 10 | 42000 | 4000 | 205248451 | ASHP | HRCU-A-CB | LX SERIES | 16 | 42000
GUARDIAN | RHP16L42B21 | CF60CXA2+TXV | RGF1L080CE20MP12 | 10 | 42000 | 4000 | 205248452 | ASHP | HRCU-A-CB |  | 16 | 42000
EVCON | RHP16L42B21 | CF60CXA2+TXV | RGF1L080CE20MP12 | 10 | 42000 | 4000 | 205248453 | ASHP | HRCU-A-CB |  | 16 | 42000
GUARDIAN | RHP16L42B23 | CF60CXA2+TXV | RGF1L080CE20MP12 | 10 | 42000 | 4000 | 205248454 | ASHP | HRCU-A-CB |  | 16 | 42000
EVCON | RHP16L42B23 | CF60CXA2+TXV | RGF1L080CE20MP12 | 10 | 42000 | 4000 | 205248455 | ASHP | HRCU-A-CB |  | 16 | 42000
COLEMAN | CH6B4221 | CF60CXA2+TXV | TMLE080C20MP11 | 10 | 42000 | 4000 | 205248456 | ASHP | HRCU-A-CB | LX SERIES | 16 | 42000
LUXAIRE | TH6B4221 | CF60CXA2+TXV | TMLE080C20MP11 | 10 | 42000 | 4000 | 205248457 | ASHP | HRCU-A-CB | LX SERIES | 16 | 42000
FRASER-JOHNSTON | TH6B4221 | CF60CXA2+TXV | TMLE080C20MP11 | 10 | 42000 | 4000 | 205248458 | ASHP | HRCU-A-CB | LX SERIES | 16 | 42000
CHAMPION HEATING AND COOLING | TH6B4221 | CF60CXA2+TXV | TMLE080C20MP11 | 10 | 42000 | 4000 | 205248459 | ASHP | HRCU-A-CB | LX SERIES | 16 | 42000
EVCON | RHP16L42B21 | CM60CXA2+TXV | RGF1L120CE20MP12 | 10 | 42000 | 4000 | 205531869 | ASHP | HRCU-A-CB |  | 16 | 42000
GUARDIAN | RHP16L42B23 | CM60CXA2+TXV | RGF1L120CE20MP12 | 10 | 42000 | 4000 | 205531870 | ASHP | HRCU-A-CB |  | 16 | 42000
EVCON | RHP16L42B23 | CM60CXA2+TXV | RGF1L120CE20MP12 | 10 | 42000 | 4000 | 205531871 | ASHP | HRCU-A-CB |  | 16 | 42000
COLEMAN | CH6B4221 | CU60CXA2+TXV | TM8E120C20MP11 | 10 | 42000 | 4000 | 205531872 | ASHP | HRCU-A-CB | LX SERIES | 16 | 42000
LUXAIRE | TH6B4221 | CU60CXA2+TXV | TM8E120C20MP11 | 10 | 42000 | 4000 | 205531873 | ASHP | HRCU-A-CB | LX SERIES | 16 | 42000
FRASER-JOHNSTON | TH6B4221 | CU60CXA2+TXV | TM8E120C20MP11 | 10 | 42000 | 4000 | 205531874 | ASHP | HRCU-A-CB | LX SERIES | 16 | 42000
CHAMPION HEATING AND COOLING | TH6B4221 | CU60CXA2+TXV | TM8E120C20MP11 | 10 | 42000 | 4000 | 205531875 | ASHP | HRCU-A-CB | LX SERIES | 16 | 42000
GUARDIAN | RHP16L42B21 | CU60CXA2+TXV | RGF1L120CE20MP12 | 10 | 42000 | 4000 | 205531876 | ASHP | HRCU-A-CB |  | 16 | 42000
EVCON | RHP16L42B21 | CU60CXA2+TXV | RGF1L120CE20MP12 | 10 | 42000 | 4000 | 205531877 | ASHP | HRCU-A-CB |  | 16 | 42000
GUARDIAN | RHP16L42B23 | CU60CXA2+TXV | RGF1L120CE20MP12 | 10 | 42000 | 4000 | 205531878 | ASHP | HRCU-A-CB |  | 16 | 42000
EVCON | RHP16L42B23 | CU60CXA2+TXV | RGF1L120CE20MP12 | 10 | 42000 | 4000 | 205531879 | ASHP | HRCU-A-CB |  | 16 | 42000
COLEMAN | CH6B4221 | CM60CXA2+TXV | TMLE120C20MP11 | 10 | 42000 | 4000 | 205531880 | ASHP | HRCU-A-CB | LX SERIES | 16 | 42000
LUXAIRE | TH6B4221 | CM60CXA2+TXV | TMLE120C20MP11 | 10 | 42000 | 4000 | 205531881 | ASHP | HRCU-A-CB | LX SERIES | 16 | 42000
FRASER-JOHNSTON | TH6B4221 | CM60CXA2+TXV | TMLE120C20MP11 | 10 | 42000 | 4000 | 205531882 | ASHP | HRCU-A-CB | LX SERIES | 16 | 42000
CHAMPION HEATING AND COOLING | TH6B4221 | CM60CXA2+TXV | TMLE120C20MP11 | 10 | 42000 | 4000 | 205531883 | ASHP | HRCU-A-CB | LX SERIES | 16 | 42000
COLEMAN | CH6B4221 | CU60CXA2+TXV | TMLE120C20MP11 | 10 | 42000 | 4000 | 205531884 | ASHP | HRCU-A-CB | LX SERIES | 16 | 42000
LUXAIRE | TH6B4221 | CU60CXA2+TXV | TMLE120C20MP11 | 10 | 42000 | 4000 | 205531885 | ASHP | HRCU-A-CB | LX SERIES | 16 | 42000
GUARDIAN | RHP16L42B23 | CU60CXA2+TXV | RGF1L080CE20MP12 | 10 | 42000 | 4000 | 205248474 | ASHP | HRCU-A-CB |  | 16 | 42000
EVCON | RHP16L42B23 | CU60CXA2+TXV | RGF1L080CE20MP12 | 10 | 42000 | 4000 | 205248475 | ASHP | HRCU-A-CB |  | 16 | 42000
COLEMAN | CH6B4221 | CM60CXA2+TXV | TMLE080C20MP11 | 10 | 42000 | 4000 | 205248476 | ASHP | HRCU-A-CB | LX SERIES | 16 | 42000
LUXAIRE | TH6B4221 | CM60CXA2+TXV | TMLE080C20MP11 | 10 | 42000 | 4000 | 205248477 | ASHP | HRCU-A-CB | LX SERIES | 16 | 42000
FRASER-JOHNSTON | TH6B4221 | CM60CXA2+TXV | TMLE080C20MP11 | 10 | 42000 | 4000 | 205248478 | ASHP | HRCU-A-CB | LX SERIES | 16 | 42000
CHAMPION HEATING AND COOLING | TH6B4221 | CM60CXA2+TXV | TMLE080C20MP11 | 10 | 42000 | 4000 | 205248479 | ASHP | HRCU-A-CB | LX SERIES | 16 | 42000
COLEMAN | CH6B4221 | CU60CXA2+TXV | TMLE080C20MP11 | 10 | 42000 | 4000 | 205248481 | ASHP | HRCU-A-CB | LX SERIES | 16 | 42000
LUXAIRE | TH6B4221 | CU60CXA2+TXV | TMLE080C20MP11 | 10 | 42000 | 4000 | 205248482 | ASHP | HRCU-A-CB | LX SERIES | 16 | 42000
FRASER-JOHNSTON | TH6B4221 | CU60CXA2+TXV | TMLE080C20MP11 | 10 | 42000 | 4000 | 205248483 | ASHP | HRCU-A-CB | LX SERIES | 16 | 42000
CHAMPION HEATING AND COOLING | TH6B4221 | CU60CXA2+TXV | TMLE080C20MP11 | 10 | 42000 | 4000 | 205248484 | ASHP | HRCU-A-CB | LX SERIES | 16 | 42000
FRASER-JOHNSTON | TH6B4221 | CU60CXA2+TXV | TM8E080C20MP11 | 10 | 42000 | 4000 | 205248470 | ASHP | HRCU-A-CB | LX SERIES | 16 | 42000
CHAMPION HEATING AND COOLING | TH6B4221 | CU60CXA2+TXV | TM8E080C20MP11 | 10 | 42000 | 4000 | 205248471 | ASHP | HRCU-A-CB | LX SERIES | 16 | 42000
GUARDIAN | RHP16L42B21 | CU60CXA2+TXV | RGF1L080CE20MP12 | 10 | 42000 | 4000 | 205248472 | ASHP | HRCU-A-CB |  | 16 | 42000
EVCON | RHP16L42B21 | CU60CXA2+TXV | RGF1L080CE20MP12 | 10 | 42000 | 4000 | 205248473 | ASHP | HRCU-A-CB |  | 16 | 42000
COLEMAN | CH6B4221 | CM60CXA2+TXV | TM8E080C20MP11 | 10 | 42000 | 4000 | 205248460 | ASHP | HRCU-A-CB | LX SERIES | 16 | 42000
LUXAIRE | TH6B4221 | CM60CXA2+TXV | TM8E080C20MP11 | 10 | 42000 | 4000 | 205248461 | ASHP | HRCU-A-CB | LX SERIES | 16 | 42000
FRASER-JOHNSTON | TH6B4221 | CM60CXA2+TXV | TM8E080C20MP11 | 10 | 42000 | 4000 | 205248462 | ASHP | HRCU-A-CB | LX SERIES | 16 | 42000
CHAMPION HEATING AND COOLING | TH6B4221 | CM60CXA2+TXV | TM8E080C20MP11 | 10 | 42000 | 4000 | 205248463 | ASHP | HRCU-A-CB | LX SERIES | 16 | 42000
GUARDIAN | RHP16L42B21 | CM60CXA2+TXV | RGF1L080CE20MP12 | 10 | 42000 | 4000 | 205248464 | ASHP | HRCU-A-CB |  | 16 | 42000
EVCON | RHP16L42B21 | CM60CXA2+TXV | RGF1L080CE20MP12 | 10 | 42000 | 4000 | 205248465 | ASHP | HRCU-A-CB |  | 16 | 42000
GUARDIAN | RHP16L42B23 | CM60CXA2+TXV | RGF1L080CE20MP12 | 10 | 42000 | 4000 | 205248466 | ASHP | HRCU-A-CB |  | 16 | 42000
EVCON | RHP16L42B23 | CM60CXA2+TXV | RGF1L080CE20MP12 | 10 | 42000 | 4000 | 205248467 | ASHP | HRCU-A-CB |  | 16 | 42000
COLEMAN | CH6B4221 | CU60CXA2+TXV | TM8E080C20MP11 | 10 | 42000 | 4000 | 205248468 | ASHP | HRCU-A-CB | LX SERIES | 16 | 42000
LUXAIRE | TH6B4221 | CU60CXA2+TXV | TM8E080C20MP11 | 10 | 42000 | 4000 | 205248469 | ASHP | HRCU-A-CB | LX SERIES | 16 | 42000
GREE | GWHD(42)ND3JO |  |  | 10 | 42000 | $2,500: 2 indoor heads; $5,000: >=3 indoor heads | 202557963 | ccASHP | HMSV-A-CB-O |  | 23 | 42000 | 1.82 | 74
GREE | MULTIU42HP230V1DO |  |  | 10 | 42000 | $2,500: 2 indoor heads; $5,000: >=3 indoor heads | 204288781 | ccASHP | HMSV-A-CB-O |  | 23 | 42000 | 1.82 | 74
TOSOT | TM42H5O |  |  | 10 | 42000 | $2,500: 2 indoor heads; $5,000: >=3 indoor heads | 204344221 | ccASHP | HRCU-A-CB-O |  | 23 | 42000 | 1.82 | 74
ACD | MUD42KCH23S-O |  |  | 10 | 42000 | $2,500: 2 indoor heads; $5,000: >=3 indoor heads | 206428587 | ccASHP | HMSV-A-CB-O | MUD | 23 | 42000 | 1.82 | 74
FUJITSU | AOU36RLAVM4 |  |  | 10 | 42000 | $2,500: 2 indoor heads; $5,000: >=3 indoor heads | 206347276 | ccASHP | HMSV-A-CB | AIRSTAGE J-IV Series | 17 | 36000 | 2.83 | 90
AMERICAN STANDARD | 4A6V8X48A1 | 4TXCB006DS3 | S9V2B080U4PSB+RP | 10 | 42500 | 5000 | 207599972 | ccASHP | HRCU-A-CB |  | 18 | 46000 | 1.83 | 70
TRANE | 4TWV8X48A1 | 4TXCC007DS3 | S9V2C100U4VSA+RP | 10 | 42500 | 5000 | 207526489 | ccASHP | HRCU-A-CB |  | 18 | 46500 | 1.87 | 70
AMERICAN STANDARD | 4A6V8X48A1 | 4PX*BU48BS3 | S9V2B080U4PSB+RP | 10 | 42500 | 5000 | 207599968 | ccASHP | HRCU-A-CB |  | 18 | 46000 | 1.83 | 70
TRANE | 4TWV8X48A1 | 4TXCC007DS3 | S9V2C100U4PSB+RP | 10 | 42500 | 5000 | 207599988 | ccASHP | HRCU-A-CB |  | 18 | 46500 | 1.87 | 70
TRANE | 4TWV8X48A1 | 4TXCB006DS3 | S9V2B080U4PSB+RP | 10 | 42500 | 5000 | 207599985 | ccASHP | HRCU-A-CB |  | 18 | 46000 | 1.83 | 70
TRANE | 4TWV8X48A1 | 4PX*CU48BS3 | S9V2C100U4PSB+RP | 10 | 42500 | 5000 | 207599983 | ccASHP | HRCU-A-CB |  | 18 | 46500 | 1.87 | 70
TRANE | 4TWV8X48A1 | 4PX*BU48BS3 | S9V2B080U4PSB+RP | 10 | 42500 | 5000 | 207599981 | ccASHP | HRCU-A-CB |  | 18 | 46000 | 1.83 | 70
AMERICAN STANDARD | 4A6V8X48A1 | 4TXCC007DS3 | S9V2C100U4PSB+RP | 10 | 42500 | 5000 | 207599975 | ccASHP | HRCU-A-CB |  | 18 | 46500 | 1.87 | 70
AMERICAN STANDARD | 4A6V8048A1 | 4PX*BU48BS3 | S9V2B080U4PSB+RP | 10 | 42500 | 5000 | 10511043 | ccASHP | HRCU-A-CB |  | 18 | 46000 | 1.83 | 70
AMERICAN STANDARD | 4A6V8048A1 | 4PX*CU48BS3 | S9V2C100U4PSB+RP | 10 | 42500 | 5000 | 10511050 | ccASHP | HRCU-A-CB |  | 18 | 46500 | 1.87 | 70
AMERICAN STANDARD | 4A6V8048A1 | 4TXCB006DS3 | S9V2B080U4PSB+RP | 10 | 42500 | 5000 | 10511067 | ccASHP | HRCU-A-CB |  | 18 | 46000 | 1.83 | 70
AMERICAN STANDARD | 4A6V8048A1 | 4TXCC007DS3 | S9V2C100U4PSB+RP | 10 | 42500 | 5000 | 10511073 | ccASHP | HRCU-A-CB |  | 18 | 46500 | 1.87 | 70
TRANE | 4TWV8048A1 | 4PX*CU48BS3 | S9V2C100U4VSA+RP | 10 | 42500 | 5000 | 201808926 | ccASHP | HRCU-A-CB |  | 18 | 46500 | 1.87 | 70
TRANE | 4TWV8048A1 | 4TXCC007DS3 | S9V2C100U4VSA+RP | 10 | 42500 | 5000 | 201808942 | ccASHP | HRCU-A-CB |  | 18 | 46500 | 1.87 | 70
AMERICAN STANDARD | 4A6V8048A1 | 4PX*CU48BS3 | S9V2C100U4VSA+RP | 10 | 42500 | 5000 | 201803255 | ccASHP | HRCU-A-CB |  | 18 | 46500 | 1.87 | 70
AMERICAN STANDARD | 4A6V8048A1 | 4TXCC007DS3 | S9V2C100U4VSA+RP | 10 | 42500 | 5000 | 201803270 | ccASHP | HRCU-A-CB |  | 18 | 46500 | 1.87 | 70
AMERICAN STANDARD | 4A6V8X48A1 | 4PX*CU48BS3 | S9V2C100U4VSA+RP | 10 | 42500 | 5000 | 207590195 | ccASHP | HRCU-A-CB |  | 18 | 46500 | 1.87 | 70
AMERICAN STANDARD | 4A6V8X48A1 | 4TXCC007DS3 | S9V2C100U4VSA+RP | 10 | 42500 | 5000 | 207590203 | ccASHP | HRCU-A-CB |  | 18 | 46500 | 1.87 | 70
TRANE | 4TWV8048A1 | 4PX*BU48BS3 | S9V2B080U4PSB+RP | 10 | 42500 | 5000 | 10511341 | ccASHP | HRCU-A-CB |  | 18 | 46000 | 1.83 | 70
TRANE | 4TWV8048A1 | 4PX*CU48BS3 | S9V2C100U4PSB+RP | 10 | 42500 | 5000 | 10511348 | ccASHP | HRCU-A-CB |  | 18 | 46500 | 1.87 | 70
TRANE | 4TWV8048A1 | 4TXCB006DS3 | S9V2B080U4PSB+RP | 10 | 42500 | 5000 | 10511365 | ccASHP | HRCU-A-CB |  | 18 | 46000 | 1.83 | 70
TRANE | 4TWV8048A1 | 4TXCC007DS3 | S9V2C100U4PSB+RP | 10 | 42500 | 5000 | 10511371 | ccASHP | HRCU-A-CB |  | 18 | 46500 | 1.87 | 70
TRANE | 4TWV8X48A1 | 4PX*CU48BS3 | S9V2C100U4VSA+RP | 10 | 42500 | 5000 | 207526481 | ccASHP | HRCU-A-CB |  | 18 | 46500 | 1.87 | 70
AMERICAN STANDARD | 4A6V8X48A1 | 4PX*CU48BS3 | S9V2C100U4PSB+RP | 10 | 42500 | 5000 | 207599970 | ccASHP | HRCU-A-CB |  | 18 | 46500 | 1.87 | 70
BRYANT HEATING AND COOLING SYSTEMS | 284ANV048*0**A* | CSPH*6012AL*+UI | 88*TA60090C21*** | 10 | 42500 | 4000 | 205274221 | ASHP | HRCU-A-CB | EVOLUTION Extreme 24 HP | 21 | 45500
CARRIER | 25VNA448A*030* | CSPH*6012AL*+UI | 59TN6B100C21**22 | 10 | 42500 | 4000 | 205272799 | ASHP | HRCU-A-CB | INFINITY 24 HP with GREENSPEED INTELLIGENCE | 20 | 45500
CARRIER | 25VNA448A*030* | CSPH*6012AL*+UI | 58TN*A090C21**20 | 10 | 42500 | 4000 | 205272792 | ASHP | HRCU-A-CB | INFINITY 24 HP with GREENSPEED INTELLIGENCE | 21 | 45500
BRYANT HEATING AND COOLING SYSTEMS | 284ANV048*0**B* | CSPH*6012AL*+UI | 986TC66100C21*** | 10 | 42500 | 4000 | 206790629 | ASHP | HRCU-A-CB | EVOLUTION Extreme 24 HP | 20 | 45500
BRYANT HEATING AND COOLING SYSTEMS | 284ANV048*0**B* | CSPH*6012AL*+UI | 88*TA60090C21*** | 10 | 42500 | 4000 | 206790598 | ASHP | HRCU-A-CB | EVOLUTION Extreme 24 HP | 21 | 45500
BRYANT HEATING AND COOLING SYSTEMS | 284ANV048*0**A* | CSPH*6012AL*+UI | 986TC66100C21*** | 10 | 42500 | 4000 | 205274228 | ASHP | HRCU-A-CB | EVOLUTION Extreme 24 HP | 20 | 45500
CARRIER | 25VNA448A*031* | CSPH*6012AL*+UI | 58TN*A090C21**20 | 10 | 42500 | 4000 | 206788910 | ASHP | HRCU-A-CB | INFINITY 24 HP with GREENSPEED INTELLIGENCE | 21 | 45500
CARRIER | 25VNA448A*031* | CSPH*6012AL*+UI | 59TN6B100C21**22 | 10 | 42500 | 4000 | 206788941 | ASHP | HRCU-A-CB | INFINITY 24 HP with GREENSPEED INTELLIGENCE | 20 | 45500
AMERICAN STANDARD | 4A6V8X48A1 | 4PX*BU48BS3 | S9V2B060U4PSB+RP | 10 | 43000 | 5000 | 207599969 | ccASHP | HRCU-A-CB |  | 18 | 46000 | 1.85 | 70
AMERICAN STANDARD | 4A6V8X48A1 | 4TXCB006DS3 | S9V2B060U4PSB+RP | 10 | 43000 | 5000 | 207599973 | ccASHP | HRCU-A-CB |  | 18 | 46000 | 1.85 | 70
AMERICAN STANDARD | 4A6V8048A1 | 4PX*BU48BS3 | S9V2B060U4PSB+RP | 10 | 43000 | 5000 | 10511044 | ccASHP | HRCU-A-CB |  | 18 | 46000 | 1.85 | 70
TRANE | 4TWV8X48A1 | 4TXCB006DS3 | S9V2B060U4PSB+RP | 10 | 43000 | 5000 | 207599986 | ccASHP | HRCU-A-CB |  | 18 | 46000 | 1.85 | 70
TRANE | 4TWV8048A1 | 4PX*BU48BS3 | S9V2B060U4PSB+RP | 10 | 43000 | 5000 | 10511342 | ccASHP | HRCU-A-CB |  | 18 | 46000 | 1.85 | 70
TRANE | 4TWV8048A1 | 4TXCB006DS3 | S9V2B060U4PSB+RP | 10 | 43000 | 5000 | 10511366 | ccASHP | HRCU-A-CB |  | 18 | 46000 | 1.85 | 70
TRANE | 4TWV8X48A1 | 4PX*BU48BS3 | S9V2B060U4PSB+RP | 10 | 43000 | 5000 | 207599982 | ccASHP | HRCU-A-CB |  | 18 | 46000 | 1.85 | 70
AMERICAN STANDARD | 4A6V8048A1 | 4TXCB006DS3 | S9V2B060U4PSB+RP | 10 | 43000 | 5000 | 10511068 | ccASHP | HRCU-A-CB |  | 18 | 46000 | 1.85 | 70
CARRIER | 25VNA448A*031* | CSPH*6012AL*+UI | 58TN*A135C24**22 | 10 | 43500 | 4000 | 206788911 | ASHP | HRCU-A-CB | INFINITY 24 HP with GREENSPEED INTELLIGENCE | 21 | 45500
BRYANT HEATING AND COOLING SYSTEMS | 284ANV048*0**A* | CSPH*6012AL*+UI | 88*TA66135C24*** | 10 | 43500 | 4000 | 205274222 | ASHP | HRCU-A-CB | EVOLUTION Extreme 24 HP | 21 | 45500
CARRIER | 25VNA448A*030* | CSPH*6012AL*+UI | 58TN*A135C24**22 | 10 | 43500 | 4000 | 205272793 | ASHP | HRCU-A-CB | INFINITY 24 HP with GREENSPEED INTELLIGENCE | 21 | 45500
BRYANT HEATING AND COOLING SYSTEMS | 284ANV048*0**B* | CSPH*6012AL*+UI | 88*TA66135C24*** | 10 | 43500 | 4000 | 206790599 | ASHP | HRCU-A-CB | EVOLUTION Extreme 24 HP | 21 | 45500
DAIKIN | DZ17VSA601B* | DV59FECD14A* |  | 10 | 45000 | 5000 | 207599997 | ccASHP | HRCU-A-CB |  | 16 | 49000 | 2.1 | 72
DAIKIN | DZ20VC0481B* | CA*F4961*6D*+MBVC2000**-1A*+TX |  | 10 | 45000 | 4000 | 10324713 | ASHP | HRCU-A-CB | DZ20VC | 20 | 46500
AMANA | AVZC200481A* | CA*F4961*6D*+MBVC2000**-1A*+TX |  | 10 | 45000 | 4000 | 10324706 | ASHP | HRCU-A-CB | AVZC20 | 20 | 46500
AMANA | AVZC200481A* | CA*F4961*6D*+MBVC2001**-1A*+TXV |  | 10 | 45000 | 4000 | 205358218 | ASHP | HRCU-A-CB | AVZC20 | 20 | 46500
GOODMAN | GVZC200481A* | CA*F4961*6D*+MBVC2000**-1A*+TX |  | 10 | 45000 | 4000 | 205880469 | ASHP | HRCU-A-CB | GVZC20 | 20 | 46500
GOODMAN | GVZC200481A* | CA*F4961*6D*+MBVC2001**-1A*+TXV |  | 10 | 45000 | 4000 | 205886902 | ASHP | HRCU-A-CB | GVZC20 | 20 | 46500
GREE | GMV-HY36WLT/A-T(U) |  |  | 10 | 45000 | $2,500: 2 indoor heads; $5,000: >=3 indoor heads | 9409574 | ccASHP | HMSV-A-CB | Ultra heat | 16 | 36000 | 2 | 83
CARRIER | 25VNA048A*030* | CAP**6124AL*+UI | 59TN6B100C21**22 | 10 | 46000 | 5000 | 204431525 | ccASHP | HRCU-A-CB |  | 17 | 47000 | 1.85 | 84
BRYANT | 280ANV048*0**A* | CAP**6124AL*+UI | 986TC66100C21*** | 10 | 46000 | 5000 | 204431526 | ccASHP | HRCU-A-CB |  | 17 | 47000 | 2 | 84
BRYANT HEATING AND COOLING SYSTEMS | 284ANV048*0**B* | CNPV*6024AL*+UI | 987MB66100C21*** | 10 | 46000 | 4000 | 206790611 | ASHP | HRCU-A-CB | EVOLUTION Extreme 24 HP | 20 | 45000
BRYANT HEATING AND COOLING SYSTEMS | 284ANV048*0**A* | CNPV*6024AL*+UI | 987MB60080C21*** | 10 | 46000 | 4000 | 206185393 | ASHP | HRCU-A-CB | EVOLUTION Extreme 24 HP | 20 | 45000
CARRIER | 25VNA448A*030* | CNPV*6024AL*+UI | 59MN7B100C21**22 | 10 | 46000 | 4000 | 206185394 | ASHP | HRCU-A-CB | INFINITY 24 HP with GREENSPEED INTELLIGENCE | 20 | 45000
BRYANT HEATING AND COOLING SYSTEMS | 284ANV048*0**A* | CNPV*6024AL*+UI | 987MB66100C21*** | 10 | 46000 | 4000 | 206185395 | ASHP | HRCU-A-CB | EVOLUTION Extreme 24 HP | 20 | 45000
BRYANT HEATING AND COOLING SYSTEMS | 284ANV048*0**B* | CNPV*6024AL*+UI | 987MB60080C21*** | 10 | 46000 | 4000 | 206790610 | ASHP | HRCU-A-CB | EVOLUTION Extreme 24 HP | 20 | 45000
CARRIER | 25VNA448A*031* | CNPV*6024AL*+UI | 59MN7B100C21**22 | 10 | 46000 | 4000 | 206788923 | ASHP | HRCU-A-CB | INFINITY 24 HP with GREENSPEED INTELLIGENCE | 20 | 45000
CARRIER | 25VNA448A*031* | CNPV*6024AL*+UI | 59MN7B080C21**20 | 10 | 46000 | 4000 | 206788922 | ASHP | HRCU-A-CB | INFINITY 24 HP with GREENSPEED INTELLIGENCE | 20 | 45000
CARRIER | 25VNA448A*030* | CNPV*6024AL*+UI | 59MN7B080C21**20 | 10 | 46000 | 4000 | 206185392 | ASHP | HRCU-A-CB | INFINITY 24 HP with GREENSPEED INTELLIGENCE | 20 | 45000
BOSCH | BOVA-60HDN1-M20G | BMA*4248CNTF | BGH96M100C5A | 10 | 46500 | 4000 | 203025020 | ASHP | HRCU-A-CB |  | 18.5 | 45000
BRYANT HEATING AND COOLING SYSTEMS | 284ANV048*0**A* | CSPH*6012AL*+UI | 88*TA60110C21*** | 10 | 46500 | 4000 | 205274230 | ASHP | HRCU-A-CB | EVOLUTION Extreme 24 HP | 21 | 45500
CARRIER | 25VNA448A*031* | CSPH*6012AL*+UI | 58TN*A110C21**20 | 10 | 46500 | 4000 | 206788913 | ASHP | HRCU-A-CB | INFINITY 24 HP with GREENSPEED INTELLIGENCE | 21 | 45500
CARRIER | 25VNA448A*031* | CNPV*6024AL*+UI | 59MN7B120C24**22 | 10 | 46500 | 4000 | 206788924 | ASHP | HRCU-A-CB | INFINITY 24 HP with GREENSPEED INTELLIGENCE | 21 | 45000
CARRIER | 25VNA448A*031* | CSPH*6012AL*+UI | 59MN7B100C21**22 | 10 | 46500 | 4000 | 206788926 | ASHP | HRCU-A-CB | INFINITY 24 HP with GREENSPEED INTELLIGENCE | 20 | 45500
CARRIER | 25VNA448A*031* | CSPH*6012AL*+UI | 59MN7B120C24**22 | 10 | 46500 | 4000 | 206788927 | ASHP | HRCU-A-CB | INFINITY 24 HP with GREENSPEED INTELLIGENCE | 20 | 45500
CARRIER | 25VNA448A*031* | CNPV*6024AL*+UI | 59TN6B120C24**22 | 10 | 46500 | 4000 | 206788936 | ASHP | HRCU-A-CB | INFINITY 24 HP with GREENSPEED INTELLIGENCE | 21 | 45000
CARRIER | 25VNA448A*031* | CSPH*6012AL*+UI | 59TN6B120C24**22 | 10 | 46500 | 4000 | 206788939 | ASHP | HRCU-A-CB | INFINITY 24 HP with GREENSPEED INTELLIGENCE | 21 | 45500
BRYANT HEATING AND COOLING SYSTEMS | 284ANV048*0**B* | CNPV*6024AL*+UI | 987MB66120C24*** | 10 | 46500 | 4000 | 206790612 | ASHP | HRCU-A-CB | EVOLUTION Extreme 24 HP | 21 | 45000
BRYANT HEATING AND COOLING SYSTEMS | 284ANV048*0**B* | CSPH*6012AL*+UI | 987MB66100C21*** | 10 | 46500 | 4000 | 206790614 | ASHP | HRCU-A-CB | EVOLUTION Extreme 24 HP | 20 | 45500
BRYANT HEATING AND COOLING SYSTEMS | 284ANV048*0**B* | CSPH*6012AL*+UI | 987MB66120C24*** | 10 | 46500 | 4000 | 206790615 | ASHP | HRCU-A-CB | EVOLUTION Extreme 24 HP | 20 | 45500
BRYANT HEATING AND COOLING SYSTEMS | 284ANV048*0**B* | CNPV*6024AL*+UI | 986TC66120C24*** | 10 | 46500 | 4000 | 206790624 | ASHP | HRCU-A-CB | EVOLUTION Extreme 24 HP | 21 | 45000
BRYANT HEATING AND COOLING SYSTEMS | 284ANV048*0**B* | CSPH*6012AL*+UI | 986TC66120C24*** | 10 | 46500 | 4000 | 206790627 | ASHP | HRCU-A-CB | EVOLUTION Extreme 24 HP | 21 | 45500
BRYANT HEATING AND COOLING SYSTEMS | 284ANV048*0**B* | CSPH*6012AL*+UI | 88*TA60110C21*** | 10 | 46500 | 4000 | 206790601 | ASHP | HRCU-A-CB | EVOLUTION Extreme 24 HP | 21 | 45500
BOSCH | BOVA-60HDN1-M20G | BMA*4248CNTF | BGH96M100C5B | 10 | 46500 | 4000 | 207454647 | ASHP | HRCU-A-CB |  | 18.5 | 45000
CARRIER | 25VNA448A*030* | CNPV*6024AL*+UI | 59TN6B120C24**22 | 10 | 46500 | 4000 | 205272781 | ASHP | HRCU-A-CB | INFINITY 24 HP with GREENSPEED INTELLIGENCE | 21 | 45000
CARRIER | 25VNA448A*030* | CNPV*6024AL*+UI | 59MN7B120C24**22 | 10 | 46500 | 4000 | 205272782 | ASHP | HRCU-A-CB | INFINITY 24 HP with GREENSPEED INTELLIGENCE | 21 | 45000
CARRIER | 25VNA448A*030* | CSPH*6012AL*+UI | 59TN6B120C24**22 | 10 | 46500 | 4000 | 205272794 | ASHP | HRCU-A-CB | INFINITY 24 HP with GREENSPEED INTELLIGENCE | 21 | 45500
CARRIER | 25VNA448A*030* | CSPH*6012AL*+UI | 59MN7B100C21**22 | 10 | 46500 | 4000 | 205272796 | ASHP | HRCU-A-CB | INFINITY 24 HP with GREENSPEED INTELLIGENCE | 20 | 45500
CARRIER | 25VNA448A*030* | CSPH*6012AL*+UI | 59MN7B120C24**22 | 10 | 46500 | 4000 | 205272797 | ASHP | HRCU-A-CB | INFINITY 24 HP with GREENSPEED INTELLIGENCE | 20 | 45500
CARRIER | 25VNA448A*030* | CSPH*6012AL*+UI | 58TN*A110C21**20 | 10 | 46500 | 4000 | 205272801 | ASHP | HRCU-A-CB | INFINITY 24 HP with GREENSPEED INTELLIGENCE | 21 | 45500
BRYANT HEATING AND COOLING SYSTEMS | 284ANV048*0**A* | CNPV*6024AL*+UI | 986TC66120C24*** | 10 | 46500 | 4000 | 205274210 | ASHP | HRCU-A-CB | EVOLUTION Extreme 24 HP | 21 | 45000
BRYANT HEATING AND COOLING SYSTEMS | 284ANV048*0**A* | CNPV*6024AL*+UI | 987MB66120C24*** | 10 | 46500 | 4000 | 205274211 | ASHP | HRCU-A-CB | EVOLUTION Extreme 24 HP | 21 | 45000
BRYANT HEATING AND COOLING SYSTEMS | 284ANV048*0**A* | CSPH*6012AL*+UI | 986TC66120C24*** | 10 | 46500 | 4000 | 205274223 | ASHP | HRCU-A-CB | EVOLUTION Extreme 24 HP | 21 | 45500
BRYANT HEATING AND COOLING SYSTEMS | 284ANV048*0**A* | CSPH*6012AL*+UI | 987MB66100C21*** | 10 | 46500 | 4000 | 205274225 | ASHP | HRCU-A-CB | EVOLUTION Extreme 24 HP | 20 | 45500
BRYANT HEATING AND COOLING SYSTEMS | 284ANV048*0**A* | CSPH*6012AL*+UI | 987MB66120C24*** | 10 | 46500 | 4000 | 205274226 | ASHP | HRCU-A-CB | EVOLUTION Extreme 24 HP | 20 | 45500
MIDEA | MOVA-60HDN1-M20G | MC**4248CNTF | MGH96M100C5A | 10 | 46500 | 4000 | 202902427 | ASHP | HRCU-A-CB |  | 18.5 | 45000
BOSCH | BOVA-60HDN1-M20G | BMA*4248DNTF | BGH96M100D5A | 10 | 47000 | 4000 | 203025023 | ASHP | HRCU-A-CB |  | 18.5 | 45500
BOSCH | BOVA-60HDN1-M20G | BMA*4248DNTF | BGH96M120D5A | 10 | 47000 | 4000 | 203025026 | ASHP | HRCU-A-CB |  | 18.5 | 45500
MIDEA | MOVA-60HDN1-M20G | MC**4248DNTF | MGH96M100D5A | 10 | 47000 | 4000 | 202902428 | ASHP | HRCU-A-CB |  | 18.5 | 45500
MIDEA | MOVA-60HDN1-M20G | MC**4248DNTF | MGH96M120D5A | 10 | 47000 | 4000 | 202902430 | ASHP | HRCU-A-CB |  | 18.5 | 45500
CARRIER | 25VNA448A*030* | CNPV*4821AL*+UI | 58CU*A080C21**20 | 10 | 47000 | 4000 | 205652592 | ASHP | HRCU-A-CB | INFINITY 24 HP with GREENSPEED INTELLIGENCE | 20 | 44500
BRYANT HEATING AND COOLING SYSTEMS | 284ANV048*0**A* | CNPV*4821AL*+UI | 83*CA60080C21*** | 10 | 47000 | 4000 | 205652593 | ASHP | HRCU-A-CB | EVOLUTION Extreme 24 HP | 20 | 44500
BOSCH | BOVA-60HDN1-M20G | BMA*4248DNTF | BGH96M120D5B | 10 | 47000 | 4000 | 207454649 | ASHP | HRCU-A-CB |  | 18.5 | 45500
BRYANT HEATING AND COOLING SYSTEMS | 284ANV048*0**A* | CNPV*4821AL*+UI | 83*CA60100C21*** | 10 | 47000 | 4000 | 205652595 | ASHP | HRCU-A-CB | EVOLUTION Extreme 24 HP | 20 | 44500
CARRIER | 25VNA448A*030* | CNPV*4824AL*+UI | 58CU*A080C21**20 | 10 | 47000 | 4000 | 205652596 | ASHP | HRCU-A-CB | INFINITY 24 HP with GREENSPEED INTELLIGENCE | 20 | 44500
BRYANT HEATING AND COOLING SYSTEMS | 284ANV048*0**A* | CNPV*4824AL*+UI | 83*CA60080C21*** | 10 | 47000 | 4000 | 205652597 | ASHP | HRCU-A-CB | EVOLUTION Extreme 24 HP | 20 | 44500
CARRIER | 25VNA448A*030* | CNPV*4824AL*+UI | 58CU*A100C21**20 | 10 | 47000 | 4000 | 205652598 | ASHP | HRCU-A-CB | INFINITY 24 HP with GREENSPEED INTELLIGENCE | 20 | 44500
BRYANT HEATING AND COOLING SYSTEMS | 284ANV048*0**A* | CNPV*4824AL*+UI | 83*CA60100C21*** | 10 | 47000 | 4000 | 205652599 | ASHP | HRCU-A-CB | EVOLUTION Extreme 24 HP | 20 | 44500
BOSCH | BOVA-60HDN1-M20G | BMA*4248DNTF | BGH96M100D5B | 10 | 47000 | 4000 | 207454648 | ASHP | HRCU-A-CB |  | 18.5 | 45500
CARRIER | 25VNA448A*030* | CNPV*4821AL*+UI | 58CU*A100C21**20 | 10 | 47000 | 4000 | 205652594 | ASHP | HRCU-A-CB | INFINITY 24 HP with GREENSPEED INTELLIGENCE | 20 | 44500
MITSUBISHI ELECTRIC | PUZ-HA42NKA1 | PVA-A42AA7 |  | 10 | 48000 | 5000 | 206223059 | ccASHP | HRCU-A-CB | P-Series H2i | 15.4 | 42000 | 2.05 | 100
AMANA | AVZC200601A* | CA*F4961*6D*+MBVC2000**-1A*+TX |  | 10 | 50000 | 4000 | 10324707 | ASHP | HRCU-A-CB | AVZC20 | 20 | 52500
DAIKIN | DZ20VC0601B* | CA*F4961*6D*+MBVC2000**-1A*+TX |  | 10 | 50000 | 4000 | 10324715 | ASHP | HRCU-A-CB | DZ20VC | 20 | 52500
TRANE | 4TWV8060A1 | TAM9A0C60V51 |  | 10 | 50500 | 4000 | 10093516 | ASHP | HRCU-A-CB | XV18I | 18 | 54000
AMERICAN STANDARD | 4A6V8060A1 | TAM9A0C60V51 |  | 10 | 50500 | 4000 | 10093468 | ASHP | HRCU-A-CB | PLATINUM 18 / PLATINUM XV | 18 | 54000
TRANE | 4TWV8X60A1 | TAM9A0C60V51 |  | 10 | 50500 | 4000 | 207526336 | ASHP | HRCU-A-CB | XV18I | 18 | 54000
AMERICAN STANDARD | 4A6V8X60A1 | TAM9A0C60V51 |  | 10 | 50500 | 4000 | 207590050 | ASHP | HRCU-A-CB | XV18I | 18 | 54000
TRANE | 4TWV0060A1 | TAM9A0C60V51 |  | 10 | 51500 | 4000 | 10093501 | ASHP | HRCU-A-CB | XV20I | 19 | 54500
AMERICAN STANDARD | 4A6V0060A1 | TAM9A0C60V51 |  | 10 | 51500 | 4000 | 10093453 | ASHP | HRCU-A-CB | PLATINUM 20 / PLATINUM ZV | 19 | 54500
TRANE | 4TWV0X60A1 | TAM9A0C60V51 |  | 10 | 51500 | 4000 | 207526328 | ASHP | HRCU-A-CB | XV20I | 19 | 54500
AMERICAN STANDARD | 4A6V0X60A1 | TAM9A0C60V51 |  | 10 | 51500 | 4000 | 207590044 | ASHP | HRCU-A-CB | XV20I | 19 | 54500
TRANE | 4TWV0060A1 | TEM8A0D48V41+TDR |  | 10 | 52500 | 5000 | 10153709 | ccASHP | HRCU-A-CB |  | 18.5 | 53500 | 1.82 | 77
TRANE | 4TWV0X60A1 | TEM8A0D48V41+TDR |  | 10 | 52500 | 5000 | 207526349 | ccASHP | HRCU-A-CB |  | 18.5 | 53500 | 1.82 | 77
AMERICAN STANDARD | 4A6V8060A1 | TEM8A0D48V41+TDR | N/A | 10 | 52500 | 5000 | 10153473 | ccASHP | HRCU-A-CB | Platinum 18 | 18 | 53500 | 1.82 | 77
AMERICAN STANDARD | 4A6V0X60A1 | TEM8A0D48V41+TDR |  | 10 | 52500 | 5000 | 207590063 | ccASHP | HRCU-A-CB |  | 18.5 | 53500 | 1.82 | 77
AMERICAN STANDARD | 4A6V0060A1 | TEM8A0D48V41+TDR |  | 10 | 52500 | 5000 | 10153449 | ccASHP | HRCU-A-CB |  | 18.5 | 53500 | 1.82 | 77
TRANE | 4TWV8060A1 | TEM8A0D48V41+TDR | N/A | 10 | 52500 | 5000 | 10153740 | ccASHP | HRCU-A-CB | XV18 | 18 | 53500 | 1.82 | 77
CONTINENTAL | CS18HV48A60 | CPFX48A60A |  | 10 | 54000 | 5000 | 207335559 | ccASHP | HRCU-A-CB | CS18 Series | 17 | 54000 | 1.8 | 81
GE APPLIANCES | AUH4860ZGDA* | UUY60ZGDA** |  | 10 | 54000 | 5000 | 205977487 | ccASHP | HRCU-A-CB | Connect Series | 17 | 54000 | 1.8 | 81
MAMMOTH | GXH48-60MSK4DH | GMH**-60MSK4DH1 |  | 10 | 54000 | 5000 | 206724415 | ccASHP | HRCU-A-CB | Ultra Side Discharge | 17 | 54000 | 1.8 | 81
MAMMOTH | GXH48-60MSK4DH | GMH**-60MSK4DH |  | 10 | 54000 | 5000 | 206720411 | ccASHP | HRCU-A-CB | Ultra Side Discharge | 17 | 54000 | 1.8 | 81
GREE | GUD60W/A-D(U) | GUD60AH2/A-D(U) |  | 10 | 54000 | 5000 | 206249118 | ccASHP | HRCU-A-CB | Ultra heat | 17 | 54000 | 1.8 | 81
GREE | FLEXX60HP230V1AO | FLEXX60HP230V1AH |  | 10 | 54000 | 5000 | 205984664 | ccASHP | HRCU-A-CB |  | 17 | 54000 | 1.8 | 81
GREE | GUD60W/A-D(U) | GUD60A/A-D(U) |  | 10 | 54000 | 5000 | 205724738 | ccASHP | HRCU-A-CB |  | 17 | 54000 | 1.8 | 81
GE APPLIANCES | AUH4860ZGDA* | UUY60ZGDAB* |  | 10 | 54000 | 5000 | 206753162 | ccASHP | HRCU-A-CB | Connect Series | 17 | 54000 | 1.8 | 81
LBG PRODUCTS | LCH48060DO | LCH60DGHNI |  | 10 | 54000 | 5000 | 206726720 | ccASHP | HRCU-A-CB | GRUN | 17 | 54000 | 1.8 | 81
KINGHOME | KU60UHO | KU60UH2I |  | 10 | 54000 | 5000 | 206414278 | ccASHP | HRCU-A-CB | Ultra heat | 17 | 54000 | 1.8 | 81
KINGHOME | KU60UHO | KU60UHI |  | 10 | 54000 | 5000 | 205724739 | ccASHP | HRCU-A-CB |  | 17 | 54000 | 1.8 | 81
REZNOR | GXH48-60MSK4DH | GMH**-60MSK4DH |  | 10 | 54000 | 5000 | 206720399 | ccASHP | HRCU-A-CB | Ultra Side Discharge | 17 | 54000 | 1.8 | 81
REZNOR | GXH48-60MSK4DH | GMH**-60MSK4DH1 |  | 10 | 54000 | 5000 | 206724403 | ccASHP | HRCU-A-CB | Ultra Side Discharge | 17 | 54000 | 1.8 | 81
NORTEK | GXH48-60MSK4DH | GMH**-60MSK4DH1 |  | 10 | 54000 | 5000 | 206724399 | ccASHP | HRCU-A-CB | Ultra Side Discharge | 17 | 54000 | 1.8 | 81
NORTEK | GXH48-60MSK4DH | GMH**-60MSK4DH |  | 10 | 54000 | 5000 | 206720395 | ccASHP | HRCU-A-CB | Ultra Side Discharge | 17 | 54000 | 1.8 | 81
NAPOLEON | NS18HV48A60 | NPFX48A60A |  | 10 | 54000 | 5000 | 207335555 | ccASHP | HRCU-A-CB | NS18 Series | 17 | 54000 | 1.8 | 81
TOSOT | TU60-48WADU | TUD60-24AH2ADU |  | 10 | 54000 | 5000 | 206414274 | ccASHP | HRCU-A-CB | Ultra heat | 17 | 54000 | 1.8 | 81
TOSOT | TU60-48WADU | TU60-48AADU |  | 10 | 54000 | 5000 | 205724741 | ccASHP | HRCU-A-CB |  | 17 | 54000 | 1.8 | 81
TOSOT | TU60-24WADU | TU60-24AADU |  | 10 | 54000 | 5000 | 205724740 | ccASHP | HRCU-A-CB |  | 17 | 54000 | 1.8 | 81
WABBAN | BB60-48WADU | BBD60-24AH2ADU |  | 10 | 54000 | 5000 | 207196960 | ccASHP | HRCU-A-CB |  | 17 | 54000 | 1.8 | 81
AIRTEMP | GXH48-60MSK4DH | GMH**-60MSK4DH1 |  | 10 | 54000 | 5000 | 206724411 | ccASHP | HRCU-A-CB | Ultra Side Discharge | 17 | 54000 | 1.8 | 81
AIRTEMP | GXH48-60MSK4DH | GMH**-60MSK4DH |  | 10 | 54000 | 5000 | 206720407 | ccASHP | HRCU-A-CB | Ultra Side Discharge | 17 | 54000 | 1.8 | 81
ACD | FXD-ACD60 | AH260 |  | 10 | 54000 | 5000 | 207497904 | ccASHP | HRCU-A-CB | FLEXX | 17 | 54000 | 1.8 | 81
BOSCH | BOVA-60HDN1-M20G | BMA*4860DNTF | BGH96M120D5B | 10 | 54000 | 4000 | 207454651 | ASHP | HRCU-A-CB |  | 18.5 | 52000
BOSCH | BOVA-60HDN1-M20G | BMA*4860DNTF | BGH96M100D5B | 10 | 54000 | 4000 | 207454650 | ASHP | HRCU-A-CB |  | 18.5 | 52000
BOSCH | BOVA-60HDN1-M20G | BMA*4860DNTF | BGH96M120D5A | 10 | 54000 | 4000 | 203025032 | ASHP | HRCU-A-CB |  | 18.5 | 52000
MIDEA | MOVA-60HDN1-M20G | MC**4860DNTF | MGH96M120D5A | 10 | 54000 | 4000 | 202902433 | ASHP | HRCU-A-CB |  | 18.5 | 52000
MIDEA | MOVA-60HDN1-M20G | MC**4860DNTF | MGH96M100D5A | 10 | 54000 | 4000 | 202902431 | ASHP | HRCU-A-CB |  | 18.5 | 52000
BOSCH | BOVA-60HDN1-M20G | BMA*4860DNTF | BGH96M100D5A | 10 | 54000 | 4000 | 203025029 | ASHP | HRCU-A-CB |  | 18.5 | 52000
LG | LMU480HV |  |  | 10 | 54000 | $2,500: 2 indoor heads; $5,000: >=3 indoor heads | 8111358 | ccASHP | HMSV-A-CB |  | 19.5 | 48000 | 2.52 | 72
KINGHOME | KM48UH5O |  |  | 10 | 54000 | $2,500: 2 indoor heads; $5,000: >=3 indoor heads | 204462626 | ccASHP | HRCU-A-CB-O |  | 18 | 48000 | 2.1 | 96
GREE | GWHD(48S)HD3DO |  |  | 10 | 54000 | $2,500: 2 indoor heads; $5,000: >=3 indoor heads | 10384787 | ccASHP | HMSV-A-CB-O |  | 18 | 48000 | 1.86 | 92
GREE | GMV-HY48WLT/A-T(U) |  |  | 10 | 54000 | $2,500: 2 indoor heads; $5,000: >=3 indoor heads | 9410052 | ccASHP | HMSV-A-CB | Ultra heat | 16 | 48000 | 2 | 75
SAMSUNG | AC048BXADCH | AC048BN4DCH |  | 10 | 54000 | $2,500: 2 indoor heads; $5,000: >=3 indoor heads | 207465436 | ccASHP | HRCU-A-CB-O | WindFree? 4-Way Cassette | 17.2 | 48000 | 1.95 | 86
GREE | MULTIU48HP230V1BO |  |  | 10 | 54000 | $2,500: 2 indoor heads; $5,000: >=3 indoor heads | 203991158 | ccASHP | HRCU-A-CB-O |  | 18 | 48000 | 2.1 | 96
GREE | GWHD(48S)HD3DO |  |  | 10 | 54000 | $2,500: 2 indoor heads; $5,000: >=3 indoor heads | 10392955 | ccASHP | HMSV-A-CB |  | 16 | 48000 | 1.87 | 92
FRIEDRICH | MR48DEY3JM |  |  | 10 | 54000 | $2,500: 2 indoor heads; $4,000: >=3 indoor heads | 8915237 | ASHP | HMSV-A-CB |  | 19.5 | 48000
MIDEA | MOVA-60HDN1-M20G | MVA-60WN1-M18 |  | 10 | 55500 | 4000 | 204631593 | ASHP | HRCU-A-CB |  | 18 | 54500
CARRIER | 25VNA060A*030* | CSPH*6012AL*+UI | 59MN7B080C21**20 | 10 | 56500 | 5000 | 204431757 | ccASHP | HRCU-A-CB |  | 16.5 | 54000 | 2.11 | 76
BRYANT | 280ANV060*0**A* | CSPH*6012AL*+UI | 987MB60080C21*** | 10 | 56500 | 5000 | 204431758 | ccASHP | HRCU-A-CB |  | 16.5 | 54000 | 2.11 | 76
BRYANT | 280ANV060*0**A* | CSPH*6012AL*+UI | 987MB66100C21*** | 10 | 56500 | 5000 | 204431761 | ccASHP | HRCU-A-CB |  | 17 | 54000 | 2.07 | 75
CARRIER | 25VNA060A*030* | CSPH*6012AL*+UI | 59MN7B100C21**22 | 10 | 56500 | 5000 | 204431760 | ccASHP | HRCU-A-CB |  | 17 | 54000 | 2.07 | 75
BOSCH | BRB-60HWD1N1-M19 |  |  | 10 | 57000 | 4000 | 202680590 | ASHP | HSP-A |  | 19 | 57000
MIDEA | MRB-60HWD1N1-M19 |  |  | 10 | 57000 | 4000 | 202680577 | ASHP | HSP-A |  | 19 | 57000
CARRIER | 25VNA060A*030* | CNPV*6024AL*+UI | 59MN7B100C21**22 | 10 | 57500 | 5000 | 204431730 | ccASHP | HRCU-A-CB |  | 17 | 54500 | 2.17 | 75
BRYANT | 280ANV060*0**A* | CNPV*6024AL*+UI | 987MB66100C21*** | 10 | 57500 | 5000 | 204431731 | ccASHP | HRCU-A-CB |  | 17 | 54500 | 2.17 | 75
YORK | YZV48B21 | CM50CE3A1+CC | YP9C100C16MP13 | 10 | 58000 | 4000 | 10525223 | ASHP | HRCU-A-CB | AFFINITY | 20 | 45000
YORK | YZV48B21 | CM50CE3A1+CC | YP9C100C20MP13 | 10 | 58000 | 4000 | 10525224 | ASHP | HRCU-A-CB | AFFINITY | 20.25 | 45000
YORK | YZV48B21 | CM50CE3A1+CC | YPLC080C16MP13 | 10 | 58000 | 4000 | 10525225 | ASHP | HRCU-A-CB | AFFINITY | 20 | 45000
YORK | YZV48B21 | CM50CE3A1+CC | YPLC100C16MP13 | 10 | 58000 | 4000 | 10525226 | ASHP | HRCU-A-CB | AFFINITY | 20 | 45000
YORK | YZV48B21 | CM50CE3A1+CC | YPLC100C20MP13 | 10 | 58000 | 4000 | 10525227 | ASHP | HRCU-A-CB | AFFINITY | 20.5 | 45000
YORK | YZV48B21 | CM50CE3A1+CC | YPLC120C20MP13 | 10 | 58000 | 4000 | 10525228 | ASHP | HRCU-A-CB | AFFINITY | 20.5 | 45000
YORK | YZV48B21 | CM50CE3A1+CC | TM8V080C16MP12 | 10 | 58000 | 4000 | 10525204 | ASHP | HRCU-A-CB | AFFINITY | 20 | 45000
YORK | YZV48B21 | CM50CE3A1+CC | TM8V100C16MP12 | 10 | 58000 | 4000 | 10525205 | ASHP | HRCU-A-CB | AFFINITY | 20 | 45000
YORK | YZV48B21 | CM50CE3A1+CC | TM8V100C20MP12 | 10 | 58000 | 4000 | 10525206 | ASHP | HRCU-A-CB | AFFINITY | 20.5 | 45000
YORK | YZV48B21 | CM50CE3A1+CC | TM8V120C20MP12 | 10 | 58000 | 4000 | 10525207 | ASHP | HRCU-A-CB | AFFINITY | 20.5 | 45000
YORK | YZV48B21 | CM50CE3A1+CC | TM9V100C16MP12 | 10 | 58000 | 4000 | 10525209 | ASHP | HRCU-A-CB | AFFINITY | 20 | 45000
YORK | YZV48B21 | CM50CE3A1+CC | TM9V100C20MP12 | 10 | 58000 | 4000 | 10525210 | ASHP | HRCU-A-CB | AFFINITY | 20.25 | 45000
COLEMAN | HC20B4821 | CM50CE3A1+CC | TMLV080C16MP12 | 10 | 58000 | 4000 | 204333979 | ASHP | HRCU-A-CB | ECHELON | 20 | 45000
LUXAIRE | HL20B4821 | CM50CE3A1+CC | TMLV080C16MP12 | 10 | 58000 | 4000 | 204333982 | ASHP | HRCU-A-CB | ACCLIMATE | 20 | 45000
FRASER-JOHNSTON | HL20B4821 | CM50CE3A1+CC | TMLV080C16MP12 | 10 | 58000 | 4000 | 204333983 | ASHP | HRCU-A-CB | RELIANT | 20 | 45000
CHAMPION HEATING AND COOLING | HL20B4821 | CM50CE3A1+CC | TMLV080C16MP12 | 10 | 58000 | 4000 | 204333984 | ASHP | HRCU-A-CB | MOMENTUM | 20 | 45000
COLEMAN | HC20B4821 | CM50CE3A1+CC | TMLV100C20MP12 | 10 | 58000 | 4000 | 204334065 | ASHP | HRCU-A-CB | ECHELON | 20.5 | 45000
LUXAIRE | HL20B4821 | CM50CE3A1+CC | TMLV100C20MP12 | 10 | 58000 | 4000 | 204334066 | ASHP | HRCU-A-CB | ACCLIMATE | 20.5 | 45000
FRASER-JOHNSTON | HL20B4821 | CM50CE3A1+CC | TMLV100C20MP12 | 10 | 58000 | 4000 | 204334067 | ASHP | HRCU-A-CB | RELIANT | 20.5 | 45000
CHAMPION HEATING AND COOLING | HL20B4821 | CM50CE3A1+CC | TMLV100C20MP12 | 10 | 58000 | 4000 | 204334070 | ASHP | HRCU-A-CB | MOMENTUM | 20.5 | 45000
COLEMAN | HC20B4821 | CM50CE3A1+CC | CPLC100C20MP13 | 10 | 58000 | 4000 | 204334093 | ASHP | HRCU-A-CB | ECHELON | 20.5 | 45000
FRASER-JOHNSTON | HL20B4821 | CM50CE3A1+CC | TPLC100C20MP13 | 10 | 58000 | 4000 | 204334082 | ASHP | HRCU-A-CB | RELIANT | 20.5 | 45000
CHAMPION HEATING AND COOLING | HL20B4821 | CM50CE3A1+CC | TPLC100C20MP13 | 10 | 58000 | 4000 | 204334084 | ASHP | HRCU-A-CB | MOMENTUM | 20.5 | 45000
YORK | YZV48B21 | CM50CE3A1+CC | TMLV080C16MP12 | 10 | 58000 | 4000 | 10525211 | ASHP | HRCU-A-CB | AFFINITY | 20 | 45000
YORK | YZV48B21 | CM50CE3A1+CC | TMLV100C20MP12 | 10 | 58000 | 4000 | 10525213 | ASHP | HRCU-A-CB | AFFINITY | 20.5 | 45000
COLEMAN | HC20B4821S | CM50CE3A1+CC | CP9C100C16MP13 | 10 | 58000 | 4000 | 10525586 | ASHP | HRCU-A-CB | ECHELON | 20 | 45000
COLEMAN | HC20B4821S | CM50CE3A1+CC | CP9C100C20MP13 | 10 | 58000 | 4000 | 10525587 | ASHP | HRCU-A-CB | ECHELON | 20.25 | 45000
COLEMAN | HC20B4821S | CM50CE3A1+CC | CPLC080C16MP13 | 10 | 58000 | 4000 | 10525588 | ASHP | HRCU-A-CB | ECHELON | 20 | 45000
COLEMAN | HC20B4821S | CM50CE3A1+CC | CPLC100C16MP13 | 10 | 58000 | 4000 | 10525589 | ASHP | HRCU-A-CB | ECHELON | 20 | 45000
COLEMAN | HC20B4821S | CM50CE3A1+CC | CPLC100C20MP13 | 10 | 58000 | 4000 | 10525590 | ASHP | HRCU-A-CB | ECHELON | 20.5 | 45000
COLEMAN | HC20B4821S | CM50CE3A1+CC | CPLC120C20MP13 | 10 | 58000 | 4000 | 10525591 | ASHP | HRCU-A-CB | ECHELON | 20.5 | 45000
COLEMAN | HC20B4821S | CM50CE3A1+CC | TM8V080C16MP12 | 10 | 58000 | 4000 | 10525592 | ASHP | HRCU-A-CB | ECHELON | 20 | 45000
COLEMAN | HC20B4821S | CM50CE3A1+CC | TM8V100C16MP12 | 10 | 58000 | 4000 | 10525593 | ASHP | HRCU-A-CB | ECHELON | 20 | 45000
COLEMAN | HC20B4821S | CM50CE3A1+CC | TM8V100C20MP12 | 10 | 58000 | 4000 | 10525594 | ASHP | HRCU-A-CB | ECHELON | 20.5 | 45000
COLEMAN | HC20B4821S | CM50CE3A1+CC | TM8V120C20MP12 | 10 | 58000 | 4000 | 10525595 | ASHP | HRCU-A-CB | ECHELON | 20.5 | 45000
COLEMAN | HC20B4821S | CM50CE3A1+CC | TM9V100C16MP12 | 10 | 58000 | 4000 | 10525597 | ASHP | HRCU-A-CB | ECHELON | 20 | 45000
COLEMAN | HC20B4821S | CM50CE3A1+CC | TM9V100C20MP12 | 10 | 58000 | 4000 | 10525598 | ASHP | HRCU-A-CB | ECHELON | 20.25 | 45000
COLEMAN | HC20B4821S | CM50CE3A1+CC | TMLV080C16MP12 | 10 | 58000 | 4000 | 10525599 | ASHP | HRCU-A-CB | ECHELON | 20 | 45000
COLEMAN | HC20B4821S | CM50CE3A1+CC | TMLV100C16MP12 | 10 | 58000 | 4000 | 10525600 | ASHP | HRCU-A-CB | ECHELON | 20 | 45000
COLEMAN | HC20B4821S | CM50CE3A1+CC | TMLV100C20MP12 | 10 | 58000 | 4000 | 10525601 | ASHP | HRCU-A-CB | ECHELON | 20.5 | 45000
COLEMAN | HC20B4821S | CM50CE3A1+CC | TMLV120C20MP12 | 10 | 58000 | 4000 | 10525602 | ASHP | HRCU-A-CB | ECHELON | 20.5 | 45000
COLEMAN | HC20B4821S | CM50CE3A1+CC | TP9C100C16MP13 | 10 | 58000 | 4000 | 10525604 | ASHP | HRCU-A-CB | ECHELON | 20 | 45000
COLEMAN | HC20B4821S | CM50CE3A1+CC | TP9C100C20MP13 | 10 | 58000 | 4000 | 10525605 | ASHP | HRCU-A-CB | ECHELON | 20.25 | 45000
COLEMAN | HC20B4821S | CM50CE3A1+CC | TPLC080C16MP13 | 10 | 58000 | 4000 | 10525606 | ASHP | HRCU-A-CB | ECHELON | 20 | 45000
COLEMAN | HC20B4821S | CM50CE3A1+CC | TPLC100C16MP13 | 10 | 58000 | 4000 | 10525607 | ASHP | HRCU-A-CB | ECHELON | 20 | 45000
COLEMAN | HC20B4821S | CM50CE3A1+CC | TPLC100C20MP13 | 10 | 58000 | 4000 | 10525608 | ASHP | HRCU-A-CB | ECHELON | 20.5 | 45000
COLEMAN | HC20B4821S | CM50CE3A1+CC | TPLC120C20MP13 | 10 | 58000 | 4000 | 10525609 | ASHP | HRCU-A-CB | ECHELON | 20.5 | 45000
LUXAIRE | HL20B4821 | CM50CE3A1+CC | TPLC120C20MP13 | 10 | 58000 | 4000 | 204334088 | ASHP | HRCU-A-CB | ACCLIMATE | 20.5 | 45000
YORK | YZV48B21 | CM50CE3A1+CC | TMLV100C16MP12 | 10 | 58000 | 4000 | 10525212 | ASHP | HRCU-A-CB | AFFINITY | 20 | 45000
YORK | YZV48B21 | CM50CE3A1+CC | TMLV120C20MP12 | 10 | 58000 | 4000 | 10525214 | ASHP | HRCU-A-CB | AFFINITY | 20.5 | 45000
YORK | YZV48B21 | CM50CE3A1+CC | TP9C100C16MP13 | 10 | 58000 | 4000 | 10525216 | ASHP | HRCU-A-CB | AFFINITY | 20 | 45000
YORK | YZV48B21 | CM50CE3A1+CC | TP9C100C20MP13 | 10 | 58000 | 4000 | 10525217 | ASHP | HRCU-A-CB | AFFINITY | 20.25 | 45000
YORK | YZV48B21 | CM50CE3A1+CC | TPLC080C16MP13 | 10 | 58000 | 4000 | 10525218 | ASHP | HRCU-A-CB | AFFINITY | 20 | 45000
YORK | YZV48B21 | CM50CE3A1+CC | TPLC100C16MP13 | 10 | 58000 | 4000 | 10525219 | ASHP | HRCU-A-CB | AFFINITY | 20 | 45000
YORK | YZV48B21 | CM50CE3A1+CC | TPLC100C20MP13 | 10 | 58000 | 4000 | 10525220 | ASHP | HRCU-A-CB | AFFINITY | 20.5 | 45000
YORK | YZV48B21 | CM50CE3A1+CC | TPLC120C20MP13 | 10 | 58000 | 4000 | 10525221 | ASHP | HRCU-A-CB | AFFINITY | 20.5 | 45000
COLEMAN | HC20B4821 | CM50CE3A1+CC | TPLC120C20MP13 | 10 | 58000 | 4000 | 204334085 | ASHP | HRCU-A-CB | ECHELON | 20.5 | 45000
FRASER-JOHNSTON | HL20B4821 | CM50CE3A1+CC | TPLC120C20MP13 | 10 | 58000 | 4000 | 204334089 | ASHP | HRCU-A-CB | RELIANT | 20.5 | 45000
CHAMPION HEATING AND COOLING | HL20B4821 | CM50CE3A1+CC | TPLC120C20MP13 | 10 | 58000 | 4000 | 204334090 | ASHP | HRCU-A-CB | MOMENTUM | 20.5 | 45000
LUXAIRE | HL20B4821 | CM50CE3A1+CC | LPLC100C20MP13 | 10 | 58000 | 4000 | 204334094 | ASHP | HRCU-A-CB | ACCLIMATE | 20.5 | 45000
COLEMAN | HC20B4821 | CM50CE3A1+CC | CPLC120C20MP13 | 10 | 58000 | 4000 | 204334097 | ASHP | HRCU-A-CB | ECHELON | 20.5 | 45000
LUXAIRE | HL20B4821 | CM50CE3A1+CC | LPLC120C20MP13 | 10 | 58000 | 4000 | 204334098 | ASHP | HRCU-A-CB | ACCLIMATE | 20.5 | 45000
COLEMAN | HC20B4821 | CM50CE3A1+CC | TM9V100C20MP12 | 10 | 58000 | 4000 | 204334455 | ASHP | HRCU-A-CB | ECHELON | 20.25 | 45000
LUXAIRE | HL20B4821 | CM50CE3A1+CC | TM9V100C20MP12 | 10 | 58000 | 4000 | 204334458 | ASHP | HRCU-A-CB | ACCLIMATE | 20.25 | 45000
FRASER-JOHNSTON | HL20B4821 | CM50CE3A1+CC | TM9V100C20MP12 | 10 | 58000 | 4000 | 204334463 | ASHP | HRCU-A-CB | RELIANT | 20.25 | 45000
CHAMPION HEATING AND COOLING | HL20B4821 | CM50CE3A1+CC | TM9V100C20MP12 | 10 | 58000 | 4000 | 204334466 | ASHP | HRCU-A-CB | MOMENTUM | 20.25 | 45000
COLEMAN | HC20B4821 | CM50CE3A1+CC | TP9C100C20MP13 | 10 | 58000 | 4000 | 204334468 | ASHP | HRCU-A-CB | ECHELON | 20.25 | 45000
LUXAIRE | HL20B4821 | CM50CE3A1+CC | TP9C100C20MP13 | 10 | 58000 | 4000 | 204334471 | ASHP | HRCU-A-CB | ACCLIMATE | 20.25 | 45000
FRASER-JOHNSTON | HL20B4821 | CM50CE3A1+CC | TP9C100C20MP13 | 10 | 58000 | 4000 | 204334474 | ASHP | HRCU-A-CB | RELIANT | 20.25 | 45000
CHAMPION HEATING AND COOLING | HL20B4821 | CM50CE3A1+CC | TP9C100C20MP13 | 10 | 58000 | 4000 | 204334476 | ASHP | HRCU-A-CB | MOMENTUM | 20.25 | 45000
COLEMAN | HC20B4821 | CM50CE3A1+CC | CP9C100C20MP13 | 10 | 58000 | 4000 | 204334478 | ASHP | HRCU-A-CB | ECHELON | 20.25 | 45000
LUXAIRE | HL20B4821 | CM50CE3A1+CC | LP9C100C20MP13 | 10 | 58000 | 4000 | 204334482 | ASHP | HRCU-A-CB | ACCLIMATE | 20.25 | 45000
COLEMAN | HC20B4821 | CM50CE3A1+CC | TM8V100C16MP12 | 10 | 58000 | 4000 | 204333965 | ASHP | HRCU-A-CB | ECHELON | 20 | 45000
LUXAIRE | HL20B4821 | CM50CE3A1+CC | TM8V100C16MP12 | 10 | 58000 | 4000 | 204333966 | ASHP | HRCU-A-CB | ACCLIMATE | 20 | 45000
FRASER-JOHNSTON | HL20B4821 | CM50CE3A1+CC | TM8V100C16MP12 | 10 | 58000 | 4000 | 204333969 | ASHP | HRCU-A-CB | RELIANT | 20 | 45000
CHAMPION HEATING AND COOLING | HL20B4821 | CM50CE3A1+CC | TM8V100C16MP12 | 10 | 58000 | 4000 | 204333970 | ASHP | HRCU-A-CB | MOMENTUM | 20 | 45000
COLEMAN | HC20B4821 | CM50CE3A1+CC | TM8V080C16MP12 | 10 | 58000 | 4000 | 204333973 | ASHP | HRCU-A-CB | ECHELON | 20 | 45000
LUXAIRE | HL20B4821 | CM50CE3A1+CC | TM8V080C16MP12 | 10 | 58000 | 4000 | 204333974 | ASHP | HRCU-A-CB | ACCLIMATE | 20 | 45000
FRASER-JOHNSTON | HL20B4821 | CM50CE3A1+CC | TM8V080C16MP12 | 10 | 58000 | 4000 | 204333975 | ASHP | HRCU-A-CB | RELIANT | 20 | 45000
CHAMPION HEATING AND COOLING | HL20B4821 | CM50CE3A1+CC | TM8V080C16MP12 | 10 | 58000 | 4000 | 204333978 | ASHP | HRCU-A-CB | MOMENTUM | 20 | 45000
COLEMAN | HC20B4821 | CM50CE3A1+CC | TMLV100C16MP12 | 10 | 58000 | 4000 | 204333987 | ASHP | HRCU-A-CB | ECHELON | 20 | 45000
LUXAIRE | HL20B4821 | CM50CE3A1+CC | TMLV100C16MP12 | 10 | 58000 | 4000 | 204333988 | ASHP | HRCU-A-CB | ACCLIMATE | 20 | 45000
FRASER-JOHNSTON | HL20B4821 | CM50CE3A1+CC | TMLV100C16MP12 | 10 | 58000 | 4000 | 204333990 | ASHP | HRCU-A-CB | RELIANT | 20 | 45000
CHAMPION HEATING AND COOLING | HL20B4821 | CM50CE3A1+CC | TMLV100C16MP12 | 10 | 58000 | 4000 | 204333992 | ASHP | HRCU-A-CB | MOMENTUM | 20 | 45000
COLEMAN | HC20B4821 | CM50CE3A1+CC | TPLC080C16MP13 | 10 | 58000 | 4000 | 204333993 | ASHP | HRCU-A-CB | ECHELON | 20 | 45000
LUXAIRE | HL20B4821 | CM50CE3A1+CC | TPLC080C16MP13 | 10 | 58000 | 4000 | 204333996 | ASHP | HRCU-A-CB | ACCLIMATE | 20 | 45000
FRASER-JOHNSTON | HL20B4821 | CM50CE3A1+CC | TPLC080C16MP13 | 10 | 58000 | 4000 | 204333997 | ASHP | HRCU-A-CB | RELIANT | 20 | 45000
CHAMPION HEATING AND COOLING | HL20B4821 | CM50CE3A1+CC | TPLC080C16MP13 | 10 | 58000 | 4000 | 204333998 | ASHP | HRCU-A-CB | MOMENTUM | 20 | 45000
COLEMAN | HC20B4821 | CM50CE3A1+CC | TPLC100C16MP13 | 10 | 58000 | 4000 | 204334001 | ASHP | HRCU-A-CB | ECHELON | 20 | 45000
LUXAIRE | HL20B4821 | CM50CE3A1+CC | TPLC100C16MP13 | 10 | 58000 | 4000 | 204334002 | ASHP | HRCU-A-CB | ACCLIMATE | 20 | 45000
FRASER-JOHNSTON | HL20B4821 | CM50CE3A1+CC | TPLC100C16MP13 | 10 | 58000 | 4000 | 204334003 | ASHP | HRCU-A-CB | RELIANT | 20 | 45000
CHAMPION HEATING AND COOLING | HL20B4821 | CM50CE3A1+CC | TPLC100C16MP13 | 10 | 58000 | 4000 | 204334006 | ASHP | HRCU-A-CB | MOMENTUM | 20 | 45000
COLEMAN | HC20B4821 | CM50CE3A1+CC | CPLC080C16MP13 | 10 | 58000 | 4000 | 204334007 | ASHP | HRCU-A-CB | ECHELON | 20 | 45000
LUXAIRE | HL20B4821 | CM50CE3A1+CC | LPLC080C16MP13 | 10 | 58000 | 4000 | 204334008 | ASHP | HRCU-A-CB | ACCLIMATE | 20 | 45000
COLEMAN | HC20B4821 | CM50CE3A1+CC | CPLC100C16MP13 | 10 | 58000 | 4000 | 204334011 | ASHP | HRCU-A-CB | ECHELON | 20 | 45000
LUXAIRE | HL20B4821 | CM50CE3A1+CC | LPLC100C16MP13 | 10 | 58000 | 4000 | 204334012 | ASHP | HRCU-A-CB | ACCLIMATE | 20 | 45000
COLEMAN | HC20B4821 | CM50CE3A1+CC | TM9V100C16MP12 | 10 | 58000 | 4000 | 204334015 | ASHP | HRCU-A-CB | ECHELON | 20 | 45000
LUXAIRE | HL20B4821 | CM50CE3A1+CC | TM9V100C16MP12 | 10 | 58000 | 4000 | 204334016 | ASHP | HRCU-A-CB | ACCLIMATE | 20 | 45000
FRASER-JOHNSTON | HL20B4821 | CM50CE3A1+CC | TM9V100C16MP12 | 10 | 58000 | 4000 | 204334017 | ASHP | HRCU-A-CB | RELIANT | 20 | 45000
CHAMPION HEATING AND COOLING | HL20B4821 | CM50CE3A1+CC | TM9V100C16MP12 | 10 | 58000 | 4000 | 204334020 | ASHP | HRCU-A-CB | MOMENTUM | 20 | 45000
COLEMAN | HC20B4821 | CM50CE3A1+CC | TP9C100C16MP13 | 10 | 58000 | 4000 | 204334021 | ASHP | HRCU-A-CB | ECHELON | 20 | 45000
LUXAIRE | HL20B4821 | CM50CE3A1+CC | TP9C100C16MP13 | 10 | 58000 | 4000 | 204334024 | ASHP | HRCU-A-CB | ACCLIMATE | 20 | 45000
FRASER-JOHNSTON | HL20B4821 | CM50CE3A1+CC | TP9C100C16MP13 | 10 | 58000 | 4000 | 204334025 | ASHP | HRCU-A-CB | RELIANT | 20 | 45000
CHAMPION HEATING AND COOLING | HL20B4821 | CM50CE3A1+CC | TP9C100C16MP13 | 10 | 58000 | 4000 | 204334027 | ASHP | HRCU-A-CB | MOMENTUM | 20 | 45000
COLEMAN | HC20B4821 | CM50CE3A1+CC | CP9C100C16MP13 | 10 | 58000 | 4000 | 204334029 | ASHP | HRCU-A-CB | ECHELON | 20 | 45000
LUXAIRE | HL20B4821 | CM50CE3A1+CC | LP9C100C16MP13 | 10 | 58000 | 4000 | 204334030 | ASHP | HRCU-A-CB | ACCLIMATE | 20 | 45000
COLEMAN | HC20B4821 | CM50CE3A1+CC | TM8V120C20MP12 | 10 | 58000 | 4000 | 204334050 | ASHP | HRCU-A-CB | ECHELON | 20.5 | 45000
LUXAIRE | HL20B4821 | CM50CE3A1+CC | TM8V120C20MP12 | 10 | 58000 | 4000 | 204334052 | ASHP | HRCU-A-CB | ACCLIMATE | 20.5 | 45000
FRASER-JOHNSTON | HL20B4821 | CM50CE3A1+CC | TM8V120C20MP12 | 10 | 58000 | 4000 | 204334053 | ASHP | HRCU-A-CB | RELIANT | 20.5 | 45000
CHAMPION HEATING AND COOLING | HL20B4821 | CM50CE3A1+CC | TM8V120C20MP12 | 10 | 58000 | 4000 | 204334056 | ASHP | HRCU-A-CB | MOMENTUM | 20.5 | 45000
COLEMAN | HC20B4821 | CM50CE3A1+CC | TM8V100C20MP12 | 10 | 58000 | 4000 | 204334057 | ASHP | HRCU-A-CB | ECHELON | 20.5 | 45000
LUXAIRE | HL20B4821 | CM50CE3A1+CC | TM8V100C20MP12 | 10 | 58000 | 4000 | 204334059 | ASHP | HRCU-A-CB | ACCLIMATE | 20.5 | 45000
FRASER-JOHNSTON | HL20B4821 | CM50CE3A1+CC | TM8V100C20MP12 | 10 | 58000 | 4000 | 204334061 | ASHP | HRCU-A-CB | RELIANT | 20.5 | 45000
CHAMPION HEATING AND COOLING | HL20B4821 | CM50CE3A1+CC | TM8V100C20MP12 | 10 | 58000 | 4000 | 204334062 | ASHP | HRCU-A-CB | MOMENTUM | 20.5 | 45000
COLEMAN | HC20B4821 | CM50CE3A1+CC | TMLV120C20MP12 | 10 | 58000 | 4000 | 204334071 | ASHP | HRCU-A-CB | ECHELON | 20.5 | 45000
LUXAIRE | HL20B4821 | CM50CE3A1+CC | TMLV120C20MP12 | 10 | 58000 | 4000 | 204334074 | ASHP | HRCU-A-CB | ACCLIMATE | 20.5 | 45000
FRASER-JOHNSTON | HL20B4821 | CM50CE3A1+CC | TMLV120C20MP12 | 10 | 58000 | 4000 | 204334075 | ASHP | HRCU-A-CB | RELIANT | 20.5 | 45000
CHAMPION HEATING AND COOLING | HL20B4821 | CM50CE3A1+CC | TMLV120C20MP12 | 10 | 58000 | 4000 | 204334076 | ASHP | HRCU-A-CB | MOMENTUM | 20.5 | 45000
COLEMAN | HC20B4821 | CM50CE3A1+CC | TPLC100C20MP13 | 10 | 58000 | 4000 | 204334079 | ASHP | HRCU-A-CB | ECHELON | 20.5 | 45000
LUXAIRE | HL20B4821 | CM50CE3A1+CC | TPLC100C20MP13 | 10 | 58000 | 4000 | 204334080 | ASHP | HRCU-A-CB | ACCLIMATE | 20.5 | 45000
LG | LMU541HV |  |  | 10 | 58000 | $2,500: 2 indoor heads; $4,000: >=3 indoor heads | 206717000 | ASHP | HMSV-A-CB |  | 20.6 | 50500
LG | LMU541HV |  |  | 10 | 58000 | $2,500: 2 indoor heads; $4,000: >=3 indoor heads | 206717011 | ASHP | HMSV-A-CB |  | 19.55 | 50500
LG | LMU541HV |  |  | 10 | 58000 | $2,500: 2 indoor heads; $4,000: >=3 indoor heads | 206717005 | ASHP | HMSV-A-CB |  | 18.5 | 50500
CARRIER | 25VNA460A*030* | CAP**6124AL*+UI | 58CU*A080C21**20 | 10 | 59000 | 4000 | 206132716 | ASHP | HRCU-A-CB | INFINITY 24 HP with GREENSPEED INTELLIGENCE | 20 | 58500
BRYANT HEATING AND COOLING SYSTEMS | 284ANV060*0**A* | CAP**6124AL*+UI | 83*CA60080C21*** | 10 | 59000 | 4000 | 206132717 | ASHP | HRCU-A-CB | EVOLUTION Extreme 24 HP | 20 | 58500
CARRIER | 25VNA460A*030* | CAP**6024AL*+UI | 58CV(A,X)135-22 | 10 | 59000 | 4000 | 206194944 | ASHP | HRCU-A-CB | INFINITY 24 HP with GREENSPEED INTELLIGENCE | 20 | 57500
BRYANT HEATING AND COOLING SYSTEMS | 284ANV060*0**A* | CAP**6024AL*+UI | 315(A,J)AV066135 | 10 | 59000 | 4000 | 206194945 | ASHP | HRCU-A-CB | EVOLUTION Extreme 24 HP | 20 | 57500
BRYANT HEATING AND COOLING SYSTEMS | 284ANV060*0**B* | CAP**6121AL*+UI | 88*TA60110C21*** | 10 | 59000 | 4000 | 206790670 | ASHP | HRCU-A-CB | EVOLUTION Extreme 24 HP | 20 | 58000
BRYANT HEATING AND COOLING SYSTEMS | 284ANV060*0**B* | CNPV*6124AL*+UI | 88*TA60070C21*** | 10 | 59000 | 4000 | 206790679 | ASHP | HRCU-A-CB | EVOLUTION Extreme 24 HP | 19 | 58000
BRYANT HEATING AND COOLING SYSTEMS | 284ANV060*0**B* | CNPV*6124AL*+UI | 88*TA60090C21*** | 10 | 59000 | 4000 | 206790680 | ASHP | HRCU-A-CB | EVOLUTION Extreme 24 HP | 20 | 58000
BRYANT HEATING AND COOLING SYSTEMS | 284ANV060*0**B* | CNPV*6124AL*+UI | 88*TA66135C24*** | 10 | 59000 | 4000 | 206790681 | ASHP | HRCU-A-CB | EVOLUTION Extreme 24 HP | 20 | 58500
BRYANT HEATING AND COOLING SYSTEMS | 284ANV060*0**B* | CNPV*6124AL*+UI | 986TC66120C24*** | 10 | 59000 | 4000 | 206790682 | ASHP | HRCU-A-CB | EVOLUTION Extreme 24 HP | 20 | 58000
BRYANT HEATING AND COOLING SYSTEMS | 284ANV060*0**B* | CNPV*6124AL*+UI | 987MB60080C21*** | 10 | 59000 | 4000 | 206790683 | ASHP | HRCU-A-CB | EVOLUTION Extreme 24 HP | 20 | 58000
BRYANT HEATING AND COOLING SYSTEMS | 284ANV060*0**B* | CNPV*6124AL*+UI | 987MB66100C21*** | 10 | 59000 | 4000 | 206790684 | ASHP | HRCU-A-CB | EVOLUTION Extreme 24 HP | 20 | 58000
BRYANT HEATING AND COOLING SYSTEMS | 284ANV060*0**B* | CNPV*6124AL*+UI | 987MB66120C24*** | 10 | 59000 | 4000 | 206790685 | ASHP | HRCU-A-CB | EVOLUTION Extreme 24 HP | 20 | 58000
BRYANT HEATING AND COOLING SYSTEMS | 284ANV060*0**B* | CNPV*6124AL*+UI | 986TC60080C21*** | 10 | 59000 | 4000 | 206790686 | ASHP | HRCU-A-CB | EVOLUTION Extreme 24 HP | 20 | 58000
BRYANT HEATING AND COOLING SYSTEMS | 284ANV060*0**B* | CNPV*6124AL*+UI | 986TC66100C21*** | 10 | 59000 | 4000 | 206790687 | ASHP | HRCU-A-CB | EVOLUTION Extreme 24 HP | 20 | 58000
BRYANT HEATING AND COOLING SYSTEMS | 284ANV060*0**B* | CNPV*6124AL*+UI | 88*TA60110C21*** | 10 | 59000 | 4000 | 206790688 | ASHP | HRCU-A-CB | EVOLUTION Extreme 24 HP | 20 | 58000
BRYANT HEATING AND COOLING SYSTEMS | 284ANV060*0**B* | CAP**6124AL*+UI | 83*CA60080C21*** | 10 | 59000 | 4000 | 206790693 | ASHP | HRCU-A-CB | EVOLUTION Extreme 24 HP | 20 | 58500
CARRIER | 25VNA460A*030* | CAP**6121AL*+UI | 58TN*A110C21**20 | 10 | 59000 | 4000 | 205272814 | ASHP | HRCU-A-CB | INFINITY 24 HP with GREENSPEED INTELLIGENCE | 20 | 58000
CARRIER | 25VNA460A*030* | CNPV*6124AL*+UI | 58TN*A070C21**20 | 10 | 59000 | 4000 | 205272823 | ASHP | HRCU-A-CB | INFINITY 24 HP with GREENSPEED INTELLIGENCE | 19 | 58000
CARRIER | 25VNA460A*030* | CNPV*6124AL*+UI | 58TN*A090C21**20 | 10 | 59000 | 4000 | 205272824 | ASHP | HRCU-A-CB | INFINITY 24 HP with GREENSPEED INTELLIGENCE | 20 | 58000
CARRIER | 25VNA460A*030* | CNPV*6124AL*+UI | 58TN*A135C24**22 | 10 | 59000 | 4000 | 205272825 | ASHP | HRCU-A-CB | INFINITY 24 HP with GREENSPEED INTELLIGENCE | 20 | 58500
CARRIER | 25VNA460A*030* | CNPV*6124AL*+UI | 59TN6B120C24**22 | 10 | 59000 | 4000 | 205272826 | ASHP | HRCU-A-CB | INFINITY 24 HP with GREENSPEED INTELLIGENCE | 20 | 58000
CARRIER | 25VNA460A*030* | CNPV*6124AL*+UI | 59MN7B080C21**20 | 10 | 59000 | 4000 | 205272827 | ASHP | HRCU-A-CB | INFINITY 24 HP with GREENSPEED INTELLIGENCE | 20 | 58000
CARRIER | 25VNA460A*030* | CNPV*6124AL*+UI | 59MN7B100C21**22 | 10 | 59000 | 4000 | 205272828 | ASHP | HRCU-A-CB | INFINITY 24 HP with GREENSPEED INTELLIGENCE | 20 | 58000
CARRIER | 25VNA460A*030* | CNPV*6124AL*+UI | 59MN7B120C24**22 | 10 | 59000 | 4000 | 205272829 | ASHP | HRCU-A-CB | INFINITY 24 HP with GREENSPEED INTELLIGENCE | 20 | 58000
CARRIER | 25VNA460A*030* | CNPV*6124AL*+UI | 59TN6B080C21**20 | 10 | 59000 | 4000 | 205272830 | ASHP | HRCU-A-CB | INFINITY 24 HP with GREENSPEED INTELLIGENCE | 20 | 58000
CARRIER | 25VNA460A*030* | CNPV*6124AL*+UI | 59TN6B100C21**22 | 10 | 59000 | 4000 | 205272831 | ASHP | HRCU-A-CB | INFINITY 24 HP with GREENSPEED INTELLIGENCE | 20 | 58000
CARRIER | 25VNA460A*030* | CNPV*6124AL*+UI | 58TN*A110C21**20 | 10 | 59000 | 4000 | 205272832 | ASHP | HRCU-A-CB | INFINITY 24 HP with GREENSPEED INTELLIGENCE | 20 | 58000
BRYANT HEATING AND COOLING SYSTEMS | 284ANV060*0**A* | CAP**6121AL*+UI | 88*TA60110C21*** | 10 | 59000 | 4000 | 205274243 | ASHP | HRCU-A-CB | EVOLUTION Extreme 24 HP | 20 | 58000
BRYANT HEATING AND COOLING SYSTEMS | 284ANV060*0**A* | CNPV*6124AL*+UI | 88*TA60070C21*** | 10 | 59000 | 4000 | 205274252 | ASHP | HRCU-A-CB | EVOLUTION Extreme 24 HP | 19 | 58000
BRYANT HEATING AND COOLING SYSTEMS | 284ANV060*0**A* | CNPV*6124AL*+UI | 88*TA60090C21*** | 10 | 59000 | 4000 | 205274253 | ASHP | HRCU-A-CB | EVOLUTION Extreme 24 HP | 20 | 58000
BRYANT HEATING AND COOLING SYSTEMS | 284ANV060*0**A* | CNPV*6124AL*+UI | 88*TA66135C24*** | 10 | 59000 | 4000 | 205274254 | ASHP | HRCU-A-CB | EVOLUTION Extreme 24 HP | 20 | 58500
BRYANT HEATING AND COOLING SYSTEMS | 284ANV060*0**A* | CNPV*6124AL*+UI | 986TC66120C24*** | 10 | 59000 | 4000 | 205274255 | ASHP | HRCU-A-CB | EVOLUTION Extreme 24 HP | 20 | 58000
BRYANT HEATING AND COOLING SYSTEMS | 284ANV060*0**A* | CNPV*6124AL*+UI | 987MB60080C21*** | 10 | 59000 | 4000 | 205274256 | ASHP | HRCU-A-CB | EVOLUTION Extreme 24 HP | 20 | 58000
BRYANT HEATING AND COOLING SYSTEMS | 284ANV060*0**A* | CNPV*6124AL*+UI | 987MB66100C21*** | 10 | 59000 | 4000 | 205274257 | ASHP | HRCU-A-CB | EVOLUTION Extreme 24 HP | 20 | 58000
BRYANT HEATING AND COOLING SYSTEMS | 284ANV060*0**A* | CNPV*6124AL*+UI | 987MB66120C24*** | 10 | 59000 | 4000 | 205274258 | ASHP | HRCU-A-CB | EVOLUTION Extreme 24 HP | 20 | 58000
BRYANT HEATING AND COOLING SYSTEMS | 284ANV060*0**A* | CNPV*6124AL*+UI | 986TC60080C21*** | 10 | 59000 | 4000 | 205274259 | ASHP | HRCU-A-CB | EVOLUTION Extreme 24 HP | 20 | 58000
BRYANT HEATING AND COOLING SYSTEMS | 284ANV060*0**A* | CNPV*6124AL*+UI | 986TC66100C21*** | 10 | 59000 | 4000 | 205274260 | ASHP | HRCU-A-CB | EVOLUTION Extreme 24 HP | 20 | 58000
BRYANT HEATING AND COOLING SYSTEMS | 284ANV060*0**A* | CNPV*6124AL*+UI | 88*TA60110C21*** | 10 | 59000 | 4000 | 205274261 | ASHP | HRCU-A-CB | EVOLUTION Extreme 24 HP | 20 | 58000
CARRIER | 25VNA460A*031* | CAP**6121AL*+UI | 58TN*A110C21**20 | 10 | 59000 | 4000 | 206788982 | ASHP | HRCU-A-CB | INFINITY 24 HP with GREENSPEED INTELLIGENCE | 20 | 58000
CARRIER | 25VNA460A*031* | CNPV*6124AL*+UI | 58TN*A070C21**20 | 10 | 59000 | 4000 | 206788991 | ASHP | HRCU-A-CB | INFINITY 24 HP with GREENSPEED INTELLIGENCE | 19 | 58000
CARRIER | 25VNA460A*031* | CNPV*6124AL*+UI | 58TN*A090C21**20 | 10 | 59000 | 4000 | 206788992 | ASHP | HRCU-A-CB | INFINITY 24 HP with GREENSPEED INTELLIGENCE | 20 | 58000
CARRIER | 25VNA460A*031* | CNPV*6124AL*+UI | 58TN*A135C24**22 | 10 | 59000 | 4000 | 206788993 | ASHP | HRCU-A-CB | INFINITY 24 HP with GREENSPEED INTELLIGENCE | 20 | 58500
CARRIER | 25VNA460A*031* | CNPV*6124AL*+UI | 59TN6B120C24**22 | 10 | 59000 | 4000 | 206788994 | ASHP | HRCU-A-CB | INFINITY 24 HP with GREENSPEED INTELLIGENCE | 20 | 58000
CARRIER | 25VNA460A*031* | CNPV*6124AL*+UI | 59MN7B080C21**20 | 10 | 59000 | 4000 | 206788995 | ASHP | HRCU-A-CB | INFINITY 24 HP with GREENSPEED INTELLIGENCE | 20 | 58000
CARRIER | 25VNA460A*031* | CNPV*6124AL*+UI | 59MN7B100C21**22 | 10 | 59000 | 4000 | 206788996 | ASHP | HRCU-A-CB | INFINITY 24 HP with GREENSPEED INTELLIGENCE | 20 | 58000
CARRIER | 25VNA460A*031* | CNPV*6124AL*+UI | 59MN7B120C24**22 | 10 | 59000 | 4000 | 206788997 | ASHP | HRCU-A-CB | INFINITY 24 HP with GREENSPEED INTELLIGENCE | 20 | 58000
CARRIER | 25VNA460A*031* | CNPV*6124AL*+UI | 59TN6B080C21**20 | 10 | 59000 | 4000 | 206788998 | ASHP | HRCU-A-CB | INFINITY 24 HP with GREENSPEED INTELLIGENCE | 20 | 58000
CARRIER | 25VNA460A*031* | CNPV*6124AL*+UI | 59TN6B100C21**22 | 10 | 59000 | 4000 | 206788999 | ASHP | HRCU-A-CB | INFINITY 24 HP with GREENSPEED INTELLIGENCE | 20 | 58000
CARRIER | 25VNA460A*031* | CNPV*6124AL*+UI | 58TN*A110C21**20 | 10 | 59000 | 4000 | 206789000 | ASHP | HRCU-A-CB | INFINITY 24 HP with GREENSPEED INTELLIGENCE | 20 | 58000
CARRIER | 25VNA460A*031* | CAP**6124AL*+UI | 58CU*A080C21**20 | 10 | 59000 | 4000 | 206789005 | ASHP | HRCU-A-CB | INFINITY 24 HP with GREENSPEED INTELLIGENCE | 20 | 58500
LG | ARUN060GSS4 |  |  | 10 | 64000 | $2,500: 2 indoor heads; $5,000: >=3 indoor heads | 10514711 | ccASHP | HMSV-A-CB |  | 16.5 | 60000 | 2.45 | 88
FRIGIDAIRE | FFHP123CS2 | FFHP123WS2 |  | 10.1 | 13000 | $2,500: 2 indoor heads; $4,000: >=3 indoor heads | 8718584 | ASHP | HRCU-A-CB-O |  | 22 | 12000
MITSUBISHI ELECTRIC | MUZ-FE12NAH | MSZ-FE12NA** |  | 10.1 | 13600 | $2,500: 2 indoor heads; $5,000: >=3 indoor heads | 201754295 | ccASHP | HRCU-A-CB-O | M-Series | 23 | 12000 | 2.3 | 91
DAIKIN | RZQ18TAVJU | FCQ18TAVJU |  | 10.1 | 20000 | $2,500: 2 indoor heads; $5,000: >=3 indoor heads | 202515490 | ccASHP | HRCU-A-CB-O | Sky air | 18.6 | 18000 | 2.3 | 143
LG | LUU187HV | LCN187HV |  | 10.1 | 20000 | $2,500: 2 indoor heads; $4,000: >=3 indoor heads | 5859619 | ASHP | HRCU-A-CB-O |  | 20 | 18000
DAIKIN | RX18RMVJU9 | FFQ18Q2VJU |  | 10.1 | 21600 | $2,500: 2 indoor heads; $4,000: >=3 indoor heads | 202682025 | ASHP | HRCU-A-CB-O |  | 19.3 | 17400
AMERICAN STANDARD / MITSUBISHI ELECTRIC | NAXMPH20A122AA | NAXWPH09A112AANAXWPH09A112AA |  | 10.1 | 22000 | $2,500: 2 indoor heads; $5,000: >=3 indoor heads | 202732311 | ccASHP | HMSV-A-CB |  | 17.15 | 18000 | 2.07 | 100
AMERICAN STANDARD / MITSUBISHI ELECTRIC | NAXMPH20A122A** |  |  | 10.1 | 22000 | $2,500: 2 indoor heads; $5,000: >=3 indoor heads | 206908468 | ccASHP | HMSV-A-CB-O | NV-Series | 17.15 | 18000 | 2.07 | 100
TRANE / MITSUBISHI ELECTRIC | NTXMPH20A122A** |  |  | 10.1 | 22000 | $2,500: 2 indoor heads; $5,000: >=3 indoor heads | 206908467 | ccASHP | HMSV-A-CB-O | NV-Series | 17.15 | 18000 | 2.07 | 100
TRANE / MITSUBISHI ELECTRIC | NTXMPH20A122AA | NTXWPH09A112AANTXWPH09A112AA |  | 10.1 | 22000 | $2,500: 2 indoor heads; $5,000: >=3 indoor heads | 202732310 | ccASHP | HMSV-A-CB |  | 17.15 | 18000 | 2.07 | 100
MITSUBISHI ELECTRIC | MXZ-2C20NAHZ2*** |  |  | 10.1 | 22000 | $2,500: 2 indoor heads; $5,000: >=3 indoor heads | 206908464 | ccASHP | HMSV-A-CB-O | M-Series | 17.15 | 18000 | 2.07 | 100
MITSUBISHI ELECTRIC | MXZ-2C20NAHZ2 | MSZ-FH09NAMSZ-FH09NA |  | 10.1 | 22000 | $2,500: 2 indoor heads; $5,000: >=3 indoor heads | 202732309 | ccASHP | HMSV-A-CB | M-Series | 17.15 | 18000 | 2.07 | 100
MITSUBISHI ELECTRIC | SUZ-KA24NAH2 | SVZ-KP24NA |  | 10.1 | 25000 | $2,500: 2 indoor heads; $4,000: >=3 indoor heads | 202392057 | ASHP | HRCU-A-CB | M-Series | 18 | 24000
SAMSUNG | AC030JXSCCH/AA | AC030JNHDCH/AA |  | 10.1 | 32000 | 5000 | 8203117 | ccASHP | HRCU-A-CB | CAC Max Heat HSP | 21 | 30000 | 1.8 | 100
SAMSUNG | AC030JXSCCH/AA | AC030JN4DCH/AA |  | 10.1 | 32000 | $2,500: 2 indoor heads; $4,000: >=3 indoor heads | 8203107 | ASHP | HRCU-A-CB-O | 4 Way Cassette Max Heat | 21 | 30000
SAMSUNG | AC030JXSCCH/AA | AC030NN4DCH/AA |  | 10.1 | 32000 | $2,500: 2 indoor heads; $4,000: >=3 indoor heads | 202087971 | ASHP | HRCU-A-CB-O | Wind-Free 4 Way Cassette Max Heat | 21 | 30000
MITSUBISHI ELECTRIC | MXZ-4C36NAHZ |  |  | 10.1 | 45000 | $2,500: 2 indoor heads; $5,000: >=3 indoor heads | 201754912 | ccASHP | HRCU-A-CB | M-Series H2i | 15.8 | 36000 | 1.9 | 100
AMERICAN STANDARD / MITSUBISHI ELECTRIC | NAXMPH36A142AA |  |  | 10.1 | 45000 | $2,500: 2 indoor heads; $5,000: >=3 indoor heads | 202354896 | ccASHP | HRCU-A-CB | M-Series H2i | 15.8 | 36000 | 1.9 | 100
TRANE / MITSUBISHI ELECTRIC | NTXMPH36A142AA |  |  | 10.1 | 45000 | $2,500: 2 indoor heads; $5,000: >=3 indoor heads | 202354908 | ccASHP | HRCU-A-CB | M-Series H2i | 15.8 | 36000 | 1.9 | 100
MITSUBISHI ELECTRIC | MXZ-5C42NAHZ |  |  | 10.1 | 48000 | $2,500: 2 indoor heads; $5,000: >=3 indoor heads | 201754441 | ccASHP | HMSV-A-CB | M-Series H2i | 15 | 42000 | 1.98 | 100
AMERICAN STANDARD / MITSUBISHI ELECTRIC | NAXMPH42A152AA |  |  | 10.1 | 48000 | $2,500: 2 indoor heads; $5,000: >=3 indoor heads | 202373672 | ccASHP | HMSV-A-CB | M-Series H2i | 15 | 42000 | 1.98 | 100
TRANE / MITSUBISHI ELECTRIC | NTXMPH42A152AA |  |  | 10.1 | 48000 | $2,500: 2 indoor heads; $5,000: >=3 indoor heads | 202373712 | ccASHP | HMSV-A-CB | M-Series H2i | 15 | 42000 | 1.98 | 100
FUJITSU | AOU48RLAVS |  |  | 10.1 | 54000 | $2,500: 2 indoor heads; $5,000: >=3 indoor heads | 9962519 | ccASHP | HMSV-A-CB | AIRSTAGE J-IIs Series | 16.9 | 48000 | 2.91 | 70
MITSUBISHI ELECTRIC | MXZ-8C48NAHZ2 |  |  | 10.1 | 54000 | $2,500: 2 indoor heads; $5,000: >=3 indoor heads | 204834268 | ccASHP | HMSV-A-CB | M-Series H2i | 16 | 48000 | 1.8 | 100
TRANE / MITSUBISHI ELECTRIC | NTXMPH48A182B* |  |  | 10.1 | 54000 | $2,500: 2 indoor heads; $5,000: >=3 indoor heads | 204834256 | ccASHP | HMSV-A-CB | Nv Series Pro Heat | 16 | 48000 | 1.8 | 100
AMERICAN STANDARD / MITSUBISHI ELECTRIC | NAXMPH48A182B* |  |  | 10.1 | 54000 | $2,500: 2 indoor heads; $5,000: >=3 indoor heads | 204834262 | ccASHP | HMSV-A-CB | Nv Series Pro Heat | 16 | 48000 | 1.8 | 100
PAYNE | 38MGRQ18B--3 |  |  | 10.15 | 18700 | $2,500: 2 indoor heads; $5,000: >=3 indoor heads | 204722800 | ccASHP | HMSV-A-CB | Mid-tier | 20.5 | 18000 | 2.12 | 75
MIDEA | 38MGRQ18B--3 |  |  | 10.15 | 18700 | $2,500: 2 indoor heads; $5,000: >=3 indoor heads | 204722805 | ccASHP | HMSV-A-CB | Excel | 20.5 | 18000 | 2.12 | 75
CARRIER | 38MGRQ18B--3 |  |  | 10.15 | 18700 | $2,500: 2 indoor heads; $5,000: >=3 indoor heads | 204722795 | ccASHP | HMSV-A-CB | Performance | 20.5 | 18000 | 2.12 | 75
BRYANT | 38MGRQ18B--3 |  |  | 10.15 | 18700 | $2,500: 2 indoor heads; $5,000: >=3 indoor heads | 204722810 | ccASHP | HMSV-A-CB | Preferred | 20.5 | 18000 | 2.12 | 75
PAYNE | 38MGRQ24C--3 |  |  | 10.15 | 24000 | $2,500: 2 indoor heads; $5,000: >=3 indoor heads | 204722801 | ccASHP | HMSV-A-CB | Mid-tier | 22 | 24000 | 1.81 | 99
MIDEA | 38MGRQ24C--3 |  |  | 10.15 | 24000 | $2,500: 2 indoor heads; $5,000: >=3 indoor heads | 204722806 | ccASHP | HMSV-A-CB | Excel | 22 | 24000 | 1.81 | 99
BRYANT | 38MGRQ24C--3 |  |  | 10.15 | 24000 | $2,500: 2 indoor heads; $5,000: >=3 indoor heads | 204722811 | ccASHP | HMSV-A-CB | Preferred | 22 | 24000 | 1.81 | 99
CARRIER | 38MGRQ24C--3 |  |  | 10.15 | 24000 | $2,500: 2 indoor heads; $5,000: >=3 indoor heads | 204722796 | ccASHP | HMSV-A-CB | Performance | 22 | 24000 | 1.81 | 99
DAIKIN | 4MXL36TVJU |  |  | 10.15 | 35600 | $2,500: 2 indoor heads; $5,000: >=3 indoor heads | 202522140 | ccASHP | HMSV-A-CB |  | 19.3 | 34400 | 1.91 | 99
HEIL | DLCSRAH09AAK | DLFSCAH09XAK |  | 10.2 | 10000 | $2,500: 2 indoor heads; $5,000: >=3 indoor heads | 201835706 | ccASHP | HRCU-A-CB-O | Mid-tier | 20 | 9000 | 1.94 | 118
SMART COMFORT | DLCSRAH09AAK | DLFSCAH09XAK |  | 10.2 | 10000 | $2,500: 2 indoor heads; $5,000: >=3 indoor heads | 202119277 | ccASHP | HRCU-A-CB-O | Mid-tier | 20 | 9000 | 1.94 | 118
MIDEA | DLCSRAH09AAK | DLFSCAH09XAK |  | 10.2 | 10000 | $2,500: 2 indoor heads; $5,000: >=3 indoor heads | 201796606 | ccASHP | HRCU-A-CB-O | Mid-tier | 20 | 9000 | 1.94 | 118
TEMPSTAR | DLCSRAH09AAK | DLFSCAH09XAK |  | 10.2 | 10000 | $2,500: 2 indoor heads; $5,000: >=3 indoor heads | 201835802 | ccASHP | HRCU-A-CB-O | Mid-tier | 20 | 9000 | 1.94 | 118
KENMORE | DLCSRAH09AAK | DLFSCAH09XAK |  | 10.2 | 10000 | $2,500: 2 indoor heads; $5,000: >=3 indoor heads | 201835803 | ccASHP | HRCU-A-CB-O | Mid-tier | 20 | 9000 | 1.94 | 118
DAY & NIGHT | DLCSRAH09AAK | DLFSCAH09XAK |  | 10.2 | 10000 | $2,500: 2 indoor heads; $5,000: >=3 indoor heads | 201835629 | ccASHP | HRCU-A-CB-O | Mid-tier | 20 | 9000 | 1.94 | 118
KEEPRITE | DLCSRAH09AAK | DLFSCAH09XAK |  | 10.2 | 10000 | $2,500: 2 indoor heads; $5,000: >=3 indoor heads | 201835707 | ccASHP | HRCU-A-CB-O | Mid-tier | 20 | 9000 | 1.94 | 118
COMFORTMAKER | DLCSRAH09AAK | DLFSCAH09XAK |  | 10.2 | 10000 | $2,500: 2 indoor heads; $5,000: >=3 indoor heads | 201835581 | ccASHP | HRCU-A-CB-O | Mid-tier | 20 | 9000 | 1.94 | 118
ARCOAIRE | DLCSRAH09AAK | DLFSCAH09XAK |  | 10.2 | 10000 | $2,500: 2 indoor heads; $5,000: >=3 indoor heads | 201835532 | ccASHP | HRCU-A-CB-O | Mid-tier | 20 | 9000 | 1.94 | 118
AIRQUEST | DLCSRAH09AAK | DLFSCAH09XAK |  | 10.2 | 10000 | $2,500: 2 indoor heads; $4,000: >=3 indoor heads | 203966585 | ASHP | HRCU-A-CB-O |  | 20 | 9000
MDV | MOB01-09HFN1-MW0W | CCA3U-09HRFN1-M(C) |  | 10.2 | 10000 | $2,500: 2 indoor heads; $4,000: >=3 indoor heads | 8813715 | ASHP | HRCU-A-CB-O |  | 20 | 9000
MIDEA | MCHSU-09PHH2 | MEHSU-09CHC2- |  | 10.2 | 10000 | $2,500: 2 indoor heads; $4,000: >=3 indoor heads | 8813811 | ASHP | HRCU-A-CB-O |  | 20 | 9000
COMFORTMAKER | DLCSRAH12AAK | DLFSCAH12XAK |  | 10.2 | 12000 | $2,500: 2 indoor heads; $5,000: >=3 indoor heads | 201835582 | ccASHP | HRCU-A-CB-O | Mid-tier | 19.5 | 12000 | 1.94 | 100
KENMORE | DLCSRAH12AAK | DLFSCAH12XAK |  | 10.2 | 12000 | $2,500: 2 indoor heads; $5,000: >=3 indoor heads | 201835805 | ccASHP | HRCU-A-CB-O | Mid-tier | 19.5 | 12000 | 1.94 | 100
DAY & NIGHT | DLCSRAH12AAK | DLFSCAH12XAK |  | 10.2 | 12000 | $2,500: 2 indoor heads; $5,000: >=3 indoor heads | 201835630 | ccASHP | HRCU-A-CB-O | Mid-tier | 19.5 | 12000 | 1.94 | 100
TEMPSTAR | DLCSRAH12AAK | DLFSCAH12XAK |  | 10.2 | 12000 | $2,500: 2 indoor heads; $5,000: >=3 indoor heads | 201835804 | ccASHP | HRCU-A-CB-O | Mid-tier | 19.5 | 12000 | 1.94 | 100
HEIL | DLCSRAH12AAK | DLFSCAH12XAK |  | 10.2 | 12000 | $2,500: 2 indoor heads; $5,000: >=3 indoor heads | 201835708 | ccASHP | HRCU-A-CB-O | Mid-tier | 19.5 | 12000 | 1.94 | 100
SMART COMFORT | DLCSRAH12AAK | DLFSCAH12XAK |  | 10.2 | 12000 | $2,500: 2 indoor heads; $5,000: >=3 indoor heads | 202119278 | ccASHP | HRCU-A-CB-O | Mid-tier | 19.5 | 12000 | 1.94 | 100
MIDEA | DLCSRAH12AAK | DLFSCAH12XAK |  | 10.2 | 12000 | $2,500: 2 indoor heads; $5,000: >=3 indoor heads | 201796607 | ccASHP | HRCU-A-CB-O | Mid-tier | 19.5 | 12000 | 1.94 | 100
KEEPRITE | DLCSRAH12AAK | DLFSCAH12XAK |  | 10.2 | 12000 | $2,500: 2 indoor heads; $5,000: >=3 indoor heads | 201835709 | ccASHP | HRCU-A-CB-O | Mid-tier | 19.5 | 12000 | 1.94 | 100
ARCOAIRE | DLCSRAH12AAK | DLFSCAH12XAK |  | 10.2 | 12000 | $2,500: 2 indoor heads; $5,000: >=3 indoor heads | 201835533 | ccASHP | HRCU-A-CB-O | Mid-tier | 19.5 | 12000 | 1.94 | 100
MDV | MOB01-12HFN1-MV0W | CCA3U-12HRFN1-M(C) |  | 10.2 | 12000 | $2,500: 2 indoor heads; $4,000: >=3 indoor heads | 8813719 | ASHP | HRCU-A-CB-O |  | 19.5 | 12000
MIDEA | MCHSU-12PHH2 | MEHSU-12CHC2 |  | 10.2 | 12000 | $2,500: 2 indoor heads; $4,000: >=3 indoor heads | 8813812 | ASHP | HRCU-A-CB-O |  | 19.5 | 12000
AIREASE | 4DHP1S12S-1L | DWM112S4-2L |  | 10.2 | 12000 | $2,500: 2 indoor heads; $4,000: >=3 indoor heads | 203376755 | ASHP | HRCU-A-CB-O |  | 22 | 12000
ALLIED | 4DHP1S12S-1L | DWM112S4-2L |  | 10.2 | 12000 | $2,500: 2 indoor heads; $4,000: >=3 indoor heads | 203376760 | ASHP | HRCU-A-CB-O |  | 22 | 12000
AIREASE | 4DHP1S12S-1L | DWM112S4-1L |  | 10.2 | 12000 | $2,500: 2 indoor heads; $4,000: >=3 indoor heads | 204462426 | ASHP | HRCU-A-CB-O |  | 22 | 12000
ARMSTRONG AIR | 4DHP1S12S-1L | DWM112S4-1L |  | 10.2 | 12000 | $2,500: 2 indoor heads; $4,000: >=3 indoor heads | 204462437 | ASHP | HRCU-A-CB-O |  | 22 | 12000
CONCORD | 4DHP1S12S-1L | DWM112S4-2L |  | 10.2 | 12000 | $2,500: 2 indoor heads; $4,000: >=3 indoor heads | 203376770 | ASHP | HRCU-A-CB-O |  | 22 | 12000
DUCANE | 4DHP1S12S-1L | DWM112S4-2L |  | 10.2 | 12000 | $2,500: 2 indoor heads; $4,000: >=3 indoor heads | 203376775 | ASHP | HRCU-A-CB-O |  | 22 | 12000
WEATHERMAKER | 38MAQB12R--1 | DHMSHAQ12XA1 |  | 10.2 | 12000 | $2,500: 2 indoor heads; $4,000: >=3 indoor heads | 205772827 | ASHP | HRCU-A-CB-O |  | 22 | 12000
ALLIED | 4DHP1S12S-1L | DWM112S4-1L |  | 10.2 | 12000 | $2,500: 2 indoor heads; $4,000: >=3 indoor heads | 203966545 | ASHP | HRCU-A-CB-O |  | 22 | 12000
BOSCH | BMS500-AAS012-0CSXRB | BMS500-AAS012-0AHWXB |  | 10.2 | 12000 | $2,500: 2 indoor heads; $4,000: >=3 indoor heads | 203991147 | ASHP | HRCU-A-CB-O |  | 22 | 12000
ARMSTRONG AIR | 4DHP1S12S-1L | DWM112S4-2L |  | 10.2 | 12000 | $2,500: 2 indoor heads; $4,000: >=3 indoor heads | 203376765 | ASHP | HRCU-A-CB-O |  | 22 | 12000
COMFORTSTAR | CPP12CA(O)-B | CXH012CA(I)-WIFI |  | 10.2 | 12000 | $2,500: 2 indoor heads; $4,000: >=3 indoor heads | 202575852 | ASHP | HRCU-A-CB-O |  | 22 | 12000
COMFORTSTAR | CPP12CA(O)-B | CXH012CA(I) |  | 10.2 | 12000 | $2,500: 2 indoor heads; $4,000: >=3 indoor heads | 202575858 | ASHP | HRCU-A-CB-O |  | 22 | 12000
MIDEA | 38MAQB12R--1 | DHMSHAQ12XA1 |  | 10.2 | 12000 | $2,500: 2 indoor heads; $4,000: >=3 indoor heads | 201846987 | ASHP | HRCU-A-CB-O |  | 22 | 12000
LENNOX | MPB012S4S-1L | MWMB012S4-2L |  | 10.2 | 12000 | $2,500: 2 indoor heads; $4,000: >=3 indoor heads | 201796629 | ASHP | HRCU-A-CB-O |  | 22 | 12000
PAYNE | 38MAQB12R--1 | DHMSHAQ12XA1 |  | 10.2 | 12000 | $2,500: 2 indoor heads; $4,000: >=3 indoor heads | 201846967 | ASHP | HRCU-A-CB-O |  | 22 | 12000
MDV | MOB30-12HFN1-BV0W | MS11M-12HRFN1-BV0W |  | 10.2 | 12000 | $2,500: 2 indoor heads; $4,000: >=3 indoor heads | 8738631 | ASHP | HRCU-A-CB-O |  | 22 | 12000
CARRIER | 38MAQB12R--1 | 40MAQB12B--1 |  | 10.2 | 12000 | $2,500: 2 indoor heads; $4,000: >=3 indoor heads | 8738634 | ASHP | HRCU-A-CB-O |  | 22 | 12000
BRYANT | 38MAQB12R--1 | 619PAQ012BBMA |  | 10.2 | 12000 | $2,500: 2 indoor heads; $4,000: >=3 indoor heads | 8738647 | ASHP | HRCU-A-CB-O |  | 22 | 12000
LENNOX | MPB012S4S-1L | MWMB012S4-1L |  | 10.2 | 12000 | $2,500: 2 indoor heads; $4,000: >=3 indoor heads | 10056168 | ASHP | HRCU-A-CB-O |  | 22 | 12000
AIRQUEST | DLCSRAH12AAK | DLFSCAH12XAK |  | 10.2 | 12000 | $2,500: 2 indoor heads; $4,000: >=3 indoor heads | 203966586 | ASHP | HRCU-A-CB-O |  | 19.5 | 12000
KINGHOME | KW12HQ2B8AO | KW12HQ2B8AI |  | 10.2 | 12200 | $2,500: 2 indoor heads; $5,000: >=3 indoor heads | 204760469 | ccASHP | HRCU-A-CB-O |  | 22 | 12000 | 1.95 | 74
GIBSON | GXH12(3.5)LSA4DH | GHH12(3.5)LSA4DH |  | 10.2 | 12200 | $2,500: 2 indoor heads; $5,000: >=3 indoor heads | 9000995 | ccASHP | HRCU-A-CB-O | Lomo | 22 | 12000 | 1.91 | 70
REZNOR | GXH12(3.5)LSA4DH | GHH12(3.5)LUA4DH |  | 10.2 | 12200 | $2,500: 2 indoor heads; $5,000: >=3 indoor heads | 202443287 | ccASHP | HRCU-A-CB-O | Lomo | 22 | 12000 | 1.91 | 70
TOSOT | TW12HQ2C2AO(WIFI) | TW12HQ2C2AI(WIFI) |  | 10.2 | 12200 | $2,500: 2 indoor heads; $5,000: >=3 indoor heads | 10611536 | ccASHP | HRCU-A-CB-O |  | 22 | 12000 | 1.98 | 74
GIBSON | GXH12(3.5)LSA4DH | GHH12(3.5)LUA4DH |  | 10.2 | 12200 | $2,500: 2 indoor heads; $5,000: >=3 indoor heads | 9000996 | ccASHP | HRCU-A-CB-O | Lomo | 22 | 12000 | 1.91 | 70
FRIEDRICH | MRAD12Y1J | MWAD12Y1J |  | 10.2 | 12200 | $2,500: 2 indoor heads; $5,000: >=3 indoor heads | 10221176 | ccASHP | HRCU-A-CB-O |  | 22 | 12000 | 1.93 | 71
GREE | VIR12HP115V1BO | VIR12HP115V1BH |  | 10.2 | 12200 | $2,500: 2 indoor heads; $5,000: >=3 indoor heads | 9956330 | ccASHP | HRCU-A-CB-O | Vireo | 22 | 12000 | 1.98 | 74
GREE | GWH12QC-A3DNA1D/O | GWH12QC-A3DN***/I |  | 10.2 | 12200 | $2,500: 2 indoor heads; $5,000: >=3 indoor heads | 7091968 | ccASHP | HRCU-A-CB-O | Lomo 23 Series | 22 | 12000 | 1.98 | 74
AIRTEMP | GXH12(3.5)LSA4DH | GHH12(3.5)LUA4DH |  | 10.2 | 12200 | $2,500: 2 indoor heads; $5,000: >=3 indoor heads | 202443308 | ccASHP | HRCU-A-CB-O | Lomo | 22 | 12000 | 1.91 | 70
YORK BY JOHNSON CONTROLS | DHX12CSB11S | DHX12NWB11S |  | 10.2 | 12200 | $2,500: 2 indoor heads; $4,000: >=3 indoor heads | 8578565 | ASHP | HRCU-A-CB-O |  | 22 | 12000
C&H | GWH12QC-A3DNA1D/O | GWH12QC-A3DNA1D/I |  | 10.2 | 12200 | $2,500: 2 indoor heads; $4,000: >=3 indoor heads | 8235777 | ASHP | HRCU-A-CB-O |  | 22 | 12000
CHAMPION | DHX12CSB11S | DHX12NWB11S |  | 10.2 | 12200 | $2,500: 2 indoor heads; $4,000: >=3 indoor heads | 8657810 | ASHP | HRCU-A-CB-O |  | 22 | 12000
GREE | GWH12QC-A3DNA1D/O | GWH12ZC-A3DN***/I |  | 10.2 | 12200 | $2,500: 2 indoor heads; $4,000: >=3 indoor heads | 8718581 | ASHP | HRCU-A-CB-O |  | 22 | 12000
GUARDIAN BY JOHNSON CONTROLS | DHX12CSB11S | DHX12NWB11S |  | 10.2 | 12200 | $2,500: 2 indoor heads; $4,000: >=3 indoor heads | 8578568 | ASHP | HRCU-A-CB-O |  | 22 | 12000
LUXAIRE BY JOHNSON CONTROLS | DHX12CSB11S | DHX12NWB11S |  | 10.2 | 12200 | $2,500: 2 indoor heads; $4,000: >=3 indoor heads | 8578567 | ASHP | HRCU-A-CB-O |  | 22 | 12000
COLEMAN BY JOHNSON CONTROLS | DHX12CSB11S | DHX12NWB11S |  | 10.2 | 12200 | $2,500: 2 indoor heads; $4,000: >=3 indoor heads | 8578566 | ASHP | HRCU-A-CB-O |  | 22 | 12000
FRIGIDAIRE | FFHP124CS1 | FFHP124WS1 |  | 10.2 | 12200 | $2,500: 2 indoor heads; $4,000: >=3 indoor heads | 10091683 | ASHP | HRCU-A-CB-O |  | 22 | 12000
C&H | CH12VCT115VO | CH12VCT115VI |  | 10.2 | 12200 | $2,500: 2 indoor heads; $4,000: >=3 indoor heads | 9119145 | ASHP | HRCU-A-CB-O |  | 22 | 12000
TOSOT | TW12HQ2C2AO | TW12HQ2C2AI |  | 10.2 | 12200 | $2,500: 2 indoor heads; $4,000: >=3 indoor heads | 9108744 | ASHP | HRCU-A-CB-O |  | 22 | 12000
AIREFORCE | GXH12(3.5)LSA4DH | GHH12(3.5)LUA4DH |  | 10.2 | 12200 | $2,500: 2 indoor heads; $4,000: >=3 indoor heads | 202534238 | ASHP | HRCU-A-CB-O |  | 22 | 12000
LG | LUU127HV | LQN120HV4 |  | 10.2 | 13000 | $2,500: 2 indoor heads; $5,000: >=3 indoor heads | 205049407 | ccASHP | HRCU-A-CB-O | MINI SPLIT | 20.8 | 10200 | 1.87 | 84
AMERISTAR | M4THS1812A11N** | M4MHW1812A1N0** |  | 10.2 | 13000 | $2,500: 2 indoor heads; $4,000: >=3 indoor heads | 203162808 | ASHP | HRCU-A-CB-O |  | 18 | 12000
RUNTRU | M4THS1812A11N** | M4MHW1812A1N0** |  | 10.2 | 13000 | $2,500: 2 indoor heads; $4,000: >=3 indoor heads | 205118677 | ASHP | HRCU-A-CB-O |  | 18 | 12000
GREE | GWH12QC-D3DNC6Q/O | GWH12QC-D3DN***/I |  | 10.2 | 13000 | $2,500: 2 indoor heads; $4,000: >=3 indoor heads | 202557781 | ASHP | HRCU-A-CB-O |  | 18 | 12000
AMERICAN STANDARD / MITSUBISHI ELECTRIC | ASUZA0121KA70B* | APKA0A0121HA70A |  | 10.2 | 14000 | $2,500: 2 indoor heads; $5,000: >=3 indoor heads | 204795638 | ccASHP | HRCU-A-CB-O |  | 20.8 | 12000 | 1.94 | 75
TRANE / MITSUBISHI ELECTRIC | TRUZA0121KA70B* | TPKA0A0121HA70A |  | 10.2 | 14000 | $2,500: 2 indoor heads; $5,000: >=3 indoor heads | 204795680 | ccASHP | HRCU-A-CB-O |  | 20.8 | 12000 | 1.94 | 75
TRANE / MITSUBISHI ELECTRIC | TRUZA0121KA70N* | TPKA0A0121HA70A |  | 10.2 | 14000 | $2,500: 2 indoor heads; $5,000: >=3 indoor heads | 204795681 | ccASHP | HRCU-A-CB-O |  | 20.8 | 12000 | 1.94 | 75
MITSUBISHI ELECTRIC | PUZ-A12NKA7*** | PKA-A12HA* |  | 10.2 | 14000 | $2,500: 2 indoor heads; $5,000: >=3 indoor heads | 201754449 | ccASHP | HRCU-A-CB-O | P-Series | 20.8 | 12000 | 1.94 | 75
AMERICAN STANDARD / MITSUBISHI ELECTRIC | ASUZA0121KA70N* | APKA0A0121HA70A |  | 10.2 | 14000 | $2,500: 2 indoor heads; $5,000: >=3 indoor heads | 204795639 | ccASHP | HRCU-A-CB-O |  | 20.8 | 12000 | 1.94 | 75
TRANE / MITSUBISHI ELECTRIC | NTXSKH12A112AA | NTXDKS12A112AA |  | 10.2 | 15000 | $2,500: 2 indoor heads; $5,000: >=3 indoor heads | 204793342 | ccASHP | HRCU-A-CB | Nv Series Pro Heat | 19 | 12000 | 2.2 | 100
MITSUBISHI ELECTRIC | SUZ-KA12NAHZ | NAXDKS12A112AA |  | 10.2 | 15000 | $2,500: 2 indoor heads; $5,000: >=3 indoor heads | 206328110 | ccASHP | HRCU-A-CB | M-Series H2i | 19 | 12000 | 2.2 | 100
MITSUBISHI ELECTRIC | SUZ-KA12NAHZ | NTXDKS12A112AA |  | 10.2 | 15000 | $2,500: 2 indoor heads; $5,000: >=3 indoor heads | 206328090 | ccASHP | HRCU-A-CB | M-Series H2i | 19 | 12000 | 2.2 | 100
AMERICAN STANDARD / MITSUBISHI ELECTRIC | NAXSKH12A112AA | NAXDKS12A112AA |  | 10.2 | 15000 | $2,500: 2 indoor heads; $5,000: >=3 indoor heads | 204793325 | ccASHP | HRCU-A-CB | Nv Series Pro Heat | 19 | 12000 | 2.2 | 100
MITSUBISHI ELECTRIC | SUZ-KA12NAHZ | SEZ-KD12NA4 |  | 10.2 | 15000 | $2,500: 2 indoor heads; $5,000: >=3 indoor heads | 204627020 | ccASHP | HRCU-A-CB | M-Series H2i | 19 | 12000 | 2.2 | 100
MITSUBISHI ELECTRIC | SUZ-KA12NAHZ | SVZ-KP12NA |  | 10.2 | 15000 | $2,500: 2 indoor heads; $4,000: >=3 indoor heads | 204627055 | ASHP | HRCU-A-CB |  | 19 | 12000
MITSUBISHI ELECTRIC | SUZ-KA12NAHZ | MLZ-KP12NA |  | 10.2 | 15000 | $2,500: 2 indoor heads; $4,000: >=3 indoor heads | 204627062 | ASHP | HRCU-A-CB-O |  | 19 | 12000
AIRQUEST | DLCSRAH18AAK | DLFSFAH18XAK |  | 10.2 | 18000 | $2,500: 2 indoor heads; $4,000: >=3 indoor heads | 203966591 | ASHP | HRCU-A-CB-O |  | 19.9 | 17000
MDV | MOCA01-18HFN1-MT0W | MUEU-18HRFN1-M(C) |  | 10.2 | 18000 | $2,500: 2 indoor heads; $4,000: >=3 indoor heads | 8813724 | ASHP | HRCU-A-CB-O |  | 19.9 | 17000
KEEPRITE | DLCSRAH18AAK | DLFSFAH18XAK |  | 10.2 | 18000 | $2,500: 2 indoor heads; $4,000: >=3 indoor heads | 201835715 | ASHP | HRCU-A-CB-O |  | 19.9 | 17000
TEMPSTAR | DLCSRAH18AAK | DLFSFAH18XAK |  | 10.2 | 18000 | $2,500: 2 indoor heads; $4,000: >=3 indoor heads | 201835810 | ASHP | HRCU-A-CB-O |  | 19.9 | 17000
KENMORE | DLCSRAH18AAK | DLFSFAH18XAK |  | 10.2 | 18000 | $2,500: 2 indoor heads; $4,000: >=3 indoor heads | 201835811 | ASHP | HRCU-A-CB-O |  | 19.9 | 17000
ARCOAIRE | DLCSRAH18AAK | DLFSFAH18XAK |  | 10.2 | 18000 | $2,500: 2 indoor heads; $4,000: >=3 indoor heads | 201835536 | ASHP | HRCU-A-CB-O |  | 19.9 | 17000
COMFORTMAKER | DLCSRAH18AAK | DLFSFAH18XAK |  | 10.2 | 18000 | $2,500: 2 indoor heads; $4,000: >=3 indoor heads | 201835585 | ASHP | HRCU-A-CB-O |  | 19.9 | 17000
UTL | URHA-18WDC | URHA-18WDCH |  | 10.2 | 18000 | $2,500: 2 indoor heads; $4,000: >=3 indoor heads | 2255169 | ASHP |  |  | 20.2
VKIN | VCHA-18FDC | VCHA-18FDC |  | 10.2 | 18000 | $2,500: 2 indoor heads; $4,000: >=3 indoor heads | 2255171 | ASHP |  |  | 20.2
VKIN | VRHA-18WDC | VRHA-18WDC |  | 10.2 | 18000 | $2,500: 2 indoor heads; $4,000: >=3 indoor heads | 2255174 | ASHP |  |  | 20.2
MIDEA | MCHSU-18PHH2 | MEHSU-18CHF2 |  | 10.2 | 18000 | $2,500: 2 indoor heads; $4,000: >=3 indoor heads | 8813816 | ASHP | HRCU-A-CB-O |  | 19.9 | 17000
SMART COMFORT | DLCSRAH18AAK | DLFSFAH18XAK |  | 10.2 | 18000 | $2,500: 2 indoor heads; $4,000: >=3 indoor heads | 202119281 | ASHP | HRCU-A-CB-O |  | 19.9 | 17000
MIDEA | DLCSRAH18AAK | DLFSFAH18XAK |  | 10.2 | 18000 | $2,500: 2 indoor heads; $4,000: >=3 indoor heads | 201796610 | ASHP | HRCU-A-CB-O |  | 19.9 | 17000
UTL | UCHA-18FDC | UCHA-18FDC |  | 10.2 | 18000 | $2,500: 2 indoor heads; $4,000: >=3 indoor heads | 2255170 | ASHP |  |  | 20.2
DAY & NIGHT | DLCSRAH18AAK | DLFSFAH18XAK |  | 10.2 | 18000 | $2,500: 2 indoor heads; $4,000: >=3 indoor heads | 201835633 | ASHP | HRCU-A-CB-O |  | 19.9 | 17000
HEIL | DLCSRAH18AAK | DLFSFAH18XAK |  | 10.2 | 18000 | $2,500: 2 indoor heads; $4,000: >=3 indoor heads | 201835714 | ASHP | HRCU-A-CB-O |  | 19.9 | 17000
MDV | M2OI-18HFN1-M |  |  | 10.2 | 20000 | $2,500: 2 indoor heads; $5,000: >=3 indoor heads | 206716986 | ccASHP | HMSV-A-CB |  | 22 | 19000 | 1.96 | 95
FRANKLIN | MST183E23MHAA |  |  | 10.2 | 20000 | $2,500: 2 indoor heads; $5,000: >=3 indoor heads | 206764068 | ccASHP | HMSV-A-CB |  | 22 | 19000 | 1.96 | 95
KERR | A-KMH18DV-1 |  |  | 10.2 | 20000 | $2,500: 2 indoor heads; $4,000: >=3 indoor heads | 207657599 | ASHP | HMSV-A-CB |  | 22 | 19000
COMFORT-AIRE | A-VMH18DV-1 |  |  | 10.2 | 20000 | $2,500: 2 indoor heads; $4,000: >=3 indoor heads | 207657610 | ASHP | HMSV-A-CB |  | 22 | 19000
CONVECTAIR | 8222-C18-O |  |  | 10.2 | 20000 | $2,500: 2 indoor heads; $4,000: >=3 indoor heads | 207590846 | ASHP | HMSV-A-CB |  | 22 | 19000
LENNOX | SL25XPV-024-230A** | CHX35-42C-**-*+TDR | SL280UH110XV60C* | 10.2 | 21400 | 5000 | 207436213 | ccASHP | HRCU-A-CB | DAVE LENNOX SIGNATURE SL25XPV SERIES | 20 | 22600 | 1.93 | 94
LENNOX | SL25XPV-024-230A** | CHX35-42C-**-*+TDR | SL280UH110V60C* | 10.2 | 21400 | 5000 | 207436212 | ccASHP | HRCU-A-CB | DAVE LENNOX SIGNATURE SL25XPV SERIES | 20 | 22600 | 1.93 | 94
LENNOX | SL25XPV-024-230A** | CH35-42C+TDR+TXV | SL280UH110XV60C* | 10.2 | 21400 | 5000 | 207436187 | ccASHP | HRCU-A-CB | DAVE LENNOX SIGNATURE SL25XPV SERIES | 20 | 22600 | 1.93 | 94
LENNOX | SL25XPV-024-230A** | CH35-42C+TDR+TXV | SL280UH110V60C* | 10.2 | 21400 | 5000 | 207436186 | ccASHP | HRCU-A-CB | DAVE LENNOX SIGNATURE SL25XPV SERIES | 20 | 22600 | 1.93 | 94
LENNOX | SL25XPV-024-230A** | CR33-50/60+TDR+TXV | EL296DF110XV60C* | 10.2 | 21600 | 4000 | 207436221 | ASHP | HRCU-A-CB | DAVE LENNOX SIGNATURE SL25XPV SERIES | 19 | 23000
LENNOX | SL25XPV-024-230A** | CR33-50/60+TDR+TXV | SLP99DF110XV60C* | 10.2 | 21600 | 4000 | 207436228 | ASHP | HRCU-A-CB | DAVE LENNOX SIGNATURE SL25XPV SERIES | 19 | 23000
LENNOX | SL25XPV-024-230A** | CR33-50/60+TDR+TXV | SLP99DF090XV60C* | 10.2 | 21600 | 4000 | 207436227 | ASHP | HRCU-A-CB | DAVE LENNOX SIGNATURE SL25XPV SERIES | 18 | 23000
LENNOX | SL25XPV-024-230A** | CR33-50/60+TDR+TXV | EL296DF090XV60C* | 10.2 | 21600 | 4000 | 207436220 | ASHP | HRCU-A-CB | DAVE LENNOX SIGNATURE SL25XPV SERIES | 18 | 23000
LG | LSU180HSV5 | LAN180HSV5 |  | 10.2 | 21600 | $2,500: 2 indoor heads; $5,000: >=3 indoor heads | 10567390 | ccASHP | HRCU-A-CB-O | LG | 21.5 | 18000 | 2.28 | 89
LG | LSU180HSV5 | LSN180HSV5 |  | 10.2 | 21600 | $2,500: 2 indoor heads; $5,000: >=3 indoor heads | 10567391 | ccASHP | HRCU-A-CB-O | LG | 21.5 | 18000 | 2.28 | 89
LG | LGU181HSV3 | LGN181HSV3 |  | 10.2 | 21600 | $2,500: 2 indoor heads; $4,000: >=3 indoor heads | 10567392 | ASHP | HRCU-A-CB-O |  | 21.5 | 18000
MITSUBISHI ELECTRIC | MUZ-GL18NAH-U1 | MSZ-GL18NA-U1 |  | 10.2 | 21600 | $2,500: 2 indoor heads; $4,000: >=3 indoor heads | 201754314 | ASHP | HRCU-A-CB-O | M-Series | 20.5 | 18000
LG | LSU181HSV5 | LAN181HSV5 |  | 10.2 | 21600 | $2,500: 2 indoor heads; $4,000: >=3 indoor heads | 207462345 | ASHP | HRCU-A-CB-O |  | 21.5 | 18000
LG | LSU181HSV5 | LSN181HSV5 |  | 10.2 | 21600 | $2,500: 2 indoor heads; $4,000: >=3 indoor heads | 207348503 | ASHP | HRCU-A-CB-O |  | 21.5 | 18000
LG | LGU181HSV5 | LGN181HSV5 |  | 10.2 | 21600 | $2,500: 2 indoor heads; $4,000: >=3 indoor heads | 207348504 | ASHP | HRCU-A-CB-O |  | 21.5 | 18000
LENNOX | SL18XP1-024-230A** | CBA38MV-036-230*+TDR |  | 10.2 | 22600 | 4000 | 201841619 | ASHP | HRCU-A-CB | DAVE LENNOX SIGNATURE SL18XP1 SERIES | 18 | 24400
RUNTRU | M4THS1824A11N** | M4MHW1824A1N0** |  | 10.2 | 23000 | $2,500: 2 indoor heads; $5,000: >=3 indoor heads | 205118701 | ccASHP | HRCU-A-CB-O |  | 18 | 22000 | 2.02 | 99
AMERISTAR | M4THS1824A11N** | M4MHW1824A1N0** |  | 10.2 | 23000 | $2,500: 2 indoor heads; $5,000: >=3 indoor heads | 203162806 | ccASHP | HRCU-A-CB-O |  | 18 | 22000 | 2.02 | 99
TRANE | 4TXK2324A10N0** | 4MXW2324A10N0** | N/A | 10.2 | 23000 | $2,500: 2 indoor heads; $5,000: >=3 indoor heads | 202703126 | ccASHP | HRCU-A-CB-O |  | 20 | 22000 | 2.02 | 99
AMERICAN STANDARD | 4TXK2324A10N0** | 4MXW2324A10N0** | N/A | 10.2 | 23000 | $2,500: 2 indoor heads; $5,000: >=3 indoor heads | 202703127 | ccASHP | HRCU-A-CB-O |  | 20 | 22000 | 2.02 | 99
GREE | GWH24QE-D3DNC4P/O | GWH24QE-D3DN***/I |  | 10.2 | 23000 | $2,500: 2 indoor heads; $4,000: >=3 indoor heads | 202373835 | ASHP | HRCU-A-CB-O |  | 20 | 22000
GREE | GWH24QE-D3DNC6Q/O | GWH24QE-D3DN***/I |  | 10.2 | 23000 | $2,500: 2 indoor heads; $4,000: >=3 indoor heads | 202557958 | ASHP | HRCU-A-CB-O |  | 18 | 22000
TEMPSTAR | DLCMHBH24CAK |  |  | 10.2 | 24000 | $2,500: 2 indoor heads; $4,000: >=3 indoor heads | 207643137 | ASHP | HMSV-A-CB |  | 23 | 24000
SMART COMFORT | DLCMHBH24CAK |  |  | 10.2 | 24000 | $2,500: 2 indoor heads; $4,000: >=3 indoor heads | 207643158 | ASHP | HMSV-A-CB |  | 23 | 24000
DAY & NIGHT | DLCMHBH24CAK |  |  | 10.2 | 24000 | $2,500: 2 indoor heads; $4,000: >=3 indoor heads | 207643032 | ASHP | HMSV-A-CB |  | 23 | 24000
HEIL | DLCMHBH24CAK |  |  | 10.2 | 24000 | $2,500: 2 indoor heads; $4,000: >=3 indoor heads | 207643053 | ASHP | HMSV-A-CB |  | 23 | 24000
COMFORTMAKER | DLCMHBH24CAK |  |  | 10.2 | 24000 | $2,500: 2 indoor heads; $4,000: >=3 indoor heads | 207643011 | ASHP | HMSV-A-CB |  | 23 | 24000
ARCOAIRE | DLCMHBH24CAK |  |  | 10.2 | 24000 | $2,500: 2 indoor heads; $4,000: >=3 indoor heads | 207642990 | ASHP | HMSV-A-CB |  | 23 | 24000
AIRQUEST | DLCMHBH24CAK |  |  | 10.2 | 24000 | $2,500: 2 indoor heads; $4,000: >=3 indoor heads | 207643179 | ASHP | HMSV-A-CB |  | 23 | 24000
MIDEA | DLCMHBH24CAK |  |  | 10.2 | 24000 | $2,500: 2 indoor heads; $4,000: >=3 indoor heads | 207643116 | ASHP | HMSV-A-CB |  | 23 | 24000
KENMORE | DLCMHBH24CAK |  |  | 10.2 | 24000 | $2,500: 2 indoor heads; $4,000: >=3 indoor heads | 207643095 | ASHP | HMSV-A-CB |  | 23 | 24000
KEEPRITE | DLCMHBH24CAK |  |  | 10.2 | 24000 | $2,500: 2 indoor heads; $4,000: >=3 indoor heads | 207643074 | ASHP | HMSV-A-CB |  | 23 | 24000
MDV | M3OJ-24HFN1-M* |  |  | 10.2 | 24000 | $2,500: 2 indoor heads; $4,000: >=3 indoor heads | 207641233 | ASHP | HMSV-A-CB |  | 23 | 24000
DAIKIN | RZQ24TAVJU | FCQ24TAVJU |  | 10.2 | 27000 | $2,500: 2 indoor heads; $5,000: >=3 indoor heads | 202515457 | ccASHP | HRCU-A-CB-O | Sky air | 18.5 | 24000 | 2.34 | 106
LG | LUU240HHV | LCN249HV |  | 10.2 | 27000 | $2,500: 2 indoor heads; $4,000: >=3 indoor heads | 205788764 | ASHP | HRCU-A-CB-O |  | 21 | 24000
LG | LSU240HSV3 | LSN240HSV3 |  | 10.2 | 27600 | $2,500: 2 indoor heads; $4,000: >=3 indoor heads | 6236101 | ASHP | HRCU-A-CB-O |  | 20 | 22000
AMERICAN STANDARD | 4TXM2221A13N0** |  |  | 10.2 | 28000 | $2,500: 2 indoor heads; $4,000: >=3 indoor heads | 9060510 | ASHP | HMSV-A-CB-O |  | 20.5 | 21000
GREE | GWHD(24)ND3FO |  |  | 10.2 | 28000 | $2,500: 2 indoor heads; $4,000: >=3 indoor heads | 9057062 | ASHP | HMSV-A-CB-O |  | 20.5 | 21000
TRANE | 4TXM2221A13N0** |  |  | 10.2 | 28000 | $2,500: 2 indoor heads; $4,000: >=3 indoor heads | 9057064 | ASHP | HMSV-A-CB-O |  | 20.5 | 21000
SAMSUNG | AC030BXADCH | AC030BN4DCH |  | 10.2 | 32000 | $2,500: 2 indoor heads; $5,000: >=3 indoor heads | 207465435 | ccASHP | HRCU-A-CB-O | WindFree? 4-Way Cassette | 20.1 | 30000 | 1.85 | 99
SAMSUNG | AC030JXADCH/AA | AC030MNHDCH/AA |  | 10.2 | 32000 | $2,500: 2 indoor heads; $5,000: >=3 indoor heads | 10146784 | ccASHP | HRCU-A-CB | Duct S | 18.4 | 30000 | 1.98 | 84
LENNOX | SL25XPV-036-230A** | CR33-50/60+TDR+TXV | SLP99DF090XV36C* | 10.2 | 34000 | 4000 | 207436452 | ASHP | HRCU-A-CB | DAVE LENNOX SIGNATURE SL25XPV SERIES | 21 | 35200
DAIKIN | RZQ30TAVJU | FCQ30TAVJU |  | 10.2 | 34000 | $2,500: 2 indoor heads; $5,000: >=3 indoor heads | 202517169 | ccASHP | HRCU-A-CB-O | Sky air | 17.2 | 30000 | 2.43 | 132
LENNOX | SL25XPV-036-230A** | CX35-48B+TDR | SL280UH080NV48B* | 10.2 | 35400 | 5000 | 207436470 | ccASHP | HRCU-A-CB | DAVE LENNOX SIGNATURE SL25XPV SERIES | 22 | 35000 | 1.84 | 77
LENNOX | SL25XPV-036-230A** | C35-48B+TDR+TXV | SL280UH080NV48B* | 10.2 | 35400 | 5000 | 207436263 | ccASHP | HRCU-A-CB | DAVE LENNOX SIGNATURE SL25XPV SERIES | 22 | 35000 | 1.84 | 77
LENNOX | SL25XPV-036-230A** | CX35-48C+TDR | EL296UH090XV36C* | 10.2 | 35600 | 5000 | 207436477 | ccASHP | HRCU-A-CB | DAVE LENNOX SIGNATURE SL25XPV SERIES | 22 | 34800 | 1.83 | 78
LENNOX | SL25XPV-036-230A** | CX35-48B+TDR | SL280UH090V36B* | 10.2 | 35600 | 5000 | 207436471 | ccASHP | HRCU-A-CB | DAVE LENNOX SIGNATURE SL25XPV SERIES | 22 | 34800 | 1.83 | 77
LENNOX | SL25XPV-036-230A** | C35-48C+TDR+TXV | SLP99UH090XV36C* | 10.2 | 35600 | 5000 | 207436283 | ccASHP | HRCU-A-CB | DAVE LENNOX SIGNATURE SL25XPV SERIES | 22 | 34800 | 1.83 | 78
LENNOX | SL25XPV-036-230A** | C35-48C+TDR+TXV | EL296UH090XV36C* | 10.2 | 35600 | 5000 | 207436270 | ccASHP | HRCU-A-CB | DAVE LENNOX SIGNATURE SL25XPV SERIES | 22 | 34800 | 1.83 | 78
LENNOX | SL25XPV-036-230A** | C35-48B+TDR+TXV | SL280UH090V36B* | 10.2 | 35600 | 5000 | 207436264 | ccASHP | HRCU-A-CB | DAVE LENNOX SIGNATURE SL25XPV SERIES | 22 | 34800 | 1.83 | 77
LENNOX | SL25XPV-036-230A** | CX35-48C+TDR | SLP99UH090XV36C* | 10.2 | 35600 | 5000 | 207436490 | ccASHP | HRCU-A-CB | DAVE LENNOX SIGNATURE SL25XPV SERIES | 22 | 34800 | 1.83 | 78
LENNOX | SL25XPV-036-230A** | CR33-48C*+TDR+TXV | SLP99DF090XV36C* | 10.2 | 36000 | 5000 | 207436443 | ccASHP | HRCU-A-CB | DAVE LENNOX SIGNATURE SL25XPV SERIES | 21.5 | 34000 | 1.8 | 81
LENNOX | SL25XPV-036-230A** | CR33-48B*+TDR+TXV | SLP99DF070XV36B* | 10.2 | 36000 | 4000 | 207436437 | ASHP | HRCU-A-CB | DAVE LENNOX SIGNATURE SL25XPV SERIES | 21 | 34000
MDV | M4OF-36HFN1-M***** |  |  | 10.2 | 36000 | $2,500: 2 indoor heads; $4,000: >=3 indoor heads | 203451306 | ASHP | HMSV-A-CB |  | 23 | 33000
ALLIED | 4DHP1S36M-1P |  |  | 10.2 | 36000 | $2,500: 2 indoor heads; $4,000: >=3 indoor heads | 203966562 | ASHP | HMSV-A-CB |  | 23 | 33000
BOSCH | BMS500-AAM036-1CSXRA |  |  | 10.2 | 36000 | $2,500: 2 indoor heads; $4,000: >=3 indoor heads | 203991176 | ASHP | HMSV-A-CB |  | 23 | 33000
MOOVAIR | DM36HOM23230X2 | DM09HIW23230E3DM09HIW23230E3DM09HIW23230E3DM09HIW23230E3 |  | 10.2 | 36000 | $2,500: 2 indoor heads; $4,000: >=3 indoor heads | 202635805 | ASHP | HMSV-A-CB |  | 23 | 33000
MDV | M4OF-36HFN1-M | CS11M-09HRFN1-MX0W(A)CS11M-09HRFN1-MX0W(A)CS11M-09HRFN1-MX0W(A)CS11M-09HRFN1-MX0W(A) |  | 10.2 | 36000 | $2,500: 2 indoor heads; $4,000: >=3 indoor heads | 9085576 | ASHP | HMSV-A-CB |  | 23 | 33000
DIRECT AIR | M4OF-36HFN1-M | CS11M-09HRFN1-MX0W(A)CS11M-09HRFN1-MX0W(A)CS11M-09HRFN1-MX0W(A)CS11M-09HRFN1-MX0W(A) |  | 10.2 | 36000 | $2,500: 2 indoor heads; $4,000: >=3 indoor heads | 9680931 | ASHP | HMSV-A-CB |  | 23 | 33000
MIDEA | M4OF-36HFN1-M | CS11M-09HRFN1-MX0W(A)CS11M-09HRFN1-MX0W(A)CS11M-09HRFN1-MX0W(A)CS11M-09HRFN1-MX0W(A) |  | 10.2 | 36000 | $2,500: 2 indoor heads; $4,000: >=3 indoor heads | 202195635 | ASHP | HMSV-A-CB |  | 23 | 33000
PERFECTAIRE | 2PAMSH36-MZO4 | 1PAMSHH09-SZW-251PAMSHH09-SZW-251PAMSHH09-SZW-251PAMSHH09-SZW-25 |  | 10.2 | 36000 | $2,500: 2 indoor heads; $4,000: >=3 indoor heads | 202585745 | ASHP | HMSV-A-CB |  | 23 | 33000
NAPOLEON | NMZO-36F-B | NH25-09F-INH25-09F-INH25-09F-INH25-09F-I |  | 10.2 | 36000 | $2,500: 2 indoor heads; $4,000: >=3 indoor heads | 203363531 | ASHP | HMSV-A-CB |  | 23 | 33000
CONTINENTAL | CMZH-36-O | CH25-09-ICH25-09-ICH25-09-ICH25-09-I |  | 10.2 | 36000 | $2,500: 2 indoor heads; $4,000: >=3 indoor heads | 203363518 | ASHP | HMSV-A-CB |  | 23 | 33000
KARDA | 2PAMSH36-MZO4 | 1PAMSHH09-SZW-251PAMSHH09-SZW-251PAMSHH09-SZW-251PAMSHH09-SZW-25 |  | 10.2 | 36000 | $2,500: 2 indoor heads; $4,000: >=3 indoor heads | 202635367 | ASHP | HMSV-A-CB |  | 23 | 33000
AIREASE | 4DHP1S36M-1P |  |  | 10.2 | 36000 | $2,500: 2 indoor heads; $4,000: >=3 indoor heads | 204462406 | ASHP | HMSV-A-CB |  | 23 | 33000
ARMSTRONG AIR | 4DHP1S36M-1P |  |  | 10.2 | 36000 | $2,500: 2 indoor heads; $4,000: >=3 indoor heads | 204462405 | ASHP | HMSV-A-CB |  | 23 | 33000
DUCANE | 4DHP1S36M-1P |  |  | 10.2 | 36000 | $2,500: 2 indoor heads; $4,000: >=3 indoor heads | 204462404 | ASHP | HMSV-A-CB |  | 23 | 33000
CONCORD | 4DHP1S36M-1P |  |  | 10.2 | 36000 | $2,500: 2 indoor heads; $4,000: >=3 indoor heads | 204462403 | ASHP | HMSV-A-CB |  | 23 | 33000
MRCOOL | MULTI4-36HP230V1 |  |  | 10.2 | 36000 | $2,500: 2 indoor heads; $4,000: >=3 indoor heads | 204462359 | ASHP | HMSV-A-CB |  | 23 | 33000
EMI | MZ4H36DAA |  |  | 10.2 | 36000 | $2,500: 2 indoor heads; $4,000: >=3 indoor heads | 204853573 | ASHP | HMSV-A-CB |  | 23 | 33000
SAMSUNG | AC036JXADCH/AA | AC036KNZDCH/AA |  | 10.2 | 40000 | 5000 | 8950568 | ccASHP | HRCU-A-CB | Multi-Position Air Handler | 19 | 36000 | 1.81 | 81
SAMSUNG | AC036BXADCH | AC036KNZDCH |  | 10.2 | 40000 | $2,500: 2 indoor heads; $5,000: >=3 indoor heads | 207598070 | ccASHP | HRCU-A-CB | Multi-Position Air Handler | 18.2 | 36000 | 1.95 | 86
GREE | MULTI42HP230V1CO |  |  | 10.2 | 40000 | $2,500: 2 indoor heads; $5,000: >=3 indoor heads | 9956418 | ccASHP | HRCU-A-CB-O |  | 21 | 39000 | 1.84 | 71
SAMSUNG | AC036JXADCH/AA | AC036MNHDCH/AA |  | 10.2 | 40000 | $2,500: 2 indoor heads; $5,000: >=3 indoor heads | 10146788 | ccASHP | HRCU-A-CB | Duct S | 20 | 36000 | 1.93 | 82
TOSOT | TM42H3O |  |  | 10.2 | 40000 | $2,500: 2 indoor heads; $5,000: >=3 indoor heads | 10064025 | ccASHP | HMSV-A-CB-O |  | 21 | 39000 | 1.84 | 71
GREE | GWHD(42)ND3EO |  |  | 10.2 | 40000 | $2,500: 2 indoor heads; $5,000: >=3 indoor heads | 7017642 | ccASHP | HRCU-A-CB-O |  | 21 | 39000 | 1.84 | 71
LG | LUU360HHV | LHN368HV |  | 10.2 | 40000 | $2,500: 2 indoor heads; $4,000: >=3 indoor heads | 205788769 | ASHP | HRCU-A-CB |  | 19 | 36000
RHEEM | RP1736HJVXA | RHMV3621MNAC |  | 10.2 | 42000 | 5000 | 206137898 | ccASHP | HRCU-A-CB |  | 18 | 36000 | 2.02 | 78
FUJITSU | AOUG36LMAS1 | AMUG36LMAS |  | 10.2 | 42000 | 5000 | 205123809 | ccASHP | HRCU-A-CB |  | 18 | 36000 | 2.02 | 78
SAMSUNG | AC042BXADCH | AC042BN4DCH |  | 10.2 | 47000 | $2,500: 2 indoor heads; $5,000: >=3 indoor heads | 207462391 | ccASHP | HRCU-A-CB-O | WindFree? 4-Way Cassette | 18.5 | 42000 | 1.95 | 98
MIDEA | 38MGRQ48E--3 |  |  | 10.2 | 48000 | $2,500: 2 indoor heads; $5,000: >=3 indoor heads | 201847005 | ccASHP | HMSV-A-CB | Excel | 22.4 | 48000 | 1.98 | 75
PAYNE | 38MGRQ48E--3 |  |  | 10.2 | 48000 | $2,500: 2 indoor heads; $5,000: >=3 indoor heads | 201846985 | ccASHP | HMSV-A-CB | Mid-tier | 22.4 | 48000 | 1.98 | 75
CARRIER | 38MGRQ48E--3 |  |  | 10.2 | 48000 | $2,500: 2 indoor heads; $5,000: >=3 indoor heads | 9118477 | ccASHP | HMSV-A-CB |  | 22.4 | 48000 | 1.98 | 75
BRYANT | 38MGRQ48E--3 |  |  | 10.2 | 48000 | $2,500: 2 indoor heads; $5,000: >=3 indoor heads | 9118478 | ccASHP | HMSV-A-CB | Preferred Series | 22.4 | 48000 | 1.98 | 75
DIRECT AIR | M5OF-48HFN1-M |  |  | 10.2 | 48000 | $2,500: 2 indoor heads; $4,000: >=3 indoor heads | 8994014 | ASHP | HMSV-A-CB |  | 22.4 | 48000
MIDEA | M5OF-48HFN1-M |  |  | 10.2 | 48000 | $2,500: 2 indoor heads; $4,000: >=3 indoor heads | 9006313 | ASHP | HMSV-A-CB |  | 22.4 | 48000
PERFECTAIRE | 2PAMSH48-MZO5 |  |  | 10.2 | 48000 | $2,500: 2 indoor heads; $4,000: >=3 indoor heads | 9964800 | ASHP | HMSV-A-CB |  | 22.4 | 48000
NORTON AIR CONDITIONERS | OHP14-48-52-23 |  |  | 10.2 | 48000 | $2,500: 2 indoor heads; $4,000: >=3 indoor heads | 205962774 | ASHP | HMSV-A-CB |  | 22.4 | 48000
CANAIR | C23MC548H21 |  |  | 10.2 | 48000 | $2,500: 2 indoor heads; $4,000: >=3 indoor heads | 205306870 | ASHP | HMSV-A-CB |  | 22.4 | 48000
PERFECTAIRE | 2PAMSH48-MZO5 |  |  | 10.2 | 48000 | $2,500: 2 indoor heads; $4,000: >=3 indoor heads | 205309432 | ASHP | HMSV-A-CB |  | 22.4 | 48000
DANCOOL | DANMZ48-OD5 |  |  | 10.2 | 48000 | $2,500: 2 indoor heads; $4,000: >=3 indoor heads | 205334548 | ASHP | HMSV-A-CB |  | 22.4 | 48000
BREEZE33 | BZ33-HP485Z2-P |  |  | 10.2 | 48000 | $2,500: 2 indoor heads; $4,000: >=3 indoor heads | 205470443 | ASHP | HMSV-A-CB |  | 22.4 | 48000
WEATHERMAKER | 38MGRQ48E--3 |  |  | 10.2 | 48000 | $2,500: 2 indoor heads; $4,000: >=3 indoor heads | 205772857 | ASHP | HMSV-A-CB |  | 22.4 | 48000
KARDA | 2KARDA48MZ5 |  |  | 10.2 | 48000 | $2,500: 2 indoor heads; $4,000: >=3 indoor heads | 205823036 | ASHP | HMSV-A-CB |  | 22.4 | 48000
KOOLKING | M5OF-48HFN1-M |  |  | 10.2 | 48000 | $2,500: 2 indoor heads; $4,000: >=3 indoor heads | 205092294 | ASHP | HMSV-A-CB |  | 22.4 | 48000
C&H | CH48MSPH230VO |  |  | 10.2 | 48000 | $2,500: 2 indoor heads; $4,000: >=3 indoor heads | 205104724 | ASHP | HMSV-A-CB |  | 22.4 | 48000
NOVAIR PLUS | 48EVANVMO |  |  | 10.2 | 48000 | $2,500: 2 indoor heads; $4,000: >=3 indoor heads | 205281403 | ASHP | HMSV-A-CB |  | 22.4 | 48000
C&H | CH48MSPH230VO |  |  | 10.2 | 48000 | $2,500: 2 indoor heads; $4,000: >=3 indoor heads | 205282617 | ASHP | HMSV-A-CB |  | 22.4 | 48000
LENNOX | MPB048S4M-1P |  |  | 10.2 | 48000 | $2,500: 2 indoor heads; $4,000: >=3 indoor heads | 201771986 | ASHP | HMSV-A-CB |  | 22.4 | 48000
KERR | A-KMH48PU-1 |  |  | 10.2 | 48000 | $2,500: 2 indoor heads; $4,000: >=3 indoor heads | 202195107 | ASHP | HMSV-A-CB |  | 22.4 | 48000
COMFORT-AIRE | A-VMH48PU-1 |  |  | 10.2 | 48000 | $2,500: 2 indoor heads; $4,000: >=3 indoor heads | 202195114 | ASHP | HMSV-A-CB |  | 22.4 | 48000
CENTURY | A-VMH48PU-1 |  |  | 10.2 | 48000 | $2,500: 2 indoor heads; $4,000: >=3 indoor heads | 202195115 | ASHP | HMSV-A-CB |  | 22.4 | 48000
MRCOOL | MULTI5-48HP230V1 |  |  | 10.2 | 48000 | $2,500: 2 indoor heads; $4,000: >=3 indoor heads | 8977710 | ASHP | HMSV-A-CB |  | 22.4 | 48000
MDV | M5OF-48HFN1-M |  |  | 10.2 | 48000 | $2,500: 2 indoor heads; $4,000: >=3 indoor heads | 8967208 | ASHP | HMSV-A-CB |  | 22.4 | 48000
KARDA | 2PAMSH48-MZO5 |  |  | 10.2 | 48000 | $2,500: 2 indoor heads; $4,000: >=3 indoor heads | 202608468 | ASHP | HMSV-A-CB |  | 22.4 | 48000
MOOVAIR | DM48HOM23230X2 |  |  | 10.2 | 48000 | $2,500: 2 indoor heads; $4,000: >=3 indoor heads | 202635806 | ASHP | HMSV-A-CB |  | 22.4 | 48000
MOOVAIR | DM48HOM23230X2 |  |  | 10.2 | 48000 | $2,500: 2 indoor heads; $4,000: >=3 indoor heads | 203238520 | ASHP | HMSV-A-CB |  | 22.4 | 48000
ELIOS | DE48HOM23230X2 |  |  | 10.2 | 48000 | $2,500: 2 indoor heads; $4,000: >=3 indoor heads | 203238508 | ASHP | HMSV-A-CB |  | 22.4 | 48000
BOSCH | BMS500-AAM048-1CSXRA |  |  | 10.2 | 48000 | $2,500: 2 indoor heads; $4,000: >=3 indoor heads | 203991178 | ASHP | HMSV-A-CB |  | 22.4 | 48000
ALLIED | 4DHP1S48M-1P |  |  | 10.2 | 48000 | $2,500: 2 indoor heads; $4,000: >=3 indoor heads | 203966563 | ASHP | HMSV-A-CB |  | 22.4 | 48000
EMI | MZ5H45DAA |  |  | 10.2 | 48000 | $2,500: 2 indoor heads; $4,000: >=3 indoor heads | 204853574 | ASHP | HMSV-A-CB |  | 22.4 | 48000
MDV | M5OF-48HFN1-MCA |  |  | 10.2 | 48000 | $2,500: 2 indoor heads; $4,000: >=3 indoor heads | 204713921 | ASHP | HMSV-A-CB |  | 22.4 | 48000
AIREASE | 4DHP1S48M-1P |  |  | 10.2 | 48000 | $2,500: 2 indoor heads; $4,000: >=3 indoor heads | 204462408 | ASHP | HMSV-A-CB |  | 22.4 | 48000
ARMSTRONG AIR | 4DHP1S48M-1P |  |  | 10.2 | 48000 | $2,500: 2 indoor heads; $4,000: >=3 indoor heads | 204462407 | ASHP | HMSV-A-CB |  | 22.4 | 48000
MRCOOL | MULTI5-48HP230V1 |  |  | 10.2 | 48000 | $2,500: 2 indoor heads; $4,000: >=3 indoor heads | 204462357 | ASHP | HMSV-A-CB |  | 22.4 | 48000
MRCOOL | MULTI5-48HP230V1 |  |  | 10.2 | 48000 | $2,500: 2 indoor heads; $4,000: >=3 indoor heads | 202918804 | ASHP | HMSV-A-CB |  | 22.4 | 48000
AC PRO | 2PAMSH48-MZO5 |  |  | 10.2 | 48000 | $2,500: 2 indoor heads; $4,000: >=3 indoor heads | 201830362 | ASHP | HMSV-A-CB |  | 22.4 | 48000
GREE | GMV-48WL/B-T(U) |  |  | 10.2 | 54000 | $2,500: 2 indoor heads; $5,000: >=3 indoor heads | 8654210 | ccASHP | HMSV-A-CB | Ultra heat | 16.5 | 48000 | 2 | 100
TOSOT | TMVRF-48KUH |  |  | 10.2 | 54000 | $2,500: 2 indoor heads; $5,000: >=3 indoor heads | 9128596 | ccASHP | HMSV-A-CB |  | 16.5 | 48000 | 2 | 100
YORK | YZV48B21 | CM50DE3A1+CC | TP9C120D20MP13 | 10.2 | 58000 | 4000 | 10525230 | ASHP | HRCU-A-CB | AFFINITY | 20.25 | 45000
YORK | YZV48B21 | CM50DE3A1+CC | YP9C120D20MP13 | 10.2 | 58000 | 4000 | 10525231 | ASHP | HRCU-A-CB | AFFINITY | 20.25 | 45000
COLEMAN | HC20B4821S | AVV50CE321+CC |  | 10.2 | 58000 | 4000 | 10525584 | ASHP | HRCU-A-CB | ECHELON | 20.5 | 45000
COLEMAN | HC20B4821S | CM50DE3A1+CC | CP9C120D20MP13 | 10.2 | 58000 | 4000 | 10525610 | ASHP | HRCU-A-CB | ECHELON | 20.25 | 45000
COLEMAN | HC20B4821S | CM50DE3A1+CC | TM9V120D20MP12 | 10.2 | 58000 | 4000 | 10525611 | ASHP | HRCU-A-CB | ECHELON | 20.25 | 45000
COLEMAN | HC20B4821S | CM50DE3A1+CC | TP9C120D20MP13 | 10.2 | 58000 | 4000 | 10525612 | ASHP | HRCU-A-CB | ECHELON | 20.25 | 45000
LUXAIRE | HL20B4821 | CM50DE3A1+CC | TM9V120D20MP12 | 10.2 | 58000 | 4000 | 204334034 | ASHP | HRCU-A-CB | ACCLIMATE | 20.25 | 45000
COLEMAN | HC20B4821 | CM50DE3A1+CC | TM9V120D20MP12 | 10.2 | 58000 | 4000 | 204334033 | ASHP | HRCU-A-CB | ECHELON | 20.25 | 45000
CHAMPION HEATING AND COOLING | HL20B4821 | CM50DE3A1+CC | TM9V120D20MP12 | 10.2 | 58000 | 4000 | 204334038 | ASHP | HRCU-A-CB | MOMENTUM | 20.25 | 45000
COLEMAN | HC20B4821 | CM50DE3A1+CC | TP9C120D20MP13 | 10.2 | 58000 | 4000 | 204334039 | ASHP | HRCU-A-CB | ECHELON | 20.25 | 45000
LUXAIRE | HL20B4821 | CM50DE3A1+CC | TP9C120D20MP13 | 10.2 | 58000 | 4000 | 204334042 | ASHP | HRCU-A-CB | ACCLIMATE | 20.25 | 45000
FRASER-JOHNSTON | HL20B4821 | CM50DE3A1+CC | TP9C120D20MP13 | 10.2 | 58000 | 4000 | 204334043 | ASHP | HRCU-A-CB | RELIANT | 20.25 | 45000
CHAMPION HEATING AND COOLING | HL20B4821 | CM50DE3A1+CC | TP9C120D20MP13 | 10.2 | 58000 | 4000 | 204334045 | ASHP | HRCU-A-CB | MOMENTUM | 20.25 | 45000
COLEMAN | HC20B4821 | CM50DE3A1+CC | CP9C120D20MP13 | 10.2 | 58000 | 4000 | 204334047 | ASHP | HRCU-A-CB | ECHELON | 20.25 | 45000
LUXAIRE | HL20B4821 | CM50DE3A1+CC | LP9C120D20MP13 | 10.2 | 58000 | 4000 | 204334048 | ASHP | HRCU-A-CB | ACCLIMATE | 20.25 | 45000
COLEMAN | HC20B4821 | AVV50CE321+CC |  | 10.2 | 58000 | 4000 | 204333959 | ASHP | HRCU-A-CB | ECHELON | 20.5 | 45000
LUXAIRE | HL20B4821 | AVV50CE321+CC |  | 10.2 | 58000 | 4000 | 204333960 | ASHP | HRCU-A-CB | ACCLIMATE | 20.5 | 45000
FRASER-JOHNSTON | HL20B4821 | AVV50CE321+CC |  | 10.2 | 58000 | 4000 | 204333961 | ASHP | HRCU-A-CB | RELIANT | 20.5 | 45000
CHAMPION HEATING AND COOLING | HL20B4821 | AVV50CE321+CC |  | 10.2 | 58000 | 4000 | 204333964 | ASHP | HRCU-A-CB | MOMENTUM | 20.5 | 45000
YORK | YZV48B21 | CM50DE3A1+CC | TM9V120D20MP12 | 10.2 | 58000 | 4000 | 10525229 | ASHP | HRCU-A-CB | AFFINITY | 20.25 | 45000
YORK | YZV48B21 | AVV50CE321+CC |  | 10.2 | 58000 | 4000 | 10309022 | ASHP | HRCU-A-CB | AFFINITY | 20.5 | 45000
FRASER-JOHNSTON | HL20B4821 | CM50DE3A1+CC | TM9V120D20MP12 | 10.2 | 58000 | 4000 | 204334036 | ASHP | HRCU-A-CB | RELIANT | 20.25 | 45000
LG | LMU300HHV |  |  | 10.25 | 27800 | $2,500: 2 indoor heads; $5,000: >=3 indoor heads | 10525928 | ccASHP | HMSV-A-CB |  | 18.75 | 26500 | 2.08 | 100
LUXAIRE | HL20B2421 | CM25BE1A1+CC | TM9V060B12MP12 | 10.25 | 32600 | 4000 | 204333557 | ASHP | HRCU-A-CB | ACCLIMATE | 20.5 | 24000
COLEMAN | HC20B2421 | CM25BE1A1+CC | TMLV080B12MP12 | 10.25 | 32600 | 4000 | 204333413 | ASHP | HRCU-A-CB | ECHELON | 20.5 | 24000
CHAMPION HEATING AND COOLING | HL20B2421 | CM25BE1A1+CC | TM8V080B12MP12 | 10.25 | 32600 | 4000 | 204333410 | ASHP | HRCU-A-CB | MOMENTUM | 20.5 | 24000
FRASER-JOHNSTON | HL20B2421 | CM25BE1A1+CC | TM8V080B12MP12 | 10.25 | 32600 | 4000 | 204333404 | ASHP | HRCU-A-CB | RELIANT | 20.5 | 24000
LUXAIRE | HL20B2421 | CM25BE1A1+CC | TM8V080B12MP12 | 10.25 | 32600 | 4000 | 204333402 | ASHP | HRCU-A-CB | ACCLIMATE | 20.5 | 24000
COLEMAN | HC20B2421 | CM25BE1A1+CC | TM8V080B12MP12 | 10.25 | 32600 | 4000 | 204333401 | ASHP | HRCU-A-CB | ECHELON | 20.5 | 24000
LUXAIRE | HL20B2421 | CM25BE1A1+CC | LP9C060B12MP13 | 10.25 | 32600 | 4000 | 204333569 | ASHP | HRCU-A-CB | ACCLIMATE | 20.5 | 24000
COLEMAN | HC20B2421 | CM25BE1A1+CC | CP9C060B12MP13 | 10.25 | 32600 | 4000 | 204333568 | ASHP | HRCU-A-CB | ECHELON | 20.5 | 24000
CHAMPION HEATING AND COOLING | HL20B2421 | CM25BE1A1+CC | TP9C060B12MP13 | 10.25 | 32600 | 4000 | 204333563 | ASHP | HRCU-A-CB | MOMENTUM | 20.5 | 24000
FRASER-JOHNSTON | HL20B2421 | CM25BE1A1+CC | TP9C060B12MP13 | 10.25 | 32600 | 4000 | 204333562 | ASHP | HRCU-A-CB | RELIANT | 20.5 | 24000
LUXAIRE | HL20B2421 | CM25BE1A1+CC | TP9C060B12MP13 | 10.25 | 32600 | 4000 | 204333561 | ASHP | HRCU-A-CB | ACCLIMATE | 20.5 | 24000
COLEMAN | HC20B2421 | CM25BE1A1+CC | TP9C060B12MP13 | 10.25 | 32600 | 4000 | 204333560 | ASHP | HRCU-A-CB | ECHELON | 20.5 | 24000
CHAMPION HEATING AND COOLING | HL20B2421 | CM25BE1A1+CC | TM9V060B12MP12 | 10.25 | 32600 | 4000 | 204333559 | ASHP | HRCU-A-CB | MOMENTUM | 20.5 | 24000
FRASER-JOHNSTON | HL20B2421 | CM25BE1A1+CC | TM9V060B12MP12 | 10.25 | 32600 | 4000 | 204333558 | ASHP | HRCU-A-CB | RELIANT | 20.5 | 24000
COLEMAN | HC20B2421S | CM25BE1A1+CC | CPLC080B12MP13 | 10.25 | 32600 | 4000 | 10525561 | ASHP | HRCU-A-CB | ECHELON | 20.5 | 24000
COLEMAN | HC20B2421S | CM25BE1A1+CC | TM8V080B12MP12 | 10.25 | 32600 | 4000 | 10525562 | ASHP | HRCU-A-CB | ECHELON | 20.5 | 24000
COLEMAN | HC20B2421S | CM25BE1A1+CC | TM9V060B12MP12 | 10.25 | 32600 | 4000 | 10525563 | ASHP | HRCU-A-CB | ECHELON | 20.5 | 24000
YORK | YZV24B21 | CM25BE1A1+CC | TM9V060B12MP12 | 10.25 | 32600 | 4000 | 10524888 | ASHP | HRCU-A-CB | AFFINITY | 20.5 | 24000
COLEMAN | HC20B2421S | CM25BE1A1+CC | TMLV080B12MP12 | 10.25 | 32600 | 4000 | 10525565 | ASHP | HRCU-A-CB | ECHELON | 20.5 | 24000
CHAMPION HEATING AND COOLING | HL20B2421 | CM25BE1A1+CC | TMLV080B12MP12 | 10.25 | 32600 | 4000 | 204333418 | ASHP | HRCU-A-CB | MOMENTUM | 20.5 | 24000
COLEMAN | HC20B2421 | CM25BE1A1+CC | TPLC080B12MP13 | 10.25 | 32600 | 4000 | 204333419 | ASHP | HRCU-A-CB | ECHELON | 20.5 | 24000
LUXAIRE | HL20B2421 | CM25BE1A1+CC | TPLC080B12MP13 | 10.25 | 32600 | 4000 | 204333422 | ASHP | HRCU-A-CB | ACCLIMATE | 20.5 | 24000
FRASER-JOHNSTON | HL20B2421 | CM25BE1A1+CC | TPLC080B12MP13 | 10.25 | 32600 | 4000 | 204333423 | ASHP | HRCU-A-CB | RELIANT | 20.5 | 24000
CHAMPION HEATING AND COOLING | HL20B2421 | CM25BE1A1+CC | TPLC080B12MP13 | 10.25 | 32600 | 4000 | 204333426 | ASHP | HRCU-A-CB | MOMENTUM | 20.5 | 24000
COLEMAN | HC20B2421 | CM25BE1A1+CC | CPLC080B12MP13 | 10.25 | 32600 | 4000 | 204333427 | ASHP | HRCU-A-CB | ECHELON | 20.5 | 24000
LUXAIRE | HL20B2421 | CM25BE1A1+CC | LPLC080B12MP13 | 10.25 | 32600 | 4000 | 204333452 | ASHP | HRCU-A-CB | ACCLIMATE | 20.5 | 24000
COLEMAN | HC20B2421S | CM25BE1A1+CC | TP9C060B12MP13 | 10.25 | 32600 | 4000 | 10525566 | ASHP | HRCU-A-CB | ECHELON | 20.5 | 24000
YORK | YZV24B21 | CM25BE1A1+CC | TMLV080B12MP12 | 10.25 | 32600 | 4000 | 10524890 | ASHP | HRCU-A-CB | AFFINITY | 20.5 | 24000
YORK | YZV24B21 | CM25BE1A1+CC | TP9C060B12MP13 | 10.25 | 32600 | 4000 | 10524891 | ASHP | HRCU-A-CB | AFFINITY | 20.5 | 24000
YORK | YZV24B21 | CM25BE1A1+CC | TPLC080B12MP13 | 10.25 | 32600 | 4000 | 10524893 | ASHP | HRCU-A-CB | AFFINITY | 20.5 | 24000
YORK | YZV24B21 | CM25BE1A1+CC | YP9C060B12MP13 | 10.25 | 32600 | 4000 | 10524894 | ASHP | HRCU-A-CB | AFFINITY | 20.5 | 24000
COLEMAN | HC20B2421S | CM25BE1A1+CC | TPLC080B12MP13 | 10.25 | 32600 | 4000 | 10525568 | ASHP | HRCU-A-CB | ECHELON | 20.5 | 24000
YORK | YZV24B21 | CM25BE1A1+CC | YPLC080B12MP13 | 10.25 | 32600 | 4000 | 10524896 | ASHP | HRCU-A-CB | AFFINITY | 20.5 | 24000
COLEMAN | HC20B2421S | CM25BE1A1+CC | CP9C060B12MP13 | 10.25 | 32600 | 4000 | 10525559 | ASHP | HRCU-A-CB | ECHELON | 20.5 | 24000
YORK | YZV24B21 | CM25BE1A1+CC | TM8V080B12MP12 | 10.25 | 32600 | 4000 | 10524887 | ASHP | HRCU-A-CB | AFFINITY | 20.5 | 24000
COLEMAN | HC20B2421 | CM25BE1A1+CC | TM9V060B12MP12 | 10.25 | 32600 | 4000 | 204333555 | ASHP | HRCU-A-CB | ECHELON | 20.5 | 24000
FRASER-JOHNSTON | HL20B2421 | CM25BE1A1+CC | TMLV080B12MP12 | 10.25 | 32600 | 4000 | 204333417 | ASHP | HRCU-A-CB | RELIANT | 20.5 | 24000
LUXAIRE | HL20B2421 | CM25BE1A1+CC | TMLV080B12MP12 | 10.25 | 32600 | 4000 | 204333414 | ASHP | HRCU-A-CB | ACCLIMATE | 20.5 | 24000
LUXAIRE | HL20B2421 | CM25BE1A1+CC | LP9C080B12MP13 | 10.25 | 32800 | 4000 | 204333553 | ASHP | HRCU-A-CB | ACCLIMATE | 20.75 | 24000
COLEMAN | HC20B2421 | CM25BE1A1+CC | CP9C080B12MP13 | 10.25 | 32800 | 4000 | 204333549 | ASHP | HRCU-A-CB | ECHELON | 20.75 | 24000
CHAMPION HEATING AND COOLING | HL20B2421 | CM25BE1A1+CC | TP9C080B12MP13 | 10.25 | 32800 | 4000 | 204333547 | ASHP | HRCU-A-CB | MOMENTUM | 20.75 | 24000
FRASER-JOHNSTON | HL20B2421 | CM25BE1A1+CC | TP9C080B12MP13 | 10.25 | 32800 | 4000 | 204333546 | ASHP | HRCU-A-CB | RELIANT | 20.75 | 24000
LUXAIRE | HL20B2421 | CM25BE1A1+CC | TP9C080B12MP13 | 10.25 | 32800 | 4000 | 204333521 | ASHP | HRCU-A-CB | ACCLIMATE | 20.75 | 24000
COLEMAN | HC20B2421 | CM25BE1A1+CC | TP9C080B12MP13 | 10.25 | 32800 | 4000 | 204333471 | ASHP | HRCU-A-CB | ECHELON | 20.75 | 24000
CHAMPION HEATING AND COOLING | HL20B2421 | CM25BE1A1+CC | TM9V080B12MP12 | 10.25 | 32800 | 4000 | 204333460 | ASHP | HRCU-A-CB | MOMENTUM | 20.75 | 24000
FRASER-JOHNSTON | HL20B2421 | CM25BE1A1+CC | TM9V080B12MP12 | 10.25 | 32800 | 4000 | 204333457 | ASHP | HRCU-A-CB | RELIANT | 20.75 | 24000
LUXAIRE | HL20B2421 | CM25BE1A1+CC | TM9V080B12MP12 | 10.25 | 32800 | 4000 | 204333456 | ASHP | HRCU-A-CB | ACCLIMATE | 20.75 | 24000
COLEMAN | HC20B2421 | CM25BE1A1+CC | TM9V080B12MP12 | 10.25 | 32800 | 4000 | 204333453 | ASHP | HRCU-A-CB | ECHELON | 20.75 | 24000
COLEMAN | HC20B2421S | CM25BE1A1+CC | TM9V080B12MP12 | 10.25 | 32800 | 4000 | 10525564 | ASHP | HRCU-A-CB | ECHELON | 20.75 | 24000
COLEMAN | HC20B2421S | CM25BE1A1+CC | CP9C080B12MP13 | 10.25 | 32800 | 4000 | 10525560 | ASHP | HRCU-A-CB | ECHELON | 20.75 | 24000
YORK | YZV24B21 | CM25BE1A1+CC | YP9C080B12MP13 | 10.25 | 32800 | 4000 | 10524895 | ASHP | HRCU-A-CB | AFFINITY | 20.75 | 24000
YORK | YZV24B21 | CM25BE1A1+CC | TP9C080B12MP13 | 10.25 | 32800 | 4000 | 10524892 | ASHP | HRCU-A-CB | AFFINITY | 20.75 | 24000
YORK | YZV24B21 | CM25BE1A1+CC | TM9V080B12MP12 | 10.25 | 32800 | 4000 | 10524889 | ASHP | HRCU-A-CB | AFFINITY | 20.75 | 24000
COLEMAN | HC20B2421S | CM25BE1A1+CC | TP9C080B12MP13 | 10.25 | 32800 | 4000 | 10525567 | ASHP | HRCU-A-CB | ECHELON | 20.75 | 24000
CARRIER | 38GRQB09---301 | 40GRQB09H--301 |  | 10.3 | 9000 | $2,500: 2 indoor heads; $5,000: >=3 indoor heads | 7992954 | ccASHP | HRCU-A-CB-O |  | 30.5 |  | 1.98 | 116
CARRIER | 38GRQB12---301 | 40GRQB12H--301 |  | 10.3 | 13000 | $2,500: 2 indoor heads; $5,000: >=3 indoor heads | 7992956 | ccASHP | HRCU-A-CB-O |  | 23 |  | 2.76 | 100
LG | LUU097HV | LDN097HV4 |  | 10.3 | 14000 | $2,500: 2 indoor heads; $4,000: >=3 indoor heads | 8931561 | ASHP | HRCU-A-CB |  | 18.5 | 9000
PAYNE | 38MAQB18R--3 | FM(C,U)4Z18**AL* |  | 10.3 | 17400 | 5000 | 203381005 | ccASHP | HRCU-A-CB | Mid-tier | 19 | 17600 | 2.21 | 112
BRYANT | 38MAQB18R--3 | FM(C,U)4Z18**AL* |  | 10.3 | 17400 | 5000 | 203380999 | ccASHP | HRCU-A-CB | Preferred Series | 19 | 17600 | 2.21 | 112
CARRIER | 38MAQB18R--3 | FM(C,U)4Z18**AL* |  | 10.3 | 17400 | 5000 | 203380994 | ccASHP | HRCU-A-CB | Performance Series | 19 | 17600 | 2.21 | 112
EMI | DHSZ118DA | DHWAL18DA |  | 10.3 | 18000 | $2,500: 2 indoor heads; $4,000: >=3 indoor heads | 203514058 | ASHP | HRCU-A-CB-O |  | 20 | 17000
ALLIED | 4DHP1S18S-1P | D22C118S4-1P |  | 10.3 | 18000 | $2,500: 2 indoor heads; $4,000: >=3 indoor heads | 203966550 | ASHP | HRCU-A-CB-O |  | 20 | 18000
ACC | MSH183E23MCAA | MSH183E23AXAA |  | 10.3 | 18000 | $2,500: 2 indoor heads; $4,000: >=3 indoor heads | 203991104 | ASHP | HRCU-A-CB-O |  | 20 | 17000
BOSCH | BMS500-AAS018-1CSXHB | BMS500-AAU018-1AHWXB |  | 10.3 | 18000 | $2,500: 2 indoor heads; $4,000: >=3 indoor heads | 203991154 | ASHP | HRCU-A-CB-O |  | 20 | 17000
BOSCH | BMS500-AAS018-1CSXRA | BMS500-AAU018-1AHCXB |  | 10.3 | 18000 | $2,500: 2 indoor heads; $4,000: >=3 indoor heads | 203991168 | ASHP | HRCU-A-CB-O |  | 20 | 18000
MOOVAIR | DM18HOS25230E3 | DM18HIW23230E3 |  | 10.3 | 18000 | $2,500: 2 indoor heads; $4,000: >=3 indoor heads | 204005734 | ASHP | HRCU-A-CB-O |  | 20 | 17000
MOOVAIR | DM18HOS23230E2 | DM18HICU230X5 |  | 10.3 | 18000 | $2,500: 2 indoor heads; $4,000: >=3 indoor heads | 204005746 | ASHP | HRCU-A-CB-O |  | 20 | 18000
ELIOS | DE18HOS25230E3 | DE18HIW23230E3 |  | 10.3 | 18000 | $2,500: 2 indoor heads; $4,000: >=3 indoor heads | 204005776 | ASHP | HRCU-A-CB-O |  | 20 | 17000
BOSCH | BMS500-AAS018-1CSXXA | BMS500-AAU018-1AHCXB |  | 10.3 | 18000 | $2,500: 2 indoor heads; $4,000: >=3 indoor heads | 204014472 | ASHP | HRCU-A-CB-O |  | 20 | 18000
C&H | CH-18SPH-230VO | CH-18MSPHCT-230VI |  | 10.3 | 18000 | $2,500: 2 indoor heads; $4,000: >=3 indoor heads | 204098414 | ASHP | HRCU-A-CB-O |  | 20 | 18000
SUPREME | YS25M-18HRDN1 | YS25M-18HRDN1 |  | 10.3 | 18000 | $2,500: 2 indoor heads; $4,000: >=3 indoor heads | 203238006 | ASHP | HRCU-A-CB-O |  | 20 | 17000
ELIOS | DE18HOS23230E2 | DE18HICU230X5 |  | 10.3 | 18000 | $2,500: 2 indoor heads; $4,000: >=3 indoor heads | 203238501 | ASHP | HRCU-A-CB-O |  | 20 | 18000
DAIKIN | RX15RMVJU | FDMQ15RVJU |  | 10.3 | 18000 | $2,500: 2 indoor heads; $4,000: >=3 indoor heads | 201851572 | ASHP | HRCU-A-CB |  | 20.2 | 14400
KANIONCO | KWSM-18IR410AHS25 | KWSM-18IR410AHS25 |  | 10.3 | 18000 | $2,500: 2 indoor heads; $4,000: >=3 indoor heads | 205746738 | ASHP | HRCU-A-CB-O |  | 20 | 17000
KARDA | 2KARDA18SZO20 | 2KARDA18UVW |  | 10.3 | 18000 | $2,500: 2 indoor heads; $4,000: >=3 indoor heads | 205756428 | ASHP | HRCU-A-CB-O |  | 20 | 17000
KARDA | 2PAMSHH18-SZO-20 | 2KARDA18UVW |  | 10.3 | 18000 | $2,500: 2 indoor heads; $4,000: >=3 indoor heads | 205756432 | ASHP | HRCU-A-CB-O |  | 20 | 17000
KARDA | 2KARDA18SZO20 | 2PAMSHH18-SZW-20 |  | 10.3 | 18000 | $2,500: 2 indoor heads; $4,000: >=3 indoor heads | 205756436 | ASHP | HRCU-A-CB-O |  | 20 | 17000
MDV | MOX430-17HFN1-MT0W | MCA3U-18HRFN1-M(C) |  | 10.3 | 18000 | $2,500: 2 indoor heads; $4,000: >=3 indoor heads | 206330131 | ASHP | HRCU-A-CB-O |  | 20 | 16000
KANIONCO | KWSM-18IR410AHS25 | KWSM-18IR410AHS25 |  | 10.3 | 18000 | $2,500: 2 indoor heads; $4,000: >=3 indoor heads | 205572569 | ASHP | HRCU-A-CB-O |  | 20 | 17000
MOOVAIR | DM18HOS25230E3A | DM18HICU230X5 |  | 10.3 | 18000 | $2,500: 2 indoor heads; $4,000: >=3 indoor heads | 206401441 | ASHP | HRCU-A-CB-O |  | 20 | 16000
ELIOS | DE18HOS25230E3A | DM18HICU230X5 |  | 10.3 | 18000 | $2,500: 2 indoor heads; $4,000: >=3 indoor heads | 206401447 | ASHP | HRCU-A-CB-O |  | 20 | 16000
GOODMAN | MSH183E23MCAA | MSH183E23AXAA |  | 10.3 | 18000 | $2,500: 2 indoor heads; $4,000: >=3 indoor heads | 203991092 | ASHP | HRCU-A-CB-O |  | 20 | 17000
AIREASE | 4DHP1S18S-1P | D22C118S4-1P |  | 10.3 | 18000 | $2,500: 2 indoor heads; $4,000: >=3 indoor heads | 204462435 | ASHP | HRCU-A-CB-O |  | 20 | 18000
ARMSTRONG AIR | 4DHP1S18S-1P | D22C118S4-1P |  | 10.3 | 18000 | $2,500: 2 indoor heads; $4,000: >=3 indoor heads | 204462446 | ASHP | HRCU-A-CB-O |  | 20 | 18000
MRCOOL | O-ES-18-HP-C-230 | CASSETTE18HP-230 |  | 10.3 | 18000 | $2,500: 2 indoor heads; $4,000: >=3 indoor heads | 204469759 | ASHP | HRCU-A-CB-O |  | 20 | 18000
MRCOOL | O-HH-18-HP-C-230 | O-18-HP-WMAH-230A |  | 10.3 | 18000 | $2,500: 2 indoor heads; $4,000: >=3 indoor heads | 204783917 | ASHP | HRCU-A-CB-O |  | 20 | 17000
PAYNE | 38MARBQ18AA3 | 40MBCQ18---3 |  | 10.3 | 18000 | $2,500: 2 indoor heads; $4,000: >=3 indoor heads | 206350354 | ASHP | HRCU-A-CB-O |  | 20 | 16000
WEATHERMAKER | 38MARBQ18AA3 | 40MBCQ18---3 |  | 10.3 | 18000 | $2,500: 2 indoor heads; $4,000: >=3 indoor heads | 206350365 | ASHP | HRCU-A-CB-O |  | 20 | 16000
MIDEA | 38MARBQ18AA3 | 40MBCQ18---3 |  | 10.3 | 18000 | $2,500: 2 indoor heads; $4,000: >=3 indoor heads | 206350376 | ASHP | HRCU-A-CB-O |  | 20 | 16000
ARCOAIRE | DLCSRBH18AAK | DLFSCAH18XAK |  | 10.3 | 18000 | $2,500: 2 indoor heads; $4,000: >=3 indoor heads | 206350387 | ASHP | HRCU-A-CB-O |  | 20 | 16000
COMFORTMAKER | DLCSRBH18AAK | DLFSCAH18XAK |  | 10.3 | 18000 | $2,500: 2 indoor heads; $4,000: >=3 indoor heads | 206350398 | ASHP | HRCU-A-CB-O |  | 20 | 16000
DAY & NIGHT | DLCSRBH18AAK | DLFSCAH18XAK |  | 10.3 | 18000 | $2,500: 2 indoor heads; $4,000: >=3 indoor heads | 206350409 | ASHP | HRCU-A-CB-O |  | 20 | 16000
HEIL | DLCSRBH18AAK | DLFSCAH18XAK |  | 10.3 | 18000 | $2,500: 2 indoor heads; $4,000: >=3 indoor heads | 206350420 | ASHP | HRCU-A-CB-O |  | 20 | 16000
KEEPRITE | DLCSRBH18AAK | DLFSCAH18XAK |  | 10.3 | 18000 | $2,500: 2 indoor heads; $4,000: >=3 indoor heads | 206350431 | ASHP | HRCU-A-CB-O |  | 20 | 16000
KENMORE | DLCSRBH18AAK | DLFSCAH18XAK |  | 10.3 | 18000 | $2,500: 2 indoor heads; $4,000: >=3 indoor heads | 206350442 | ASHP | HRCU-A-CB-O |  | 20 | 16000
MIDEA | DLCSRBH18AAK | DLFSCAH18XAK |  | 10.3 | 18000 | $2,500: 2 indoor heads; $4,000: >=3 indoor heads | 206350453 | ASHP | HRCU-A-CB-O |  | 20 | 16000
TEMPSTAR | DLCSRBH18AAK | DLFSCAH18XAK |  | 10.3 | 18000 | $2,500: 2 indoor heads; $4,000: >=3 indoor heads | 206350464 | ASHP | HRCU-A-CB-O |  | 20 | 16000
SMART COMFORT | DLCSRBH18AAK | DLFSCAH18XAK |  | 10.3 | 18000 | $2,500: 2 indoor heads; $4,000: >=3 indoor heads | 206350475 | ASHP | HRCU-A-CB-O |  | 20 | 16000
AIRQUEST | DLCSRBH18AAK | DLFSCAH18XAK |  | 10.3 | 18000 | $2,500: 2 indoor heads; $4,000: >=3 indoor heads | 206350486 | ASHP | HRCU-A-CB-O |  | 20 | 16000
DURASTAR | DRA1U18S1A | DRAC18F1A |  | 10.3 | 18000 | $2,500: 2 indoor heads; $4,000: >=3 indoor heads | 206369524 | ASHP | HRCU-A-CB-O |  | 20 | 18000
CANAIR | C23SCH18H21 | C23SEH18H21 |  | 10.3 | 18000 | $2,500: 2 indoor heads; $4,000: >=3 indoor heads | 205306863 | ASHP | HRCU-A-CB-O |  | 20 | 17000
KOOLKING | MOCA30-18HFN1-MT0W | CS11M-18HRFN1-MT0W |  | 10.3 | 18000 | $2,500: 2 indoor heads; $4,000: >=3 indoor heads | 205092306 | ASHP | HRCU-A-CB-O |  | 20 | 17000
MIDEA | MOCA30-18HFN1-MT0W | CS11M-18HRFN1-MT0W |  | 10.3 | 18000 | $2,500: 2 indoor heads; $4,000: >=3 indoor heads | 205092307 | ASHP | HRCU-A-CB-O |  | 20 | 17000
COMFEE | MOCA30-18HFN1-MT0W | CS11M-18HRFN1-MT0W |  | 10.3 | 18000 | $2,500: 2 indoor heads; $4,000: >=3 indoor heads | 205092308 | ASHP | HRCU-A-CB-O |  | 20 | 17000
ELIOS | DE18HOS23230E2 | DM18HICU230X5 |  | 10.3 | 18000 | $2,500: 2 indoor heads; $4,000: >=3 indoor heads | 205300179 | ASHP | HRCU-A-CB-O |  | 20 | 18000
C&H | CH-HYP18SPH230VO | CH-D18MSPHWM-230VI |  | 10.3 | 18000 | $2,500: 2 indoor heads; $4,000: >=3 indoor heads | 205263875 | ASHP | HRCU-A-CB-O |  | 20 | 17000
NORTON AIR CONDITIONERS | OHP14-18-12-25 | DWHP14-18-12-25 |  | 10.3 | 18000 | $2,500: 2 indoor heads; $4,000: >=3 indoor heads | 205300193 | ASHP | HRCU-A-CB-O |  | 20 | 17000
C&H | CH-18DKT230VO | CH-18DKT230VI |  | 10.3 | 18000 | $2,500: 2 indoor heads; $4,000: >=3 indoor heads | 202081274 | ASHP | HRCU-A-CB-O |  | 20 | 17000
PERFECTAIRE | 2PAMSHH18-SZO-20 | 2PAMSHH18-SZW-20 |  | 10.3 | 18000 | $2,500: 2 indoor heads; $4,000: >=3 indoor heads | 202140575 | ASHP | HRCU-A-CB-O |  | 20 | 17000
KARDA | 2PAMSHH18-SZO-20 | 2PAMSHH18-SZW-20 |  | 10.3 | 18000 | $2,500: 2 indoor heads; $4,000: >=3 indoor heads | 202140576 | ASHP | HRCU-A-CB-O |  | 20 | 17000
PAYNE | 38MAQB18R--3 | DHMSHAQ18XA3 |  | 10.3 | 18000 | $2,500: 2 indoor heads; $4,000: >=3 indoor heads | 201846970 | ASHP | HRCU-A-CB-O |  | 20 | 17000
NOVAIR PLUS | 18EVONVO | 18EVONVI |  | 10.3 | 18000 | $2,500: 2 indoor heads; $4,000: >=3 indoor heads | 201786769 | ASHP | HRCU-A-CB-O |  | 20 | 17000
THERMOCORE SYSTEMS | T4HH20S-H218-C | T4HH20S-H218-E |  | 10.3 | 18000 | $2,500: 2 indoor heads; $4,000: >=3 indoor heads | 202353107 | ASHP | HRCU-A-CB-O |  | 20 | 17000
COMFORTSTAR | CXH018CD(O) | CXH018CD(I)-WIFI |  | 10.3 | 18000 | $2,500: 2 indoor heads; $4,000: >=3 indoor heads | 202575849 | ASHP | HRCU-A-CB-O |  | 20 | 17000
CONTINENTAL | CH25-18-O | CH25-18-I |  | 10.3 | 18000 | $2,500: 2 indoor heads; $4,000: >=3 indoor heads | 203363521 | ASHP | HRCU-A-CB-O |  | 20 | 17000
COMFORT-AIRE | A-VMH18SU-1 | B-VMH18SU-1 |  | 10.3 | 18000 | $2,500: 2 indoor heads; $4,000: >=3 indoor heads | 200059037 | ASHP | HRCU-A-CB-O |  | 20 | 17000
CENTURY | A-VMH18SU-1 | B-VMH18SU-1 |  | 10.3 | 18000 | $2,500: 2 indoor heads; $4,000: >=3 indoor heads | 200059038 | ASHP | HRCU-A-CB-O |  | 20 | 17000
SLIMAIR TECHNOLOGIES | SHC18VH2 | SHM18VH2O |  | 10.3 | 18000 | $2,500: 2 indoor heads; $4,000: >=3 indoor heads | 200059067 | ASHP | HRCU-A-CB-O |  | 20 | 17000
SLIMAIR | SHC18VH2 | SHM18VH2O |  | 10.3 | 18000 | $2,500: 2 indoor heads; $4,000: >=3 indoor heads | 200059068 | ASHP | HRCU-A-CB-O |  | 20 | 17000
KLIMAIRE | KSIH018-H220-O | KSIH018-H220-IW |  | 10.3 | 18000 | $2,500: 2 indoor heads; $4,000: >=3 indoor heads | 201766731 | ASHP | HRCU-A-CB-O |  | 20 | 17000
CENTURY | A-VMH18SU-1A | B-VMH18SU-1A |  | 10.3 | 18000 | $2,500: 2 indoor heads; $4,000: >=3 indoor heads | 201862963 | ASHP | HRCU-A-CB-O |  | 20 | 17000
EMERSON QUIET KOOL | HP-20EACH18R2O | HP-20EACH18R2I |  | 10.3 | 18000 | $2,500: 2 indoor heads; $4,000: >=3 indoor heads | 10298958 | ASHP | HRCU-A-CB-O |  | 20 | 17000
COMFORT-AIRE | A-VMH18SU-1A | B-VMH18SU-1A |  | 10.3 | 18000 | $2,500: 2 indoor heads; $4,000: >=3 indoor heads | 201810040 | ASHP | HRCU-A-CB-O |  | 20 | 17000
KERR | A-KMH18SU-1A | B-KMH18SU-1A |  | 10.3 | 18000 | $2,500: 2 indoor heads; $4,000: >=3 indoor heads | 201866485 | ASHP | HRCU-A-CB-O |  | 20 | 17000
NAPOLEON | NH25-18F-O | NH25-18F-I |  | 10.3 | 18000 | $2,500: 2 indoor heads; $4,000: >=3 indoor heads | 8952857 | ASHP | HRCU-A-CB-O |  | 20 | 17000
MRCOOL | O-HH-18-HP-C-230 | O-HH-18-HP-WMAH-230 |  | 10.3 | 18000 | $2,500: 2 indoor heads; $4,000: >=3 indoor heads | 8967211 | ASHP | HRCU-A-CB-O |  | 20 | 17000
EMI | SZ1H18DAA | CASH18DAA |  | 10.3 | 18000 | $2,500: 2 indoor heads; $4,000: >=3 indoor heads | 8993368 | ASHP | HRCU-A-CB-O |  | 20 | 18000
MIDEA | MOCA30-18HFN1-MT0W | CS11M-18HRFN1-MT0W |  | 10.3 | 18000 | $2,500: 2 indoor heads; $4,000: >=3 indoor heads | 9006306 | ASHP | HRCU-A-CB-O |  | 20 | 17000
LENNOX | MPB018S4S-1P | M22A018S4-1P |  | 10.3 | 18000 | $2,500: 2 indoor heads; $4,000: >=3 indoor heads | 10058834 | ASHP | HRCU-A-CB-O |  | 20 | 18000
LENNOX | MPB018S4S-1P | M22A018S4-2P |  | 10.3 | 18000 | $2,500: 2 indoor heads; $4,000: >=3 indoor heads | 10058835 | ASHP | HRCU-A-CB-O |  | 20 | 18000
GOODMAN | MSH183E21MCAA | MST183E20ACAA |  | 10.3 | 18000 | $2,500: 2 indoor heads; $4,000: >=3 indoor heads | 10062564 | ASHP | HRCU-A-CB-O |  | 20 | 18000
MIDEA | 38MAQB18R--3 | DHMSHAQ18XA3 |  | 10.3 | 18000 | $2,500: 2 indoor heads; $4,000: >=3 indoor heads | 201846990 | ASHP | HRCU-A-CB-O |  | 20 | 17000
MDV | MOCA30-18HFN1-MT0W | CS11M-18HRFN1-MT0W |  | 10.3 | 18000 | $2,500: 2 indoor heads; $4,000: >=3 indoor heads | 8704433 | ASHP | HRCU-A-CB-O |  | 20 | 17000
CARRIER | 38MAQB18R--3 | 40MAQB18B--3 |  | 10.3 | 18000 | $2,500: 2 indoor heads; $4,000: >=3 indoor heads | 8738637 | ASHP | HRCU-A-CB-O |  | 20 | 17000
BRYANT | 38MAQB18R--3 | 619PEQ018BBMA |  | 10.3 | 18000 | $2,500: 2 indoor heads; $4,000: >=3 indoor heads | 8738644 | ASHP | HRCU-A-CB-O |  | 20 | 17000
MDV | MOCA31-18HFN1-MT0W | CCA3U-18HRFN1-M(C) |  | 10.3 | 18000 | $2,500: 2 indoor heads; $4,000: >=3 indoor heads | 8740671 | ASHP | HRCU-A-CB-O |  | 20 | 18000
DIRECT AIR | MOCA30-18HFN1-MT0W | CS11M-18HRFN1-MT0W |  | 10.3 | 18000 | $2,500: 2 indoor heads; $4,000: >=3 indoor heads | 8775828 | ASHP | HRCU-A-CB-O |  | 20 | 17000
DIRECT AIR | MOCA31-18HFN1-MT0W | CCA3U-18HRFN1-M(C) |  | 10.3 | 18000 | $2,500: 2 indoor heads; $4,000: >=3 indoor heads | 8775849 | ASHP | HRCU-A-CB-O |  | 20 | 18000
SENVILLE | SENA/18HF/OZ | SENA/18HF/IZ |  | 10.3 | 18000 | $2,500: 2 indoor heads; $4,000: >=3 indoor heads | 8797151 | ASHP | HRCU-A-CB-O |  | 20 | 17000
MDV | MOX430-17HFN1-MT0W-L | MCA3U-18HRFN1-M(C) |  | 10.3 | 18000 | $2,500: 2 indoor heads; $4,000: >=3 indoor heads | 207658615 | ASHP | HRCU-A-CB-O |  | 20 | 16000
SENVILLE | SENA/18HF/OQ | SENA/18HF/ICZ |  | 10.3 | 18000 | $2,500: 2 indoor heads; $4,000: >=3 indoor heads | 207641343 | ASHP | HRCU-A-CB-O |  | 20 | 16000
DIRECT AIR | MOX430-17HFN1-MT0W | CCA3U-18HRFN1-M(C) |  | 10.3 | 18000 | $2,500: 2 indoor heads; $4,000: >=3 indoor heads | 206377759 | ASHP | HRCU-A-CB-O |  | 20 | 16000
PERFECTAIRE | 2PAMSHH18-SZO-20 | 2PAMSHH18-SZW-20 |  | 10.3 | 18000 | $2,500: 2 indoor heads; $4,000: >=3 indoor heads | 205309421 | ASHP | HRCU-A-CB-O |  | 20 | 17000
BREEZE33 | BZ33-HYP18HPOUT2-P | BZ33-HYP18WALL2-P |  | 10.3 | 18000 | $2,500: 2 indoor heads; $4,000: >=3 indoor heads | 205470423 | ASHP | HRCU-A-CB-O |  | 20 | 17000
NOVAIR PLUS | 18EVANVO | 18EVCNVI |  | 10.3 | 18000 | $2,500: 2 indoor heads; $4,000: >=3 indoor heads | 205281383 | ASHP | HRCU-A-CB-O |  | 20 | 18000
WEATHERMAKER | 38MAQB18R--3 | DHMSHAQ18XA3 |  | 10.3 | 18000 | $2,500: 2 indoor heads; $4,000: >=3 indoor heads | 205772830 | ASHP | HRCU-A-CB-O |  | 20 | 17000
DAIKIN | RX15RMVJU* | FDMQ15RVJU |  | 10.3 | 18000 | $2,500: 2 indoor heads; $4,000: >=3 indoor heads | 205776148 | ASHP | HRCU-A-CB |  | 20.2 | 14400
KERR | A-KMH18SU-1A | B-KMH18CU-1 |  | 10.3 | 18000 | $2,500: 2 indoor heads; $4,000: >=3 indoor heads | 206347317 | ASHP | HRCU-A-CB-O |  | 20 | 16000
CARRIER | 38MARBQ18AA3 | 40MBCQ18---3 |  | 10.3 | 18000 | $2,500: 2 indoor heads; $4,000: >=3 indoor heads | 206350332 | ASHP | HRCU-A-CB-O |  | 20 | 16000
BRYANT | 38MARBQ18AA3 | 40MBCQ18---3 |  | 10.3 | 18000 | $2,500: 2 indoor heads; $4,000: >=3 indoor heads | 206350343 | ASHP | HRCU-A-CB-O |  | 20 | 16000
DAIKIN | 2MXL18QMVJU* |  |  | 10.3 | 18900 | $2,500: 2 indoor heads; $5,000: >=3 indoor heads | 205663354 | ccASHP | HMSV-A-CB-O | MXL Aurora Series | 17 | 18000 | 2.12 | 100
DAIKIN | 2MXL18QMVJU |  |  | 10.3 | 18900 | $2,500: 2 indoor heads; $5,000: >=3 indoor heads | 8849535 | ccASHP | HMSV-A-CB | MXL Aurora Series | 17 | 18000 | 2.12 | 100
PAYNE | 38MGRQ18B--3 |  |  | 10.3 | 19000 | $2,500: 2 indoor heads; $5,000: >=3 indoor heads | 201846981 | ccASHP | HMSV-A-CB | Mid-tier | 22.5 | 18000 | 2.15 | 73
CARRIER | 38GRQB18---301 | 40GRQB18H--301 |  | 10.3 | 19000 | $2,500: 2 indoor heads; $5,000: >=3 indoor heads | 7992958 | ccASHP | HRCU-A-CB-O |  | 21 |  | 2.85 | 101
MIDEA | 38MGRQ18B--3 |  |  | 10.3 | 19000 | $2,500: 2 indoor heads; $5,000: >=3 indoor heads | 201847001 | ccASHP | HMSV-A-CB | Excel | 22.5 | 18000 | 2.15 | 73
BRYANT | 38MGRQ18B--3 |  |  | 10.3 | 19000 | $2,500: 2 indoor heads; $5,000: >=3 indoor heads | 9118462 | ccASHP | HMSV-A-CB | Preferred Series | 22.5 | 18000 | 2.15 | 73
CARRIER | 38MGRQ18B--3 |  |  | 10.3 | 19000 | $2,500: 2 indoor heads; $5,000: >=3 indoor heads | 9118461 | ccASHP | HMSV-A-CB |  | 22.5 | 18000 | 2.15 | 73
KARDA | 2KARDA18MZ2 |  |  | 10.3 | 19000 | $2,500: 2 indoor heads; $4,000: >=3 indoor heads | 205823033 | ASHP | HMSV-A-CB |  | 22.5 | 18000
NORTON AIR CONDITIONERS | OHP14-18-22-23 |  |  | 10.3 | 19000 | $2,500: 2 indoor heads; $4,000: >=3 indoor heads | 205300203 | ASHP | HMSV-A-CB |  | 22.5 | 18000
KOOLKING | M2OF-18HFN1-M |  |  | 10.3 | 19000 | $2,500: 2 indoor heads; $4,000: >=3 indoor heads | 205092287 | ASHP | HMSV-A-CB |  | 22.5 | 18000
C&H | CH18MSPH230VO |  |  | 10.3 | 19000 | $2,500: 2 indoor heads; $4,000: >=3 indoor heads | 205104722 | ASHP | HMSV-A-CB |  | 22.5 | 18000
C&H | CH18MSPH230VO |  |  | 10.3 | 19000 | $2,500: 2 indoor heads; $4,000: >=3 indoor heads | 205263883 | ASHP | HMSV-A-CB |  | 22.5 | 18000
EMI | MZ2H18DAA |  |  | 10.3 | 19000 | $2,500: 2 indoor heads; $4,000: >=3 indoor heads | 204853571 | ASHP | HMSV-A-CB |  | 22.5 | 18000
LENNOX | MPB018S4M-2P |  |  | 10.3 | 19000 | $2,500: 2 indoor heads; $4,000: >=3 indoor heads | 203343586 | ASHP | HMSV-A-CB |  | 22.5 | 18000
AIREASE | 4DHP1S18M-2P |  |  | 10.3 | 19000 | $2,500: 2 indoor heads; $4,000: >=3 indoor heads | 203376758 | ASHP | HMSV-A-CB |  | 22.5 | 18000
PERFECTAIRE | 2PAMSH18-MZO2 |  |  | 10.3 | 19000 | $2,500: 2 indoor heads; $4,000: >=3 indoor heads | 202585747 | ASHP | HMSV-A-CB |  | 22.5 | 18000
KARDA | 2PAMSH18-MZO2 |  |  | 10.3 | 19000 | $2,500: 2 indoor heads; $4,000: >=3 indoor heads | 202608469 | ASHP | HMSV-A-CB |  | 22.5 | 18000
MOOVAIR | DM18HOM23230X2 |  |  | 10.3 | 19000 | $2,500: 2 indoor heads; $4,000: >=3 indoor heads | 202635803 | ASHP | HMSV-A-CB |  | 22.5 | 18000
LENNOX | MPB018S4M-1P |  |  | 10.3 | 19000 | $2,500: 2 indoor heads; $4,000: >=3 indoor heads | 201771983 | ASHP | HMSV-A-CB |  | 22.5 | 18000
MRCOOL | MULTI2-18HP230V1 |  |  | 10.3 | 19000 | $2,500: 2 indoor heads; $4,000: >=3 indoor heads | 8977707 | ASHP | HMSV-A-CB |  | 22.5 | 18000
DIRECT AIR | M2OF-18HFN1-M |  |  | 10.3 | 19000 | $2,500: 2 indoor heads; $4,000: >=3 indoor heads | 8994011 | ASHP | HMSV-A-CB |  | 22.5 | 18000
MIDEA | M2OF-18HFN1-M |  |  | 10.3 | 19000 | $2,500: 2 indoor heads; $4,000: >=3 indoor heads | 9006310 | ASHP | HMSV-A-CB |  | 22.5 | 18000
LENNOX | MPB018S4M-1P |  |  | 10.3 | 19000 | $2,500: 2 indoor heads; $4,000: >=3 indoor heads | 10062010 | ASHP | HMSV-A-CB |  | 22.5 | 18000
MDV | M2OF-18HFN1-M |  |  | 10.3 | 19000 | $2,500: 2 indoor heads; $4,000: >=3 indoor heads | 8856675 | ASHP | HMSV-A-CB |  | 22.5 | 18000
SENVILLE | SENA/18HF/MOZ |  |  | 10.3 | 19000 | $2,500: 2 indoor heads; $4,000: >=3 indoor heads | 8858354 | ASHP | HMSV-A-CB |  | 22.5 | 18000
GREE | GWH18UC-D3DNA4A/O | GWH18UC-D3DN***/I |  | 10.3 | 19000 | $2,500: 2 indoor heads; $4,000: >=3 indoor heads | 7201807 | ASHP | HRCU-A-CB-O |  | 21 | 18000
VARIABLE SPEED DUCTLESS SPLITS | 38GRQB18---301-- | 40GRQB18B--301-- |  | 10.3 | 19000 | $2,500: 2 indoor heads; $4,000: >=3 indoor heads | 7992957 | ASHP | HRCU-A-CB-O |  | 21 | 18000
BRYANT | 538FEQ018RBGAAAA | 619FEQ018BBGAAAA |  | 10.3 | 19000 | $2,500: 2 indoor heads; $4,000: >=3 indoor heads | 8016601 | ASHP | HRCU-A-CB-O |  | 21 | 18000
BRYANT | 538FEQ018RBGAAAA | 619FEQ018HBGAAAA |  | 10.3 | 19000 | $2,500: 2 indoor heads; $4,000: >=3 indoor heads | 8016602 | ASHP | HRCU-A-CB-O |  | 21 | 18000
VARIABLE SPEED DUCTLESS SPLITS | DLCAHB18K1A | DLFAHH18K1A |  | 10.3 | 19000 | $2,500: 2 indoor heads; $4,000: >=3 indoor heads | 8177099 | ASHP | HRCU-A-CB-O |  | 21 | 18000
VARIABLE SPEED DUCTLESS SPLITS | DLCAHB18K1A | DLFAHH18K1A |  | 10.3 | 19000 | $2,500: 2 indoor heads; $4,000: >=3 indoor heads | 8177100 | ASHP | HRCU-A-CB-O |  | 21 | 18000
CANAIR | C23MC218H21 |  |  | 10.3 | 19000 | $2,500: 2 indoor heads; $4,000: >=3 indoor heads | 205306867 | ASHP | HMSV-A-CB |  | 22.5 | 18000
PERFECTAIRE | 2PAMSH18-MZO2 |  |  | 10.3 | 19000 | $2,500: 2 indoor heads; $4,000: >=3 indoor heads | 205309423 | ASHP | HMSV-A-CB |  | 22.5 | 18000
DANCOOL | DANMZ18-OD2 |  |  | 10.3 | 19000 | $2,500: 2 indoor heads; $4,000: >=3 indoor heads | 205334545 | ASHP | HMSV-A-CB |  | 22.5 | 18000
BREEZE33 | BZ33-HP182Z2-P |  |  | 10.3 | 19000 | $2,500: 2 indoor heads; $4,000: >=3 indoor heads | 205470434 | ASHP | HMSV-A-CB |  | 22.5 | 18000
WEATHERMAKER | 38MGRQ18B--3 |  |  | 10.3 | 19000 | $2,500: 2 indoor heads; $4,000: >=3 indoor heads | 205772845 | ASHP | HMSV-A-CB |  | 22.5 | 18000
ALLIED | 4DHP1S18M-2P |  |  | 10.3 | 19000 | $2,500: 2 indoor heads; $4,000: >=3 indoor heads | 203376763 | ASHP | HMSV-A-CB |  | 22.5 | 18000
ARMSTRONG AIR | 4DHP1S18M-2P |  |  | 10.3 | 19000 | $2,500: 2 indoor heads; $4,000: >=3 indoor heads | 203376768 | ASHP | HMSV-A-CB |  | 22.5 | 18000
CONCORD | 4DHP1S18M-2P |  |  | 10.3 | 19000 | $2,500: 2 indoor heads; $4,000: >=3 indoor heads | 203376773 | ASHP | HMSV-A-CB |  | 22.5 | 18000
DUCANE | 4DHP1S18M-2P |  |  | 10.3 | 19000 | $2,500: 2 indoor heads; $4,000: >=3 indoor heads | 203376778 | ASHP | HMSV-A-CB |  | 22.5 | 18000
ALLIED | 4DHP1S18M-1P |  |  | 10.3 | 19000 | $2,500: 2 indoor heads; $4,000: >=3 indoor heads | 203966560 | ASHP | HMSV-A-CB |  | 22.5 | 18000
BOSCH | BMS500-AAM018-1CSXRA |  |  | 10.3 | 19000 | $2,500: 2 indoor heads; $4,000: >=3 indoor heads | 203991172 | ASHP | HMSV-A-CB |  | 22.5 | 18000
ELIOS | DE18HOM23230X2 |  |  | 10.3 | 19000 | $2,500: 2 indoor heads; $4,000: >=3 indoor heads | 203238504 | ASHP | HMSV-A-CB |  | 22.5 | 18000
MRCOOL | MULTI2-18HP230V1 |  |  | 10.3 | 19000 | $2,500: 2 indoor heads; $4,000: >=3 indoor heads | 202918802 | ASHP | HMSV-A-CB |  | 22.5 | 18000
KANIONCO | KWSMO-18R410AIH |  |  | 10.3 | 19000 | $2,500: 2 indoor heads; $4,000: >=3 indoor heads | 205645144 | ASHP | HMSV-A-CB |  | 22.5 | 18000
VARIABLE SPEED DUCTLESS SPLITS | DLCAHB18K1A | DLFAHH18K1A |  | 10.3 | 19000 | $2,500: 2 indoor heads; $4,000: >=3 indoor heads | 8177101 | ASHP | HRCU-A-CB-O |  | 21 | 18000
VARIABLE SPEED DUCTLESS SPLITS | DLCAHB18K1A | DLFAHH18K1A |  | 10.3 | 19000 | $2,500: 2 indoor heads; $4,000: >=3 indoor heads | 8177102 | ASHP | HRCU-A-CB-O |  | 21 | 18000
VARIABLE SPEED DUCTLESS SPLITS | DLCAHB18K1A | DLFAHH18K1A |  | 10.3 | 19000 | $2,500: 2 indoor heads; $4,000: >=3 indoor heads | 8177103 | ASHP | HRCU-A-CB-O |  | 21 | 18000
VARIABLE SPEED DUCTLESS SPLITS | DLCAHB18K1A | DLFAHH18K1A |  | 10.3 | 19000 | $2,500: 2 indoor heads; $4,000: >=3 indoor heads | 8177104 | ASHP | HRCU-A-CB-O |  | 21 | 18000
VARIABLE SPEED DUCTLESS SPLITS | DLCAHB18K1A | DLFAHH18K1A |  | 10.3 | 19000 | $2,500: 2 indoor heads; $4,000: >=3 indoor heads | 8177105 | ASHP | HRCU-A-CB-O |  | 21 | 18000
MANUFLOW | M20F-18HFN1-M |  |  | 10.3 | 19000 | $2,500: 2 indoor heads; $4,000: >=3 indoor heads | 8950348 | ASHP | HMSV-A-CB |  | 22.5 | 18000
MRCOOL | MULTI2-18HP230V1 |  |  | 10.3 | 19000 | $2,500: 2 indoor heads; $4,000: >=3 indoor heads | 204462358 | ASHP | HMSV-A-CB |  | 22.5 | 18000
ARMSTRONG AIR | 4DHP1S18M-1P |  |  | 10.3 | 19000 | $2,500: 2 indoor heads; $4,000: >=3 indoor heads | 204462399 | ASHP | HMSV-A-CB |  | 22.5 | 18000
AIREASE | 4DHP1S18M-1P |  |  | 10.3 | 19000 | $2,500: 2 indoor heads; $4,000: >=3 indoor heads | 204462400 | ASHP | HMSV-A-CB |  | 22.5 | 18000
MDV | M2OF-18HFN1-MCA |  |  | 10.3 | 19000 | $2,500: 2 indoor heads; $4,000: >=3 indoor heads | 204713920 | ASHP | HMSV-A-CB |  | 22.5 | 18000
LG | LMU180HV |  |  | 10.3 | 21000 | $2,500: 2 indoor heads; $5,000: >=3 indoor heads | 206221550 | ccASHP | HMSV-A-CB |  | 20.5 | 17600 | 2.26 | 83
DAIKIN | RXL18UMVJU | FDMQ18RVJU |  | 10.3 | 21600 | $2,500: 2 indoor heads; $5,000: >=3 indoor heads | 204717991 | ccASHP | HRCU-A-CB |  | 19.4 | 17600 | 2 | 100
DAIKIN | RXL18UMVJU* | FDMQ18RVJU |  | 10.3 | 21600 | $2,500: 2 indoor heads; $5,000: >=3 indoor heads | 205663343 | ccASHP | HRCU-A-CB | Aurora Series | 19.4 | 17600 | 2 | 100
DAIKIN | RXL18UMVJU* | FTX18UVJU |  | 10.3 | 21600 | $2,500: 2 indoor heads; $5,000: >=3 indoor heads | 205663342 | ccASHP | HRCU-A-CB-O | Aurora Series | 20.3 | 18000 | 2 | 100
DAIKIN | RXL18UMVJU | FTX18UVJU |  | 10.3 | 21600 | $2,500: 2 indoor heads; $5,000: >=3 indoor heads | 204717601 | ccASHP | HRCU-A-CB-O | Aurora | 20.3 | 18000 | 2 | 100
DAIKIN | RX18RMVJU9 | FDMQ18RVJU |  | 10.3 | 21600 | $2,500: 2 indoor heads; $4,000: >=3 indoor heads | 202682022 | ASHP | HRCU-A-CB |  | 18.5 | 17600
DAIKIN | RX18RMVJU9* | FDMQ18RVJU |  | 10.3 | 21600 | $2,500: 2 indoor heads; $4,000: >=3 indoor heads | 205776150 | ASHP | HRCU-A-CB |  | 18.5 | 17600
FUJITSU | AOU18RLXFZH |  |  | 10.3 | 22000 | $2,500: 2 indoor heads; $5,000: >=3 indoor heads | 8033584 | ccASHP | HMSV-A-CB | Halcyon Multi-room Mini-Split Systems | 21.5 | 18000 | 1.85 | 100
RHEEM | ROMH18FXZHJ |  |  | 10.3 | 22000 | $2,500: 2 indoor heads; $5,000: >=3 indoor heads | 10595418 | ccASHP | HMSV-A-CB-O | Rheem Multi-room Mini-Split Systems | 21.5 | 18000 | 1.85 | 100
SHARP | AE-X2M20TU |  |  | 10.3 | 22000 | $2,500: 2 indoor heads; $4,000: >=3 indoor heads | 8740800 | ASHP | HMSV-A-CB |  | 20.5 | 19000
RHEEM | ROMH18AFXZJ |  |  | 10.3 | 22000 | $2,500: 2 indoor heads; $4,000: >=3 indoor heads | 205049560 | ASHP | HMSV-A-CB |  | 21.5 | 18000
SHARP | AE-X2M20TU |  |  | 10.3 | 22000 | $2,500: 2 indoor heads; $4,000: >=3 indoor heads | 8950554 | ASHP | HMSV-A-CB |  | 20.5 | 20000
HITACHI | RAM-S18U2HLAE |  |  | 10.3 | 22000 | $2,500: 2 indoor heads; $4,000: >=3 indoor heads | 206186275 | ASHP | HRCU-A-CB-O |  | 22 | 18000
RUUD | UOMH18AFXZJ |  |  | 10.3 | 22000 | $2,500: 2 indoor heads; $4,000: >=3 indoor heads | 205049559 | ASHP | HMSV-A-CB |  | 21.5 | 18000
CARRIER | 38MGRQ24C--3 |  |  | 10.3 | 24000 | $2,500: 2 indoor heads; $5,000: >=3 indoor heads | 204711106 | ccASHP | HMSV-A-CB | Performance | 23 | 24000 | 1.82 | 100
CANAIR | C23MC327H21 |  |  | 10.3 | 24000 | $2,500: 2 indoor heads; $5,000: >=3 indoor heads | 205306868 | ccASHP | HMSV-A-CB |  | 23 | 24000 | 1.97 | 71
BRYANT | 38MGRQ24C--3 |  |  | 10.3 | 24000 | $2,500: 2 indoor heads; $5,000: >=3 indoor heads | 204711107 | ccASHP | HMSV-A-CB | Preferred | 23 | 24000 | 1.82 | 100
DAIKIN | RXL24UMVJU | FTX24UVJU |  | 10.3 | 24000 | $2,500: 2 indoor heads; $5,000: >=3 indoor heads | 204717602 | ccASHP | HRCU-A-CB-O |  | 20 | 21200 | 1.8 | 100
DAIKIN | RXL24UMVJU* | FTX24UVJU |  | 10.3 | 24000 | $2,500: 2 indoor heads; $5,000: >=3 indoor heads | 205663344 | ccASHP | HRCU-A-CB-O | Aurora Series | 20 | 21200 | 1.8 | 100
MIDEA | 38MGRQ24C--3 |  |  | 10.3 | 24000 | $2,500: 2 indoor heads; $5,000: >=3 indoor heads | 204711109 | ccASHP | HMSV-A-CB | Excel | 23 | 24000 | 1.82 | 100
NOVAIR PLUS | 27EVANVMO |  |  | 10.3 | 24000 | $2,500: 2 indoor heads; $5,000: >=3 indoor heads | 205281397 | ccASHP | HMSV-A-CB |  | 23 | 24000 | 1.97 | 71
PAYNE | 38MGRQ24C--3 |  |  | 10.3 | 24000 | $2,500: 2 indoor heads; $5,000: >=3 indoor heads | 204711108 | ccASHP | HMSV-A-CB | Mid-tier | 23 | 24000 | 1.82 | 100
NOVAIR PLUS | 36EVONVMO |  |  | 10.3 | 24000 | $2,500: 2 indoor heads; $4,000: >=3 indoor heads | 205281394 | ASHP | HMSV-A-CB |  | 23 | 24000
MDV | M3OF-27HFN1-MCA |  |  | 10.3 | 24000 | $2,500: 2 indoor heads; $4,000: >=3 indoor heads | 204711105 | ASHP | HMSV-A-CB |  | 23 | 24000
NORTON AIR CONDITIONERS | OHP14-27-32-23 |  |  | 10.3 | 24000 | $2,500: 2 indoor heads; $4,000: >=3 indoor heads | 205300206 | ASHP | HMSV-A-CB |  | 23 | 24000
WEATHERMAKER | 38MGRQ24C--3 |  |  | 10.3 | 24000 | $2,500: 2 indoor heads; $4,000: >=3 indoor heads | 205772849 | ASHP | HMSV-A-CB |  | 23 | 24000
BREEZE33 | BZ33-HP273Z2-P |  |  | 10.3 | 24000 | $2,500: 2 indoor heads; $4,000: >=3 indoor heads | 205470437 | ASHP | HMSV-A-CB |  | 23 | 24000
DANCOOL | DANMZ27-OD3 |  |  | 10.3 | 24000 | $2,500: 2 indoor heads; $4,000: >=3 indoor heads | 205334546 | ASHP | HMSV-A-CB |  | 23 | 24000
C&H | CH28MSPH230VO |  |  | 10.3 | 24000 | $2,500: 2 indoor heads; $4,000: >=3 indoor heads | 205263886 | ASHP | HMSV-A-CB |  | 23 | 24000
PERFECTAIRE | 2PAMSH27-MZO3 |  |  | 10.3 | 24000 | $2,500: 2 indoor heads; $4,000: >=3 indoor heads | 205309426 | ASHP | HMSV-A-CB |  | 23 | 24000
RHEEM | ROMH24FXZHJ |  |  | 10.3 | 25000 | $2,500: 2 indoor heads; $5,000: >=3 indoor heads | 10595424 | ccASHP | HMSV-A-CB-O | Rheem Multi-room Mini-Split Systems | 20 | 22000 | 2.09 | 102
FUJITSU | AOU24RLXFZH |  |  | 10.3 | 25000 | $2,500: 2 indoor heads; $5,000: >=3 indoor heads | 8033586 | ccASHP | HMSV-A-CB | Halcyon Multi-room Mini-Split Systems | 20 | 22000 | 2.09 | 102
MITSUBISHI ELECTRIC | PUZ-HA24NHA1 | PCA-A24KA7 |  | 10.3 | 26000 | $2,500: 2 indoor heads; $5,000: >=3 indoor heads | 206223042 | ccASHP | HRCU-A-CB-O | P-Series H2i | 18.5 | 23000 | 1.82 | 100
BRYANT | 38MGRQ24C--3 |  |  | 10.3 | 28000 | $2,500: 2 indoor heads; $4,000: >=3 indoor heads | 204520278 | ASHP | HMSV-A-CB |  | 23 | 28000
PAYNE | 38MGRQ24C--3 |  |  | 10.3 | 28000 | $2,500: 2 indoor heads; $4,000: >=3 indoor heads | 204520279 | ASHP | HMSV-A-CB |  | 23 | 28000
MIDEA | 38MGRQ24C--3 |  |  | 10.3 | 28000 | $2,500: 2 indoor heads; $4,000: >=3 indoor heads | 204520280 | ASHP | HMSV-A-CB |  | 23 | 28000
KARDA | 2KARDA27MZ3 |  |  | 10.3 | 28000 | $2,500: 2 indoor heads; $4,000: >=3 indoor heads | 205724750 | ASHP | HMSV-A-CB |  | 23 | 28000
KANIONCO | KWSMO-30R410AIH |  |  | 10.3 | 28000 | $2,500: 2 indoor heads; $4,000: >=3 indoor heads | 205645145 | ASHP | HMSV-A-CB |  | 23 | 28000
MANUFLOW | M3OF-27HFN1-M |  |  | 10.3 | 28000 | $2,500: 2 indoor heads; $4,000: >=3 indoor heads | 8950349 | ASHP | HMSV-A-CB |  | 23 | 28000
GOODMAN | MST273E21MCAA |  |  | 10.3 | 28000 | $2,500: 2 indoor heads; $4,000: >=3 indoor heads | 10515215 | ASHP | HMSV-A-CB |  | 23 | 28000
MRCOOL | MULTI3-27HP230V1 |  |  | 10.3 | 28000 | $2,500: 2 indoor heads; $4,000: >=3 indoor heads | 204462360 | ASHP | HMSV-A-CB |  | 23 | 28000
ARMSTRONG AIR | 4DHP1S30M-1P |  |  | 10.3 | 28000 | $2,500: 2 indoor heads; $4,000: >=3 indoor heads | 204462401 | ASHP | HMSV-A-CB |  | 23 | 28000
AIREASE | 4DHP1S30M-1P |  |  | 10.3 | 28000 | $2,500: 2 indoor heads; $4,000: >=3 indoor heads | 204462402 | ASHP | HMSV-A-CB |  | 23 | 28000
MDV | M3OF-27HFN1-M****CA |  |  | 10.3 | 28000 | $2,500: 2 indoor heads; $4,000: >=3 indoor heads | 204520276 | ASHP | HMSV-A-CB |  | 23 | 28000
EMI | MZ3H27DAA |  |  | 10.3 | 28000 | $2,500: 2 indoor heads; $4,000: >=3 indoor heads | 204853572 | ASHP | HMSV-A-CB |  | 23 | 28000
LENNOX | MPB030S4M-2P |  |  | 10.3 | 28000 | $2,500: 2 indoor heads; $4,000: >=3 indoor heads | 203343587 | ASHP | HMSV-A-CB |  | 23 | 28000
CONTINENTAL | CMZH-27-O |  |  | 10.3 | 28000 | $2,500: 2 indoor heads; $4,000: >=3 indoor heads | 203363517 | ASHP | HMSV-A-CB |  | 23 | 28000
NAPOLEON | NMZO-27F-B |  |  | 10.3 | 28000 | $2,500: 2 indoor heads; $4,000: >=3 indoor heads | 203363530 | ASHP | HMSV-A-CB |  | 23 | 28000
PERFECTAIRE | 2PAMSH27-MZO3 |  |  | 10.3 | 28000 | $2,500: 2 indoor heads; $4,000: >=3 indoor heads | 202585746 | ASHP | HMSV-A-CB |  | 23 | 28000
KARDA | 2PAMSH27-MZO3 |  |  | 10.3 | 28000 | $2,500: 2 indoor heads; $4,000: >=3 indoor heads | 202608467 | ASHP | HMSV-A-CB |  | 23 | 28000
MOOVAIR | DM27HOM23230X2 |  |  | 10.3 | 28000 | $2,500: 2 indoor heads; $4,000: >=3 indoor heads | 202635804 | ASHP | HMSV-A-CB |  | 23 | 28000
LENNOX | MPB030S4M-1P |  |  | 10.3 | 28000 | $2,500: 2 indoor heads; $4,000: >=3 indoor heads | 201771984 | ASHP | HMSV-A-CB |  | 23 | 28000
MRCOOL | MULTI3-27HP230V1 |  |  | 10.3 | 28000 | $2,500: 2 indoor heads; $4,000: >=3 indoor heads | 8977708 | ASHP | HMSV-A-CB |  | 23 | 28000
DIRECT AIR | M3OF-27HFN1-M |  |  | 10.3 | 28000 | $2,500: 2 indoor heads; $4,000: >=3 indoor heads | 8994012 | ASHP | HMSV-A-CB |  | 23 | 28000
MIDEA | M3OF-27HFN1-M |  |  | 10.3 | 28000 | $2,500: 2 indoor heads; $4,000: >=3 indoor heads | 9006311 | ASHP | HMSV-A-CB |  | 23 | 28000
LENNOX | MPB030S4M-1P |  |  | 10.3 | 28000 | $2,500: 2 indoor heads; $4,000: >=3 indoor heads | 10062012 | ASHP | HMSV-A-CB |  | 23 | 28000
MDV | M3OF-27HFN1-M |  |  | 10.3 | 28000 | $2,500: 2 indoor heads; $4,000: >=3 indoor heads | 8856676 | ASHP | HMSV-A-CB |  | 23 | 28000
SENVILLE | SENA/30HF/MOZ |  |  | 10.3 | 28000 | $2,500: 2 indoor heads; $4,000: >=3 indoor heads | 8858355 | ASHP | HMSV-A-CB |  | 23 | 28000
KOOLKING | M3OF-27HFN1-M |  |  | 10.3 | 28000 | $2,500: 2 indoor heads; $4,000: >=3 indoor heads | 205092288 | ASHP | HMSV-A-CB |  | 23 | 28000
CARRIER | 38MGRQ24C--3 |  |  | 10.3 | 28000 | $2,500: 2 indoor heads; $4,000: >=3 indoor heads | 204520277 | ASHP | HMSV-A-CB |  | 23 | 28000
MRCOOL | MULTI3-27HP230V1 |  |  | 10.3 | 28000 | $2,500: 2 indoor heads; $4,000: >=3 indoor heads | 202918803 | ASHP | HMSV-A-CB |  | 23 | 28000
C&H | CH28MSPH230VO |  |  | 10.3 | 28000 | $2,500: 2 indoor heads; $4,000: >=3 indoor heads | 202832586 | ASHP | HMSV-A-CB |  | 23 | 28000
MOOVAIR | DM27HOM23230X2 |  |  | 10.3 | 28000 | $2,500: 2 indoor heads; $4,000: >=3 indoor heads | 203238518 | ASHP | HMSV-A-CB |  | 23 | 28000
ELIOS | DE27HOM23230X2 |  |  | 10.3 | 28000 | $2,500: 2 indoor heads; $4,000: >=3 indoor heads | 203238506 | ASHP | HMSV-A-CB |  | 23 | 28000
BOSCH | BMS500-AAM027-1CSXRA |  |  | 10.3 | 28000 | $2,500: 2 indoor heads; $4,000: >=3 indoor heads | 203991174 | ASHP | HMSV-A-CB |  | 23 | 28000
ALLIED | 4DHP1S30M-1P |  |  | 10.3 | 28000 | $2,500: 2 indoor heads; $4,000: >=3 indoor heads | 203966561 | ASHP | HMSV-A-CB |  | 23 | 28000
DUCANE | 4DHP1S30M-2P |  |  | 10.3 | 28000 | $2,500: 2 indoor heads; $4,000: >=3 indoor heads | 203376779 | ASHP | HMSV-A-CB |  | 23 | 28000
CONCORD | 4DHP1S30M-2P |  |  | 10.3 | 28000 | $2,500: 2 indoor heads; $4,000: >=3 indoor heads | 203376774 | ASHP | HMSV-A-CB |  | 23 | 28000
ARMSTRONG AIR | 4DHP1S30M-2P |  |  | 10.3 | 28000 | $2,500: 2 indoor heads; $4,000: >=3 indoor heads | 203376769 | ASHP | HMSV-A-CB |  | 23 | 28000
AIREASE | 4DHP1S30M-2P |  |  | 10.3 | 28000 | $2,500: 2 indoor heads; $4,000: >=3 indoor heads | 203376759 | ASHP | HMSV-A-CB |  | 23 | 28000
ALLIED | 4DHP1S30M-2P |  |  | 10.3 | 28000 | $2,500: 2 indoor heads; $4,000: >=3 indoor heads | 203376764 | ASHP | HMSV-A-CB |  | 23 | 28000
RHEEM | ROMH36FXZHJ |  |  | 10.3 | 36400 | $2,500: 2 indoor heads; $5,000: >=3 indoor heads | 10595430 | ccASHP | HMSV-A-CB-O | Rheem Multi-room Mini-Split Systems | 20 | 35200 | 2.02 | 100
FUJITSU | AOU36RLXFZH |  |  | 10.3 | 36400 | $2,500: 2 indoor heads; $5,000: >=3 indoor heads | 8908615 | ccASHP | HMSV-A-CB | Halcyon Multi-room Mini-Split Systems | 20 | 35200 | 2.02 | 100
MITSUBISHI ELECTRIC | PUZ-HA36NKA | PCA-A36KA7 |  | 10.3 | 38000 | $2,500: 2 indoor heads; $5,000: >=3 indoor heads | 206223055 | ccASHP | HRCU-A-CB-O | P-Series H2i | 18 | 34000 | 1.83 | 100
LENNOX | MLB036S4S-1P | M33A036S4-2P |  | 10.3 | 39000 | $2,500: 2 indoor heads; $5,000: >=3 indoor heads | 205782164 | ccASHP | HRCU-A-CB-O | MLB Low Ambient | 18 | 36000 | 1.92 | 99
MDV | MOE30U-36HFN1-M-[X] | MCD-36HRFN1-M(C) |  | 10.3 | 39000 | $2,500: 2 indoor heads; $5,000: >=3 indoor heads | 205767336 | ccASHP | HRCU-A-CB-O |  | 18 | 36000 | 1.93 | 99
MDV | MOE30U-36HFN1-M(GA) | MCD1-36HRFN1-M(GA) |  | 10.3 | 39000 | $2,500: 2 indoor heads; $5,000: >=3 indoor heads | 207338213 | ccASHP | HRCU-A-CB-O |  | 19 | 36000 | 1.92 | 97
SAMSUNG | AC036BXADCH | AC036BN6DCH |  | 10.3 | 40000 | $2,500: 2 indoor heads; $5,000: >=3 indoor heads | 207465461 | ccASHP | HRCU-A-CB-O | 360 Cassette | 20.3 | 36000 | 2 | 95
FUJITSU | AOU36RLAVS |  |  | 10.3 | 42000 | $2,500: 2 indoor heads; $5,000: >=3 indoor heads | 9962522 | ccASHP | HMSV-A-CB | AIRSTAGE J-IIs Series | 17.4 | 36000 | 2.96 | 75
FUJITSU | AOU36RLAVS4 |  |  | 10.3 | 42000 | $2,500: 2 indoor heads; $5,000: >=3 indoor heads | 206347280 | ccASHP | HMSV-A-CB | AIRSTAGE J-IVs Series | 17.4 | 36000 | 2.89 | 76
TOSOT | TMVRF-36KUH |  |  | 10.3 | 45000 | $2,500: 2 indoor heads; $5,000: >=3 indoor heads | 9128593 | ccASHP | HMSV-A-CB |  | 16.5 | 36000 | 2.1 | 100
GREE | GMV-36WL/B-T(U) |  |  | 10.3 | 45000 | $2,500: 2 indoor heads; $5,000: >=3 indoor heads | 8654209 | ccASHP | HMSV-A-CB | Ultra heat | 16.5 | 36000 | 2.1 | 100
FUJITSU | AOU45RLXFZ |  |  | 10.3 | 48000 | $2,500: 2 indoor heads; $5,000: >=3 indoor heads | 8908617 | ccASHP | HMSV-A-CB | Halcyon Multi-room Mini-Split Systems | 19.7 | 45000 | 2.02 | 75
RHEEM | ROMH45AFXZJ |  |  | 10.3 | 48000 | $2,500: 2 indoor heads; $5,000: >=3 indoor heads | 10061724 | ccASHP | HMSV-A-CB | Rheem Multi-room Mini-Split Systems | 19.7 | 45000 | 2.02 | 75
MDV | M5OG-42HFN1-M-[X] |  |  | 10.3 | 48000 | $2,500: 2 indoor heads; $4,000: >=3 indoor heads | 207617657 | ASHP | HMSV-A-CB |  | 22.3 | 42000
DIRECT AIR | M5OG-48HFN1-M-[X] |  |  | 10.3 | 49000 | $2,500: 2 indoor heads; $5,000: >=3 indoor heads | 205920169 | ccASHP | HMSV-A-CB |  | 21.5 | 48000 | 2.01 | 97
LENNOX | MLB048S4M-1P |  |  | 10.3 | 49000 | $2,500: 2 indoor heads; $5,000: >=3 indoor heads | 205747588 | ccASHP | HMSV-A-CB | MLB Low Ambient | 21.5 | 48000 | 2.01 | 97
MDV | M5OG-48HFN1-M-[X] |  |  | 10.3 | 49000 | $2,500: 2 indoor heads; $5,000: >=3 indoor heads | 205306856 | ccASHP | HMSV-A-CB |  | 21.5 | 48000 | 2.01 | 97
C&H | CH-HYP48MSPH-230VO |  |  | 10.3 | 49000 | $2,500: 2 indoor heads; $5,000: >=3 indoor heads | 205313423 | ccASHP | HMSV-A-CB |  | 21.5 | 48000 | 2.01 | 97
MOOVAIR | DM48HOM25230X3 |  |  | 10.3 | 49000 | $2,500: 2 indoor heads; $5,000: >=3 indoor heads | 205309413 | ccASHP | HMSV-A-CB |  | 21.5 | 48000 | 2.01 | 97
PERFECTAIRE | 2PAMS48-HH-MZO5 |  |  | 10.3 | 49000 | $2,500: 2 indoor heads; $5,000: >=3 indoor heads | 205645141 | ccASHP | HMSV-A-CB |  | 21.5 | 48000 | 2.01 | 97
COMFORTMAKER | DLCLRAH48AAK | DLFLDAH48XAK |  | 10.3 | 49500 | $2,500: 2 indoor heads; $5,000: >=3 indoor heads | 201835570 | ccASHP | HRCU-A-CB | Mid-tier | 17.4 | 48000 | 2.03 | 76
HEIL | DLCLRAH48AAK | DLFLDAH48XAK |  | 10.3 | 49500 | $2,500: 2 indoor heads; $5,000: >=3 indoor heads | 201835684 | ccASHP | HRCU-A-CB | Mid-tier | 17.4 | 48000 | 2.03 | 76
COMFORTSTAR | CPP048CD(O)-DU | CPA-48DUB |  | 10.3 | 49500 | $2,500: 2 indoor heads; $5,000: >=3 indoor heads | 10595500 | ccASHP | HRCU-A-CB |  | 17.4 | 48000 | 2.11 | 78
MIDEA | 38MBRQ48A--3 | 40MBDQ48---3 |  | 10.3 | 49500 | $2,500: 2 indoor heads; $5,000: >=3 indoor heads | 201847060 | ccASHP | HRCU-A-CB | Excel | 17.4 | 48000 | 2.03 | 76
MIDEA | DLCLRAH48AAK | DLFLDAH48XAK |  | 10.3 | 49500 | $2,500: 2 indoor heads; $5,000: >=3 indoor heads | 201771970 | ccASHP | HRCU-A-CB | Advantage | 17.4 | 48000 | 2.03 | 76
MOOVAIR | DM48HOS18230E5 | DM48HIDU230X5 |  | 10.3 | 49500 | $2,500: 2 indoor heads; $5,000: >=3 indoor heads | 204005754 | ccASHP | HRCU-A-CB |  | 17.4 | 48000 | 2.11 | 78
PAYNE | 38MBRQ48A--3 | 40MBDQ48---3 |  | 10.3 | 49500 | $2,500: 2 indoor heads; $5,000: >=3 indoor heads | 201847043 | ccASHP | HRCU-A-CB | Mid-tier | 17.4 | 48000 | 2.03 | 76
SMART COMFORT | DLCLRAH48AAK | DLFLDAH48XAK |  | 10.3 | 49500 | $2,500: 2 indoor heads; $5,000: >=3 indoor heads | 202119333 | ccASHP | HRCU-A-CB | Mid-tier | 17.4 | 48000 | 2.03 | 76
ELIOS | DE48HOS18230E5 | DM48HIDU230X5 |  | 10.3 | 49500 | $2,500: 2 indoor heads; $5,000: >=3 indoor heads | 205300171 | ccASHP | HRCU-A-CB |  | 17.4 | 48000 | 2.11 | 78
ELIOS | DE48HOS18230E5 | DE48HIDU230X5 |  | 10.3 | 49500 | $2,500: 2 indoor heads; $5,000: >=3 indoor heads | 202635791 | ccASHP | HRCU-A-CB |  | 17.4 | 48000 | 2.11 | 78
KENMORE | DLCLRAH48AAK | DLFLDAH48XAK |  | 10.3 | 49500 | $2,500: 2 indoor heads; $5,000: >=3 indoor heads | 201835780 | ccASHP | HRCU-A-CB | Mid-tier | 17.4 | 48000 | 2.03 | 76
KEEPRITE | DLCLRAH48AAK | DLFLDAH48XAK |  | 10.3 | 49500 | $2,500: 2 indoor heads; $5,000: >=3 indoor heads | 201835685 | ccASHP | HRCU-A-CB | Mid-tier | 17.4 | 48000 | 2.03 | 76
KANIONCO | KD-48R410AH | KD-48R410AH |  | 10.3 | 49500 | $2,500: 2 indoor heads; $5,000: >=3 indoor heads | 204760849 | ccASHP | HRCU-A-CB |  | 17.4 | 48000 | 2.11 | 78
LENNOX | MPB048S4S-1P | MMDB048S4-1P |  | 10.3 | 49500 | $2,500: 2 indoor heads; $5,000: >=3 indoor heads | 10528568 | ccASHP | HRCU-A-CB |  | 17.4 | 48000 | 1.86 | 73
MDV | MOE30U-48HFN1-M* | MTI-48HWFN1-M |  | 10.3 | 49500 | $2,500: 2 indoor heads; $5,000: >=3 indoor heads | 10028968 | ccASHP | HRCU-A-CB |  | 17.4 | 48000 | 2.11 | 78
ARCOAIRE | DLCLRAH48AAK | DLFLDAH48XAK |  | 10.3 | 49500 | $2,500: 2 indoor heads; $5,000: >=3 indoor heads | 201835522 | ccASHP | HRCU-A-CB | Mid-tier | 17.4 | 48000 | 2.03 | 76
BRYANT | 38MBRQ48A--3 | 40MBDQ48---3 |  | 10.3 | 49500 | $2,500: 2 indoor heads; $5,000: >=3 indoor heads | 200059148 | ccASHP | HRCU-A-CB | Preferred | 17.4 | 48000 | 2.03 | 76
BOSCH | BMS500-AAS048-1CSXLB | BMS500-AAU048-1AHDXB |  | 10.3 | 49500 | $2,500: 2 indoor heads; $5,000: >=3 indoor heads | 203991164 | ccASHP | HRCU-A-CB | Bosch Climate 5000 ductless minisplit series | 17.4 | 48000 | 2.11 | 78
C&H | CH-48LCDTU/O | CH-48LCDTU/I |  | 10.3 | 49500 | $2,500: 2 indoor heads; $5,000: >=3 indoor heads | 10443492 | ccASHP | HRCU-A-CB | Single Zone Light Commercial Duct | 17.4 | 48000 | 2.11 | 78
C&H | CH-48LCU/O | CH-48LCDTU/I |  | 10.3 | 49500 | $2,500: 2 indoor heads; $5,000: >=3 indoor heads | 201755337 | ccASHP | HRCU-A-CB | Single Zone Light Commercial Duct | 17.4 | 48000 | 2.11 | 78
TEMPSTAR | DLCLRAH48AAK | DLFLDAH48XAK |  | 10.3 | 49500 | $2,500: 2 indoor heads; $5,000: >=3 indoor heads | 201835781 | ccASHP | HRCU-A-CB | Mid-tier | 17.4 | 48000 | 2.03 | 76
DAY & NIGHT | DLCLRAH48AAK | DLFLDAH48XAK |  | 10.3 | 49500 | $2,500: 2 indoor heads; $5,000: >=3 indoor heads | 201835618 | ccASHP | HRCU-A-CB | Mid-tier | 17.4 | 48000 | 2.03 | 76
CARRIER | 38MBRQ48A--3 | 40MBDQ48---3 |  | 10.3 | 49500 | $2,500: 2 indoor heads; $5,000: >=3 indoor heads | 200059149 | ccASHP | HRCU-A-CB | Performance | 17.4 | 48000 | 2.03 | 76
DAY & NIGHT | DLCLRBH48AAK | DLFLDAH48XAK |  | 10.3 | 50000 | $2,500: 2 indoor heads; $5,000: >=3 indoor heads | 206188301 | ccASHP | HRCU-A-CB | Constant Comfort | 17.4 | 48000 | 2.19 | 79
BRYANT | 38MBRBQ48AA3 | 40MBDQ48---3 |  | 10.3 | 50000 | $2,500: 2 indoor heads; $5,000: >=3 indoor heads | 206188259 | ccASHP | HRCU-A-CB | Preferred | 17.4 | 48000 | 2.19 | 79
ARCOAIRE | DLCLRBH48AAK | DLFLDAH48XAK |  | 10.3 | 50000 | $2,500: 2 indoor heads; $5,000: >=3 indoor heads | 206188287 | ccASHP | HRCU-A-CB | DuraComfort | 17.4 | 48000 | 2.19 | 79
AIRQUEST | DLCLRBH48AAK | DLFLDAH48XAK |  | 10.3 | 50000 | $2,500: 2 indoor heads; $5,000: >=3 indoor heads | 206188343 | ccASHP | HRCU-A-CB | QuietComfort | 17.4 | 48000 | 2.19 | 79
HEIL | DLCLRBH48AAK | DLFLDAH48XAK |  | 10.3 | 50000 | $2,500: 2 indoor heads; $5,000: >=3 indoor heads | 206188308 | ccASHP | HRCU-A-CB | QuietComfort | 17.4 | 48000 | 2.19 | 79
KEEPRITE | DLCLRBH48AAK | DLFLDAH48XAK |  | 10.3 | 50000 | $2,500: 2 indoor heads; $5,000: >=3 indoor heads | 206188315 | ccASHP | HRCU-A-CB | ProComfort | 17.4 | 48000 | 2.19 | 79
WEATHERMAKER | 38MBRBQ48AA3 | 40MBDQ48---3 |  | 10.3 | 50000 | $2,500: 2 indoor heads; $5,000: >=3 indoor heads | 206188273 | ccASHP | HRCU-A-CB | Mid-Tier | 17.4 | 48000 | 2.19 | 79
CARRIER | 38MBRBQ48AA3 | 40MBDQ48---3 |  | 10.3 | 50000 | $2,500: 2 indoor heads; $5,000: >=3 indoor heads | 206188252 | ccASHP | HRCU-A-CB | Performance | 17.4 | 48000 | 2.19 | 79
MIDEA | DLCLRBH48AAK | DLFLDAH48XAK |  | 10.3 | 50000 | $2,500: 2 indoor heads; $5,000: >=3 indoor heads | 206188329 | ccASHP | HRCU-A-CB | Excel | 17.4 | 48000 | 2.19 | 79
TEMPSTAR | DLCLRBH48AAK | DLFLDAH48XAK |  | 10.3 | 50000 | $2,500: 2 indoor heads; $5,000: >=3 indoor heads | 206188336 | ccASHP | HRCU-A-CB | QuietComfort | 17.4 | 48000 | 2.19 | 79
PAYNE | 38MBRBQ48AA3 | 40MBDQ48---3 |  | 10.3 | 50000 | $2,500: 2 indoor heads; $5,000: >=3 indoor heads | 206188266 | ccASHP | HRCU-A-CB | Mid-Tier | 17.4 | 48000 | 2.19 | 79
MIDEA | 38MBRBQ48AA3 | 40MBDQ48---3 |  | 10.3 | 50000 | $2,500: 2 indoor heads; $5,000: >=3 indoor heads | 206188280 | ccASHP | HRCU-A-CB | Excel | 17.4 | 48000 | 2.19 | 79
KENMORE | DLCLRBH48AAK | DLFLDAH48XAK |  | 10.3 | 50000 | $2,500: 2 indoor heads; $5,000: >=3 indoor heads | 206188322 | ccASHP | HRCU-A-CB | Mid-Tier | 17.4 | 48000 | 2.19 | 79
DAIKIN | 3MXS24RMVJU* |  |  | 10.35 | 24000 | $2,500: 2 indoor heads; $5,000: >=3 indoor heads | 205663366 | ccASHP | HMSV-A-CB |  | 16 | 24000 | 2.26 | 75
DAIKIN | 3MXL24RMVJU* |  |  | 10.35 | 24000 | $2,500: 2 indoor heads; $5,000: >=3 indoor heads | 205663367 | ccASHP | HMSV-A-CB |  | 16 | 24000 | 2.02 | 85
HEIL | DLCMHBH24CAK |  |  | 10.35 | 24000 | $2,500: 2 indoor heads; $4,000: >=3 indoor heads | 207643055 | ASHP | HMSV-A-CB |  | 22.05 | 24000
KEEPRITE | DLCMHBH24CAK |  |  | 10.35 | 24000 | $2,500: 2 indoor heads; $4,000: >=3 indoor heads | 207643076 | ASHP | HMSV-A-CB |  | 22.05 | 24000
KENMORE | DLCMHBH24CAK |  |  | 10.35 | 24000 | $2,500: 2 indoor heads; $4,000: >=3 indoor heads | 207643097 | ASHP | HMSV-A-CB |  | 22.05 | 24000
MIDEA | DLCMHBH24CAK |  |  | 10.35 | 24000 | $2,500: 2 indoor heads; $4,000: >=3 indoor heads | 207643118 | ASHP | HMSV-A-CB |  | 22.05 | 24000
SMART COMFORT | DLCMHBH24CAK |  |  | 10.35 | 24000 | $2,500: 2 indoor heads; $4,000: >=3 indoor heads | 207643160 | ASHP | HMSV-A-CB |  | 22.05 | 24000
AIRQUEST | DLCMHBH24CAK |  |  | 10.35 | 24000 | $2,500: 2 indoor heads; $4,000: >=3 indoor heads | 207643181 | ASHP | HMSV-A-CB |  | 22.05 | 24000
MDV | M3OJ-24HFN1-M* |  |  | 10.35 | 24000 | $2,500: 2 indoor heads; $4,000: >=3 indoor heads | 207641242 | ASHP | HMSV-A-CB |  | 22.05 | 24000
ARCOAIRE | DLCMHBH24CAK |  |  | 10.35 | 24000 | $2,500: 2 indoor heads; $4,000: >=3 indoor heads | 207642992 | ASHP | HMSV-A-CB |  | 22.05 | 24000
DAY & NIGHT | DLCMHBH24CAK |  |  | 10.35 | 24000 | $2,500: 2 indoor heads; $4,000: >=3 indoor heads | 207643034 | ASHP | HMSV-A-CB |  | 22.05 | 24000
COMFORTMAKER | DLCMHBH24CAK |  |  | 10.35 | 24000 | $2,500: 2 indoor heads; $4,000: >=3 indoor heads | 207643013 | ASHP | HMSV-A-CB |  | 22.05 | 24000
TEMPSTAR | DLCMHBH24CAK |  |  | 10.35 | 24000 | $2,500: 2 indoor heads; $4,000: >=3 indoor heads | 207643139 | ASHP | HMSV-A-CB |  | 22.05 | 24000
LG | LUU097HV | LQN090HV4 |  | 10.4 | 10100 | $2,500: 2 indoor heads; $4,000: >=3 indoor heads | 205049408 | ASHP | HRCU-A-CB-O |  | 21 | 9000
MITSUBISHI ELECTRIC | SUZ-KA09NAH2 | SEZ-KD09NA |  | 10.4 | 12000 | $2,500: 2 indoor heads; $4,000: >=3 indoor heads | 202392031 | ASHP | HRCU-A-CB | M-Series | 18.8 | 9000
LG | LUU127HV | LCN128HV4 |  | 10.4 | 14000 | $2,500: 2 indoor heads; $5,000: >=3 indoor heads | 203381517 | ccASHP | HRCU-A-CB-O |  | 19.4 | 11100 | 1.91 | 75
LG | LUU127HV | LCN127HV4 |  | 10.4 | 14000 | $2,500: 2 indoor heads; $4,000: >=3 indoor heads | 8905114 | ASHP | HRCU-A-CB-O |  | 19.4 | 11100
COMFORTSTAR | CPP018CD(O) | CXH018CD(I)-WIFI |  | 10.4 | 18000 | $2,500: 2 indoor heads; $4,000: >=3 indoor heads | 202575855 | ASHP | HRCU-A-CB-O |  | 21 | 18000
COMFORTSTAR | CPP018CD(O) | CXH018CD(I) |  | 10.4 | 18000 | $2,500: 2 indoor heads; $4,000: >=3 indoor heads | 202575861 | ASHP | HRCU-A-CB-O |  | 21 | 18000
ELIOS | DE18HOS23230E2 | DE18HIW23230E3 |  | 10.4 | 18000 | $2,500: 2 indoor heads; $4,000: >=3 indoor heads | 203238488 | ASHP | HRCU-A-CB-O |  | 21 | 18000
MOOVAIR | DM18HOS23230E2 | DM18HIW23230E3 |  | 10.4 | 18000 | $2,500: 2 indoor heads; $4,000: >=3 indoor heads | 203238512 | ASHP | HRCU-A-CB-O |  | 21 | 18000
ALLIED | 4DHP1S18S-1P | DWM118S4-1P |  | 10.4 | 18000 | $2,500: 2 indoor heads; $4,000: >=3 indoor heads | 203966549 | ASHP | HRCU-A-CB-O |  | 21 | 18000
BOSCH | BMS500-AAS018-1CSXRA | BMS500-AAU018-1AHWXB |  | 10.4 | 18000 | $2,500: 2 indoor heads; $4,000: >=3 indoor heads | 203991150 | ASHP | HRCU-A-CB-O |  | 21 | 18000
BOSCH | BMS500-AAS018-1CSXXA | BMS500-AAU018-1AHWXB |  | 10.4 | 18000 | $2,500: 2 indoor heads; $4,000: >=3 indoor heads | 204014471 | ASHP | HRCU-A-CB-O |  | 21 | 18000
AIREASE | 4DHP1S18S-1P | DWM118S4-1P |  | 10.4 | 18000 | $2,500: 2 indoor heads; $4,000: >=3 indoor heads | 204462427 | ASHP | HRCU-A-CB-O |  | 21 | 18000
ARMSTRONG AIR | 4DHP1S18S-1P | DWM118S4-1P |  | 10.4 | 18000 | $2,500: 2 indoor heads; $4,000: >=3 indoor heads | 204462438 | ASHP | HRCU-A-CB-O |  | 21 | 18000
MRCOOL | O-ES-18-HP-C-230 | O-18-HP-WMAH-230A |  | 10.4 | 18000 | $2,500: 2 indoor heads; $4,000: >=3 indoor heads | 204783913 | ASHP | HRCU-A-CB-O |  | 21 | 18000
C&H | CH-18SPH-230VO | CH-18DKT230VI |  | 10.4 | 18000 | $2,500: 2 indoor heads; $4,000: >=3 indoor heads | 205104726 | ASHP | HRCU-A-CB-O |  | 21 | 18000
C&H | CH-18SPH-230VO | CH-D18MSPHWM-230VI |  | 10.4 | 18000 | $2,500: 2 indoor heads; $4,000: >=3 indoor heads | 205263879 | ASHP | HRCU-A-CB-O |  | 21 | 18000
NORTON AIR CONDITIONERS | OHP14-18-12-22 | DWHP14-18-12-25 |  | 10.4 | 18000 | $2,500: 2 indoor heads; $4,000: >=3 indoor heads | 205300189 | ASHP | HRCU-A-CB-O |  | 21 | 18000
NAPOLEON | NH21-18F-O | NH25-18F-I |  | 10.4 | 18000 | $2,500: 2 indoor heads; $4,000: >=3 indoor heads | 205309937 | ASHP | HRCU-A-CB-O |  | 21 | 18000
CONTINENTAL | CH21-18-O | CH25-18-I |  | 10.4 | 18000 | $2,500: 2 indoor heads; $4,000: >=3 indoor heads | 205309940 | ASHP | HRCU-A-CB-O |  | 21 | 18000
LENNOX | MPB018S4S-1P | MWMA018S4-2P |  | 10.4 | 18000 | $2,500: 2 indoor heads; $4,000: >=3 indoor heads | 10056174 | ASHP | HRCU-A-CB-O |  | 21 | 18000
LENNOX | MPB018S4S-1P | MWMA018S4-1P |  | 10.4 | 18000 | $2,500: 2 indoor heads; $4,000: >=3 indoor heads | 10056173 | ASHP | HRCU-A-CB-O |  | 21 | 18000
QUUL | R.Q.OS18.OUT | R.Q.OS18 |  | 10.4 | 18000 | $2,500: 2 indoor heads; $4,000: >=3 indoor heads | 205887064 | ASHP | HRCU-A-CB-O |  | 21 | 18000
MDV | MOCA31-18HFN1-MT0W | CS11M-18HRFN1-MT0W |  | 10.4 | 18000 | $2,500: 2 indoor heads; $4,000: >=3 indoor heads | 9101403 | ASHP | HRCU-A-CB-O |  | 21 | 18000
DIRECT AIR | MOCA31-18HFN1-MT0W | CS11M-18HRFN1-MT0W |  | 10.4 | 18000 | $2,500: 2 indoor heads; $4,000: >=3 indoor heads | 9680949 | ASHP | HRCU-A-CB-O |  | 21 | 18000
LG | LUU189HV | LVN181HV4 |  | 10.4 | 20000 | $2,500: 2 indoor heads; $5,000: >=3 indoor heads | 203161351 | ccASHP | HRCU-A-CB |  | 19.2 | 18000 | 1.94 | 102
LG | LUU180HHV | LVN181HV4 |  | 10.4 | 20000 | $2,500: 2 indoor heads; $4,000: >=3 indoor heads | 205788774 | ASHP | HRCU-A-CB |  | 19.2 | 18000
LENNOX | SL25XPV-024-230A** | CHX35-42C-**-*+TDR | SLP99UH090XV36C* | 10.4 | 21400 | 5000 | 207436216 | ccASHP | HRCU-A-CB | DAVE LENNOX SIGNATURE SL25XPV SERIES | 23 | 22800 | 1.93 | 94
LENNOX | SL25XPV-024-230A** | CHX35-42C-**-*+TDR | SL297UH080NV60C* | 10.4 | 21400 | 5000 | 207436215 | ccASHP | HRCU-A-CB | DAVE LENNOX SIGNATURE SL25XPV SERIES | 20 | 22800 | 1.93 | 94
LENNOX | SL25XPV-024-230A** | CH35-42C+TDR+TXV | EL296UH090XV60C* | 10.4 | 21400 | 5000 | 207436179 | ccASHP | HRCU-A-CB | DAVE LENNOX SIGNATURE SL25XPV SERIES | 21 | 22800 | 1.93 | 94
LENNOX | SL25XPV-024-230A** | CH35-42C+TDR+TXV | EL296UH110XV60C* | 10.4 | 21400 | 5000 | 207436181 | ccASHP | HRCU-A-CB | DAVE LENNOX SIGNATURE SL25XPV SERIES | 21 | 22800 | 1.93 | 94
LENNOX | SL25XPV-024-230A** | CH35-42C+TDR+TXV | SL280UH090V60C* | 10.4 | 21400 | 5000 | 207436183 | ccASHP | HRCU-A-CB | DAVE LENNOX SIGNATURE SL25XPV SERIES | 21 | 22800 | 1.93 | 94
LENNOX | SL25XPV-024-230A** | CH35-42C+TDR+TXV | SL280UH090XV60C* | 10.4 | 21400 | 5000 | 207436184 | ccASHP | HRCU-A-CB | DAVE LENNOX SIGNATURE SL25XPV SERIES | 21 | 22800 | 1.93 | 94
LENNOX | SL25XPV-024-230A** | CH35-42C+TDR+TXV | SL280UH100NV60C* | 10.4 | 21400 | 5000 | 207436185 | ccASHP | HRCU-A-CB | DAVE LENNOX SIGNATURE SL25XPV SERIES | 21 | 22800 | 1.93 | 94
LENNOX | SL25XPV-024-230A** | CHX35-42C-**-*+TDR | SL280UH090V60C* | 10.4 | 21400 | 5000 | 207436209 | ccASHP | HRCU-A-CB | DAVE LENNOX SIGNATURE SL25XPV SERIES | 21 | 22800 | 1.93 | 94
LENNOX | SL25XPV-024-230A** | CHX35-42C-**-*+TDR | SL280UH100NV60C* | 10.4 | 21400 | 5000 | 207436211 | ccASHP | HRCU-A-CB | DAVE LENNOX SIGNATURE SL25XPV SERIES | 21 | 22800 | 1.93 | 94
LENNOX | SL25XPV-024-230A** | CHX35-42C-**-*+TDR | SL280UH090XV60C* | 10.4 | 21400 | 5000 | 207436210 | ccASHP | HRCU-A-CB | DAVE LENNOX SIGNATURE SL25XPV SERIES | 21 | 22800 | 1.93 | 94
LENNOX | SL25XPV-024-230A** | CHX35-42C-**-*+TDR | EL296UH110XV60C* | 10.4 | 21400 | 5000 | 207436207 | ccASHP | HRCU-A-CB | DAVE LENNOX SIGNATURE SL25XPV SERIES | 21 | 22800 | 1.93 | 94
LENNOX | SL25XPV-024-230A** | CHX35-42C-**-*+TDR | EL296UH090XV60C* | 10.4 | 21400 | 5000 | 207436205 | ccASHP | HRCU-A-CB | DAVE LENNOX SIGNATURE SL25XPV SERIES | 21 | 22800 | 1.93 | 94
LENNOX | SL25XPV-024-230A** | CHX35-42C-**-*+TDR | EL296UH090XV36C* | 10.4 | 21400 | 5000 | 207436203 | ccASHP | HRCU-A-CB | DAVE LENNOX SIGNATURE SL25XPV SERIES | 23 | 22800 | 1.93 | 94
LENNOX | SL25XPV-024-230A** | CH35-42C+TDR+TXV | EL296UH090XV36C* | 10.4 | 21400 | 5000 | 207436177 | ccASHP | HRCU-A-CB | DAVE LENNOX SIGNATURE SL25XPV SERIES | 23 | 22800 | 1.93 | 94
LENNOX | SL25XPV-024-230A** | CHX35-42C-**-*+TDR | SLP99UH090XV60C* | 10.4 | 21400 | 5000 | 207436218 | ccASHP | HRCU-A-CB | DAVE LENNOX SIGNATURE SL25XPV SERIES | 21 | 22800 | 1.93 | 94
LENNOX | SL25XPV-024-230A** | CHX35-42C-**-*+TDR | SLP99UH110XV60C* | 10.4 | 21400 | 5000 | 207436219 | ccASHP | HRCU-A-CB | DAVE LENNOX SIGNATURE SL25XPV SERIES | 21 | 22800 | 1.93 | 94
LENNOX | SL25XPV-024-230A** | CH35-42C+TDR+TXV | SL297UH080NV60C* | 10.4 | 21400 | 5000 | 207436189 | ccASHP | HRCU-A-CB | DAVE LENNOX SIGNATURE SL25XPV SERIES | 20 | 22800 | 1.93 | 94
LENNOX | SL25XPV-024-230A** | CH35-42C+TDR+TXV | SLP99UH090XV36C* | 10.4 | 21400 | 5000 | 207436190 | ccASHP | HRCU-A-CB | DAVE LENNOX SIGNATURE SL25XPV SERIES | 23 | 22800 | 1.93 | 94
LENNOX | SL25XPV-024-230A** | CH35-42C+TDR+TXV | SLP99UH090XV60C* | 10.4 | 21400 | 5000 | 207436192 | ccASHP | HRCU-A-CB | DAVE LENNOX SIGNATURE SL25XPV SERIES | 21 | 22800 | 1.93 | 94
LENNOX | SL25XPV-024-230A** | CH35-42C+TDR+TXV | SLP99UH110XV60C* | 10.4 | 21400 | 5000 | 207436193 | ccASHP | HRCU-A-CB | DAVE LENNOX SIGNATURE SL25XPV SERIES | 21 | 22800 | 1.93 | 94
LENNOX | SL25XPV-024-230A** | CX35-36B+TDR | SL280UH090V48B* | 10.4 | 21600 | 5000 | 207436235 | ccASHP | HRCU-A-CB | DAVE LENNOX SIGNATURE SL25XPV SERIES | 23 | 22800 | 1.84 | 94
LENNOX | SL25XPV-024-230A** | CX35-36B+TDR | SL280UH090XV48B* | 10.4 | 21600 | 5000 | 207436236 | ccASHP | HRCU-A-CB | DAVE LENNOX SIGNATURE SL25XPV SERIES | 23 | 22800 | 1.84 | 94
LENNOX | SL25XPV-024-230A** | C35-36B+TDR+TXV | SL280UH090XV48B* | 10.4 | 21600 | 5000 | 207436153 | ccASHP | HRCU-A-CB | DAVE LENNOX SIGNATURE SL25XPV SERIES | 23 | 22800 | 1.84 | 94
LENNOX | SL25XPV-024-230A** | C35-36B+TDR+TXV | SL280UH090V48B* | 10.4 | 21600 | 5000 | 207436152 | ccASHP | HRCU-A-CB | DAVE LENNOX SIGNATURE SL25XPV SERIES | 23 | 22800 | 1.84 | 94
LENNOX | SL25XPV-024-230A** | C35-48B+TDR+TXV | EL296UH045XV36B* | 10.4 | 21600 | 4000 | 207436157 | ASHP | HRCU-A-CB | DAVE LENNOX SIGNATURE SL25XPV SERIES | 22 | 22600
LENNOX | SL25XPV-024-230A** | CR33-50/60+TDR+TXV | SLP99DF090XV48C* | 10.4 | 21600 | 4000 | 207436226 | ASHP | HRCU-A-CB | DAVE LENNOX SIGNATURE SL25XPV SERIES | 20 | 23000
LENNOX | SL25XPV-024-230A** | C35-48B+TDR+TXV | SL297UH060NV36B* | 10.4 | 21600 | 4000 | 207436164 | ASHP | HRCU-A-CB | DAVE LENNOX SIGNATURE SL25XPV SERIES | 22 | 22600
LENNOX | SL25XPV-024-230A** | CX35-48B+TDR | EL296UH045XV36B* | 10.4 | 21600 | 4000 | 207436240 | ASHP | HRCU-A-CB | DAVE LENNOX SIGNATURE SL25XPV SERIES | 22 | 22600
LENNOX | SL25XPV-024-230A** | CX35-48B+TDR | SL297UH060NV36B* | 10.4 | 21600 | 4000 | 207436247 | ASHP | HRCU-A-CB | DAVE LENNOX SIGNATURE SL25XPV SERIES | 22 | 22600
FUJITSU | AOU18RLXFWH | ASU18RLF |  | 10.4 | 21600 | $2,500: 2 indoor heads; $5,000: >=3 indoor heads | 8779045 | ccASHP | HRCU-A-CB-O | Halcyon Single-room Mini-Split Systems Wall Mounted RLF/RLX Series | 20 | 18000 | 2.3 | 100
RHEEM | ROSH18AHXHJ | RIWH18AVFJ |  | 10.4 | 21600 | $2,500: 2 indoor heads; $5,000: >=3 indoor heads | 10595377 | ccASHP | HRCU-A-CB-O | Rheem Single-room Mini-Split Systems Wall Mounted | 20 | 18000 | 2.3 | 100
MITSUBISHI ELECTRIC | SUZ-KA18NAHZ | SVZ-KP18NA |  | 10.4 | 21600 | $2,500: 2 indoor heads; $4,000: >=3 indoor heads | 204627056 | ASHP | HRCU-A-CB |  | 18.4 | 18000
MITSUBISHI ELECTRIC | SUZ-KA18NA | SVZ-KP18NA |  | 10.4 | 22800 | $2,500: 2 indoor heads; $4,000: >=3 indoor heads | 201810888 | ASHP | HRCU-A-CB | M-Series | 17.6 | 18000
LG | LMU240HV |  |  | 10.4 | 23800 | $2,500: 2 indoor heads; $5,000: >=3 indoor heads | 206221552 | ccASHP | HMSV-A-CB | LG | 20.5 | 22800 | 2.39 | 75
MITSUBISHI ELECTRIC | PUZ-HA24NHA1 | PEAD-A24AA7 |  | 10.4 | 25000 | 5000 | 206223043 | ccASHP | HRCU-A-CB | P-Series H2i | 16.6 | 24000 | 1.91 | 100
MITSUBISHI ELECTRIC | PUZ-HA24NHA1 | PEAD-A12AA7PEAD-A12AA7 |  | 10.4 | 25000 | $2,500: 2 indoor heads; $5,000: >=3 indoor heads | 206223045 | ccASHP | HRCU-A-CB | P-Series H2i | 18 | 24000 | 2 | 100
MITSUBISHI ELECTRIC | SUZ-KA24NA2 | SVZ-KP24NA |  | 10.4 | 25000 | $2,500: 2 indoor heads; $4,000: >=3 indoor heads | 202392024 | ASHP | HRCU-A-CB | M-Series | 18 | 24000
MITSUBISHI ELECTRIC | PUZ-HA24NHA1 | PVA-A24AA7 |  | 10.4 | 26000 | 5000 | 206223044 | ccASHP | HRCU-A-CB | P-Series H2i | 19 | 24000 | 1.91 | 100
MITSUBISHI ELECTRIC | PUZ-HA24NHA1 | PVA-A12AA7PVA-A12AA7 |  | 10.4 | 26000 | 5000 | 206223047 | ccASHP | HRCU-A-CB | P-Series H2i | 17.1 | 24000 | 1.94 | 100
MDV | MOD31-24HFN1-MT0W | MVB-24HWFN1-M |  | 10.4 | 26000 | $2,500: 2 indoor heads; $4,000: >=3 indoor heads | 205130899 | ASHP | HRCU-A-CB |  | 20.8 | 22000
COMFORTSTAR | CPP024CD(O) | AHU24 |  | 10.4 | 26000 | $2,500: 2 indoor heads; $4,000: >=3 indoor heads | 205261882 | ASHP | HRCU-A-CB |  | 20.8 | 22000
THERMOCORE SYSTEMS | T321S-H224-C | T3D21S-H224-AHU |  | 10.4 | 26000 | $2,500: 2 indoor heads; $4,000: >=3 indoor heads | 205992980 | ASHP | HRCU-A-CB |  | 20.8 | 22000
SAMSUNG | AC024BXADCH | AC024BN4DCH |  | 10.4 | 27000 | $2,500: 2 indoor heads; $4,000: >=3 indoor heads | 207462389 | ASHP | HRCU-A-CB-O | 4-Way Cassette (WindFree?) | 20.5 | 24000
LENNOX | MLA030S4M-1P |  |  | 10.4 | 28000 | $2,500: 2 indoor heads; $5,000: >=3 indoor heads | 201771988 | ccASHP | HMSV-A-CB |  | 22 | 28000 | 2.04 | 100
FRANKLIN | MST303E23MHAA |  |  | 10.4 | 28000 | $2,500: 2 indoor heads; $5,000: >=3 indoor heads | 206764071 | ccASHP | HMSV-A-CB |  | 22 | 28000 | 1.85 | 97
MDV | M3OH-27HFN1-M |  |  | 10.4 | 28000 | $2,500: 2 indoor heads; $4,000: >=3 indoor heads | 8994414 | ASHP | HMSV-A-CB |  | 22 | 28000
BOSCH | BMS500-AAM027-1CSXHB |  |  | 10.4 | 31400 | $2,500: 2 indoor heads; $5,000: >=3 indoor heads | 203991183 | ccASHP | HMSV-A-CB | Bosch Climate 5000 ductless minisplit series | 22 | 28000 | 1.85 | 87
KERR | A-KMH28TU-1 |  |  | 10.4 | 31400 | $2,500: 2 indoor heads; $5,000: >=3 indoor heads | 201866480 | ccASHP | HMSV-A-CB |  | 22 | 28000 | 1.85 | 87
MAX-R | MAX-R(MZ)27K30 |  |  | 10.4 | 31400 | $2,500: 2 indoor heads; $5,000: >=3 indoor heads | 204012250 | ccASHP | HMSV-A-CB |  | 22 | 28000 | 1.85 | 87
EMI | DHMZ327DA |  |  | 10.4 | 31400 | $2,500: 2 indoor heads; $5,000: >=3 indoor heads | 203514062 | ccASHP | HMSV-A-CB |  | 22 | 28000 | 1.85 | 87
ELIOS | DE27HOM25230X3 |  |  | 10.4 | 31400 | $2,500: 2 indoor heads; $5,000: >=3 indoor heads | 204005788 | ccASHP | HMSV-A-CB |  | 22 | 28000 | 1.85 | 87
CENTURY | A-VMH28TU-1 |  |  | 10.4 | 31400 | $2,500: 2 indoor heads; $5,000: >=3 indoor heads | 201862958 | ccASHP | HMSV-A-CB |  | 22 | 28000 | 1.97 | 83
COMFORT-AIRE | A-VMH28TU-1 |  |  | 10.4 | 31400 | $2,500: 2 indoor heads; $5,000: >=3 indoor heads | 201810035 | ccASHP | HMSV-A-CB |  | 22 | 28000 | 1.97 | 83
COMFORTSTAR | CM3-27-3ZX |  |  | 10.4 | 31400 | $2,500: 2 indoor heads; $5,000: >=3 indoor heads | 202575872 | ccASHP | HMSV-A-CB |  | 22 | 28000 | 1.85 | 87
DIRECT AIR | M3OH-27HFN1-M |  |  | 10.4 | 31400 | $2,500: 2 indoor heads; $5,000: >=3 indoor heads | 203269783 | ccASHP | HMSV-A-CB |  | 22 | 28000 | 1.85 | 87
C&H | CH-HYP28MSPH-230VO |  |  | 10.4 | 31400 | $2,500: 2 indoor heads; $5,000: >=3 indoor heads | 205047867 | ccASHP | HMSV-A-CB | Multi Zone Sophia Hyper Outdoor with Non-ducted Indoor | 22 | 28000 | 1.85 | 87
C&H | CH-HYP28MSPH-230VO |  |  | 10.4 | 31400 | $2,500: 2 indoor heads; $5,000: >=3 indoor heads | 205263902 | ccASHP | HMSV-A-CB |  | 22 | 28000 | 1.85 | 87
PERFECTAIRE | 2PAMS27-HH-MZO3 |  |  | 10.4 | 31400 | $2,500: 2 indoor heads; $5,000: >=3 indoor heads | 205645135 | ccASHP | HMSV-A-CB |  | 22 | 28000 | 1.85 | 87
MDV | M3OH-27HFN1-M |  |  | 10.4 | 31400 | $2,500: 2 indoor heads; $5,000: >=3 indoor heads | 201810023 | ccASHP | HMSV-A-CB |  | 22 | 28000 | 1.85 | 87
MOOVAIR | DM27HOM25230X3 |  |  | 10.4 | 31400 | $2,500: 2 indoor heads; $5,000: >=3 indoor heads | 204005772 | ccASHP | HMSV-A-CB |  | 22 | 28000 | 1.85 | 87
BREEZE33 | BZ33-HYP27HP3Z2 |  |  | 10.4 | 31400 | $2,500: 2 indoor heads; $4,000: >=3 indoor heads | 204711129 | ASHP | HMSV-A-CB |  | 22 | 28000
ACC | MST303E23MHAA |  |  | 10.4 | 31400 | $2,500: 2 indoor heads; $4,000: >=3 indoor heads | 204706295 | ASHP | HMSV-A-CB |  | 22 | 28000
BREEZE33 | BZ33-HYP27HP3Z2-P |  |  | 10.4 | 31400 | $2,500: 2 indoor heads; $4,000: >=3 indoor heads | 205470449 | ASHP | HMSV-A-CB |  | 22 | 28000
GOODMAN | MST273E23MHAA |  |  | 10.4 | 31400 | $2,500: 2 indoor heads; $4,000: >=3 indoor heads | 205816512 | ASHP | HMSV-A-CB |  | 22 | 28000
MIDEA | M3OH-27HFN1-M |  |  | 10.4 | 31400 | $2,500: 2 indoor heads; $4,000: >=3 indoor heads | 201810024 | ASHP | HMSV-A-CB |  | 22 | 28000
GOODMAN | MST303E23MHAA |  |  | 10.4 | 31400 | $2,500: 2 indoor heads; $4,000: >=3 indoor heads | 204706292 | ASHP | HMSV-A-CB |  | 22 | 28000
SAMSUNG | AC030JXADCH/AA | AC030KNZDCH/AA |  | 10.4 | 32000 | 5000 | 8950561 | ccASHP | HRCU-A-CB | Multi-Position Air Handler | 19.6 | 30000 | 1.98 | 84
FUJITSU | AOU30RGLX | ARU30RGLX |  | 10.4 | 32000 | $2,500: 2 indoor heads; $5,000: >=3 indoor heads | 202537548 | ccASHP | HRCU-A-CB | Halcyon Single-room Mini-Split Systems | 16.5 | 30000 | 2.45 | 86
FUJITSU | AOUH30LUAH1 | ARUH30LUAS |  | 10.4 | 32000 | $2,500: 2 indoor heads; $4,000: >=3 indoor heads | 207657380 | ASHP | HRCU-A-CB |  | 18.5 | 28600
LENNOX | XP20-036-230B** | CBA38MV-030-230*+TDR |  | 10.4 | 32200 | 4000 | 205743083 | ASHP | HRCU-A-CB | ELITE XP20 SERIES | 20 | 34200
DAIKIN | RZQ30TAVJU | FTQ30TAVJU*A* |  | 10.4 | 34000 | $2,500: 2 indoor heads; $5,000: >=3 indoor heads | 202517170 | ccASHP | HRCU-A-CB-O | Sky air | 16 | 30000 | 2.09 | 100
DAIKIN | RZQ30TAVJU* | FTQ30TAVJU*A* |  | 10.4 | 34000 | $2,500: 2 indoor heads; $4,000: >=3 indoor heads | 205754949 | ASHP | HRCU-A-CB |  | 16 | 30000
LENNOX | SL25XPV-036-230A** | CHX35-42B-**-*+TDR | SL280UH090V48B* | 10.4 | 34200 | 5000 | 207436385 | ccASHP | HRCU-A-CB | DAVE LENNOX SIGNATURE SL25XPV SERIES | 21 | 35400 | 1.89 | 77
LENNOX | SL25XPV-036-230A** | CHX35-42B-**-*+TDR | SL280UH090XV48B* | 10.4 | 34200 | 5000 | 207436386 | ccASHP | HRCU-A-CB | DAVE LENNOX SIGNATURE SL25XPV SERIES | 21 | 35400 | 1.89 | 77
LENNOX | SL25XPV-036-230A** | CH35-42B+TDR+TXV | SL280UH090V48B* | 10.4 | 34200 | 5000 | 207436333 | ccASHP | HRCU-A-CB | DAVE LENNOX SIGNATURE SL25XPV SERIES | 21 | 35400 | 1.89 | 77
LENNOX | SL25XPV-036-230A** | CH35-42B+TDR+TXV | SL280UH090XV48B* | 10.4 | 34200 | 5000 | 207436334 | ccASHP | HRCU-A-CB | DAVE LENNOX SIGNATURE SL25XPV SERIES | 21 | 35400 | 1.89 | 77
LENNOX | SL25XPV-036-230A** | CHX35-42B-**-*+TDR | SL297UH060NV36B* | 10.4 | 34400 | 5000 | 207436388 | ccASHP | HRCU-A-CB | DAVE LENNOX SIGNATURE SL25XPV SERIES | 21 | 35200 | 1.88 | 77
LENNOX | SL25XPV-036-230A** | CH35-42B+TDR+TXV | SL297UH060NV36B* | 10.4 | 34400 | 5000 | 207436336 | ccASHP | HRCU-A-CB | DAVE LENNOX SIGNATURE SL25XPV SERIES | 21 | 35200 | 1.88 | 77
LENNOX | SL25XPV-036-230A** | CH35-42B+TDR+TXV | EL296UH045XV36B* | 10.4 | 34600 | 5000 | 207436329 | ccASHP | HRCU-A-CB | DAVE LENNOX SIGNATURE SL25XPV SERIES | 21 | 35200 | 1.88 | 77
LENNOX | SL25XPV-036-230A** | CHX35-42B-**-*+TDR | EL296UH045XV36B* | 10.4 | 34600 | 5000 | 207436381 | ccASHP | HRCU-A-CB | DAVE LENNOX SIGNATURE SL25XPV SERIES | 21 | 35200 | 1.88 | 77
AMERICAN STANDARD / MITSUBISHI ELECTRIC | ASUZH0361HA50NA | APEADA0361AA70A |  | 10.4 | 38000 | $2,500: 2 indoor heads; $5,000: >=3 indoor heads | 204444398 | ccASHP | HRCU-A-CB |  | 16.8 | 33000 | 1.83 | 100
MITSUBISHI ELECTRIC | PUZ-HA36NKA | PEAD-A36AA7 |  | 10.4 | 38000 | $2,500: 2 indoor heads; $5,000: >=3 indoor heads | 206223054 | ccASHP | HRCU-A-CB | P-Series H2i | 17.1 | 36000 | 1.96 | 100
MITSUBISHI ELECTRIC | PUZ-HA36NHA5 | PEAD-A36AA* |  | 10.4 | 38000 | $2,500: 2 indoor heads; $5,000: >=3 indoor heads | 201754322 | ccASHP | HRCU-A-CB | P-Series Hyper Heat | 16.8 | 33000 | 1.83 | 100
MITSUBISHI ELECTRIC | PUZ-HA36NKA | PLA-A36EA7 |  | 10.4 | 38000 | $2,500: 2 indoor heads; $5,000: >=3 indoor heads | 206223093 | ccASHP | HRCU-A-CB-O | P-Series H2i | 20 | 36000 | 2.04 | 100
TRANE / MITSUBISHI ELECTRIC | TRUZH0361HA50NA | TPEADA0361AA70A |  | 10.4 | 38000 | $2,500: 2 indoor heads; $5,000: >=3 indoor heads | 204444396 | ccASHP | HRCU-A-CB |  | 16.8 | 33000 | 1.83 | 100
SAMSUNG | AC036JXSCCH/AA | AC036KNZDCH/AA |  | 10.4 | 40000 | 5000 | 9955838 | ccASHP | HRCU-A-CB | Multi-Position Air Handler Max Heat | 20 | 36000 | 1.8 | 100
SAMSUNG | AC036JXSCCH/AA | AC036MNHDCH/AA |  | 10.4 | 40000 | $2,500: 2 indoor heads; $5,000: >=3 indoor heads | 10347731 | ccASHP | HRCU-A-CB | Duct S Max Heat | 20 | 36000 | 1.8 | 100
SAMSUNG | AC036JXSCCH/AA | AC036JN4DCH/AA |  | 10.4 | 40000 | $2,500: 2 indoor heads; $4,000: >=3 indoor heads | 8203116 | ASHP | HRCU-A-CB-O | 4 Way Cassette Max Heat | 20 | 36000
SAMSUNG | AC036JXSCCH/AA | AC036NN4DCH/AA |  | 10.4 | 40000 | $2,500: 2 indoor heads; $4,000: >=3 indoor heads | 202087972 | ASHP | HRCU-A-CB-O | Wind-Free 4 Way Cassette Max Heat | 20 | 36000
FUJITSU | AOU36RLAVM |  |  | 10.4 | 42000 | $2,500: 2 indoor heads; $5,000: >=3 indoor heads | 8693479 | ccASHP | HMSV-A-CB | AIRSTAGE J-II Series | 17 | 36000 | 2.8 | 90
MDV | M5OG-42HFN1-M-[X] |  |  | 10.4 | 48500 | $2,500: 2 indoor heads; $4,000: >=3 indoor heads | 207618262 | ASHP | HMSV-A-CB |  | 21.45 | 42000
FUJITSU | AOU48RLAVM4 |  |  | 10.4 | 54000 | $2,500: 2 indoor heads; $5,000: >=3 indoor heads | 206347274 | ccASHP | HMSV-A-CB | AIRSTAGE J-IV Series | 18.1 | 48000 | 3.15 | 85
CHAMPION HEATING AND COOLING | HL20B4821 | CM50CE3A1+MVC16CN21+CC |  | 10.4 | 58000 | 4000 | 204333956 | ASHP | HRCU-A-CB | MOMENTUM | 20.75 | 45000
FRASER-JOHNSTON | HL20B4821 | CM50CE3A1+MVC16CN21+CC |  | 10.4 | 58000 | 4000 | 204333955 | ASHP | HRCU-A-CB | RELIANT | 20.75 | 45000
COLEMAN | HC20B4821 | CM50CE3A1+MVC16CN21+CC |  | 10.4 | 58000 | 4000 | 204333951 | ASHP | HRCU-A-CB | ECHELON | 20.75 | 45000
LUXAIRE | HL20B4821 | CM50CE3A1+MVC16CN21+CC |  | 10.4 | 58000 | 4000 | 204333953 | ASHP | HRCU-A-CB | ACCLIMATE | 20.75 | 45000
YORK | YZV48B21 | CM50CE3A1+MVC16CN21+CC |  | 10.4 | 58000 | 4000 | 10309024 | ASHP | HRCU-A-CB | AFFINITY | 20.75 | 45000
COLEMAN | HC20B4821S | CM50CE3A1+MVC16CN21+CC |  | 10.4 | 58000 | 4000 | 10309110 | ASHP | HRCU-A-CB | ECHELON | 20.75 | 45000
CHAMPION HEATING AND COOLING | HL20B4821 | AVV50DE321+CC |  | 10.4 | 60000 | 4000 | 205288334 | ASHP | HRCU-A-CB | MOMENTUM | 20.5 | 45000
COLEMAN | HC20B4821 | AVV50DE321+CC |  | 10.4 | 60000 | 4000 | 205288329 | ASHP | HRCU-A-CB | ECHELON | 20.5 | 45000
COLEMAN | HC20B4821S | AVV50DE321+CC |  | 10.4 | 60000 | 4000 | 10309102 | ASHP | HRCU-A-CB | ECHELON | 20.5 | 45000
YORK | YZV48B21 | AVV50DE321+CC |  | 10.4 | 60000 | 4000 | 10309023 | ASHP | HRCU-A-CB | AFFINITY | 20.5 | 45000
LUXAIRE | HL20B4821S | AVV50DE321+CC |  | 10.4 | 60000 | 4000 | 10309103 | ASHP | HRCU-A-CB | ACCLIMATE | 20.5 | 45000
LUXAIRE | HL20B4821 | AVV50DE321+CC |  | 10.4 | 60000 | 4000 | 205288333 | ASHP | HRCU-A-CB | ACCLIMATE | 20.5 | 45000
CHAMPION HEATING AND COOLING | HL20B4821S | AVV50DE321+CC |  | 10.4 | 60000 | 4000 | 10309105 | ASHP | HRCU-A-CB | MOMENTUM | 20.5 | 45000
FRASER-JOHNSTON | HL20B4821S | AVV50DE321+CC |  | 10.4 | 60000 | 4000 | 10309104 | ASHP | HRCU-A-CB | RELIANT | 20.5 | 45000
FRASER-JOHNSTON | HL20B4821 | AVV50DE321+CC |  | 10.4 | 60000 | 4000 | 205288330 | ASHP | HRCU-A-CB | RELIANT | 20.5 | 45000
LG | ARUN060GSS4 |  |  | 10.45 | 64000 | $2,500: 2 indoor heads; $5,000: >=3 indoor heads | 10516995 | ccASHP | HMSV-A-CB |  | 17.7 | 60000 | 2.45 | 88
REZNOR | GXH09(2.6)KSK4DH | GHH09(2.6)KSK4DH |  | 10.5 | 9000 | $2,500: 2 indoor heads; $5,000: >=3 indoor heads | 202443293 | ccASHP | HRCU-A-CB-O | U-Crown | 30.5 | 9000 | 1.98 | 116
AIRTEMP | GXH09(2.6)KSK4DH | GHH09(2.6)KSK4DH |  | 10.5 | 9000 | $2,500: 2 indoor heads; $5,000: >=3 indoor heads | 202443314 | ccASHP | HRCU-A-CB-O | U-Crown | 30.5 | 9000 | 1.98 | 116
GIBSON | GXH09(2.6)KSK4DH | GHH09(2.6)KSK4DH |  | 10.5 | 9000 | $2,500: 2 indoor heads; $5,000: >=3 indoor heads | 9135472 | ccASHP | HRCU-A-CB-O | U-Crown | 30.5 | 9000 | 1.98 | 116
GREE | GWH09UC-D3DNA4C/O | GWH09UC-D3DN***/I |  | 10.5 | 9000 | $2,500: 2 indoor heads; $5,000: >=3 indoor heads | 7607465 | ccASHP | HRCU-A-CB-O | U-Crown Series | 30.5 | 9000 | 2.05 | 116
YORK BY JOHNSON CONTROLS | DHZ09CSB21S | DHZ09NWB21S |  | 10.5 | 9000 | $2,500: 2 indoor heads; $5,000: >=3 indoor heads | 8578585 | ccASHP | HRCU-A-CB-O | Z-series | 30.5 | 9000 | 2.05 | 116
KINGHOME | KW09HUCA4DO | KW09HUCA4DI |  | 10.5 | 9000 | $2,500: 2 indoor heads; $5,000: >=3 indoor heads | 10338834 | ccASHP | HRCU-A-CB-O |  | 30.5 | 9000 | 2.05 | 116
GUARDIAN BY JOHNSON CONTROLS | DHZ09CSB21S | DHZ09NWB21S |  | 10.5 | 9000 | $2,500: 2 indoor heads; $4,000: >=3 indoor heads | 8578588 | ASHP | HRCU-A-CB-O |  | 30.5 | 9000
CHAMPION | DHZ09CSB21S | DHZ09NWB21S |  | 10.5 | 9000 | $2,500: 2 indoor heads; $4,000: >=3 indoor heads | 8657820 | ASHP | HRCU-A-CB-O |  | 30.5 | 9000
WINDAIR | EWH09CR3A/O | EWH09CR3A/I |  | 10.5 | 9000 | $2,500: 2 indoor heads; $4,000: >=3 indoor heads | 10333754 | ASHP | HRCU-A-CB-O |  | 30.5 | 9000
COLEMAN BY JOHNSON CONTROLS | DHZ09CSB21S | DHZ09NWB21S |  | 10.5 | 9000 | $2,500: 2 indoor heads; $4,000: >=3 indoor heads | 8578586 | ASHP | HRCU-A-CB-O |  | 30.5 | 9000
LUXAIRE BY JOHNSON CONTROLS | DHZ09CSB21S | DHZ09NWB21S |  | 10.5 | 9000 | $2,500: 2 indoor heads; $4,000: >=3 indoor heads | 8578587 | ASHP | HRCU-A-CB-O |  | 30.5 | 9000
AIREFORCE | GXH09(2.6)KSK4DH | GHH09(2.6)KSK4DH |  | 10.5 | 9000 | $2,500: 2 indoor heads; $4,000: >=3 indoor heads | 202534237 | ASHP | HRCU-A-CB-O |  | 30.5 | 9000
HISENSE | AS-09UW3SVE | AS-09UW3SVE** |  | 10.5 | 9500 | $2,500: 2 indoor heads; $5,000: >=3 indoor heads | 201910439 | ccASHP | HRCU-A-CB-O |  | 21.5 | 9000 | 2.13 | 77
SLIMAIR TECHNOLOGIES | SHC09VB-2H | SHM09VB-2DC |  | 10.5 | 9500 | $2,500: 2 indoor heads; $4,000: >=3 indoor heads | 9060038 | ASHP | HRCU-A-CB-O |  | 21.5 | 9000
HISENSE | AS-09UW3SVE00A | AS-09UW3SVE**00A |  | 10.5 | 9500 | $2,500: 2 indoor heads; $4,000: >=3 indoor heads | 205092775 | ASHP | HRCU-A-CB-O |  | 21.5 | 9000
WABBAN | BB09UW3SVETE/O | BB09UW3SVETE/I |  | 10.5 | 9500 | $2,500: 2 indoor heads; $4,000: >=3 indoor heads | 202021959 | ASHP | HRCU-A-CB-O |  | 21.5 | 9000
HISENSE | AS-09UR3SVE | AS-09UR3SVETG |  | 10.5 | 9500 | $2,500: 2 indoor heads; $4,000: >=3 indoor heads | 8819818 | ASHP | HRCU-A-CB-O |  | 21.5 | 9000
WINDAIR | DWH09UR3SVETE/O | DWH09UR3SVETE/I |  | 10.5 | 9500 | $2,500: 2 indoor heads; $4,000: >=3 indoor heads | 202021935 | ASHP | HRCU-A-CB-O |  | 21.5 | 9000
MDV | MOBA30-09HFN1-MT0W | MSABB-09HRFN1-MT0W |  | 10.5 | 9800 | $2,500: 2 indoor heads; $5,000: >=3 indoor heads | 8688148 | ccASHP | HRCU-A-CB-O |  | 22.8 | 9000 | 1.91 | 79
C&H | CH-09SPH-230VO | CH-09SPH-230VI |  | 10.5 | 9800 | $2,500: 2 indoor heads; $5,000: >=3 indoor heads | 9119324 | ccASHP | HRCU-A-CB-O | Single Zone Sophia Series High Wall | 22.8 | 9000 | 1.91 | 79
NOVAIR PLUS | 09EVANVO | 09EVANVI |  | 10.5 | 9800 | $2,500: 2 indoor heads; $5,000: >=3 indoor heads | 205421170 | ccASHP | HRCU-A-CB-O |  | 22.8 | 9000 | 1.91 | 79
COMFORTSTAR | CPP009CD(O) | CPP009CD(I) |  | 10.5 | 9800 | $2,500: 2 indoor heads; $5,000: >=3 indoor heads | 8854582 | ccASHP | HRCU-A-CB-O |  | 22.8 | 9000 | 1.91 | 79
KANIONCO | KWSM-09IR410AHS21 | KWSM-09IR410AHS21 |  | 10.5 | 9800 | $2,500: 2 indoor heads; $5,000: >=3 indoor heads | 204760839 | ccASHP | HRCU-A-CB-O |  | 22.8 | 9000 | 1.91 | 79
PIONEER | YN009GMFI22RPD | WS009GMFI22HLD |  | 10.5 | 9800 | $2,500: 2 indoor heads; $5,000: >=3 indoor heads | 8819849 | ccASHP | HRCU-A-CB-O |  | 22.8 | 9000 | 1.91 | 79
EMI | SZ1H09DAA | WALH09DAA |  | 10.5 | 9800 | $2,500: 2 indoor heads; $5,000: >=3 indoor heads | 8993363 | ccASHP | HRCU-A-CB-O |  | 22.8 | 9000 | 1.91 | 79
NAPOLEON | NH21-09F-O | NH21-09F-I |  | 10.5 | 9800 | $2,500: 2 indoor heads; $5,000: >=3 indoor heads | 8952861 | ccASHP | HRCU-A-CB-O |  | 22.8 | 9000 | 1.91 | 79
MAXI AIR | PLAT5-0917(O) | PLAT5-0917(I) |  | 10.5 | 9800 | $2,500: 2 indoor heads; $4,000: >=3 indoor heads | 10203168 | ASHP | HRCU-A-CB-O |  | 22.5 | 9000
GOODMAN | MSH091J21MC | MSH091J21AX |  | 10.5 | 9800 | $2,500: 2 indoor heads; $4,000: >=3 indoor heads | 9680943 | ASHP | HRCU-A-CB-O |  | 22.5 | 9000
AIRLUX | ASZ09O | AMM09I |  | 10.5 | 9800 | $2,500: 2 indoor heads; $4,000: >=3 indoor heads | 203401048 | ASHP | HRCU-A-CB-O |  | 22.8 | 9000
EMI | SZ1H09AAA | WALH09AAA |  | 10.5 | 9800 | $2,500: 2 indoor heads; $4,000: >=3 indoor heads | 8993361 | ASHP | HRCU-A-CB-O |  | 22.5 | 9000
THERMOCORE SYSTEMS | T323S-H109-C | T323S-H109-E |  | 10.5 | 9800 | $2,500: 2 indoor heads; $4,000: >=3 indoor heads | 8975550 | ASHP | HRCU-A-CB-O |  | 22.5 | 9000
MIDEA | MCHS-09PSH1 | MEHS-09PSH1 |  | 10.5 | 9800 | $2,500: 2 indoor heads; $4,000: >=3 indoor heads | 8779199 | ASHP | HRCU-A-CB-O |  | 22.4 | 9000
KANIONCO | KWSM-09IR410AHS21L | KWSM-09IR410AHS21L |  | 10.5 | 9800 | $2,500: 2 indoor heads; $4,000: >=3 indoor heads | 204760837 | ASHP | HRCU-A-CB-O |  | 22.5 | 9000
KLIMAIRE | KSIE009-H221-O | KSIE009-H221-IW |  | 10.5 | 9800 | $2,500: 2 indoor heads; $4,000: >=3 indoor heads | 201796636 | ASHP | HRCU-A-CB-O |  | 22.8 | 9000
GOODMAN | MSH093E21MCAA | MSH093E21AXAA |  | 10.5 | 9800 | $2,500: 2 indoor heads; $4,000: >=3 indoor heads | 10580832 | ASHP | HRCU-A-CB-O |  | 22.8 | 9000
C&H | CH-09SPH-115VO | CH-09SPH-115VI |  | 10.5 | 9800 | $2,500: 2 indoor heads; $4,000: >=3 indoor heads | 9119306 | ASHP | HRCU-A-CB-O |  | 22.5 | 9000
C&H | CH-09SPH-230VO | CH-09MSPHWM-230VI |  | 10.5 | 9800 | $2,500: 2 indoor heads; $4,000: >=3 indoor heads | 205741612 | ASHP | HRCU-A-CB-O |  | 22.8 | 9000
C&H | CH-09SPH-230VO | CH-09MSPHWM-230VI |  | 10.5 | 9800 | $2,500: 2 indoor heads; $4,000: >=3 indoor heads | 205421171 | ASHP | HRCU-A-CB-O |  | 22.8 | 9000
DURASTAR | DRA1U09S1A | DRAW09F1A |  | 10.5 | 9800 | $2,500: 2 indoor heads; $4,000: >=3 indoor heads | 206369515 | ASHP | HRCU-A-CB-O |  | 22.8 | 9000
MAXI AIR | YS21F-09HRDN1 | YS21F-09HRDN1 |  | 10.5 | 9800 | $2,500: 2 indoor heads; $4,000: >=3 indoor heads | 203238008 | ASHP | HRCU-A-CB-O |  | 22.8 | 9000
MDV | MOBA30-09HFN1-MT0W | MSABB-09HRFN1-MT0W |  | 10.5 | 9800 | $2,500: 2 indoor heads; $4,000: >=3 indoor heads | 205417817 | ASHP | HRCU-A-CB-O |  | 22.8 | 9000
PERFECTAIRE | 2PAMSH09-MZO | 2PAMSH09-MZW |  | 10.5 | 9800 | $2,500: 2 indoor heads; $4,000: >=3 indoor heads | 207192281 | ASHP | HRCU-A-CB-O |  | 22.8 | 9000
GARRISON | 3554183 | 3554182 |  | 10.5 | 9800 | $2,500: 2 indoor heads; $4,000: >=3 indoor heads | 9101121 | ASHP | HRCU-A-CB-O |  | 22.8 | 9000
MRCOOL | O-ES-09-HP-C-230 | O-ES-09-HP-WMAH-230 |  | 10.5 | 9800 | $2,500: 2 indoor heads; $4,000: >=3 indoor heads | 8967213 | ASHP | HRCU-A-CB-O |  | 22.8 | 9000
DANBY | DAS090BAHWDB-O | DAS090BAHWDB-I |  | 10.5 | 9800 | $2,500: 2 indoor heads; $4,000: >=3 indoor heads | 10277689 | ASHP | HRCU-A-CB-O |  | 22.8 | 9000
MAXI AIR | PLAT5-0917-B(O) | PLAT5-0917-B(I) |  | 10.5 | 9800 | $2,500: 2 indoor heads; $4,000: >=3 indoor heads | 10203170 | ASHP | HRCU-A-CB-O |  | 22.8 | 9000
GIBSON | GXH09(2.6)LSA4DH | GHH09(2.6)LSA4DH |  | 10.5 | 9900 | $2,500: 2 indoor heads; $5,000: >=3 indoor heads | 9000994 | ccASHP | HRCU-A-CB-O | Lomo | 23 | 9000 | 2.04 | 87
FRIEDRICH | MRAD09Y1J | MWAD09Y1J |  | 10.5 | 9900 | $2,500: 2 indoor heads; $5,000: >=3 indoor heads | 10221175 | ccASHP | HRCU-A-CB-O |  | 23 | 9000 | 2.04 | 87
REZNOR | GXH09(2.6)LSA4DH | GHH09(2.6)LUA4DH |  | 10.5 | 9900 | $2,500: 2 indoor heads; $5,000: >=3 indoor heads | 202443286 | ccASHP | HRCU-A-CB-O | Lomo | 23 | 9000 | 2.04 | 87
GREE | VIR09HP115V1BO | VIR09HP115V1BH |  | 10.5 | 9900 | $2,500: 2 indoor heads; $5,000: >=3 indoor heads | 9956329 | ccASHP | HRCU-A-CB-O | Vireo | 23 | 9000 | 2.04 | 87
KINGHOME | KW09HQ2B8AO | KW09HQ2B8AI |  | 10.5 | 9900 | $2,500: 2 indoor heads; $5,000: >=3 indoor heads | 204760468 | ccASHP | HRCU-A-CB-O |  | 23 | 9000 | 2.04 | 87
TOSOT | TW09HQ2C2AO(WIFI) | TW09HQ2C2AI(WIFI) |  | 10.5 | 9900 | $2,500: 2 indoor heads; $5,000: >=3 indoor heads | 10611533 | ccASHP | HRCU-A-CB-O |  | 23 | 9000 | 2.04 | 87
AIRTEMP | GXH09(2.6)LSA4DH | GHH09(2.6)LUA4DH |  | 10.5 | 9900 | $2,500: 2 indoor heads; $5,000: >=3 indoor heads | 202443307 | ccASHP | HRCU-A-CB-O | Lomo | 23 | 9000 | 2.04 | 87
GREE | GWH09QC-A3DNA1D/O | GWH09QC-A3DN***/I |  | 10.5 | 9900 | $2,500: 2 indoor heads; $5,000: >=3 indoor heads | 7091967 | ccASHP | HRCU-A-CB-O | Lomo 23 Series | 23 | 9000 | 2.04 | 87
GIBSON | GXH09(2.6)LSA4DH | GHH09(2.6)LUA4DH |  | 10.5 | 9900 | $2,500: 2 indoor heads; $5,000: >=3 indoor heads | 8996539 | ccASHP | HRCU-A-CB-O | Lomo | 23 | 9000 | 2.04 | 87
AIREFORCE | GXH09(2.6)LSA4DH | GHH09(2.6)LUA4DH |  | 10.5 | 9900 | $2,500: 2 indoor heads; $4,000: >=3 indoor heads | 202534235 | ASHP | HRCU-A-CB-O |  | 23 | 9000
TOSOT | TW09HQ2C2AO | TW09HQ2C2AI |  | 10.5 | 9900 | $2,500: 2 indoor heads; $4,000: >=3 indoor heads | 9108743 | ASHP | HRCU-A-CB-O |  | 23 | 9000
C&H | CH09VCT115VO | CH09VCT115VI |  | 10.5 | 9900 | $2,500: 2 indoor heads; $4,000: >=3 indoor heads | 9119143 | ASHP | HRCU-A-CB-O |  | 23 | 9000
CHAMPION | DHX09CSB11S | DHX09NWB11S |  | 10.5 | 9900 | $2,500: 2 indoor heads; $4,000: >=3 indoor heads | 8657808 | ASHP | HRCU-A-CB-O |  | 23 | 9000
GUARDIAN BY JOHNSON CONTROLS | DHX09CSB11S | DHX09NWB11S |  | 10.5 | 9900 | $2,500: 2 indoor heads; $4,000: >=3 indoor heads | 8578564 | ASHP | HRCU-A-CB-O |  | 23 | 9000
LUXAIRE BY JOHNSON CONTROLS | DHX09CSB11S | DHX09NWB11S |  | 10.5 | 9900 | $2,500: 2 indoor heads; $4,000: >=3 indoor heads | 8578563 | ASHP | HRCU-A-CB-O |  | 23 | 9000
COLEMAN BY JOHNSON CONTROLS | DHX09CSB11S | DHX09NWB11S |  | 10.5 | 9900 | $2,500: 2 indoor heads; $4,000: >=3 indoor heads | 8578562 | ASHP | HRCU-A-CB-O |  | 23 | 9000
YORK BY JOHNSON CONTROLS | DHX09CSB11S | DHX09NWB11S |  | 10.5 | 9900 | $2,500: 2 indoor heads; $4,000: >=3 indoor heads | 8578561 | ASHP | HRCU-A-CB-O |  | 23 | 9000
C&H | GWH09QC-A3DNA1D/O | GWH09QC-A3DNA1D/I |  | 10.5 | 9900 | $2,500: 2 indoor heads; $4,000: >=3 indoor heads | 8235776 | ASHP | HRCU-A-CB-O |  | 23 | 9000
ELIOS | DE09HOS23230E2 | DE09HICU230X5 |  | 10.5 | 10000 | $2,500: 2 indoor heads; $5,000: >=3 indoor heads | 203238498 | ccASHP | HRCU-A-CB-O |  | 20 | 9000 | 1.87 | 71
LENNOX | MPB009S4S-1P | M22A009S4-2P |  | 10.5 | 10000 | $2,500: 2 indoor heads; $5,000: >=3 indoor heads | 10058831 | ccASHP | HRCU-A-CB-O |  | 20 | 9000 | 1.97 | 78
LENNOX | MPB009S4S-1P | M22A009S4-1P |  | 10.5 | 10000 | $2,500: 2 indoor heads; $5,000: >=3 indoor heads | 10058830 | ccASHP | HRCU-A-CB-O |  | 20 | 9000 | 1.97 | 78
LENNOX | MPB009S4S-1P | MMDA009S4-2P |  | 10.5 | 10000 | $2,500: 2 indoor heads; $5,000: >=3 indoor heads | 10058816 | ccASHP | HRCU-A-CB |  | 19.5 | 9000 | 2 | 80
MDV | MOBA30-09HFN1-MT0W | CCA3U-09HRFN1-M(C) |  | 10.5 | 10000 | $2,500: 2 indoor heads; $5,000: >=3 indoor heads | 8740667 | ccASHP | HRCU-A-CB-O |  | 20 | 9000 | 1.87 | 71
DIRECT AIR | MOBA30-09HFN1-MT0W | CCA3U-09HRFN1-M(C) |  | 10.5 | 10000 | $2,500: 2 indoor heads; $5,000: >=3 indoor heads | 8775842 | ccASHP | HRCU-A-CB-O |  | 20 | 9000 | 1.97 | 78
COMFORTSTAR | CPP009CD(O) | TPA-09 |  | 10.5 | 10000 | $2,500: 2 indoor heads; $5,000: >=3 indoor heads | 9119308 | ccASHP | HRCU-A-CB-O |  | 20 | 9000 | 1.87 | 71
BOSCH | BMS500-AAS009-1CSXRA | BMS500-AAU009-1AHCXB |  | 10.5 | 10000 | $2,500: 2 indoor heads; $5,000: >=3 indoor heads | 203991166 | ccASHP | HRCU-A-CB-O | Bosch Climate 5000 ductless minisplit series | 20 | 9000 | 1.87 | 71
C&H | CH-09SPH-230VO | CH-09MSPHCT-230VI |  | 10.5 | 10000 | $2,500: 2 indoor heads; $5,000: >=3 indoor heads | 204098412 | ccASHP | HRCU-A-CB-O | Single Zone Sophia Series Ceiling Cassette | 20 | 9000 | 1.87 | 71
ELIOS | DE09HOS23230E2 | DM09HICU230X5 |  | 10.5 | 10000 | $2,500: 2 indoor heads; $5,000: >=3 indoor heads | 205300177 | ccASHP | HRCU-A-CB-O |  | 20 | 9000 | 1.87 | 71
EMI | SZ1H09DAA | CASH09DAA |  | 10.5 | 10000 | $2,500: 2 indoor heads; $5,000: >=3 indoor heads | 8993364 | ccASHP | HRCU-A-CB-O |  | 20 | 9000 | 1.87 | 71
KANIONCO | KD-09R410AH | KD-09R410AH |  | 10.5 | 10000 | $2,500: 2 indoor heads; $5,000: >=3 indoor heads | 204760844 | ccASHP | HRCU-A-CB-O |  | 20 | 9000 | 1.87 | 71
MOOVAIR | DM09HOS23230E2 | DM09HICU230X5 |  | 10.5 | 10000 | $2,500: 2 indoor heads; $5,000: >=3 indoor heads | 204005744 | ccASHP | HRCU-A-CB-O |  | 20 | 9000 | 1.87 | 71
MDV | MOB30-09HFN1-BX0W | MSABB-09HRFN1-BX0W |  | 10.5 | 10000 | $2,500: 2 indoor heads; $4,000: >=3 indoor heads | 202147804 | ASHP | HRCU-A-CB-O |  | 25 | 9000
EMI | SZ1H09DAA | CASH09DAA- |  | 10.5 | 10000 | $2,500: 2 indoor heads; $4,000: >=3 indoor heads | 8993381 | ASHP | HRCU-A-CB-O |  | 20 | 9000
DURASTAR | DRA1U09S1A | DRAC09F1A |  | 10.5 | 10000 | $2,500: 2 indoor heads; $4,000: >=3 indoor heads | 206369519 | ASHP | HRCU-A-CB-O |  | 20 | 9000
ARMSTRONG AIR | 4DHP1S09S-1P | D22C109S4-1P |  | 10.5 | 10000 | $2,500: 2 indoor heads; $4,000: >=3 indoor heads | 204462444 | ASHP | HRCU-A-CB-O |  | 20 | 9000
AIREASE | 4DHP1S09S-1P | D22C109S4-1P |  | 10.5 | 10000 | $2,500: 2 indoor heads; $4,000: >=3 indoor heads | 204462433 | ASHP | HRCU-A-CB-O |  | 20 | 9000
GE APPLIANCES | ASH109PRDWA | ASYW09PRDWB |  | 10.5 | 10000 | $2,500: 2 indoor heads; $4,000: >=3 indoor heads | 202588310 | ASHP | HRCU-A-CB | Summit | 23.5 | 9000
ALLIED | 4DHP1S09S-1P | D22C109S4-1P |  | 10.5 | 10000 | $2,500: 2 indoor heads; $4,000: >=3 indoor heads | 203966543 | ASHP | HRCU-A-CB-O |  | 20 | 9000
NOVAIR PLUS | 09EVANVO | 09EVCNVI |  | 10.5 | 10000 | $2,500: 2 indoor heads; $4,000: >=3 indoor heads | 205281379 | ASHP | HRCU-A-CB-O |  | 20 | 9000
MDV | MOX230-09HFN1-BS5W | MSAG11A-09HRFN1-BS5W |  | 10.5 | 10000 | $2,500: 2 indoor heads; $4,000: >=3 indoor heads | 206369509 | ASHP | HRCU-A-CB-O |  | 21.5 | 9000
MIDEA | MOB30-09HFN1-BX0W | MSABB-09HRFN1-BX0W |  | 10.5 | 10000 | $2,500: 2 indoor heads; $4,000: >=3 indoor heads | 202147805 | ASHP | HRCU-A-CB-O |  | 25 | 9000
MDV | MOX230-09HFN1-MW5W | MCA3U-09HRFN1-M(C) |  | 10.5 | 10000 | $2,500: 2 indoor heads; $4,000: >=3 indoor heads | 206330118 | ASHP | HRCU-A-CB-O |  | 20 | 9000
THERMOCORE SYSTEMS | T325S-H109-C | T325S-H109-E |  | 10.5 | 10000 | $2,500: 2 indoor heads; $4,000: >=3 indoor heads | 205992988 | ASHP | HRCU-A-CB-O |  | 25 | 9000
HAIER | 1U09AP2VHA | AW09ES2VHB |  | 10.5 | 10000 | $2,500: 2 indoor heads; $4,000: >=3 indoor heads | 202583709 | ASHP | HRCU-A-CB-O |  | 23.5 | 9000
LENNOX | MLA009S4S-1P | MWMA009S4-2P |  | 10.5 | 10900 | $2,500: 2 indoor heads; $5,000: >=3 indoor heads | 9920038 | ccASHP | HRCU-A-CB-O |  | 24 | 9000 | 1.87 | 99
LENNOX | MLA009S4S-1P | MWMA009S4-3P |  | 10.5 | 10900 | $2,500: 2 indoor heads; $5,000: >=3 indoor heads | 201796632 | ccASHP | HRCU-A-CB-O |  | 24 | 9000 | 1.87 | 99
MDV | MOB32-09HFN1-MX0W | CS11M-09HRFN1-MX0W(A) |  | 10.5 | 10900 | $2,500: 2 indoor heads; $4,000: >=3 indoor heads | 8779030 | ASHP | HRCU-A-CB-O |  | 24 | 9000
RUNTRU | M4THS1809A11N** | M4MHW1809A1N0** |  | 10.5 | 11000 | $2,500: 2 indoor heads; $5,000: >=3 indoor heads | 205118674 | ccASHP | HRCU-A-CB-O |  | 18 | 9000 | 2.02 | 83
FOREST AIR | FGH-09ES/E23-O | FGH-09ES/E23-I |  | 10.5 | 11000 | $2,500: 2 indoor heads; $5,000: >=3 indoor heads | 206720373 | ccASHP | HRCU-A-CB-O | E-23 Series | 23 | 9000 | 1.98 | 81
WABBAN | BB09HQ2A3DO | BB09HQ2A3DI |  | 10.5 | 11000 | $2,500: 2 indoor heads; $5,000: >=3 indoor heads | 201903164 | ccASHP | HRCU-A-CB-O | Mistral Series | 23 | 9000 | 2.09 | 117
YORK BY JOHNSON CONTROLS | DHX09CSB21S | DHX09NWB21S |  | 10.5 | 11000 | $2,500: 2 indoor heads; $5,000: >=3 indoor heads | 8578569 | ccASHP | HRCU-A-CB-O | X-series | 23 | 9000 | 2.04 | 78
FRIGIDAIRE | FFHP093CS2 | FFHP093WS2 |  | 10.5 | 11000 | $2,500: 2 indoor heads; $5,000: >=3 indoor heads | 8718583 | ccASHP | HRCU-A-CB-O |  | 23 |  | 2.06 | 92
TRANE | 4TXK2309A10N0** | 4MXW2309A10N0** | N/A | 10.5 | 11000 | $2,500: 2 indoor heads; $5,000: >=3 indoor heads | 202541563 | ccASHP | HRCU-A-CB-O |  | 23 | 9000 | 2.02 | 83
GREE | GWH09AGC-D3DNA1B/O | GFH(09)DA-D3DN***/I |  | 10.5 | 11000 | $2,500: 2 indoor heads; $5,000: >=3 indoor heads | 207168479 | ccASHP | HRCU-A-CB |  | 21 | 9100 | 1.93 | 81
GREE | VIR09HP230V1BO | VIR09HP230V1BH |  | 10.5 | 11000 | $2,500: 2 indoor heads; $5,000: >=3 indoor heads | 9956331 | ccASHP | HRCU-A-CB-O | Vireo | 23 | 9000 | 1.98 | 81
GREE | GWH09QC-D3DNA1D/O | GWH09QC-D3DN***/I |  | 10.5 | 11000 | $2,500: 2 indoor heads; $5,000: >=3 indoor heads | 7091970 | ccASHP | HRCU-A-CB-O | Lomo 23 Series | 23 | 9000 | 1.98 | 81
GIBSON | GXH09(2.6)LSK4DH | GHH09(2.6)LUK4DH |  | 10.5 | 11000 | $2,500: 2 indoor heads; $5,000: >=3 indoor heads | 9000997 | ccASHP | HRCU-A-CB-O | Lomo | 23 | 9000 | 2.04 | 78
LG | LUU097HV | LCN098HV4 |  | 10.5 | 11000 | $2,500: 2 indoor heads; $5,000: >=3 indoor heads | 203381526 | ccASHP | HRCU-A-CB-O |  | 20.2 | 9000 | 2.1 | 75
KINGHOME | KW09HQ2B8DO | KW09HQ2B8DI |  | 10.5 | 11000 | $2,500: 2 indoor heads; $5,000: >=3 indoor heads | 10333036 | ccASHP | HRCU-A-CB-O |  | 23 | 9000 | 2.09 | 117
AMERICAN STANDARD | 4TXK2309A10N0** | 4MXW2309A10N0** | N/A | 10.5 | 11000 | $2,500: 2 indoor heads; $5,000: >=3 indoor heads | 202541564 | ccASHP | HRCU-A-CB-O |  | 23 | 9000 | 2.02 | 83
AIRTEMP | GXH09(2.6)LSK4DH | GHH09(2.6)LUK4DH |  | 10.5 | 11000 | $2,500: 2 indoor heads; $5,000: >=3 indoor heads | 202443309 | ccASHP | HRCU-A-CB-O | Lomo | 23 | 9000 | 2.04 | 78
ACD | OCD09KCH23S-O | OCD09KCH23S-I |  | 10.5 | 11000 | $2,500: 2 indoor heads; $5,000: >=3 indoor heads | 201863350 | ccASHP | HRCU-A-CB-O | OCD-23 | 23 | 9000 | 2.09 | 117
BOREAL | EQX09HPJ1OB | EQX09HPJ1IB |  | 10.5 | 11000 | $2,500: 2 indoor heads; $5,000: >=3 indoor heads | 10277684 | ccASHP | HRCU-A-CB-O | Equinox | 23 | 9000 | 1.98 | 81
AMERISTAR | M4THS1809A11N** | M4MHW1809A1N0** |  | 10.5 | 11000 | $2,500: 2 indoor heads; $5,000: >=3 indoor heads | 203162809 | ccASHP | HRCU-A-CB-O |  | 18 | 9000 | 2.02 | 83
REZNOR | GXH09(2.6)LSK4DH | GHH09(2.6)LUK4DH |  | 10.5 | 11000 | $2,500: 2 indoor heads; $5,000: >=3 indoor heads | 202443288 | ccASHP | HRCU-A-CB-O | Lomo | 23 | 9000 | 2.04 | 78
OUELLET | OTP-C09000-E | OTP-C09000-I |  | 10.5 | 11000 | $2,500: 2 indoor heads; $5,000: >=3 indoor heads | 9085568 | ccASHP | HRCU-A-CB-O | Champagne | 23 | 9000 | 2.02 | 83
TOSOT | TW09HQ2C2DO | TW09HQ2C2DI |  | 10.5 | 11000 | $2,500: 2 indoor heads; $5,000: >=3 indoor heads | 9108745 | ccASHP | HRCU-A-CB-O |  | 23 | 9000 | 1.98 | 81
TOSOT | TW09HQ2A3DO | TW09HQ2A3DI |  | 10.5 | 11000 | $2,500: 2 indoor heads; $5,000: >=3 indoor heads | 202126395 | ccASHP | HRCU-A-CB-O |  | 23 | 9000 | 1.98 | 81
GREE | GWH09QC-D3DNC6N/O | GWH09QC-D3DN***/I |  | 10.5 | 11000 | $2,500: 2 indoor heads; $4,000: >=3 indoor heads | 202557775 | ASHP | HRCU-A-CB-O |  | 18 | 9000
AIREFORCE | GXH09(2.6)LSK4DH | GHH09(2.6)LUK4DH |  | 10.5 | 11000 | $2,500: 2 indoor heads; $4,000: >=3 indoor heads | 202534236 | ASHP | HRCU-A-CB-O |  | 23 | 9000
LG | LUU097HV | LCN097HV4 |  | 10.5 | 11000 | $2,500: 2 indoor heads; $4,000: >=3 indoor heads | 8931560 | ASHP | HRCU-A-CB-O |  | 20.2 | 9000
TOSOT | TW09HQ2C2DO(WIFI) | TW09HQ2C2DI(WIFI) |  | 10.5 | 11000 | $2,500: 2 indoor heads; $4,000: >=3 indoor heads | 10611528 | ASHP | HRCU-A-CB-O |  | 23 | 9000
TOSOT | TW09HQ2A1DO | TW09HQ2A1DI |  | 10.5 | 11000 | $2,500: 2 indoor heads; $4,000: >=3 indoor heads | 10101955 | ASHP | HRCU-A-CB-O |  | 23 | 9000
C&H | CH09VCT230VO | CH09VCT230VI |  | 10.5 | 11000 | $2,500: 2 indoor heads; $4,000: >=3 indoor heads | 9119139 | ASHP | HRCU-A-CB-O |  | 23 | 9000
GREE | GWH09QC-D3DNC4K/O | GWH09QC-D3DNC4K/I |  | 10.5 | 11000 | $2,500: 2 indoor heads; $4,000: >=3 indoor heads | 202448109 | ASHP | HRCU-A-CB-O |  | 23 | 9000
GUARDIAN BY JOHNSON CONTROLS | DHX09CSB21S | DHX09NWB21S |  | 10.5 | 11000 | $2,500: 2 indoor heads; $4,000: >=3 indoor heads | 8578572 | ASHP | HRCU-A-CB-O |  | 23 | 9000
LUXAIRE BY JOHNSON CONTROLS | DHX09CSB21S | DHX09NWB21S |  | 10.5 | 11000 | $2,500: 2 indoor heads; $4,000: >=3 indoor heads | 8578571 | ASHP | HRCU-A-CB-O |  | 23 | 9000
COLEMAN BY JOHNSON CONTROLS | DHX09CSB21S | DHX09NWB21S |  | 10.5 | 11000 | $2,500: 2 indoor heads; $4,000: >=3 indoor heads | 8578570 | ASHP | HRCU-A-CB-O |  | 23 | 9000
C&H | GWH09QC-D3DNA1D/O | GWH09QC-D3DNA1D/I |  | 10.5 | 11000 | $2,500: 2 indoor heads; $4,000: >=3 indoor heads | 8235772 | ASHP | HRCU-A-CB-O |  | 23 | 9000
GREE | GWH09QC-D3DNC4K/O | GWH09QC-D3DN***/I |  | 10.5 | 11000 | $2,500: 2 indoor heads; $4,000: >=3 indoor heads | 203300062 | ASHP | HRCU-A-CB-O |  | 23 | 9000
CHAMPION | DHX09CSB21S | DHX09NWB21S |  | 10.5 | 11000 | $2,500: 2 indoor heads; $4,000: >=3 indoor heads | 8657812 | ASHP | HRCU-A-CB-O |  | 23 | 9000
ARCOAIRE | DLCSRAH09AAK | DLFSHAH09XAK |  | 10.5 | 12000 | $2,500: 2 indoor heads; $5,000: >=3 indoor heads | 201835515 | ccASHP | HRCU-A-CB-O | Mid-tier | 24.7 | 9000 | 2.1 | 82
SAMSUNG | AR09KSWSPWKX | AR09KSWSPWKN |  | 10.5 | 12000 | $2,500: 2 indoor heads; $5,000: >=3 indoor heads | 9035283 | ccASHP | HRCU-A-CB-O | Max Heat RAC Series | 23.5 | 9000 | 1.87 | 104
CARRIER | 38MAQB12R--3 | 40MAHBQ12XA3 |  | 10.5 | 12000 | $2,500: 2 indoor heads; $5,000: >=3 indoor heads | 206396031 | ccASHP | HRCU-A-CB-O | Performance | 21 | 12000 | 1.98 | 100
DAY & NIGHT | DLCSRAH09AAK | DLFSHAH09XAK |  | 10.5 | 12000 | $2,500: 2 indoor heads; $5,000: >=3 indoor heads | 201835611 | ccASHP | HRCU-A-CB-O | Mid-tier | 24.7 | 9000 | 2.1 | 82
COMFORTMAKER | DLCSRAH09AAK | DLFSHAH09XAK |  | 10.5 | 12000 | $2,500: 2 indoor heads; $5,000: >=3 indoor heads | 201835563 | ccASHP | HRCU-A-CB-O | Mid-tier | 24.7 | 9000 | 2.1 | 82
GREE | 3VIR12HP230V1AO | FLR12HP230V1BF |  | 10.5 | 12000 | $2,500: 2 indoor heads; $5,000: >=3 indoor heads | 207201629 | ccASHP | HRCU-A-CB-O |  | 19.6 | 12000 | 1.86 | 81
HEIL | DLCSRAH09AAK | DLFSHAH09XAK |  | 10.5 | 12000 | $2,500: 2 indoor heads; $5,000: >=3 indoor heads | 201835670 | ccASHP | HRCU-A-CB-O | Mid-tier | 24.7 | 9000 | 2.1 | 82
DIRECT AIR | MOB30-12HFN1-MT0W | CCA3U-12HRFN1-M(C) |  | 10.5 | 12000 | $2,500: 2 indoor heads; $5,000: >=3 indoor heads | 8775845 | ccASHP | HRCU-A-CB-O |  | 21.5 | 12000 | 1.89 | 70
LENNOX | MPB012S4S-1P | M22A012S4-1P |  | 10.5 | 12000 | $2,500: 2 indoor heads; $5,000: >=3 indoor heads | 10058832 | ccASHP | HRCU-A-CB-O |  | 21.5 | 12000 | 1.89 | 70
LENNOX | MPB012S4S-1P | M22A012S4-2P |  | 10.5 | 12000 | $2,500: 2 indoor heads; $5,000: >=3 indoor heads | 10058833 | ccASHP | HRCU-A-CB-O |  | 21.5 | 12000 | 1.89 | 70
MIDEA | 38MAQB12R--3 | DHMAHBQ12XA3 |  | 10.5 | 12000 | $2,500: 2 indoor heads; $5,000: >=3 indoor heads | 206396052 | ccASHP | HRCU-A-CB-O | Excel | 21 | 12000 | 1.98 | 100
SMART COMFORT | DLCSRAH09AAK | DLFSHAH09XAK |  | 10.5 | 12000 | $2,500: 2 indoor heads; $5,000: >=3 indoor heads | 202119262 | ccASHP | HRCU-A-CB-O | Mid-tier | 24.7 | 9000 | 2.1 | 82
TEMPSTAR | DLCSRAH09AAK | DLFSHAH09XAK |  | 10.5 | 12000 | $2,500: 2 indoor heads; $5,000: >=3 indoor heads | 201835767 | ccASHP | HRCU-A-CB-O | Mid-tier | 24.7 | 9000 | 2.1 | 82
WEATHERMAKER | 38MAQB12R--3 | DHMAHBQ12XA3 |  | 10.5 | 12000 | $2,500: 2 indoor heads; $5,000: >=3 indoor heads | 206396059 | ccASHP | HRCU-A-CB-O | Mid-Tier | 21 | 12000 | 1.98 | 100
MIDEA | DLCSRAH09AAK | DLFSHAH09XAK |  | 10.5 | 12000 | $2,500: 2 indoor heads; $5,000: >=3 indoor heads | 201756547 | ccASHP | HRCU-A-CB-O | Advantage | 24.7 | 9000 | 2.1 | 82
PAYNE | 38MAQB12R--3 | DHMAHBQ12XA3 |  | 10.5 | 12000 | $2,500: 2 indoor heads; $5,000: >=3 indoor heads | 206396045 | ccASHP | HRCU-A-CB-O | Mid-Tier | 21 | 12000 | 1.98 | 100
KEEPRITE | DLCSRAH09AAK | DLFSHAH09XAK |  | 10.5 | 12000 | $2,500: 2 indoor heads; $5,000: >=3 indoor heads | 201835671 | ccASHP | HRCU-A-CB-O | Mid-tier | 24.7 | 9000 | 2.1 | 82
KENMORE | DLCSRAH09AAK | DLFSHAH09XAK |  | 10.5 | 12000 | $2,500: 2 indoor heads; $5,000: >=3 indoor heads | 201835766 | ccASHP | HRCU-A-CB-O | Mid-tier | 24.7 | 9000 | 2.1 | 82
SAMSUNG | AR09KSWSJWKX | AR09KSWSJWKN |  | 10.5 | 12000 | $2,500: 2 indoor heads; $5,000: >=3 indoor heads | 8677407 | ccASHP | HRCU-A-CB-O | Smart Whisper Series | 23 | 9000 | 1.81 | 88
SAMSUNG | AC009KXADCH | AC009KNLDCH |  | 10.5 | 12000 | $2,500: 2 indoor heads; $5,000: >=3 indoor heads | 8717080 | ccASHP | HRCU-A-CB | CAC Slim Duct | 21 | 9000 | 1.94 | 89
NOVAIR PLUS | 12EVANVO | 12EVONVI |  | 10.5 | 12000 | $2,500: 2 indoor heads; $5,000: >=3 indoor heads | 205281381 | ccASHP | HRCU-A-CB-O |  | 21.5 | 12000 | 1.87 | 70
BRYANT | 38MAQB12R--3 | 619AHBQ12XA3 |  | 10.5 | 12000 | $2,500: 2 indoor heads; $5,000: >=3 indoor heads | 206396038 | ccASHP | HRCU-A-CB-O | Preferred | 21 | 12000 | 1.98 | 100
BREEZE33 | BZ33-HYP12HPOUT2 | BZ33-ICM12-G2-P |  | 10.5 | 12000 | $2,500: 2 indoor heads; $4,000: >=3 indoor heads | 207505676 | ASHP | HRCU-A-CB-O |  | 19.4 | 12000
THERMOCORE SYSTEMS | T322S-H212-C | T3-OS212-EC |  | 10.5 | 12000 | $2,500: 2 indoor heads; $4,000: >=3 indoor heads | 205992985 | ASHP | HRCU-A-CB-O |  | 21.5 | 12000
ALLIED | 4DHP1S12S-1P | D22C112S4-1P |  | 10.5 | 12000 | $2,500: 2 indoor heads; $4,000: >=3 indoor heads | 203966547 | ASHP | HRCU-A-CB-O |  | 21.5 | 12000
AIRQUEST | DLCSRAH09AAK | DLFSHAH09XAK |  | 10.5 | 12000 | $2,500: 2 indoor heads; $4,000: >=3 indoor heads | 203966578 | ASHP | HRCU-A-CB-O |  | 24.7 | 9000
KARDA | 1KARDA12SZO22.5 | 2PAMSCONH12 |  | 10.5 | 12000 | $2,500: 2 indoor heads; $4,000: >=3 indoor heads | 206900448 | ASHP | HRCU-A-CB-O |  | 19.4 | 12000
KARDA | 1KARDA12SZO22.5 | 2KARDA12UVCS |  | 10.5 | 12000 | $2,500: 2 indoor heads; $4,000: >=3 indoor heads | 206900449 | ASHP | HRCU-A-CB-O |  | 19.4 | 12000
BOSCH | BMS500-AAS012-1CSXRA | BMS500-AAU012-1AHCXB |  | 10.5 | 12000 | $2,500: 2 indoor heads; $4,000: >=3 indoor heads | 203991167 | ASHP | HRCU-A-CB-O |  | 21.5 | 12000
MOOVAIR | DM12HOS23230E2 | DM12HICU230X5 |  | 10.5 | 12000 | $2,500: 2 indoor heads; $4,000: >=3 indoor heads | 204005745 | ASHP | HRCU-A-CB-O |  | 21.5 | 12000
C&H | CH-12SPH-230VO | CH-12MSPHCT-230VI |  | 10.5 | 12000 | $2,500: 2 indoor heads; $4,000: >=3 indoor heads | 204098413 | ASHP | HRCU-A-CB-O |  | 21.5 | 12000
SMART COMFORT | DLCSRAH12AAK | DLFSFAH12XAK |  | 10.5 | 12000 | $2,500: 2 indoor heads; $4,000: >=3 indoor heads | 202119279 | ASHP | HRCU-A-CB-O |  | 19.4 | 12000
PAYNE | 38MAQB12R--3 | 40MBFQ12---3 |  | 10.5 | 12000 | $2,500: 2 indoor heads; $4,000: >=3 indoor heads | 201846979 | ASHP | HRCU-A-CB-O |  | 19.4 | 12000
MIDEA | DLCSRAH12AAK | DLFSFAH12XAK |  | 10.5 | 12000 | $2,500: 2 indoor heads; $4,000: >=3 indoor heads | 201796608 | ASHP | HRCU-A-CB-O |  | 19.4 | 12000
SENVILLE | SENA/12HF/OZ | SENA/12HF/IF |  | 10.5 | 12000 | $2,500: 2 indoor heads; $4,000: >=3 indoor heads | 202606680 | ASHP | HRCU-A-CB-O |  | 19.4 | 12000
BRYANT | 38MAQB12R--3 | 40MBFQ12---3 |  | 10.5 | 12000 | $2,500: 2 indoor heads; $4,000: >=3 indoor heads | 200059156 | ASHP | HRCU-A-CB-O |  | 19.4 | 12000
CARRIER | 38MAQB12R--3 | 40MBFQ12---3 |  | 10.5 | 12000 | $2,500: 2 indoor heads; $4,000: >=3 indoor heads | 200059157 | ASHP | HRCU-A-CB-O |  | 19.4 | 12000
KEEPRITE | DLCSRAH12AAK | DLFSFAH12XAK |  | 10.5 | 12000 | $2,500: 2 indoor heads; $4,000: >=3 indoor heads | 201835711 | ASHP | HRCU-A-CB-O |  | 19.4 | 12000
TEMPSTAR | DLCSRAH12AAK | DLFSFAH12XAK |  | 10.5 | 12000 | $2,500: 2 indoor heads; $4,000: >=3 indoor heads | 201835806 | ASHP | HRCU-A-CB-O |  | 19.4 | 12000
KENMORE | DLCSRAH12AAK | DLFSFAH12XAK |  | 10.5 | 12000 | $2,500: 2 indoor heads; $4,000: >=3 indoor heads | 201835807 | ASHP | HRCU-A-CB-O |  | 19.4 | 12000
ARCOAIRE | DLCSRAH12AAK | DLFSFAH12XAK |  | 10.5 | 12000 | $2,500: 2 indoor heads; $4,000: >=3 indoor heads | 201835534 | ASHP | HRCU-A-CB-O |  | 19.4 | 12000
COMFORTMAKER | DLCSRAH12AAK | DLFSFAH12XAK |  | 10.5 | 12000 | $2,500: 2 indoor heads; $4,000: >=3 indoor heads | 201835583 | ASHP | HRCU-A-CB-O |  | 19.4 | 12000
DAY & NIGHT | DLCSRAH12AAK | DLFSFAH12XAK |  | 10.5 | 12000 | $2,500: 2 indoor heads; $4,000: >=3 indoor heads | 201835631 | ASHP | HRCU-A-CB-O |  | 19.4 | 12000
HEIL | DLCSRAH12AAK | DLFSFAH12XAK |  | 10.5 | 12000 | $2,500: 2 indoor heads; $4,000: >=3 indoor heads | 201835710 | ASHP | HRCU-A-CB-O |  | 19.4 | 12000
CADENZA | MOB30-12HFN1-MV0W | CFAU-12HRFN1-M(C) |  | 10.5 | 12000 | $2,500: 2 indoor heads; $4,000: >=3 indoor heads | 9046369 | ASHP | HRCU-A-CB-O |  | 19.4 | 12000
MIDEA | MOB30-12HFN1-MV0W | CFAU-12HRFN1-M(C) |  | 10.5 | 12000 | $2,500: 2 indoor heads; $4,000: >=3 indoor heads | 10207598 | ASHP | HRCU-A-CB-O |  | 19.4 | 12000
BREEZE33 | BZ33-HYP12HPOUT2-P | BZ33-ICM12-P |  | 10.5 | 12000 | $2,500: 2 indoor heads; $4,000: >=3 indoor heads | 205470432 | ASHP | HRCU-A-CB-O |  | 19.4 | 12000
WEATHERMAKER | 38MAQB12R--3 | 40MBFQ12---3 |  | 10.5 | 12000 | $2,500: 2 indoor heads; $4,000: >=3 indoor heads | 205772839 | ASHP | HRCU-A-CB-O |  | 19.4 | 12000
MOOVAIR | DM12HOS25230E3 | DM12HIFU230E5 |  | 10.5 | 12000 | $2,500: 2 indoor heads; $4,000: >=3 indoor heads | 205782167 | ASHP | HRCU-A-CB-O |  | 19.4 | 12000
ELIOS | DE12HOS25230E3 | DM12HIFU230E5 |  | 10.5 | 12000 | $2,500: 2 indoor heads; $4,000: >=3 indoor heads | 205782169 | ASHP | HRCU-A-CB-O |  | 19.4 | 12000
KERR | A-KMH12SU-1 | B-KMH12FU-1 |  | 10.5 | 12000 | $2,500: 2 indoor heads; $4,000: >=3 indoor heads | 206347319 | ASHP | HRCU-A-CB-O |  | 19.4 | 12000
KOOLKING | MOB30-12HFN1-MV0W | CFAU-12HRFN1-M(C) |  | 10.5 | 12000 | $2,500: 2 indoor heads; $4,000: >=3 indoor heads | 205092278 | ASHP | HRCU-A-CB-O |  | 19.4 | 12000
ELIOS | DE12HOS23230E2 | DM12HICU230X5 |  | 10.5 | 12000 | $2,500: 2 indoor heads; $4,000: >=3 indoor heads | 205300178 | ASHP | HRCU-A-CB-O |  | 21.5 | 12000
ELIOS | DE12HOS23230E2 | DE12HICU230X5 |  | 10.5 | 12000 | $2,500: 2 indoor heads; $4,000: >=3 indoor heads | 203238499 | ASHP | HRCU-A-CB-O |  | 21.5 | 12000
AIREASE | 4DHP1S12S-1P | D22C112S4-1P |  | 10.5 | 12000 | $2,500: 2 indoor heads; $4,000: >=3 indoor heads | 204462434 | ASHP | HRCU-A-CB-O |  | 21.5 | 12000
ARMSTRONG AIR | 4DHP1S12S-1P | D22C112S4-1P |  | 10.5 | 12000 | $2,500: 2 indoor heads; $4,000: >=3 indoor heads | 204462445 | ASHP | HRCU-A-CB-O |  | 21.5 | 12000
MRCOOL | O-ES-12-HP-C-230 | CASSETTE12HP-230 |  | 10.5 | 12000 | $2,500: 2 indoor heads; $4,000: >=3 indoor heads | 204469758 | ASHP | HRCU-A-CB-O |  | 21.5 | 12000
DURASTAR | DRA1U12S1A | DRAC12F1A |  | 10.5 | 12000 | $2,500: 2 indoor heads; $4,000: >=3 indoor heads | 206369521 | ASHP | HRCU-A-CB-O |  | 21.5 | 12000
LENNOX | LISH012000P431-C | LICH4012180P431-C |  | 10.5 | 12000 | $2,500: 2 indoor heads; $4,000: >=3 indoor heads | 201754627 | ASHP | HRCU-A-CB-O |  | 21.5 | 12000
MDV | MOB30-12HFN1-MT0W | CCA3U-12HRFN1-M(C) |  | 10.5 | 12000 | $2,500: 2 indoor heads; $4,000: >=3 indoor heads | 8739928 | ASHP | HRCU-A-CB-O |  | 21.5 | 12000
MDV | MOB01-09HFN1-MW0W | MSMBB-09HRFN1-MW0W |  | 10.5 | 12000 | $2,500: 2 indoor heads; $4,000: >=3 indoor heads | 8779183 | ASHP | HRCU-A-CB-O |  | 24.7 | 9000
MIDEA | MCHSU-09PHH2 | MEHSU-09PHH2 |  | 10.5 | 12000 | $2,500: 2 indoor heads; $4,000: >=3 indoor heads | 8779201 | ASHP | HRCU-A-CB-O |  | 24.7 | 9000
GOODMAN | MSH123E21MCAA | MST123E20ACAA |  | 10.5 | 12000 | $2,500: 2 indoor heads; $4,000: >=3 indoor heads | 10062563 | ASHP | HRCU-A-CB-O |  | 21.5 | 12000
GREE | GWH12AGC-D3DNA1A/O | GTH(12)CA-D3DN***/I |  | 10.5 | 12000 | $2,500: 2 indoor heads; $4,000: >=3 indoor heads | 206913031 | ASHP | HRCU-A-CB-O |  | 19.6 | 12000
AIRQUEST | DLCSRAH12AAK | DLFSFAH12XAK |  | 10.5 | 12000 | $2,500: 2 indoor heads; $4,000: >=3 indoor heads | 203966590 | ASHP | HRCU-A-CB-O |  | 19.4 | 12000
C&H | CH-12DKT230VO | CH-12MSPHMC-230VI |  | 10.5 | 12000 | $2,500: 2 indoor heads; $4,000: >=3 indoor heads | 204098431 | ASHP | HRCU-A-CB-O |  | 19.4 | 12000
LENNOX | MLA012S4S-1P | MFMA012S4-1P |  | 10.5 | 12000 | $2,500: 2 indoor heads; $4,000: >=3 indoor heads | 205747587 | ASHP | HRCU-A-CB-O |  | 19.4 | 12000
MIDEA | 38MAQB12R--3 | 40MBFQ12---3 |  | 10.5 | 12000 | $2,500: 2 indoor heads; $4,000: >=3 indoor heads | 201846999 | ASHP | HRCU-A-CB-O |  | 19.4 | 12000
MDV | MOB30-12HFN1-MV0W | CFAU-12HRFN1-M(C) |  | 10.5 | 12000 | $2,500: 2 indoor heads; $4,000: >=3 indoor heads | 8740665 | ASHP | HRCU-A-CB-O |  | 19.4 | 12000
DIRECT AIR | MOB30-12HFN1-MV0W | CFAU-12HRFN1-M(C) |  | 10.5 | 12000 | $2,500: 2 indoor heads; $4,000: >=3 indoor heads | 8775835 | ASHP | HRCU-A-CB-O |  | 19.4 | 12000
MDV | MOB01-12HFN1-MV0W | CFAU-12HRFN1-M(C) |  | 10.5 | 12000 | $2,500: 2 indoor heads; $4,000: >=3 indoor heads | 8813720 | ASHP | HRCU-A-CB-O |  | 19.4 | 12000
MIDEA | MCHSU-12PHH2 | MEHSU-12CHN2 |  | 10.5 | 12000 | $2,500: 2 indoor heads; $4,000: >=3 indoor heads | 8813813 | ASHP | HRCU-A-CB-O |  | 19.4 | 12000
BRYANT | 38MAQB12R--3 | 619REQ012FBMA |  | 10.5 | 12000 | $2,500: 2 indoor heads; $4,000: >=3 indoor heads | 8856648 | ASHP | HRCU-A-CB-O |  | 19.4 | 12000
CARRIER | 38MAQB12R--3 | 40MBQB12F--3 |  | 10.5 | 12000 | $2,500: 2 indoor heads; $4,000: >=3 indoor heads | 8856649 | ASHP | HRCU-A-CB-O |  | 19.4 | 12000
MDV | MOX230-12HFN1-MV5W-L | MTIU-12HWFN1-M |  | 10.5 | 12000 | $2,500: 2 indoor heads; $4,000: >=3 indoor heads | 207658593 | ASHP | HRCU-A-CB |  | 21.5 | 12000
WESTINGHOUSE | WHP12SZA21S | WHP12WMA21S |  | 10.5 | 13000 | $2,500: 2 indoor heads; $5,000: >=3 indoor heads | 205417834 | ccASHP | HRCU-A-CB-O |  | 22 | 12000 | 2.07 | 75
YORK BY JOHNSON CONTROLS | DHZ12CSB21S | DHZ12NWB21S |  | 10.5 | 13000 | $2,500: 2 indoor heads; $5,000: >=3 indoor heads | 8578589 | ccASHP | HRCU-A-CB-O | Z-series | 23 | 12000 | 2.76 | 100
REZNOR | GXH12(3.5)KSK4DH | GHH12(3.5)KSK4DH |  | 10.5 | 13000 | $2,500: 2 indoor heads; $5,000: >=3 indoor heads | 202443294 | ccASHP | HRCU-A-CB-O | U-Crown | 23 | 12000 | 2.76 | 100
AIRTEMP | GXH12(3.5)KSK4DH | GHH12(3.5)KSK4DH |  | 10.5 | 13000 | $2,500: 2 indoor heads; $5,000: >=3 indoor heads | 202443315 | ccASHP | HRCU-A-CB-O | U-Crown | 23 | 12000 | 2.76 | 100
KINGHOME | KW12HUCA4DO | KW12HUCA4DI |  | 10.5 | 13000 | $2,500: 2 indoor heads; $5,000: >=3 indoor heads | 10338835 | ccASHP | HRCU-A-CB-O |  | 23 | 12000 | 2.01 | 78
GIBSON | GXH12(3.5)KSK4DH | GHH12(3.5)KSK4DH |  | 10.5 | 13000 | $2,500: 2 indoor heads; $5,000: >=3 indoor heads | 9135473 | ccASHP | HRCU-A-CB-O | U-Crown | 23 | 12000 | 2.76 | 100
GREE | GWH12UC-D3DNA4C/O | GWH12UC-D3DN***/I |  | 10.5 | 13000 | $2,500: 2 indoor heads; $5,000: >=3 indoor heads | 7607467 | ccASHP | HRCU-A-CB-O | U-Crown Series | 23 | 12000 | 2.76 | 100
HISENSE | AST-12UW3SXE01 | AST-12UW3SXE**01 |  | 10.5 | 13000 | $2,500: 2 indoor heads; $5,000: >=3 indoor heads | 203845999 | ccASHP | HRCU-A-CB-O |  | 22 | 12000 | 1.95 | 75
PERFECT AIRE | 3PAMSHQCO12-U230 | 3PAMSHQCW12-U230 |  | 10.5 | 13000 | $2,500: 2 indoor heads; $4,000: >=3 indoor heads | 206453601 | ASHP | HRCU-A-CB-O |  | 22 | 12000
AZUR | AZ-12CA22EXT | AZ-12CA22INT |  | 10.5 | 13000 | $2,500: 2 indoor heads; $4,000: >=3 indoor heads | 205417845 | ASHP | HRCU-A-CB-O |  | 22 | 12000
CHAMPION | DHZ12CSB21S | DHZ12NWB21S |  | 10.5 | 13000 | $2,500: 2 indoor heads; $4,000: >=3 indoor heads | 8657822 | ASHP | HRCU-A-CB-O |  | 23 | 12000
GUARDIAN BY JOHNSON CONTROLS | DHZ12CSB21S | DHZ12NWB21S |  | 10.5 | 13000 | $2,500: 2 indoor heads; $4,000: >=3 indoor heads | 8578592 | ASHP | HRCU-A-CB-O |  | 23 | 12000
LUXAIRE BY JOHNSON CONTROLS | DHZ12CSB21S | DHZ12NWB21S |  | 10.5 | 13000 | $2,500: 2 indoor heads; $4,000: >=3 indoor heads | 8578591 | ASHP | HRCU-A-CB-O |  | 23 | 12000
COLEMAN BY JOHNSON CONTROLS | DHZ12CSB21S | DHZ12NWB21S |  | 10.5 | 13000 | $2,500: 2 indoor heads; $4,000: >=3 indoor heads | 8578590 | ASHP | HRCU-A-CB-O |  | 23 | 12000
HESSAIRE | H12E1 | H12E1 |  | 10.5 | 13000 | $2,500: 2 indoor heads; $4,000: >=3 indoor heads | 206913622 | ASHP | HRCU-A-CB-O |  | 22 | 12000
EMERSON QUIET KOOL | 21S-EACH12R1C | 21S-EACH12R1W |  | 10.5 | 13000 | $2,500: 2 indoor heads; $4,000: >=3 indoor heads | 205747593 | ASHP | HRCU-A-CB-O |  | 22 | 12000
PERFECT AIRE | 3PAMSHQCO12 | 3PAMSHQCW12 |  | 10.5 | 13000 | $2,500: 2 indoor heads; $4,000: >=3 indoor heads | 205653642 | ASHP | HRCU-A-CB-O |  | 22 | 12000
FRIEDRICH | FPHSR12A1A | FPHSW12A1A |  | 10.5 | 13000 | $2,500: 2 indoor heads; $4,000: >=3 indoor heads | 203383868 | ASHP | HRCU-A-CB-O |  | 22 | 12000
HISENSE | AS-12UW1SXG00 | AS-12UW1SXG**00 |  | 10.5 | 13000 | $2,500: 2 indoor heads; $4,000: >=3 indoor heads | 203377565 | ASHP | HRCU-A-CB-O |  | 22 | 12000
HISENSE | AS-12UW1SXE00 | AS-12UW1SXE**00 |  | 10.5 | 13000 | $2,500: 2 indoor heads; $4,000: >=3 indoor heads | 203377564 | ASHP | HRCU-A-CB-O |  | 22 | 12000
HISENSE | AST-12UW3SXE01A | AST-12UW3SXE**01A |  | 10.5 | 13000 | $2,500: 2 indoor heads; $4,000: >=3 indoor heads | 205092782 | ASHP | HRCU-A-CB-O |  | 22 | 12000
HISENSE | AST-12UW3SXG01A | AST-12UW3SXG**01A |  | 10.5 | 13000 | $2,500: 2 indoor heads; $4,000: >=3 indoor heads | 205092762 | ASHP | HRCU-A-CB-O |  | 22 | 12000
HAXXAIR | HVH-12T2D | HAH-12T2D |  | 10.5 | 13000 | $2,500: 2 indoor heads; $4,000: >=3 indoor heads | 204628475 | ASHP | HRCU-A-CB-O |  | 22 | 12000
ZEPHYR | ZE-12CA22EXT | ZE-12CA22INT |  | 10.5 | 13000 | $2,500: 2 indoor heads; $4,000: >=3 indoor heads | 204580064 | ASHP | HRCU-A-CB-O |  | 22 | 12000
DIAL | 12000Z-20S-230-O | 12000Z-20S-230-I |  | 10.5 | 13000 | $2,500: 2 indoor heads; $4,000: >=3 indoor heads | 204400704 | ASHP | HRCU-A-CB-O |  | 22 | 12000
CLASSIC | HRHDBC12AS2 | HWHDBC12S2 |  | 10.5 | 13000 | $2,500: 2 indoor heads; $4,000: >=3 indoor heads | 205287348 | ASHP | HRCU-A-CB-O |  | 22 | 12000
DENALI AIRE | DNMSHQCO12A | DNMSHQCW12A |  | 10.5 | 13000 | $2,500: 2 indoor heads; $4,000: >=3 indoor heads | 205300162 | ASHP | HRCU-A-CB-O |  | 22 | 12000
CLASSIC | HRHDBC12SA | HWHDBC12SA |  | 10.5 | 13000 | $2,500: 2 indoor heads; $4,000: >=3 indoor heads | 205287354 | ASHP | HRCU-A-CB-O |  | 22 | 12000
HISENSE | AS-12UW1SXG00A | AS-12UW1SXG**00A |  | 10.5 | 13000 | $2,500: 2 indoor heads; $4,000: >=3 indoor heads | 205092757 | ASHP | HRCU-A-CB-O |  | 22 | 12000
HISENSE | AS-12UW1SXE00A | AS-12UW1SXE**00A |  | 10.5 | 13000 | $2,500: 2 indoor heads; $4,000: >=3 indoor heads | 205092756 | ASHP | HRCU-A-CB-O |  | 22 | 12000
WINDAIR | EWH12CR3A/O | EWH12CR3A/I |  | 10.5 | 13000 | $2,500: 2 indoor heads; $4,000: >=3 indoor heads | 10333755 | ASHP | HRCU-A-CB-O |  | 23 | 12000
HISENSE | AST-12UW3SXEDL01 | AST-12UW3SXEDL01 |  | 10.5 | 13000 | $2,500: 2 indoor heads; $4,000: >=3 indoor heads | 206347237 | ASHP | HRCU-A-CB-O |  | 22 | 12000
EMERSON QUIET KOOL | 21S-EACH12R2C | 21S-EACH12R2W |  | 10.5 | 13000 | $2,500: 2 indoor heads; $4,000: >=3 indoor heads | 206061620 | ASHP | HRCU-A-CB-O |  | 22 | 12000
MANUFLOW | AST-12UW3SXEDJ01(O) | AST-12UW3SXEDJ01(I) |  | 10.5 | 13000 | $2,500: 2 indoor heads; $4,000: >=3 indoor heads | 203446805 | ASHP | HRCU-A-CB-O |  | 22 | 12000
AIR-CON | ABXCI4H4S12 | ABXEM4H4S12 |  | 10.5 | 13000 | $2,500: 2 indoor heads; $4,000: >=3 indoor heads | 203446795 | ASHP | HRCU-A-CB-O |  | 22 | 12000
ZEPHYR | ZE-12CA22SEXT | ZE-12CA22SINT |  | 10.5 | 13000 | $2,500: 2 indoor heads; $4,000: >=3 indoor heads | 203446793 | ASHP | HRCU-A-CB-O |  | 22 | 12000
ZEPHYR | MA-12CA22SEXT | MA-12CA22SINT |  | 10.5 | 13000 | $2,500: 2 indoor heads; $4,000: >=3 indoor heads | 203446792 | ASHP | HRCU-A-CB-O |  | 22 | 12000
FRIEDRICH | FPHSR12A3A | FPHFW12A3A |  | 10.5 | 13000 | $2,500: 2 indoor heads; $4,000: >=3 indoor heads | 203383866 | ASHP | HRCU-A-CB-O |  | 22 | 12000
HISENSE | AST-12UW3SXG01 | AST-12UW3SXG**01 |  | 10.5 | 13000 | $2,500: 2 indoor heads; $4,000: >=3 indoor heads | 203378232 | ASHP | HRCU-A-CB-O |  | 22 | 12000
HISENSE | AST-12UW3SXE01 | AST-12UR3SXE**01 |  | 10.5 | 13000 | $2,500: 2 indoor heads; $4,000: >=3 indoor heads | 203378193 | ASHP | HRCU-A-CB-O |  | 22 | 12000
SAMSUNG | AC012KXADCH | AC012KNLDCH |  | 10.5 | 14000 | $2,500: 2 indoor heads; $5,000: >=3 indoor heads | 8715730 | ccASHP | HRCU-A-CB | Slim Duct | 20 | 12000 | 2.01 | 78
GE APPLIANCES | ASH112URDSE* | USYM12UCDSA* |  | 10.5 | 14500 | $2,500: 2 indoor heads; $5,000: >=3 indoor heads | 206842136 | ccASHP | HMSV-A-CB-O |  | 20 | 12000 | 1.89 | 82
HAIER | 1U12EH2VHE* | USYM12UCDSA* |  | 10.5 | 14500 | $2,500: 2 indoor heads; $5,000: >=3 indoor heads | 206389354 | ccASHP | HRCU-A-CB | ARCTIC Next Gen | 20 | 12000 | 1.89 | 82
LG | LUU127HV | LDN127HV4 |  | 10.5 | 16000 | $2,500: 2 indoor heads; $5,000: >=3 indoor heads | 8931559 | ccASHP | HRCU-A-CB |  | 19.6 | 11600 | 1.95 | 75
HAIER | 1U15AP2VHA | AW15ES2VHB |  | 10.5 | 16000 | $2,500: 2 indoor heads; $5,000: >=3 indoor heads | 202583712 | ccASHP | HRCU-A-CB | Advanced Plus | 21.5 | 15000 | 1.9 | 100
GE APPLIANCES | ASH115PRDWA | ASYW15PRDWB |  | 10.5 | 16000 | $2,500: 2 indoor heads; $5,000: >=3 indoor heads | 202588312 | ccASHP | HRCU-A-CB | Summit | 21.5 | 15000 | 1.9 | 100
CARRIER | 38MARBQ18AA3 | FV4CNF002L |  | 10.5 | 17100 | 5000 | 207202170 | ccASHP | HRCU-A-CB | Performance | 16 | 17400 | 2.01 | 73
BRYANT | 38MARBQ18AA3 | FV4CNF002L |  | 10.5 | 17100 | 5000 | 207202168 | ccASHP | HRCU-A-CB | Preferred | 16 | 17400 | 2.01 | 73
CARRIER | 38MARBQ18AA3 | CAP**2517AL* | 59SC2D040E14**10 | 10.5 | 17600 | 5000 | 207202228 | ccASHP | HRCU-A-CB | Performance | 17.5 | 18000 | 2 | 72
BRYANT | 38MARBQ18AA3 | CAP**2517AL* | 912SD30040E14*** | 10.5 | 17600 | 5000 | 207202340 | ccASHP | HRCU-A-CB | Preferred | 17.5 | 18000 | 2 | 72
CARRIER | 38MARBQ18AA3 | CAP**1917AL* | 59SC5B040E17**12 | 10.5 | 17700 | 5000 | 207202256 | ccASHP | HRCU-A-CB | Performance | 17.5 | 18100 | 2 | 72
CARRIER | 38MARBQ18AA3 | CAP**2517AL* | 59SC5B040E17**12 | 10.5 | 17700 | 5000 | 207202258 | ccASHP | HRCU-A-CB | Performance | 17.5 | 18100 | 2 | 71
BRYANT | 38MARBQ18AA3 | CAP**2517AL* | 915SB36040E17*** | 10.5 | 17700 | 5000 | 207202370 | ccASHP | HRCU-A-CB | Preferred | 17.5 | 18100 | 2 | 71
CARRIER | 38MARBQ18AA3 | CAP**1917AL* | 59SC2D040E14**10 | 10.5 | 17700 | 5000 | 207202225 | ccASHP | HRCU-A-CB | Performance | 17.5 | 18000 | 2 | 72
BRYANT | 38MARBQ18AA3 | CAP**1917AL* | 912SD30040E14*** | 10.5 | 17700 | 5000 | 207202337 | ccASHP | HRCU-A-CB | Preferred | 17.5 | 18000 | 2 | 72
BRYANT | 38MARBQ18AA3 | CAP**1917AL* | 915SB36040E17*** | 10.5 | 17700 | 5000 | 207202368 | ccASHP | HRCU-A-CB | Preferred | 17.5 | 18100 | 2 | 72
CARRIER | 38MARBQ18AA3 | CAP**1917AL* | 59TP6B040V17**12 | 10.5 | 17800 | 5000 | 207202276 | ccASHP | HRCU-A-CB | Performance | 17.5 | 18200 | 2 | 72
BRYANT | 38MARBQ18AA3 | CAP**2517AL* | 926TB36040V17*** | 10.5 | 17800 | 5000 | 207202390 | ccASHP | HRCU-A-CB | Preferred | 17.5 | 18300 | 2 | 71
CARRIER | 38MARBQ18AA3 | CAP**2517AL* | 59SC5B040E14**10 | 10.5 | 17800 | 5000 | 207202252 | ccASHP | HRCU-A-CB | Performance | 17.5 | 18300 | 2 | 71
BRYANT | 38MARBQ18AA3 | CAP**2517AL* | 915SB30040E14*** | 10.5 | 17800 | 5000 | 207202364 | ccASHP | HRCU-A-CB | Preferred | 17.5 | 18300 | 2 | 71
CARRIER | 38MARBQ18AA3 | CAP**2517AL* | 59TP6B040V17**12 | 10.5 | 17800 | 5000 | 207202278 | ccASHP | HRCU-A-CB | Performance | 17.5 | 18300 | 2 | 71
BRYANT | 38MARBQ18AA3 | CAP**1917AL* | 926TB36040V17*** | 10.5 | 17800 | 5000 | 207202388 | ccASHP | HRCU-A-CB | Preferred | 17.5 | 18200 | 2 | 72
CARRIER | 38MARBQ18AA3 | CAP**2517AL* | 58TP*A090V17**16 | 10.5 | 17800 | 5000 | 207202224 | ccASHP | HRCU-A-CB | Performance | 18 | 18500 | 2 | 71
BRYANT | 38MARBQ18AA3 | CAP**2517AL* | 82*TA48090V17*** | 10.5 | 17800 | 5000 | 207202336 | ccASHP | HRCU-A-CB | Preferred | 18 | 18500 | 2 | 71
CARRIER | 38MARBQ18AA3 | CAP**1917AL* | 59SC5B040E14**10 | 10.5 | 17900 | 5000 | 207202249 | ccASHP | HRCU-A-CB | Performance | 17.5 | 18300 | 2 | 72
BRYANT | 38MARBQ18AA3 | CAP**1917AL* | 915SB30040E14*** | 10.5 | 17900 | 5000 | 207202361 | ccASHP | HRCU-A-CB | Preferred | 17.5 | 18300 | 2 | 72
CARRIER | 38MARBQ18AA3 | CAP**2517AL* | 59TP6B040V14**10 | 10.5 | 18000 | 5000 | 207202272 | ccASHP | HRCU-A-CB | Performance | 17 | 18500 | 2 | 71
CARRIER | 38MARBQ18AA3 | CAP**1917AL* | 59TP6B040V14**10 | 10.5 | 18000 | 5000 | 207202269 | ccASHP | HRCU-A-CB | Performance | 17 | 18500 | 2 | 71
BRYANT | 38MARBQ18AA3 | CAP**2517AL* | 926TB30040V14*** | 10.5 | 18000 | 5000 | 207202384 | ccASHP | HRCU-A-CB | Preferred | 17 | 18500 | 2 | 71
BRYANT | 38MARBQ18AA3 | CAP**1917AL* | 926TB30040V14*** | 10.5 | 18000 | 5000 | 207202381 | ccASHP | HRCU-A-CB | Preferred | 17 | 18500 | 2 | 71
ARCOAIRE | DLCSRAH18AAK | DLFSHAH18XAK |  | 10.5 | 18000 | $2,500: 2 indoor heads; $5,000: >=3 indoor heads | 201835517 | ccASHP | HRCU-A-CB-O | Mid-tier | 22 | 18000 | 1.89 | 115
ARCOAIRE | DLCSRAH18AAK | DLFSCAH18XAK |  | 10.5 | 18000 | $2,500: 2 indoor heads; $5,000: >=3 indoor heads | 201835537 | ccASHP | HRCU-A-CB-O | Mid-tier | 20 | 16000 | 2.4 | 87
DAY & NIGHT | DLCSRAH18AAK | DLFSHAH18XAK |  | 10.5 | 18000 | $2,500: 2 indoor heads; $5,000: >=3 indoor heads | 201835613 | ccASHP | HRCU-A-CB-O | Mid-tier | 22 | 18000 | 1.89 | 115
DAY & NIGHT | DLCSRAH18AAK | DLFSCAH18XAK |  | 10.5 | 18000 | $2,500: 2 indoor heads; $5,000: >=3 indoor heads | 201835634 | ccASHP | HRCU-A-CB-O | Mid-tier | 20 | 16000 | 2.4 | 87
COMFORTMAKER | DLCSRAH18AAK | DLFSHAH18XAK |  | 10.5 | 18000 | $2,500: 2 indoor heads; $5,000: >=3 indoor heads | 201835565 | ccASHP | HRCU-A-CB-O | Mid-tier | 22 | 18000 | 1.89 | 115
HEIL | DLCSRAH18AAK | DLFSHAH18XAK |  | 10.5 | 18000 | $2,500: 2 indoor heads; $5,000: >=3 indoor heads | 201835674 | ccASHP | HRCU-A-CB-O | Mid-tier | 22 | 18000 | 1.89 | 115
HEIL | DLCSRAH18AAK | DLFSCAH18XAK |  | 10.5 | 18000 | $2,500: 2 indoor heads; $5,000: >=3 indoor heads | 201835716 | ccASHP | HRCU-A-CB-O | Mid-tier | 20 | 16000 | 2.4 | 87
KENMORE | DLCSRAH18AAK | DLFSCAH18XAK |  | 10.5 | 18000 | $2,500: 2 indoor heads; $5,000: >=3 indoor heads | 201835813 | ccASHP | HRCU-A-CB-O | Mid-tier | 20 | 16000 | 2.4 | 87
COMFORTMAKER | DLCSRAH18AAK | DLFSCAH18XAK |  | 10.5 | 18000 | $2,500: 2 indoor heads; $5,000: >=3 indoor heads | 201835586 | ccASHP | HRCU-A-CB-O | Mid-tier | 20 | 16000 | 2.4 | 87
KEEPRITE | DLCSRAH18AAK | DLFSHAH18XAK |  | 10.5 | 18000 | $2,500: 2 indoor heads; $5,000: >=3 indoor heads | 201835675 | ccASHP | HRCU-A-CB-O | Mid-tier | 22 | 18000 | 1.89 | 115
KEEPRITE | DLCSRAH18AAK | DLFSCAH18XAK |  | 10.5 | 18000 | $2,500: 2 indoor heads; $5,000: >=3 indoor heads | 201835717 | ccASHP | HRCU-A-CB-O | Mid-tier | 20 | 16000 | 2.4 | 87
KENMORE | DLCSRAH18AAK | DLFSHAH18XAK |  | 10.5 | 18000 | $2,500: 2 indoor heads; $5,000: >=3 indoor heads | 201835770 | ccASHP | HRCU-A-CB-O | Mid-tier | 22 | 18000 | 1.89 | 115
MIDEA | DLCSRAH18AAK | DLFSCAH18XAK |  | 10.5 | 18000 | $2,500: 2 indoor heads; $5,000: >=3 indoor heads | 201796611 | ccASHP | HRCU-A-CB-O | Mid-tier | 20 | 16000 | 2.4 | 87
SMART COMFORT | DLCSRAH18AAK | DLFSHAH18XAK |  | 10.5 | 18000 | $2,500: 2 indoor heads; $5,000: >=3 indoor heads | 202119264 | ccASHP | HRCU-A-CB-O | Mid-tier | 22 | 18000 | 1.89 | 115
SMART COMFORT | DLCSRAH18AAK | DLFSCAH18XAK |  | 10.5 | 18000 | $2,500: 2 indoor heads; $5,000: >=3 indoor heads | 202119282 | ccASHP | HRCU-A-CB-O | Mid-tier | 20 | 16000 | 2.4 | 87
TEMPSTAR | DLCSRAH18AAK | DLFSHAH18XAK |  | 10.5 | 18000 | $2,500: 2 indoor heads; $5,000: >=3 indoor heads | 201835771 | ccASHP | HRCU-A-CB-O | Mid-tier | 22 | 18000 | 1.89 | 115
TEMPSTAR | DLCSRAH18AAK | DLFSCAH18XAK |  | 10.5 | 18000 | $2,500: 2 indoor heads; $5,000: >=3 indoor heads | 201835812 | ccASHP | HRCU-A-CB-O | Mid-tier | 20 | 16000 | 2.4 | 87
MIDEA | DLCSRAH18AAK | DLFSHAH18XAK |  | 10.5 | 18000 | $2,500: 2 indoor heads; $5,000: >=3 indoor heads | 201756549 | ccASHP | HRCU-A-CB-O | Advantage | 22 | 18000 | 1.89 | 115
ELIOS | DE18HOS23230E2 | DE18HIDU230X5 |  | 10.5 | 18000 | $2,500: 2 indoor heads; $4,000: >=3 indoor heads | 203238495 | ASHP | HRCU-A-CB |  | 19 | 18000
AIREASE | 4DHP1S18S-1P | DMD218S4-1P |  | 10.5 | 18000 | $2,500: 2 indoor heads; $4,000: >=3 indoor heads | 204462431 | ASHP | HRCU-A-CB |  | 19 | 18000
ARMSTRONG AIR | 4DHP1S18S-1P | DMD218S4-1P |  | 10.5 | 18000 | $2,500: 2 indoor heads; $4,000: >=3 indoor heads | 204462442 | ASHP | HRCU-A-CB |  | 19 | 18000
MRCOOL | O-ES-18-HP-C-230 | DUCT-18HP-230 |  | 10.5 | 18000 | $2,500: 2 indoor heads; $4,000: >=3 indoor heads | 204469763 | ASHP | HRCU-A-CB |  | 19 | 18000
BRYANT | 38MAQB18R--3 | 40MBCQ18---3 |  | 10.5 | 18000 | $2,500: 2 indoor heads; $4,000: >=3 indoor heads | 200059158 | ASHP | HRCU-A-CB-O |  | 20 | 16000
CARRIER | 38MAQB18R--3 | 40MBCQ18---3 |  | 10.5 | 18000 | $2,500: 2 indoor heads; $4,000: >=3 indoor heads | 200059159 | ASHP | HRCU-A-CB-O |  | 20 | 16000
MDV | MOCA31-18HFN1-MT0W | MTIU-18HWFN1-M |  | 10.5 | 18000 | $2,500: 2 indoor heads; $4,000: >=3 indoor heads | 200059297 | ASHP | HRCU-A-CB |  | 19 | 18000
MIDEA | MOCA31-18HFN1-MT0W | MTIU-18HWFN1-M |  | 10.5 | 18000 | $2,500: 2 indoor heads; $4,000: >=3 indoor heads | 200059298 | ASHP | HRCU-A-CB |  | 19 | 18000
MIDEA | MOCA31-18HFN1-MT0W | MUEU-18HRFN1-M(C) |  | 10.5 | 18000 | $2,500: 2 indoor heads; $4,000: >=3 indoor heads | 10445385 | ASHP | HRCU-A-CB-O |  | 20 | 18000
KLIMAIRE | KSIE018-H220-O | KDIP18-H2 |  | 10.5 | 18000 | $2,500: 2 indoor heads; $4,000: >=3 indoor heads | 201796639 | ASHP | HRCU-A-CB |  | 19 | 18000
SENVILLE | SENA/18HF/OZ | SENA/18HF/ICZ |  | 10.5 | 18000 | $2,500: 2 indoor heads; $4,000: >=3 indoor heads | 8929141 | ASHP | HRCU-A-CB-O |  | 20 | 16000
MRCOOL | O-HH-18-HP-C-230 | CASSETTE24HP-230 |  | 10.5 | 18000 | $2,500: 2 indoor heads; $4,000: >=3 indoor heads | 8977717 | ASHP | HRCU-A-CB-O |  | 20 | 16000
LENNOX | MPB018S4S-1P | MCFB018S4-2P |  | 10.5 | 18000 | $2,500: 2 indoor heads; $4,000: >=3 indoor heads | 10058825 | ASHP | HRCU-A-CB-O |  | 20 | 18000
MIDEA | MOCA30-18HFN1-MT0W | CCA3U-18HRFN1-M(C) |  | 10.5 | 18000 | $2,500: 2 indoor heads; $4,000: >=3 indoor heads | 10207485 | ASHP | HRCU-A-CB-O |  | 20 | 16000
BREEZE33 | BZ33-HYP18HPOUT2-P | BZ33-CASS18-P |  | 10.5 | 18000 | $2,500: 2 indoor heads; $4,000: >=3 indoor heads | 205470427 | ASHP | HRCU-A-CB-O |  | 20 | 16000
NOVAIR PLUS | 18EVONVO | 18EVCNVI |  | 10.5 | 18000 | $2,500: 2 indoor heads; $4,000: >=3 indoor heads | 205281382 | ASHP | HRCU-A-CB-O |  | 20 | 16000
NOVAIR PLUS | 18EVANVO | 18EVDNVI |  | 10.5 | 18000 | $2,500: 2 indoor heads; $4,000: >=3 indoor heads | 205281391 | ASHP | HRCU-A-CB |  | 19 | 18000
WEATHERMAKER | 38MAQB18R--3 | 40MBCQ18---3 |  | 10.5 | 18000 | $2,500: 2 indoor heads; $4,000: >=3 indoor heads | 205772834 | ASHP | HRCU-A-CB-O |  | 20 | 16000
DURASTAR | DRA1U18S1A | DRAD18F1A |  | 10.5 | 18000 | $2,500: 2 indoor heads; $4,000: >=3 indoor heads | 206369525 | ASHP | HRCU-A-CB |  | 19 | 18000
DURASTAR | DRA1U18S1A | DRAF18F1A |  | 10.5 | 18000 | $2,500: 2 indoor heads; $4,000: >=3 indoor heads | 206369526 | ASHP | HRCU-A-CB-O |  | 20 | 18000
KOOLKING | MOCA30-18HFN1-MT0W | CCA3U-18HRFN1-M(C) |  | 10.5 | 18000 | $2,500: 2 indoor heads; $4,000: >=3 indoor heads | 205092279 | ASHP | HRCU-A-CB-O |  | 20 | 16000
MIDEA | MOCA01-18HFN1-MT0W | MSMBD-18HRFN1-MT0W |  | 10.5 | 18000 | $2,500: 2 indoor heads; $4,000: >=3 indoor heads | 205092291 | ASHP | HRCU-A-CB-O |  | 22 | 18000
ELIOS | DE18HOS23230E2 | DM18HIDU230X5 |  | 10.5 | 18000 | $2,500: 2 indoor heads; $4,000: >=3 indoor heads | 205300168 | ASHP | HRCU-A-CB |  | 19 | 18000
C&H | CH-18SPH-230VO | CH-M18DTUI |  | 10.5 | 18000 | $2,500: 2 indoor heads; $4,000: >=3 indoor heads | 205263856 | ASHP | HRCU-A-CB |  | 19 | 18000
ELIOS | DE18HOS25230E3 | DM18HICU230X5 |  | 10.5 | 18000 | $2,500: 2 indoor heads; $4,000: >=3 indoor heads | 205300185 | ASHP | HRCU-A-CB-O |  | 20 | 16000
NORTON AIR CONDITIONERS | OHP14-18-12-22 | DHP14-18-12-U |  | 10.5 | 18000 | $2,500: 2 indoor heads; $4,000: >=3 indoor heads | 205300197 | ASHP | HRCU-A-CB |  | 19 | 18000
MRCOOL | O-HH-18-HP-C-230 | CASSETTE18HP-230 |  | 10.5 | 18000 | $2,500: 2 indoor heads; $4,000: >=3 indoor heads | 204469766 | ASHP | HRCU-A-CB-O |  | 20 | 16000
KANIONCO | KD-18R410AH | KD-18R410AH |  | 10.5 | 18000 | $2,500: 2 indoor heads; $4,000: >=3 indoor heads | 204760846 | ASHP | HRCU-A-CB |  | 19 | 18000
AIRLUX | ASZ18O | AMD18I |  | 10.5 | 18000 | $2,500: 2 indoor heads; $4,000: >=3 indoor heads | 203401044 | ASHP | HRCU-A-CB |  | 19 | 18000
MRCOOL | O-HH-18-HP-C-230 | CASSETTE18HP-230 |  | 10.5 | 18000 | $2,500: 2 indoor heads; $4,000: >=3 indoor heads | 204340474 | ASHP | HRCU-A-CB-O |  | 20 | 16000
ALLIED | 4DHP1S18S-1P | DMD218S4-1P |  | 10.5 | 18000 | $2,500: 2 indoor heads; $4,000: >=3 indoor heads | 203966551 | ASHP | HRCU-A-CB |  | 19 | 18000
AIRQUEST | DLCSRAH18AAK | DLFSHAH18XAK |  | 10.5 | 18000 | $2,500: 2 indoor heads; $4,000: >=3 indoor heads | 203966581 | ASHP | HRCU-A-CB-O |  | 22 | 18000
AIRQUEST | DLCSRAH18AAK | DLFSCAH18XAK |  | 10.5 | 18000 | $2,500: 2 indoor heads; $4,000: >=3 indoor heads | 203966587 | ASHP | HRCU-A-CB-O |  | 20 | 16000
BOSCH | BMS500-AAS018-1CSXRA | BMS500-AAU018-1AHDXB |  | 10.5 | 18000 | $2,500: 2 indoor heads; $4,000: >=3 indoor heads | 203991161 | ASHP | HRCU-A-CB |  | 19 | 18000
MOOVAIR | DM18HOS23230E2 | DM18HIDU230X5 |  | 10.5 | 18000 | $2,500: 2 indoor heads; $4,000: >=3 indoor heads | 204005738 | ASHP | HRCU-A-CB |  | 19 | 18000
MOOVAIR | DM18HOS25230E3 | DM18HICU230X5 |  | 10.5 | 18000 | $2,500: 2 indoor heads; $4,000: >=3 indoor heads | 204005750 | ASHP | HRCU-A-CB-O |  | 20 | 16000
ELIOS | DE18HOS25230E3 | DE18HICU230X5 |  | 10.5 | 18000 | $2,500: 2 indoor heads; $4,000: >=3 indoor heads | 204005784 | ASHP | HRCU-A-CB-O |  | 20 | 16000
BOSCH | BMS500-AAS018-1CSXHB | BMS500-AAU018-1AHCXB |  | 10.5 | 18000 | $2,500: 2 indoor heads; $4,000: >=3 indoor heads | 204014466 | ASHP | HRCU-A-CB-O |  | 20 | 16000
BOSCH | BMS500-AAS018-1CSXXA | BMS500-AAU018-1AHDXB |  | 10.5 | 18000 | $2,500: 2 indoor heads; $4,000: >=3 indoor heads | 204014473 | ASHP | HRCU-A-CB |  | 19 | 18000
C&H | CH-18DKT230VO | CH-18MSPHCT-230VI |  | 10.5 | 18000 | $2,500: 2 indoor heads; $4,000: >=3 indoor heads | 204098418 | ASHP | HRCU-A-CB-O |  | 20 | 16000
C&H | CH-18SPH-230VO | CH-18LCDTU/I |  | 10.5 | 18000 | $2,500: 2 indoor heads; $4,000: >=3 indoor heads | 204098422 | ASHP | HRCU-A-CB |  | 19 | 18000
C&H | CH-18SPH-230VO | CH-18MSPHFC-230VI |  | 10.5 | 18000 | $2,500: 2 indoor heads; $4,000: >=3 indoor heads | 204098432 | ASHP | HRCU-A-CB-O |  | 20 | 18000
DIRECT AIR | MOCA31-18HFN1-MT0W | MTIU-18HWFN1-M |  | 10.5 | 18000 | $2,500: 2 indoor heads; $4,000: >=3 indoor heads | 203269800 | ASHP | HRCU-A-CB |  | 19 | 18000
PERFECTAIRE | 2PAMSHH18-SZO-20 | 2PAMSCH18 |  | 10.5 | 18000 | $2,500: 2 indoor heads; $4,000: >=3 indoor heads | 207192286 | ASHP | HRCU-A-CB-O |  | 20 | 16000
MIDEA | 38MAQB18R--3 | 40MBCQ18---3 |  | 10.5 | 18000 | $2,500: 2 indoor heads; $4,000: >=3 indoor heads | 201846994 | ASHP | HRCU-A-CB-O |  | 20 | 16000
MDV | MOCA30-18HFN1-MT0W | CCA3U-18HRFN1-M(C) |  | 10.5 | 18000 | $2,500: 2 indoor heads; $4,000: >=3 indoor heads | 8739924 | ASHP | HRCU-A-CB-O |  | 20 | 16000
MDV | MOCA31-18HFN1-MT0W | MUEU-18HRFN1-M(C) |  | 10.5 | 18000 | $2,500: 2 indoor heads; $4,000: >=3 indoor heads | 8740672 | ASHP | HRCU-A-CB-O |  | 20 | 18000
CLASSIC | MROHNC18AS | MCHINC18S |  | 10.5 | 18000 | $2,500: 2 indoor heads; $4,000: >=3 indoor heads | 8752720 | ASHP | HRCU-A-CB-O |  | 20 | 16000
TGM | MROHNT18AS | MCHINT18S |  | 10.5 | 18000 | $2,500: 2 indoor heads; $4,000: >=3 indoor heads | 8752721 | ASHP | HRCU-A-CB-O |  | 20 | 16000
DIRECT AIR | MOCA30-18HFN1-MT0W | CCA3U-18HRFN1-M(C) |  | 10.5 | 18000 | $2,500: 2 indoor heads; $4,000: >=3 indoor heads | 8775836 | ASHP | HRCU-A-CB-O |  | 20 | 16000
DIRECT AIR | MOCA31-18HFN1-MT0W | MUEU-18HRFN1-M(C) |  | 10.5 | 18000 | $2,500: 2 indoor heads; $4,000: >=3 indoor heads | 8775850 | ASHP | HRCU-A-CB-O |  | 20 | 18000
MDV | MOCA01-18HFN1-MT0W | MSMBD-18HRFN1-MT0W |  | 10.5 | 18000 | $2,500: 2 indoor heads; $4,000: >=3 indoor heads | 8779187 | ASHP | HRCU-A-CB-O |  | 22 | 18000
MIDEA | MCHSU-18PHH2 | MEHSU-18PHH2 |  | 10.5 | 18000 | $2,500: 2 indoor heads; $4,000: >=3 indoor heads | 8779203 | ASHP | HRCU-A-CB-O |  | 22 | 18000
MDV | MOCA01-18HFN1-MT0W | CCA3U-18HRFN1-M(C) |  | 10.5 | 18000 | $2,500: 2 indoor heads; $4,000: >=3 indoor heads | 8813723 | ASHP | HRCU-A-CB-O |  | 20 | 16000
MIDEA | MCHSU-18PHH2 | MEHSU-18CHC2 |  | 10.5 | 18000 | $2,500: 2 indoor heads; $4,000: >=3 indoor heads | 8813815 | ASHP | HRCU-A-CB-O |  | 20 | 16000
BRYANT | 38MAQB18R--3 | 619REQ018CBMA |  | 10.5 | 18000 | $2,500: 2 indoor heads; $4,000: >=3 indoor heads | 8856654 | ASHP | HRCU-A-CB-O |  | 20 | 16000
CARRIER | 38MAQB18R--3 | 40MBQB18C--3 |  | 10.5 | 18000 | $2,500: 2 indoor heads; $4,000: >=3 indoor heads | 8856655 | ASHP | HRCU-A-CB-O |  | 20 | 16000
MDV | MOX430-17HFN1-MT0W-L | MUEU-18HRFN1-M(C) |  | 10.5 | 18000 | $2,500: 2 indoor heads; $4,000: >=3 indoor heads | 207658612 | ASHP | HRCU-A-CB-O |  | 20.2 | 17000
THERMOCORE SYSTEMS | T321S-H218-C | T3-OS218-EC |  | 10.5 | 18000 | $2,500: 2 indoor heads; $4,000: >=3 indoor heads | 205992987 | ASHP | HRCU-A-CB-O |  | 20 | 16000
C&H | CH-18LCU/O | CH-18LCDTU/I |  | 10.5 | 18000 | $2,500: 2 indoor heads; $4,000: >=3 indoor heads | 201992974 | ASHP | HRCU-A-CB |  | 19 | 18000
CONCORD | 4DHP1S18S-1P | DMD218S4-1P |  | 10.5 | 18000 | $2,500: 2 indoor heads; $4,000: >=3 indoor heads | 202110464 | ASHP | HRCU-A-CB |  | 19 | 18000
DUCANE | 4DHP1S18S-1P | DMD218S4-1P |  | 10.5 | 18000 | $2,500: 2 indoor heads; $4,000: >=3 indoor heads | 202110465 | ASHP | HRCU-A-CB |  | 19 | 18000
PAYNE | 38MAQB18R--3 | 40MBCQ18---3 |  | 10.5 | 18000 | $2,500: 2 indoor heads; $4,000: >=3 indoor heads | 201846974 | ASHP | HRCU-A-CB-O |  | 20 | 16000
LENNOX | LISH018000P431-C | LICH4018180P431-C |  | 10.5 | 18000 | $2,500: 2 indoor heads; $4,000: >=3 indoor heads | 201796624 | ASHP | HRCU-A-CB-O |  | 20 | 16000
GOODMAN | MSH183E21MCAA | MST183E21ADAA |  | 10.5 | 18000 | $2,500: 2 indoor heads; $4,000: >=3 indoor heads | 202196601 | ASHP | HRCU-A-CB |  | 19 | 18000
COMFORTSTAR | CXH018CD(O) | TPA-18 |  | 10.5 | 18000 | $2,500: 2 indoor heads; $4,000: >=3 indoor heads | 202575865 | ASHP | HRCU-A-CB-O |  | 20 | 16000
LENNOX | MPB018S4S-1P | MMDB018S4-2P |  | 10.5 | 18000 | $2,500: 2 indoor heads; $4,000: >=3 indoor heads | 10528565 | ASHP | HRCU-A-CB |  | 19 | 18000
MIDEA | MCU-181PQ2 | MEU-18WPQ2 |  | 10.5 | 18000 | $2,500: 2 indoor heads; $4,000: >=3 indoor heads | 10611648 | ASHP | HRCU-A-CB-O |  | 22 | 18000
BRYANT | 38MARBQ18AA3 | CNPV*2417AL* | 83*SA36040E17*** | 10.5 | 18200 | 5000 | 207202317 | ccASHP | HRCU-A-CB | Preferred | 17.5 | 17700 | 2 | 75
CARRIER | 38MARBQ18AA3 | CNPV*2417AL* | 58SU*A040E17**12 | 10.5 | 18200 | 5000 | 207202205 | ccASHP | HRCU-A-CB | Performance | 17.5 | 17700 | 2 | 75
CARRIER | 38MARBQ18AA3 | CNPV*2417AL* | 59SC5B040E17**12 | 10.5 | 18300 | 5000 | 207202259 | ccASHP | HRCU-A-CB | Performance | 17 | 17600 | 2 | 75
BRYANT | 38MARBQ18AA3 | CNPV*2417AL* | 915SB36040E17*** | 10.5 | 18300 | 5000 | 207202371 | ccASHP | HRCU-A-CB | Preferred | 17 | 17600 | 2 | 75
CARRIER | 38MARBQ18AA3 | CNPV*2414AL* | 58TP*A070V14**12 | 10.5 | 18400 | 5000 | 207202217 | ccASHP | HRCU-A-CB | Performance | 17.5 | 17800 | 2 | 74
CARRIER | 38MARBQ18AA3 | CNPV*2417AL* | 58TP*A070V14**12 | 10.5 | 18400 | 5000 | 207202218 | ccASHP | HRCU-A-CB | Performance | 17.5 | 17800 | 2 | 74
CARRIER | 38MARBQ18AA3 | CAP**2414AL* | 59SC2D040E14**10 | 10.5 | 18400 | 5000 | 207202226 | ccASHP | HRCU-A-CB | Performance | 17 | 17500 | 2 | 73
BRYANT | 38MARBQ18AA3 | CAP**2417AL* | 912SD30040E14*** | 10.5 | 18400 | 5000 | 207202339 | ccASHP | HRCU-A-CB | Preferred | 17 | 17500 | 2 | 73
BRYANT | 38MARBQ18AA3 | CNPV*2414AL* | 82*TA36070V14*** | 10.5 | 18400 | 5000 | 207202329 | ccASHP | HRCU-A-CB | Preferred | 17.5 | 17800 | 2 | 74
BRYANT | 38MARBQ18AA3 | CNPV*2417AL* | 82*TA36070V14*** | 10.5 | 18400 | 5000 | 207202330 | ccASHP | HRCU-A-CB | Preferred | 17.5 | 17800 | 2 | 74
BRYANT | 38MARBQ18AA3 | CAP**2414AL* | 912SD30040E14*** | 10.5 | 18400 | 5000 | 207202338 | ccASHP | HRCU-A-CB | Preferred | 17 | 17500 | 2 | 73
CARRIER | 38MARBQ18AA3 | CAP**2417AL* | 59SC2D040E14**10 | 10.5 | 18400 | 5000 | 207202227 | ccASHP | HRCU-A-CB | Performance | 17 | 17500 | 2 | 73
BRYANT | 38MARBQ18AA3 | CNPV*2414AL* | 915SB30040E14*** | 10.5 | 18500 | 5000 | 207202366 | ccASHP | HRCU-A-CB | Preferred | 17 | 17800 | 2 | 74
CARRIER | 38MARBQ18AA3 | CAP**2417AL* | 59SC5B040E17**12 | 10.5 | 18500 | 5000 | 207202257 | ccASHP | HRCU-A-CB | Performance | 17 | 17600 | 2 | 74
BRYANT | 38MARBQ18AA3 | CAP**2417AL* | 915SB36040E17*** | 10.5 | 18500 | 5000 | 207202369 | ccASHP | HRCU-A-CB | Preferred | 17 | 17600 | 2 | 74
CARRIER | 38MARBQ18AA3 | CNPV*2417AL* | 59TP6B040V17**12 | 10.5 | 18500 | 5000 | 207202279 | ccASHP | HRCU-A-CB | Performance | 17 | 17700 | 2 | 74
CARRIER | 38MARBQ18AA3 | CNPV*2414AL* | 59TP6B060V14**12 | 10.5 | 18500 | 5000 | 207202285 | ccASHP | HRCU-A-CB | Performance | 17 | 17900 | 2 | 74
CARRIER | 38MARBQ18AA3 | CNPV*2417AL* | 59TP6B060V14**12 | 10.5 | 18500 | 5000 | 207202286 | ccASHP | HRCU-A-CB | Performance | 17 | 17900 | 2 | 74
CARRIER | 38MARBQ18AA3 | CNPV*2414AL* | 58S(B,C)*A070E14**12 | 10.5 | 18500 | 5000 | 207202198 | ccASHP | HRCU-A-CB | Performance | 17.5 | 18000 | 2 | 74
CARRIER | 38MARBQ18AA3 | CNPV*2417AL* | 58S(B,C)*A070E14**12 | 10.5 | 18500 | 5000 | 207202199 | ccASHP | HRCU-A-CB | Performance | 17.5 | 18000 | 2 | 74
CARRIER | 38MARBQ18AA3 | CNPV*2414AL* | 58TP*A045V14**12 | 10.5 | 18500 | 5000 | 207202210 | ccASHP | HRCU-A-CB | Performance | 17.5 | 18000 | 2 | 74
CARRIER | 38MARBQ18AA3 | CNPV*2417AL* | 58TP*A045V14**12 | 10.5 | 18500 | 5000 | 207202211 | ccASHP | HRCU-A-CB | Performance | 17.5 | 18000 | 2 | 74
CARRIER | 38MARBQ18AA3 | FX4DNF019L |  | 10.5 | 18500 | 5000 | 207202181 | ccASHP | HRCU-A-CB | Performance | 18 | 18500 | 2 | 73
CARRIER | 38MARBQ18AA3 | CNPV*2417AL* | 59SU5A040E17**12 | 10.5 | 18500 | 5000 | 207202268 | ccASHP | HRCU-A-CB | Performance | 17.5 | 17900 | 2 | 74
BRYANT | 38MARBQ18AA3 | CNPV*2414AL* | 8(0,1)*SA36070E14*** | 10.5 | 18500 | 5000 | 207202310 | ccASHP | HRCU-A-CB | Preferred | 17.5 | 18000 | 2 | 74
BRYANT | 38MARBQ18AA3 | CNPV*2417AL* | 8(0,1)*SA36070E14*** | 10.5 | 18500 | 5000 | 207202311 | ccASHP | HRCU-A-CB | Preferred | 17.5 | 18000 | 2 | 74
BRYANT | 38MARBQ18AA3 | CNPV*2414AL* | 82*TA36045V14*** | 10.5 | 18500 | 5000 | 207202322 | ccASHP | HRCU-A-CB | Preferred | 17.5 | 18000 | 2 | 74
BRYANT | 38MARBQ18AA3 | CNPV*2417AL* | 82*TA36045V14*** | 10.5 | 18500 | 5000 | 207202323 | ccASHP | HRCU-A-CB | Preferred | 17.5 | 18000 | 2 | 74
BRYANT | 38MARBQ18AA3 | CNPV*2417AL* | 912SD36040E17*** | 10.5 | 18500 | 5000 | 207202346 | ccASHP | HRCU-A-CB | Preferred | 17 | 17800 | 2 | 74
BRYANT | 38MARBQ18AA3 | PF4MNB019L |  | 10.5 | 18500 | 5000 | 207202293 | ccASHP | HRCU-A-CB | Preferred | 18 | 18500 | 2 | 73
BRYANT | 38MARBQ18AA3 | CNPV*2417AL* | 935SA36040E17*** | 10.5 | 18500 | 5000 | 207202380 | ccASHP | HRCU-A-CB | Preferred | 17.5 | 17900 | 2 | 74
BRYANT | 38MARBQ18AA3 | CNPV*2417AL* | 926TB36040V17*** | 10.5 | 18500 | 5000 | 207202391 | ccASHP | HRCU-A-CB | Preferred | 17 | 17700 | 2 | 74
BRYANT | 38MARBQ18AA3 | CNPV*2414AL* | 926TB36060V14*** | 10.5 | 18500 | 5000 | 207202397 | ccASHP | HRCU-A-CB | Preferred | 17 | 17900 | 2 | 74
BRYANT | 38MARBQ18AA3 | CNPV*2417AL* | 926TB36060V14*** | 10.5 | 18500 | 5000 | 207202398 | ccASHP | HRCU-A-CB | Preferred | 17 | 17900 | 2 | 74
CARRIER | 38MARBQ18AA3 | CNPV*2417AL* | 59SC2D040E17**12 | 10.5 | 18500 | 5000 | 207202234 | ccASHP | HRCU-A-CB | Performance | 17 | 17800 | 2 | 74
CARRIER | 38MARBQ18AA3 | CNPV*2414AL* | 59SC5B040E14**10 | 10.5 | 18500 | 5000 | 207202254 | ccASHP | HRCU-A-CB | Performance | 17 | 17800 | 2 | 74
CARRIER | 38MARBQ18AA3 | CNPV*2417AL* | 59SC5B040E14**10 | 10.5 | 18500 | 5000 | 207202255 | ccASHP | HRCU-A-CB | Performance | 17 | 17800 | 2 | 74
BRYANT | 38MARBQ18AA3 | CNPV*2417AL* | 915SB30040E14*** | 10.5 | 18500 | 5000 | 207202367 | ccASHP | HRCU-A-CB | Preferred | 17 | 17800 | 2 | 74
BRYANT | 38MARBQ18AA3 | CNPV*2417AL* | 912SD36060E14*** | 10.5 | 18600 | 5000 | 207202352 | ccASHP | HRCU-A-CB | Preferred | 17.5 | 18100 | 2 | 73
CARRIER | 38MARBQ18AA3 | CAP**2417AL* | 59SC5B040E14**10 | 10.5 | 18600 | 5000 | 207202251 | ccASHP | HRCU-A-CB | Performance | 17 | 17800 | 2 | 73
BRYANT | 38MARBQ18AA3 | CAP**2417AL* | 915SB30040E14*** | 10.5 | 18600 | 5000 | 207202363 | ccASHP | HRCU-A-CB | Preferred | 17 | 17800 | 2 | 73
BRYANT | 38MARBQ18AA3 | CAP**2414AL* | 8(0,1)*SA36045E14*** | 10.5 | 18600 | 5000 | 207202297 | ccASHP | HRCU-A-CB | Preferred | 17.5 | 18000 | 2 | 73
CARRIER | 38MARBQ18AA3 | CAP**2417AL* | 59TP6B040V17**12 | 10.5 | 18600 | 5000 | 207202277 | ccASHP | HRCU-A-CB | Performance | 17 | 17700 | 2 | 73
CARRIER | 38MARBQ18AA3 | CAP**2414AL* | 59TP6B060V14**12 | 10.5 | 18600 | 5000 | 207202281 | ccASHP | HRCU-A-CB | Performance | 17 | 17900 | 2 | 73
CARRIER | 38MARBQ18AA3 | CAP**2417AL* | 59TP6B060V14**12 | 10.5 | 18600 | 5000 | 207202282 | ccASHP | HRCU-A-CB | Performance | 17 | 17900 | 2 | 73
CARRIER | 38MARBQ18AA3 | CAP**2414AL* | 58S(B,C)*A045E14**12 | 10.5 | 18600 | 5000 | 207202185 | ccASHP | HRCU-A-CB | Performance | 17.5 | 18000 | 2 | 73
CARRIER | 38MARBQ18AA3 | CNPV*2414AL* | 58S(B,C)*A045E14**12 | 10.5 | 18600 | 5000 | 207202189 | ccASHP | HRCU-A-CB | Performance | 17.5 | 18000 | 2 | 73
CARRIER | 38MARBQ18AA3 | CNPV*2417AL* | 58S(B,C)*A045E14**12 | 10.5 | 18600 | 5000 | 207202190 | ccASHP | HRCU-A-CB | Performance | 17.5 | 18000 | 2 | 73
CARRIER | 38MARBQ18AA3 | CAP**2417AL* | 58S(B,C)*A045E17**12 | 10.5 | 18600 | 5000 | 207202192 | ccASHP | HRCU-A-CB | Performance | 17.5 | 18000 | 2 | 73
CARRIER | 38MARBQ18AA3 | CAP**2417AL* | 58S(B,C)*A070E14**12 | 10.5 | 18600 | 5000 | 207202195 | ccASHP | HRCU-A-CB | Performance | 17.5 | 18000 | 2 | 73
CARRIER | 38MARBQ18AA3 | CAP**2414AL* | 58TP*A045V14**12 | 10.5 | 18600 | 5000 | 207202207 | ccASHP | HRCU-A-CB | Performance | 17.5 | 18000 | 2 | 73
CARRIER | 38MARBQ18AA3 | CAP**2417AL* | 58TP*A045V14**12 | 10.5 | 18600 | 5000 | 207202208 | ccASHP | HRCU-A-CB | Performance | 17.5 | 18000 | 2 | 73
CARRIER | 38MARBQ18AA3 | CNPV*1814AL* | 58TP*A070V14**12 | 10.5 | 18600 | 5000 | 207202216 | ccASHP | HRCU-A-CB | Performance | 17 | 17600 | 2 | 74
CARRIER | 38MARBQ18AA3 | CAP**2417AL* | 58TP*A090V17**16 | 10.5 | 18600 | 5000 | 207202223 | ccASHP | HRCU-A-CB | Performance | 17.5 | 18000 | 2 | 73
CARRIER | 38MARBQ18AA3 | CAP**2417AL* | 59SC2D040E17**12 | 10.5 | 18600 | 5000 | 207202233 | ccASHP | HRCU-A-CB | Performance | 17 | 17800 | 2 | 73
CARRIER | 38MARBQ18AA3 | CAP**2417AL* | 59SU5A040E17**12 | 10.5 | 18600 | 5000 | 207202266 | ccASHP | HRCU-A-CB | Performance | 17.5 | 17900 | 2 | 73
BRYANT | 38MARBQ18AA3 | CNPV*2414AL* | 8(0,1)*SA36045E14*** | 10.5 | 18600 | 5000 | 207202301 | ccASHP | HRCU-A-CB | Preferred | 17.5 | 18000 | 2 | 73
BRYANT | 38MARBQ18AA3 | CNPV*2417AL* | 8(0,1)*SA36045E14*** | 10.5 | 18600 | 5000 | 207202302 | ccASHP | HRCU-A-CB | Preferred | 17.5 | 18000 | 2 | 73
BRYANT | 38MARBQ18AA3 | CAP**2417AL* | 8(0,1)*SA36045E17*** | 10.5 | 18600 | 5000 | 207202304 | ccASHP | HRCU-A-CB | Preferred | 17.5 | 18000 | 2 | 73
BRYANT | 38MARBQ18AA3 | CAP**2417AL* | 8(0,1)*SA36070E14*** | 10.5 | 18600 | 5000 | 207202307 | ccASHP | HRCU-A-CB | Preferred | 17.5 | 18000 | 2 | 73
BRYANT | 38MARBQ18AA3 | CAP**2414AL* | 82*TA36045V14*** | 10.5 | 18600 | 5000 | 207202319 | ccASHP | HRCU-A-CB | Preferred | 17.5 | 18000 | 2 | 73
BRYANT | 38MARBQ18AA3 | CAP**2417AL* | 82*TA36045V14*** | 10.5 | 18600 | 5000 | 207202320 | ccASHP | HRCU-A-CB | Preferred | 17.5 | 18000 | 2 | 73
BRYANT | 38MARBQ18AA3 | CNPV*1814AL* | 82*TA36070V14*** | 10.5 | 18600 | 5000 | 207202328 | ccASHP | HRCU-A-CB | Preferred | 17 | 17600 | 2 | 74
BRYANT | 38MARBQ18AA3 | CAP**2417AL* | 82*TA48090V17*** | 10.5 | 18600 | 5000 | 207202335 | ccASHP | HRCU-A-CB | Preferred | 17.5 | 18000 | 2 | 73
BRYANT | 38MARBQ18AA3 | CAP**2417AL* | 912SD36040E17*** | 10.5 | 18600 | 5000 | 207202345 | ccASHP | HRCU-A-CB | Preferred | 17 | 17800 | 2 | 73
BRYANT | 38MARBQ18AA3 | CNPV*2414AL* | 912SD36060E14*** | 10.5 | 18600 | 5000 | 207202351 | ccASHP | HRCU-A-CB | Preferred | 17.5 | 18100 | 2 | 73
BRYANT | 38MARBQ18AA3 | CAP**2417AL* | 935SA36040E17*** | 10.5 | 18600 | 5000 | 207202378 | ccASHP | HRCU-A-CB | Preferred | 17.5 | 17900 | 2 | 73
BRYANT | 38MARBQ18AA3 | CAP**2417AL* | 926TB36040V17*** | 10.5 | 18600 | 5000 | 207202389 | ccASHP | HRCU-A-CB | Preferred | 17 | 17700 | 2 | 73
BRYANT | 38MARBQ18AA3 | CAP**2414AL* | 926TB36060V14*** | 10.5 | 18600 | 5000 | 207202393 | ccASHP | HRCU-A-CB | Preferred | 17 | 17900 | 2 | 73
BRYANT | 38MARBQ18AA3 | CAP**2417AL* | 926TB36060V14*** | 10.5 | 18600 | 5000 | 207202394 | ccASHP | HRCU-A-CB | Preferred | 17 | 17900 | 2 | 73
CARRIER | 38MARBQ18AA3 | CNPV*2414AL* | 59SC2D060E14**12 | 10.5 | 18600 | 5000 | 207202239 | ccASHP | HRCU-A-CB | Performance | 17.5 | 18100 | 2 | 73
CARRIER | 38MARBQ18AA3 | CNPV*2417AL* | 59SC2D060E14**12 | 10.5 | 18600 | 5000 | 207202240 | ccASHP | HRCU-A-CB | Performance | 17.5 | 18100 | 2 | 73
CARRIER | 38MARBQ18AA3 | CAP**2414AL* | 59SC5B040E14**10 | 10.5 | 18600 | 5000 | 207202250 | ccASHP | HRCU-A-CB | Performance | 17 | 17800 | 2 | 73
BRYANT | 38MARBQ18AA3 | CAP**2414AL* | 915SB30040E14*** | 10.5 | 18600 | 5000 | 207202362 | ccASHP | HRCU-A-CB | Preferred | 17 | 17800 | 2 | 73
BRYANT | 38MARBQ18AA3 | CNPV*2414AL* | 915SB30026E14*** | 10.5 | 18700 | 5000 | 207202359 | ccASHP | HRCU-A-CB | Preferred | 17 | 18200 | 2 | 73
BRYANT | 38MARBQ18AA3 | CNPV*2417AL* | 915SB30026E14*** | 10.5 | 18700 | 5000 | 207202360 | ccASHP | HRCU-A-CB | Preferred | 17 | 18200 | 2 | 73
BRYANT | 38MARBQ18AA3 | CNPV*1814AL* | 915SB30040E14*** | 10.5 | 18700 | 5000 | 207202365 | ccASHP | HRCU-A-CB | Preferred | 16.5 | 17600 | 2 | 73
CARRIER | 38MARBQ18AA3 | CNPV*2414AL* | 59TP6B040V14**10 | 10.5 | 18700 | 5000 | 207202274 | ccASHP | HRCU-A-CB | Performance | 16.5 | 18000 | 2 | 73
CARRIER | 38MARBQ18AA3 | CNPV*2417AL* | 59TP6B040V14**10 | 10.5 | 18700 | 5000 | 207202275 | ccASHP | HRCU-A-CB | Performance | 16.5 | 18000 | 2 | 73
CARRIER | 38MARBQ18AA3 | CNPV*1814AL* | 58S(B,C)*A070E14**12 | 10.5 | 18700 | 5000 | 207202197 | ccASHP | HRCU-A-CB | Performance | 17 | 17700 | 2 | 73
CARRIER | 38MARBQ18AA3 | CAP**2414AL* | 59TP6B040V14**10 | 10.5 | 18700 | 5000 | 207202270 | ccASHP | HRCU-A-CB | Performance | 17 | 17900 | 2 | 73
CARRIER | 38MARBQ18AA3 | CAP**2417AL* | 59TP6B040V14**10 | 10.5 | 18700 | 5000 | 207202271 | ccASHP | HRCU-A-CB | Performance | 17 | 18000 | 2 | 73
BRYANT | 38MARBQ18AA3 | CNPV*1814AL* | 8(0,1)*SA36070E14*** | 10.5 | 18700 | 5000 | 207202309 | ccASHP | HRCU-A-CB | Preferred | 17 | 17700 | 2 | 73
BRYANT | 38MARBQ18AA3 | CAP**2414AL* | 926TB30040V14*** | 10.5 | 18700 | 5000 | 207202382 | ccASHP | HRCU-A-CB | Preferred | 17 | 17900 | 2 | 73
BRYANT | 38MARBQ18AA3 | CAP**2417AL* | 926TB30040V14*** | 10.5 | 18700 | 5000 | 207202383 | ccASHP | HRCU-A-CB | Preferred | 17 | 18000 | 2 | 73
BRYANT | 38MARBQ18AA3 | CNPV*2414AL* | 926TB30040V14*** | 10.5 | 18700 | 5000 | 207202386 | ccASHP | HRCU-A-CB | Preferred | 16.5 | 18000 | 2 | 73
BRYANT | 38MARBQ18AA3 | CNPV*2417AL* | 926TB30040V14*** | 10.5 | 18700 | 5000 | 207202387 | ccASHP | HRCU-A-CB | Preferred | 16.5 | 18000 | 2 | 73
CARRIER | 38MARBQ18AA3 | CNPV*2414AL* | 59SC5B026E14**10 | 10.5 | 18700 | 5000 | 207202247 | ccASHP | HRCU-A-CB | Performance | 17 | 18200 | 2 | 73
CARRIER | 38MARBQ18AA3 | CNPV*2417AL* | 59SC5B026E14**10 | 10.5 | 18700 | 5000 | 207202248 | ccASHP | HRCU-A-CB | Performance | 17 | 18200 | 2 | 73
CARRIER | 38MARBQ18AA3 | CNPV*1814AL* | 59SC5B040E14**10 | 10.5 | 18700 | 5000 | 207202253 | ccASHP | HRCU-A-CB | Performance | 16.5 | 17600 | 2 | 73
CARRIER | 38MARBQ18AA3 | CAP**2417AL* | 59SC5B026E14**10 | 10.5 | 18800 | 5000 | 207202244 | ccASHP | HRCU-A-CB | Performance | 17 | 18200 | 2 | 72
BRYANT | 38MARBQ18AA3 | CAP**2417AL* | 915SB30026E14*** | 10.5 | 18800 | 5000 | 207202356 | ccASHP | HRCU-A-CB | Preferred | 17 | 18200 | 2 | 72
BRYANT | 38MARBQ18AA3 | CNPV*2417AL* | 912SD48080E17*** | 10.5 | 18800 | 5000 | 207202354 | ccASHP | HRCU-A-CB | Preferred | 17.5 | 18500 | 2 | 72
CARRIER | 38MARBQ18AA3 | CNPV*2417AL* | 59SC5B060E17**14 | 10.5 | 18800 | 5000 | 207202264 | ccASHP | HRCU-A-CB | Performance | 17 | 18300 | 2 | 72
CARRIER | 38MARBQ18AA3 | CNPV*1814AL* | 58S(B,C)*A045E14**12 | 10.5 | 18800 | 5000 | 207202188 | ccASHP | HRCU-A-CB | Performance | 17 | 17800 | 2 | 72
CARRIER | 38MARBQ18AA3 | CNPV*2417AL* | 58S(B,C)*A070E17**12 | 10.5 | 18800 | 5000 | 207202201 | ccASHP | HRCU-A-CB | Performance | 17.5 | 18300 | 2 | 72
BRYANT | 38MARBQ18AA3 | CNPV*1814AL* | 8(0,1)*SA36045E14*** | 10.5 | 18800 | 5000 | 207202300 | ccASHP | HRCU-A-CB | Preferred | 17 | 17800 | 2 | 72
BRYANT | 38MARBQ18AA3 | CNPV*2417AL* | 8(0,1)*SA36070E17*** | 10.5 | 18800 | 5000 | 207202313 | ccASHP | HRCU-A-CB | Preferred | 17.5 | 18300 | 2 | 72
BRYANT | 38MARBQ18AA3 | CNPV*1814AL* | 912SD36060E14*** | 10.5 | 18800 | 5000 | 207202350 | ccASHP | HRCU-A-CB | Preferred | 17 | 17800 | 2 | 72
BRYANT | 38MARBQ18AA3 | CNPV*2417AL* | 915SB42060E17*** | 10.5 | 18800 | 5000 | 207202376 | ccASHP | HRCU-A-CB | Preferred | 17 | 18300 | 2 | 72
CARRIER | 38MARBQ18AA3 | CNPV*1814AL* | 59SC2D060E14**12 | 10.5 | 18800 | 5000 | 207202238 | ccASHP | HRCU-A-CB | Performance | 17 | 17800 | 2 | 72
CARRIER | 38MARBQ18AA3 | CNPV*2417AL* | 59SC2D080E17**16 | 10.5 | 18800 | 5000 | 207202242 | ccASHP | HRCU-A-CB | Performance | 17.5 | 18500 | 2 | 72
BRYANT | 38MARBQ18AA3 | FB4CNP018L |  | 10.5 | 18900 | 5000 | 207202295 | ccASHP | HRCU-A-CB | Preferred | 17 | 18200 | 2 | 72
CARRIER | 38MARBQ18AA3 | FB4CNF018L |  | 10.5 | 18900 | 5000 | 207202182 | ccASHP | HRCU-A-CB | Performance | 19 | 18200 | 2 | 72
CARRIER | 38MARBQ18AA3 | FB4CNP018L |  | 10.5 | 18900 | 5000 | 207202183 | ccASHP | HRCU-A-CB | Performance | 17 | 18200 | 2 | 72
BRYANT | 38MARBQ18AA3 | FB4CNF018L |  | 10.5 | 18900 | 5000 | 207202294 | ccASHP | HRCU-A-CB | Preferred | 19 | 18200 | 2 | 72
YORK BY JOHNSON CONTROLS | DHZ18CSB21S | DHZ18NWB21S |  | 10.5 | 19000 | $2,500: 2 indoor heads; $5,000: >=3 indoor heads | 8578593 | ccASHP | HRCU-A-CB-O | Z-series | 21 | 18000 | 2.85 | 101
GIBSON | GXH18(5.2)KSK4DH | GHH18(5.2)KSK4DH |  | 10.5 | 19000 | $2,500: 2 indoor heads; $5,000: >=3 indoor heads | 9135474 | ccASHP | HRCU-A-CB-O | U-Crown | 21 | 18000 | 2.85 | 101
AIRTEMP | GXH18(5.2)KSK4DH | GHH18(5.2)KSK4DH |  | 10.5 | 19000 | $2,500: 2 indoor heads; $5,000: >=3 indoor heads | 202443316 | ccASHP | HRCU-A-CB-O | U-Crown | 21 | 18000 | 2.85 | 101
GREE | GWH18UC-D3DNA4C/O | GWH18UC-D3DN***/I |  | 10.5 | 19000 | $2,500: 2 indoor heads; $5,000: >=3 indoor heads | 7607469 | ccASHP | HRCU-A-CB-O | U-Crown Series | 21 | 18000 | 2.85 | 101
KINGHOME | KW18HUCA4DO | KW18HUCA4DI |  | 10.5 | 19000 | $2,500: 2 indoor heads; $5,000: >=3 indoor heads | 10338836 | ccASHP | HRCU-A-CB-O |  | 21 | 18000 | 2.85 | 101
REZNOR | GXH18(5.2)KSK4DH | GHH18(5.2)KSK4DH |  | 10.5 | 19000 | $2,500: 2 indoor heads; $5,000: >=3 indoor heads | 202443295 | ccASHP | HRCU-A-CB-O | U-Crown | 21 | 18000 | 2.85 | 101
LUXAIRE BY JOHNSON CONTROLS | DHZ18CSB21S | DHZ18NWB21S |  | 10.5 | 19000 | $2,500: 2 indoor heads; $4,000: >=3 indoor heads | 8578595 | ASHP | HRCU-A-CB-O |  | 21 | 18000
COLEMAN BY JOHNSON CONTROLS | DHZ18CSB21S | DHZ18NWB21S |  | 10.5 | 19000 | $2,500: 2 indoor heads; $4,000: >=3 indoor heads | 8578594 | ASHP | HRCU-A-CB-O |  | 21 | 18000
CHAMPION | DHZ18CSB21S | DHZ18NWB21S |  | 10.5 | 19000 | $2,500: 2 indoor heads; $4,000: >=3 indoor heads | 8657824 | ASHP | HRCU-A-CB-O |  | 21 | 18000
GREE | CROWN18HP230V1AO | CROWN18HP230V1AH |  | 10.5 | 19000 | $2,500: 2 indoor heads; $4,000: >=3 indoor heads | 7607470 | ASHP | HRCU-A-CB-O |  | 21 | 18000
WINDAIR | EWH18CR3A/O | EWH18CR3A/I |  | 10.5 | 19000 | $2,500: 2 indoor heads; $4,000: >=3 indoor heads | 10333756 | ASHP | HRCU-A-CB-O |  | 21 | 18000
GUARDIAN BY JOHNSON CONTROLS | DHZ18CSB21S | DHZ18NWB21S |  | 10.5 | 19000 | $2,500: 2 indoor heads; $4,000: >=3 indoor heads | 8578596 | ASHP | HRCU-A-CB-O |  | 21 | 18000
GREE | CROWN18HP230V1BO | CROWN18HP230V1BH |  | 10.5 | 19000 | $2,500: 2 indoor heads; $4,000: >=3 indoor heads | 9956321 | ASHP | HRCU-A-CB-O |  | 21 | 18000
AIREFORCE | GXH18(5.2)KSK4DH | GHH18(5.2)KSK4DH |  | 10.5 | 19000 | $2,500: 2 indoor heads; $4,000: >=3 indoor heads | 202534241 | ASHP | HRCU-A-CB-O |  | 21 | 18000
CARRIER | 38MARBQ18AA3 | CAP**2414AL* | 59SC5B060E14**12 | 10.5 | 19100 | 5000 | 207202260 | ccASHP | HRCU-A-CB | Performance | 16.5 | 18400 | 2 | 72
CARRIER | 38MARBQ18AA3 | CAP**2417AL* | 59SC5B060E14**12 | 10.5 | 19100 | 5000 | 207202261 | ccASHP | HRCU-A-CB | Performance | 16.5 | 18400 | 2 | 72
BRYANT | 38MARBQ18AA3 | CAP**2417AL* | 915SB36060E14*** | 10.5 | 19100 | 5000 | 207202373 | ccASHP | HRCU-A-CB | Preferred | 16.5 | 18400 | 2 | 72
BRYANT | 38MARBQ18AA3 | CAP**2414AL* | 915SB36060E14*** | 10.5 | 19100 | 5000 | 207202372 | ccASHP | HRCU-A-CB | Preferred | 16.5 | 18400 | 2 | 72
MAX-R | MAX-R 18K30 GR23 (OUT) | MAX-R 18K30 GR23 (INT) |  | 10.5 | 19800 | $2,500: 2 indoor heads; $5,000: >=3 indoor heads | 205982975 | ccASHP | HRCU-A-CB-O |  | 20 | 18000 | 1.84 | 82
YORK BY JOHNSON CONTROLS | DHX18CSB21S | DHX18NWB21S |  | 10.5 | 19800 | $2,500: 2 indoor heads; $5,000: >=3 indoor heads | 8578577 | ccASHP | HRCU-A-CB-O | X-series | 20 | 18000 | 1.84 | 82
WABBAN | BB18HQ2A3DO | BB18HQ2A3DI |  | 10.5 | 19800 | $2,500: 2 indoor heads; $5,000: >=3 indoor heads | 201903167 | ccASHP | HRCU-A-CB-O | Mistral Series | 20 | 18000 | 2.03 | 108
KINGHOME | KW18HQ2B8DO | KW18HQ2B8DI |  | 10.5 | 19800 | $2,500: 2 indoor heads; $5,000: >=3 indoor heads | 10333040 | ccASHP | HRCU-A-CB-O |  | 20 | 18000 | 2.03 | 108
BOREAL | EQX18HPJ1OB | EQX18HPJ1IB |  | 10.5 | 19800 | $2,500: 2 indoor heads; $5,000: >=3 indoor heads | 10277686 | ccASHP | HRCU-A-CB-O | Equinox | 20 | 18000 | 1.84 | 82
OUELLET | OTP-C18000-E | OTP-C18000-I |  | 10.5 | 19800 | $2,500: 2 indoor heads; $5,000: >=3 indoor heads | 9085570 | ccASHP | HRCU-A-CB-O | Champagne | 20 | 18000 | 1.86 | 83
TOSOT | TW18HQ2C2DO | TW18HQ2C2DI |  | 10.5 | 19800 | $2,500: 2 indoor heads; $5,000: >=3 indoor heads | 9108747 | ccASHP | HRCU-A-CB-O |  | 20 | 18000 | 1.84 | 82
TOSOT | TW18HQ2A3DO | TW18HQ2A3DI |  | 10.5 | 19800 | $2,500: 2 indoor heads; $5,000: >=3 indoor heads | 202134393 | ccASHP | HRCU-A-CB-O |  | 20 | 18000 | 1.84 | 82
REZNOR | GXH18(5.3)LSK4DH | GHH18(5.3)LUK4DH |  | 10.5 | 19800 | $2,500: 2 indoor heads; $5,000: >=3 indoor heads | 202443290 | ccASHP | HRCU-A-CB-O | Lomo | 20 | 18000 | 1.84 | 82
AIRTEMP | GXH18(5.3)LSK4DH | GHH18(5.3)LUK4DH |  | 10.5 | 19800 | $2,500: 2 indoor heads; $5,000: >=3 indoor heads | 202443311 | ccASHP | HRCU-A-CB-O | Lomo | 20 | 18000 | 1.84 | 82
GIBSON | GXH18(5.3)LSK4DH | GHH18(5.3)LUK4DH |  | 10.5 | 19800 | $2,500: 2 indoor heads; $5,000: >=3 indoor heads | 9000999 | ccASHP | HRCU-A-CB-O | Lomo | 20 | 18000 | 1.84 | 82
GREE | GWH18QD-D3DNA1G/O | GWH18QD-D3DN***/I |  | 10.5 | 19800 | $2,500: 2 indoor heads; $5,000: >=3 indoor heads | 8000864 | ccASHP | HRCU-A-CB-O | Lomo 23 Series | 20 | 18000 | 1.84 | 82
GREE | VIR18HP230V1BO | VIR18HP230V1BH |  | 10.5 | 19800 | $2,500: 2 indoor heads; $5,000: >=3 indoor heads | 9956332 | ccASHP | HRCU-A-CB-O |  | 20 | 18000 | 1.84 | 82
LBG PRODUCTS | LBH18DWO | LBH18DWI |  | 10.5 | 19800 | $2,500: 2 indoor heads; $5,000: >=3 indoor heads | 206853244 | ccASHP | HRCU-A-CB-O | Airbox | 20 | 18000 | 1.85 | 82
FOREST AIR | FGH-18ES/E23-O | FGH-18ES/E23-I |  | 10.5 | 19800 | $2,500: 2 indoor heads; $5,000: >=3 indoor heads | 206720375 | ccASHP | HRCU-A-CB-O | E-23 Series | 20 | 18000 | 1.84 | 82
ACD | OCD18KCH20S-O | OCD18KCH20S-I |  | 10.5 | 19800 | $2,500: 2 indoor heads; $5,000: >=3 indoor heads | 201863352 | ccASHP | HRCU-A-CB-O | OCD-23 | 20 | 18000 | 2.03 | 108
VARIABLE SPEED DUCTLESS SPLITS | DLCCHR18K1A | DLFCHB18K1A |  | 10.5 | 19800 | $2,500: 2 indoor heads; $4,000: >=3 indoor heads | 8993535 | ASHP | HRCU-A-CB-O |  | 20 | 18000
C&H | CH18VCT230VO | CH18VCT230VI |  | 10.5 | 19800 | $2,500: 2 indoor heads; $4,000: >=3 indoor heads | 9119141 | ASHP | HRCU-A-CB-O |  | 20 | 18000
FRIEDRICH | MRAD18Y3J | MWAD18Y3J |  | 10.5 | 19800 | $2,500: 2 indoor heads; $4,000: >=3 indoor heads | 10221177 | ASHP | HRCU-A-CB-O |  | 20 | 18000
COLEMAN BY JOHNSON CONTROLS | DHX18CSB21S | DHX18NWB21S |  | 10.5 | 19800 | $2,500: 2 indoor heads; $4,000: >=3 indoor heads | 8578578 | ASHP | HRCU-A-CB-O |  | 20 | 18000
C&H | GWH18QD-D3DNA1G/O | GWH18QD-D3DNA1G/I |  | 10.5 | 19800 | $2,500: 2 indoor heads; $4,000: >=3 indoor heads | 8235774 | ASHP | HRCU-A-CB-O |  | 20 | 18000
GUARDIAN BY JOHNSON CONTROLS | DHX18CSB21S | DHX18NWB21S |  | 10.5 | 19800 | $2,500: 2 indoor heads; $4,000: >=3 indoor heads | 8578580 | ASHP | HRCU-A-CB-O |  | 20 | 18000
CHAMPION | DHX18CSB21S | DHX18NWB21S |  | 10.5 | 19800 | $2,500: 2 indoor heads; $4,000: >=3 indoor heads | 8657816 | ASHP | HRCU-A-CB-O |  | 20 | 18000
TOSOT | TW18HQ2A1DO | TW18HQ2A1DI |  | 10.5 | 19800 | $2,500: 2 indoor heads; $4,000: >=3 indoor heads | 10101957 | ASHP | HRCU-A-CB-O |  | 20 | 18000
AIREFORCE | GXH18(5.3)LSK4DH | GHH18(5.3)LUK4DH |  | 10.5 | 19800 | $2,500: 2 indoor heads; $4,000: >=3 indoor heads | 202534240 | ASHP | HRCU-A-CB-O |  | 20 | 18000
LUXAIRE BY JOHNSON CONTROLS | DHX18CSB21S | DHX18NWB21S |  | 10.5 | 19800 | $2,500: 2 indoor heads; $4,000: >=3 indoor heads | 8578579 | ASHP | HRCU-A-CB-O |  | 20 | 18000
TRANE | 4TWL9024A1 | 4TXFH024CZ3 | *UHMB080ACV3 | 10.5 | 20000 | 4000 | 201923146 | ASHP | HRCU-A-CB | XV19 | 17 | 23000
AMERICAN STANDARD | 4A6L9024A1 | 4TXFH024CZ3 | *UHMB080ACV3 | 10.5 | 20000 | 4000 | 201923068 | ASHP | HRCU-A-CB | Platinum 19 | 17 | 23000
GE APPLIANCES | ASH220NCDWA |  |  | 10.5 | 20000 | $2,500: 2 indoor heads; $5,000: >=3 indoor heads | 203862745 | ccASHP | HMSV-A-CB |  | 17 | 18100 | 2.03 | 100
HAIER | 2U20EH2VHA |  |  | 10.5 | 20000 | $2,500: 2 indoor heads; $5,000: >=3 indoor heads | 202449649 | ccASHP | HMSV-A-CB | Arctic Multi | 17 | 18100 | 2.03 | 100
SAMSUNG | AC018BXADCH | AC018BN4DCH |  | 10.5 | 20000 | $2,500: 2 indoor heads; $5,000: >=3 indoor heads | 207462388 | ccASHP | HRCU-A-CB-O | WindFree? 4-Way Cassette | 22.8 | 18000 | 1.85 | 139
MDV | MOX430-18HFN1-MU0W-L | MUEU-18HRFN1-M(C) |  | 10.5 | 20000 | $2,500: 2 indoor heads; $4,000: >=3 indoor heads | 207658598 | ASHP | HRCU-A-CB-O |  | 21.5 | 18000
MDV | MOX430-18HFN1-MU0W | MUEU-18HRFN1-M(C) |  | 10.5 | 20000 | $2,500: 2 indoor heads; $4,000: >=3 indoor heads | 207614046 | ASHP | HRCU-A-CB-O |  | 21.5 | 18000
GREE | GWHD(18)ND3JO |  |  | 10.5 | 21000 | $2,500: 2 indoor heads; $5,000: >=3 indoor heads | 202557965 | ccASHP | HRCU-A-CB-O | ULTRA HEAT FREE MATCH | 23 | 18000 | 1.81 | 103
MAX-R | MAX-R18K35MZGR |  |  | 10.5 | 21000 | $2,500: 2 indoor heads; $5,000: >=3 indoor heads | 207338195 | ccASHP | HRCU-A-CB-O |  | 23 | 18000 | 1.81 | 103
KINGHOME | KM18UH5O |  |  | 10.5 | 21000 | $2,500: 2 indoor heads; $5,000: >=3 indoor heads | 204462622 | ccASHP | HRCU-A-CB-O |  | 23 | 18000 | 1.81 | 103
GREE | MULTIU18HP230V1DO |  |  | 10.5 | 21000 | $2,500: 2 indoor heads; $5,000: >=3 indoor heads | 203989085 | ccASHP | HRCU-A-CB-O |  | 23 | 18000 | 1.81 | 103
ACD | MUD18KCH23S-O |  |  | 10.5 | 21000 | $2,500: 2 indoor heads; $5,000: >=3 indoor heads | 206428584 | ccASHP | HRCU-A-CB-O | ULTRA HEAT FREE MATCH | 23 | 18000 | 1.81 | 103
TOSOT | TM18H5O |  |  | 10.5 | 21000 | $2,500: 2 indoor heads; $5,000: >=3 indoor heads | 204344218 | ccASHP | HRCU-A-CB-O |  | 23 | 18000 | 1.81 | 103
GREE | GWHD(18)ND3JO |  |  | 10.5 | 21000 | $2,500: 2 indoor heads; $4,000: >=3 indoor heads | 202557960 | ASHP | HRCU-A-CB-O |  | 23 | 18000
AMERICAN STANDARD | 4TXM2318A12NU** |  |  | 10.5 | 21000 | $2,500: 2 indoor heads; $4,000: >=3 indoor heads | 204340535 | ASHP | HRCU-A-CB-O |  | 23 | 18000
TRANE | 4TXM2318A12NU** |  |  | 10.5 | 21000 | $2,500: 2 indoor heads; $4,000: >=3 indoor heads | 204340534 | ASHP | HRCU-A-CB-O |  | 23 | 18000
FUJITSU | AOU18RLXFW1 | ASU18RLF |  | 10.5 | 21600 | $2,500: 2 indoor heads; $5,000: >=3 indoor heads | 8718495 | ccASHP | HRCU-A-CB-O | Halcyon Single-room Mini-Split Systems Wall Mounted RLF/RLX Series | 20 | 18000 | 2.43 | 100
RHEEM | ROSH18AXFWJ | RIWH18AVFJ |  | 10.5 | 21600 | $2,500: 2 indoor heads; $5,000: >=3 indoor heads | 10061720 | ccASHP | HRCU-A-CB-O | Rheem Single-room Mini-Split Systems Wall Mounted | 20 | 18000 | 2.43 | 100
RHEEM | RP2024BJV | RCF2421UEA | R802VA100521M | 10.5 | 21800 | 5000 | 202141055 | ccASHP | HRCU-A-CB |  | 20 | 22800 | 1.91 | 78
RUUD | UP2024BJV | RCF2421UE | U802VA100521M | 10.5 | 21800 | 5000 | 202141107 | ccASHP | HRCU-A-CB |  | 20 | 22800 | 1.91 | 78
FUJITSU | FO2420RVJCAB | FCC2421EUA | FF100215LT80M | 10.5 | 21800 | 5000 | 202843121 | ccASHP | HRCU-A-CB |  | 20 | 22800 | 1.91 | 78
RUUD | UP2024BJV | RCF2421UEA | U802VA075317M | 10.5 | 22000 | 5000 | 202141105 | ccASHP | HRCU-A-CB |  | 20 | 22800 | 1.91 | 77
RUUD | UP2024BJV | RCF2421UEA | U802VA075421Z | 10.5 | 22000 | 5000 | 202141106 | ccASHP | HRCU-A-CB |  | 20 | 22800 | 1.91 | 77
RUUD | UP2024BJV | RCF2421UEA | U802VA100521Z | 10.5 | 22000 | 5000 | 202141108 | ccASHP | HRCU-A-CB |  | 20 | 22800 | 1.91 | 77
RUUD | UP2024BJV | RCF2421UEA | U96VA0602317M | 10.5 | 22000 | 5000 | 202141109 | ccASHP | HRCU-A-CB |  | 19.5 | 22600 | 1.91 | 77
RUUD | UP2024BJV | RCF2421UEA | U97VB060M317U | 10.5 | 22000 | 5000 | 202141111 | ccASHP | HRCU-A-CB |  | 19.5 | 22600 | 1.91 | 77
RUUD | UP2024BJV | RCF2421UEA | U97VB070M317U | 10.5 | 22000 | 5000 | 202141113 | ccASHP | HRCU-A-CB |  | 19.5 | 22800 | 1.91 | 77
RUUD | UP2024BJV | RCF2421UEA | U98VB060M317U | 10.5 | 22000 | 5000 | 202141114 | ccASHP | HRCU-A-CB |  | 19.5 | 22600 | 1.91 | 77
RUUD | UP2024BJV | RCF2421UEA | U98VB070M317U | 10.5 | 22000 | 5000 | 202141115 | ccASHP | HRCU-A-CB |  | 19.5 | 22800 | 1.91 | 77
RHEEM | RP2024BJV | RCF2421UEA | R802VA100521Z | 10.5 | 22000 | 5000 | 202141056 | ccASHP | HRCU-A-CB |  | 20 | 22800 | 1.91 | 77
RHEEM | RP2024BJV | RCF2421UEA | R96VA0602317M | 10.5 | 22000 | 5000 | 202141057 | ccASHP | HRCU-A-CB |  | 19.5 | 22600 | 1.91 | 77
RHEEM | RP2024BJV | RCF2421UEA | R97VB060M317U | 10.5 | 22000 | 5000 | 202141059 | ccASHP | HRCU-A-CB |  | 19.5 | 22600 | 1.91 | 77
RHEEM | RP2024BJV | RCF2421UEA | R97VB070M317U | 10.5 | 22000 | 5000 | 202141061 | ccASHP | HRCU-A-CB |  | 19.5 | 22800 | 1.91 | 77
RHEEM | RP2024BJV | RCF2421UEA | R98VB060M317U | 10.5 | 22000 | 5000 | 202141062 | ccASHP | HRCU-A-CB |  | 19.5 | 22600 | 1.91 | 77
RHEEM | RP2024BJV | RCF2421UEA | R98VB070M317U | 10.5 | 22000 | 5000 | 202141063 | ccASHP | HRCU-A-CB |  | 19.5 | 22800 | 1.91 | 77
RUUD | UP2024BJV | RCF2421UEA | U802VA050317M | 10.5 | 22000 | 5000 | 202141104 | ccASHP | HRCU-A-CB |  | 19.5 | 22600 | 1.91 | 77
RHEEM | RP2024BJV | RCF2421UEA | R802VA050317M | 10.5 | 22000 | 5000 | 202141052 | ccASHP | HRCU-A-CB |  | 19.5 | 22600 | 1.91 | 77
RHEEM | RP2024BJV | RCF2421UEA | R802VA075317M | 10.5 | 22000 | 5000 | 202141053 | ccASHP | HRCU-A-CB |  | 20 | 22800 | 1.91 | 77
RHEEM | RP2024BJV | RCF2421UEA | R802VA075421Z | 10.5 | 22000 | 5000 | 202141054 | ccASHP | HRCU-A-CB |  | 20 | 22800 | 1.91 | 77
FUJITSU | FO2420RVJCAB | FCC2421EUA | FF50173LT80M | 10.5 | 22000 | 5000 | 202843118 | ccASHP | HRCU-A-CB |  | 19.5 | 22600 | 1.91 | 77
FUJITSU | FO2420RVJCAB | FCC2421EUA | FF75173LT80M | 10.5 | 22000 | 5000 | 202843119 | ccASHP | HRCU-A-CB |  | 20 | 22800 | 1.91 | 77
FUJITSU | FO2420RVJCAB | FCC2421EUA | FF75214LT80D | 10.5 | 22000 | 5000 | 202843120 | ccASHP | HRCU-A-CB |  | 20 | 22800 | 1.91 | 77
FUJITSU | FO2420RVJCAB | FCC2421EUA | FF100215LT80D | 10.5 | 22000 | 5000 | 202843122 | ccASHP | HRCU-A-CB |  | 20 | 22800 | 1.91 | 77
FUJITSU | FO2420RVJCAB | FCC2421EUA | FF70173LM98U | 10.5 | 22000 | 4000 | 203307986 | ASHP | HRCU-A-CB |  | 19.5 | 22800
FUJITSU | FO2420RVJCAB | FCC2421EUA | FF60173LM98U | 10.5 | 22000 | 4000 | 203307984 | ASHP | HRCU-A-CB |  | 19.5 | 22600
FUJITSU | FO2420RVJCAB | FCC2421EUA | FF60173LT96M | 10.5 | 22000 | 4000 | 203307985 | ASHP | HRCU-A-CB |  | 19.5 | 22600
HAIER | 1U18AP2VHA | AW18ES2VHB |  | 10.5 | 22000 | $2,500: 2 indoor heads; $5,000: >=3 indoor heads | 202583710 | ccASHP | HRCU-A-CB | Advanced Plus | 21 | 17000 | 1.9 | 77
GE APPLIANCES | ASH118PRDWA | ASYW18PRDWB |  | 10.5 | 22000 | $2,500: 2 indoor heads; $5,000: >=3 indoor heads | 202588313 | ccASHP | HRCU-A-CB | Summit | 21 | 17000 | 1.9 | 77
RHEEM | RP2024BJV | RCF2421UEA+R97VB070M317K |  | 10.5 | 22800 | 5000 | 202141060 | ccASHP | HRCU-A-CB |  | 19.5 |  | 1.91 | 74
RHEEM | RP2024BJV | RCF2421UEA+R97VB060M317K |  | 10.5 | 22800 | 5000 | 202141058 | ccASHP | HRCU-A-CB |  | 19.5 |  | 1.91 | 74
RUUD | UP2024BJV | RCF2421UEA+U97VB060M317K |  | 10.5 | 22800 | 5000 | 202141110 | ccASHP | HRCU-A-CB |  | 19.5 |  | 1.91 | 74
RUUD | UP2024BJV | RCF2421UEA+U97VB070M317K |  | 10.5 | 22800 | 5000 | 202141112 | ccASHP | HRCU-A-CB |  | 19.5 |  | 1.91 | 74
CARRIER | 25VNA024A*030* | CNPV*4221AL*+UI | 59MN7B100C21**22 | 10.5 | 23200 | 5000 | 204430066 | ccASHP | HRCU-A-CB |  | 19 | 24400 | 1.99 | 86
CARRIER | 25VNA024A*030* | CNPV*4221AL*+UI & 59*N*A080V21**20 |  | 10.5 | 23200 | 5000 | 9892587 | ccASHP | HRCU-A-CB | Infinity® 20 Heat Pump with Greenspeed® Intelligence | 18.5 | 24400 | 2.29 | 90
CARRIER | 25VNA024A*030* | CNPV*4221AL*+UI & 59*N*A100V21**22 |  | 10.5 | 23200 | 5000 | 9892588 | ccASHP | HRCU-A-CB | Infinity® 20 Heat Pump with Greenspeed® Intelligence | 19 | 24400 | 2.29 | 90
CARRIER | 25VNA024A*030* | CSPH*3612AL*+UI & 59MN7A060V21**20 |  | 10.5 | 23200 | 5000 | 9892595 | ccASHP | HRCU-A-CB | Infinity® 20 Heat Pump with Greenspeed® Intelligence | 18.5 | 24600 | 2.33 | 90
CARRIER | 25VNA024A*030* | CSPH*3612AL*+UI & 59*N*A080V21**20 |  | 10.5 | 23200 | 5000 | 9892596 | ccASHP | HRCU-A-CB | Infinity® 20 Heat Pump with Greenspeed® Intelligence | 19 | 24600 | 2.33 | 90
BRYANT | 280ANV024*0**A* | CSPH*3612AL*+UI & 98(6*B,7*A)66100V21*** |  | 10.5 | 23200 | 5000 | 9893547 | ccASHP | HRCU-A-CB | Bryant® Extreme Heat Pump | 19 | 24600 | 2.33 | 90
BRYANT | 280ANV024*0**A* | CSPH*3612AL*+UI & 98(6*B,7*A)60080V21*** |  | 10.5 | 23200 | 5000 | 9893546 | ccASHP | HRCU-A-CB | Bryant® Extreme Heat Pump | 19 | 24600 | 2.33 | 90
CARRIER | 25VNA024A*030* | CSPH*4212AL*+UI & 59MN7A060V21**20 |  | 10.5 | 23200 | 5000 | 9892598 | ccASHP | HRCU-A-CB | Infinity® 20 Heat Pump with Greenspeed® Intelligence | 18.5 | 24800 | 2.39 | 90
BRYANT | 280ANV024*0**A* | CNPV*4221AL*+UI & 98(6*B,7*A)60080V21*** |  | 10.5 | 23200 | 5000 | 9893537 | ccASHP | HRCU-A-CB | Bryant® Extreme Heat Pump | 18.5 | 24400 | 2.29 | 90
BRYANT | 280ANV024*0**A* | CNPV*4221AL*+UI & 98(6*B,7*A)66100V21*** |  | 10.5 | 23200 | 5000 | 9893538 | ccASHP | HRCU-A-CB | Bryant® Extreme Heat Pump | 19 | 24400 | 2.29 | 90
CARRIER | 25VNA024A*030* | CSPH*3612AL*+UI & 59*N*A100V21**22 |  | 10.5 | 23200 | 5000 | 9892597 | ccASHP | HRCU-A-CB | Infinity® 20 Heat Pump with Greenspeed® Intelligence | 19 | 24600 | 2.33 | 90
BRYANT | 280ANV024*0**A* | CSPH*3612AL*+UI & 98(6*B,7MA)60060V21*** |  | 10.5 | 23200 | 5000 | 9893545 | ccASHP | HRCU-A-CB | Bryant® Extreme Heat Pump | 18.5 | 24600 | 2.33 | 90
BRYANT | 280ANV024*0**A* | CSPH*4212AL*+UI & 98(6*B,7MA)60060V21*** |  | 10.5 | 23200 | 5000 | 9893548 | ccASHP | HRCU-A-CB | Bryant® Extreme Heat Pump | 18.5 | 24800 | 2.39 | 90
BRYANT | 280ANV024*0**A* | CNPV*4821AL*+UI & 98(6*B,7*A)42060V17*** |  | 10.5 | 23400 | 5000 | 9893496 | ccASHP | HRCU-A-CB | Bryant® Extreme Heat Pump | 19.5 | 24600 | 2.38 | 90
BRYANT | 280ANV024*0**A* | CNPV*4221AL*+UI & 98(6*B,7*A)42080V17*** |  | 10.5 | 23400 | 5000 | 9893495 | ccASHP | HRCU-A-CB | Bryant® Extreme Heat Pump | 18.5 | 24200 | 2.26 | 90
BRYANT | 280ANV024*0**A* | CNPV*4217AL*+UI & 98(6*B,7*A)42080V17*** |  | 10.5 | 23400 | 5000 | 9893493 | ccASHP | HRCU-A-CB | Bryant® Extreme Heat Pump | 19 | 24400 | 2.33 | 90
BRYANT | 280ANV024*0**A* | CNPV*4217AL*+UI & 98(6*B,7*A)42060V17*** |  | 10.5 | 23400 | 5000 | 9893492 | ccASHP | HRCU-A-CB | Bryant® Extreme Heat Pump | 19 | 24400 | 2.33 | 90
BRYANT | 280ANV024*0**A* | CNPV*4221AL*+UI & 98(6*B,7MA)60060V21*** |  | 10.5 | 23400 | 5000 | 9893536 | ccASHP | HRCU-A-CB | Bryant® Extreme Heat Pump | 18.5 | 24400 | 2.26 | 90
BRYANT | 280ANV024*0**A* | CNPV*3621AL*+UI & 98(6*B,7*A)60080V21*** |  | 10.5 | 23400 | 5000 | 9893534 | ccASHP | HRCU-A-CB | Bryant® Extreme Heat Pump | 18.5 | 24000 | 2.22 | 90
CARRIER | 25VNA024A*030* | CNPV*4221AL*+UI & 59MN7A060V21**20 |  | 10.5 | 23400 | 5000 | 9892586 | ccASHP | HRCU-A-CB | Infinity® 20 Heat Pump with Greenspeed® Intelligence | 18.5 | 24400 | 2.26 | 90
CARRIER | 25VNA024A*030* | CNPV*3621AL*+UI & 59*N*A100V21**22 |  | 10.5 | 23400 | 5000 | 9892585 | ccASHP | HRCU-A-CB | Infinity® 20 Heat Pump with Greenspeed® Intelligence | 18.5 | 24000 | 2.22 | 90
CARRIER | 25VNA024A*030* | CNPV*3621AL*+UI & 59*N*A080V21**20 |  | 10.5 | 23400 | 5000 | 9892584 | ccASHP | HRCU-A-CB | Infinity® 20 Heat Pump with Greenspeed® Intelligence | 18.5 | 24000 | 2.22 | 90
CARRIER | 25VNA024A*030* | CNPV*3621AL*+UI & 59MN7A060V21**20 |  | 10.5 | 23400 | 5000 | 9892583 | ccASHP | HRCU-A-CB | Infinity® 20 Heat Pump with Greenspeed® Intelligence | 18.5 | 24000 | 2.2 | 90
CARRIER | 25VNA024A*030* | CNPV*4221AL*+UI | 59MN7B060C21**20 | 10.5 | 23400 | 5000 | 204430074 | ccASHP | HRCU-A-CB |  | 18.5 | 24400 | 2.02 | 85
CARRIER | 25VNA024A*030* | CNPV*4221AL*+UI | 59TN6B080C17**14 | 10.5 | 23400 | 5000 | 204430064 | ccASHP | HRCU-A-CB |  | 18.5 | 24200 | 1.9 | 85
CARRIER | 25VNA024A*030* | CNPV*4821AL*+UI & 59*N*A060V17**14 |  | 10.5 | 23400 | 5000 | 9892546 | ccASHP | HRCU-A-CB | Infinity® 20 Heat Pump with Greenspeed® Intelligence | 19.5 | 24600 | 2.38 | 90
CARRIER | 25VNA024A*030* | CNPV*4221AL*+UI & 59*N*A080V17**14 |  | 10.5 | 23400 | 5000 | 9892545 | ccASHP | HRCU-A-CB | Infinity® 20 Heat Pump with Greenspeed® Intelligence | 18.5 | 24200 | 2.26 | 90
CARRIER | 25VNA024A*030* | CNPV*4217AL*+UI & 59*N*A080V17**14 |  | 10.5 | 23400 | 5000 | 9892543 | ccASHP | HRCU-A-CB | Infinity® 20 Heat Pump with Greenspeed® Intelligence | 19 | 24400 | 2.33 | 90
CARRIER | 25VNA024A*030* | CNPV*4217AL*+UI & 59*N*A060V17**14 |  | 10.5 | 23400 | 5000 | 9892542 | ccASHP | HRCU-A-CB | Infinity® 20 Heat Pump with Greenspeed® Intelligence | 19 | 24400 | 2.33 | 90
BRYANT | 280ANV024*0**A* | CNPV*3621AL*+UI & 98(6*B,7*A)66100V21*** |  | 10.5 | 23400 | 5000 | 9893535 | ccASHP | HRCU-A-CB | Bryant® Extreme Heat Pump | 18.5 | 24000 | 2.22 | 90
BRYANT | 280ANV024*0**A* | CNPV*3621AL*+UI & 98(6*B,7MA)60060V21*** |  | 10.5 | 23400 | 5000 | 9893533 | ccASHP | HRCU-A-CB | Bryant® Extreme Heat Pump | 18.5 | 24000 | 2.2 | 90
BRYANT | 280ANV024*0**A* | CNPV*4221AL*+UI | 987MB60060C21*** | 10.5 | 23400 | 5000 | 204430075 | ccASHP | HRCU-A-CB |  | 18.5 | 24400 | 1.99 | 85
BRYANT | 280ANV024*0**A* | CNPV*4221AL*+UI | 986TC42080C17*** | 10.5 | 23400 | 5000 | 204430065 | ccASHP | HRCU-A-CB |  | 18.5 | 24200 | 1.99 | 85
CARRIER | 25VNA024A*030* | CNPV*3621AL*+UI | 59MN7B080C21**20 | 10.5 | 23400 | 5000 | 204430052 | ccASHP | HRCU-A-CB |  | 18.5 | 24000 | 1.91 | 82
BRYANT | 280ANV024*0**A* | CNPV*3621AL*+UI | 987MB66100C21*** | 10.5 | 23400 | 5000 | 204430056 | ccASHP | HRCU-A-CB |  | 18.5 | 24000 | 1.84 | 84
CARRIER | 25VNA024A*030* | CNPV*4221AL*+UI & 59*N*A060V17**14 |  | 10.5 | 23600 | 5000 | 9892544 | ccASHP | HRCU-A-CB | Infinity® 20 Heat Pump with Greenspeed® Intelligence | 18.5 | 24200 | 2.26 | 90
CARRIER | 38MAQB24R--3 | FV4CNF002 |  | 10.5 | 23600 | 5000 | 204344191 | ccASHP | HRCU-A-CB | Performance Series | 17 | 23000 | 2.59 | 101
BRYANT | 280ANV024*0**A* | CNPV*4221AL*+UI & 98(6*B,7*A)42060V17*** |  | 10.5 | 23600 | 5000 | 9893494 | ccASHP | HRCU-A-CB | Bryant® Extreme Heat Pump | 18.5 | 24200 | 2.26 | 90
BRYANT | 38MAQB24R--3 | FV4CNF002 |  | 10.5 | 23600 | 5000 | 204344196 | ccASHP | HRCU-A-CB | Preferred Series | 17 | 23000 | 2.59 | 101
PAYNE | 38MAQB24R--3 | FV4CNF002 |  | 10.5 | 23600 | 5000 | 204344201 | ccASHP | HRCU-A-CB | Mid-tier | 17 | 23000 | 2.59 | 101
BRYANT | 280ANV024*0**A* | CSPH*3612AL*+UI & 98(6*B,7*A)42080V17*** |  | 10.5 | 23800 | 5000 | 9893501 | ccASHP | HRCU-A-CB | Bryant® Extreme Heat Pump | 18.5 | 24600 | 2.36 | 90
BRYANT | 280ANV024*0**A* | CSPH*3612AL*+UI & 98(6*B,7*A)66120V24*** |  | 10.5 | 23800 | 5000 | 9893502 | ccASHP | HRCU-A-CB | Bryant® Extreme Heat Pump | 19 | 24600 | 2.36 | 90
BRYANT | 280ANV024*0**A* | CSPH*4212AL*+UI & 98(6*B,7*A)42060V17*** |  | 10.5 | 23800 | 5000 | 9893503 | ccASHP | HRCU-A-CB | Bryant® Extreme Heat Pump | 18.5 | 24600 | 2.38 | 90
CARRIER | 25VNA024A*030* | CSPH*4212AL*+UI & 59*N*A080V17**14 |  | 10.5 | 23800 | 5000 | 9892554 | ccASHP | HRCU-A-CB | Infinity® 20 Heat Pump with Greenspeed® Intelligence | 18.5 | 24800 | 2.38 | 90
BRYANT | 280ANV024000 | FE4AN(B,F)003+UI |  | 10.5 | 23800 | 5000 | 9893463 | ccASHP | HRCU-A-CB | Evolution Series | 19.5 | 24400 | 2.07 | 83
BRYANT | 280ANV024*0**A* | CSPH*4212AL*+UI & 98(6*B,7*A)42080V17*** |  | 10.5 | 23800 | 5000 | 9893504 | ccASHP | HRCU-A-CB | Bryant® Extreme Heat Pump | 18.5 | 24800 | 2.38 | 90
CARRIER | 25VNA024A*030* | CSPH*3612AL*+UI & 59*N*A080V17**14 |  | 10.5 | 23800 | 5000 | 9892551 | ccASHP | HRCU-A-CB | Infinity® 20 Heat Pump with Greenspeed® Intelligence | 18.5 | 24600 | 2.36 | 90
CARRIER | 25VNA024A*030* | FE4AN(B,F)003L+UI |  | 10.5 | 23800 | 5000 | 9892513 | ccASHP | HRCU-A-CB |  | 19.5 | 24400 | 2.07 | 83
CARRIER | 25VNA024A*030* | CSPH*4212AL*+UI & 59*N*A060V17**14 |  | 10.5 | 23800 | 5000 | 9892553 | ccASHP | HRCU-A-CB | Infinity® 20 Heat Pump with Greenspeed® Intelligence | 18.5 | 24600 | 2.38 | 90
CARRIER | 25VNA024A*030* | CSPH*3612AL*+UI & 59*N*A120V24**22 |  | 10.5 | 23800 | 5000 | 9892552 | ccASHP | HRCU-A-CB | Infinity® 20 Heat Pump with Greenspeed® Intelligence | 19 | 24600 | 2.36 | 90
WABBAN | BB36-24WADU | BBD24-24AH2ADU |  | 10.5 | 24000 | 5000 | 207196961 | ccASHP | HRCU-A-CB |  | 20 | 24000 | 2.1 | 100
REZNOR | GXH24-36MSK4DH | GMH24-**MSK4DH |  | 10.5 | 24000 | 5000 | 206720398 | ccASHP | HRCU-A-CB | Ultra Side Discharge | 20 | 24000 | 2.1 | 100
REZNOR | GXH24-36MSK4DH | GMH24-**MSK4DH1 |  | 10.5 | 24000 | 5000 | 206724400 | ccASHP | HRCU-A-CB | Ultra Side Discharge | 20 | 24000 | 2.1 | 100
TOSOT | TU36-24WADU | TU24-36AADU |  | 10.5 | 24000 | 5000 | 205756439 | ccASHP | HRCU-A-CB |  | 20 | 24000 | 2.1 | 100
TOSOT | TU36-24WADU | TUD24-24AH2ADU |  | 10.5 | 24000 | 5000 | 206414272 | ccASHP | HRCU-A-CB | Ultra heat | 20 | 24000 | 2.1 | 100
NAPOLEON | NS18HV24A36 | NPFX24A |  | 10.5 | 24000 | 5000 | 207335552 | ccASHP | HRCU-A-CB | NS18 Series | 20 | 24000 | 2.1 | 100
NORTEK | GXH24-36MSK4DH | GMH24-**MSK4DH |  | 10.5 | 24000 | 5000 | 206720394 | ccASHP | HRCU-A-CB | Ultra Side Discharge | 20 | 24000 | 2.1 | 100
NORTEK | GXH24-36MSK4DH | GMH24-**MSK4DH1 |  | 10.5 | 24000 | 5000 | 206724396 | ccASHP | HRCU-A-CB | Ultra Side Discharge | 20 | 24000 | 2.1 | 100
KINGHOME | KU36UHO | KU24UHI |  | 10.5 | 24000 | 5000 | 205756438 | ccASHP | HRCU-A-CB |  | 20 | 24000 | 2.1 | 100
MAMMOTH | GXH24-36MSK4DH | GMH24-**MSK4DH |  | 10.5 | 24000 | 5000 | 206720410 | ccASHP | HRCU-A-CB | Ultra Side Discharge | 20 | 24000 | 2.1 | 100
MAMMOTH | GXH24-36MSK4DH | GMH24-**MSK4DH1 |  | 10.5 | 24000 | 5000 | 206724412 | ccASHP | HRCU-A-CB | Ultra Side Discharge | 20 | 24000 | 2.1 | 100
GREE | GUD36W/A-D(U) | GUD24A/A-D(U) |  | 10.5 | 24000 | 5000 | 205564529 | ccASHP | HRCU-A-CB |  | 20 | 24000 | 2.1 | 100
GREE | FLEXX36HP230V1AO | FLEXX24HP230V1AH |  | 10.5 | 24000 | 5000 | 205993849 | ccASHP | HRCU-A-CB |  | 20 | 24000 | 2.1 | 100
GREE | GUD36W/A-D(U) | GUD24AH2/A-D(U) |  | 10.5 | 24000 | 5000 | 206249116 | ccASHP | HRCU-A-CB | Ultra heat | 20 | 24000 | 2.1 | 100
KINGHOME | KU36UHO | KU24UH2I |  | 10.5 | 24000 | 5000 | 206414276 | ccASHP | HRCU-A-CB | Ultra heat | 20 | 24000 | 2.1 | 100
LBG PRODUCTS | LCH24036DO | LCH24DGHNI |  | 10.5 | 24000 | 5000 | 206726718 | ccASHP | HRCU-A-CB | GRUN | 20 | 24000 | 2.1 | 100
GE APPLIANCES | AUH2436ZGDA* | UUY24ZGDAB* |  | 10.5 | 24000 | 5000 | 206799410 | ccASHP | HRCU-A-CB | Connect Series | 20 | 24000 | 2.1 | 100
GREE | FLEXX36HP230V1AO | FLEXX24HP230V1BH |  | 10.5 | 24000 | 5000 | 207256440 | ccASHP | HRCU-A-CB | Ultra heat | 20 | 24000 | 2.1 | 100
GE APPLIANCES | AUH2436ZGDA* | UUY24ZGDA** |  | 10.5 | 24000 | 5000 | 205756418 | ccASHP | HRCU-A-CB | GE Connect | 20 | 24000 | 2.1 | 100
CONTINENTAL | CS18HV24A36 | CPFX24A |  | 10.5 | 24000 | 5000 | 207335556 | ccASHP | HRCU-A-CB | CS18 Series | 20 | 24000 | 2.1 | 100
CARRIER | 25VNA024A*030* | CNPV*3621AL*+UI & 59*N*A080V17**14 |  | 10.5 | 24000 | 5000 | 9892541 | ccASHP | HRCU-A-CB | Infinity® 20 Heat Pump with Greenspeed® Intelligence | 18.5 | 24200 | 2.22 | 90
CARRIER | 25VNA024A*030* | CSPH*3612AL*+UI & 59*N*A060V17**14 |  | 10.5 | 24000 | 5000 | 9892550 | ccASHP | HRCU-A-CB | Infinity® 20 Heat Pump with Greenspeed® Intelligence | 18 | 24400 | 2.33 | 90
CARRIER | 25VNA024A*030* | CAP**3617AL*+UI | 58TN*A045C17**12 | 10.5 | 24000 | 5000 | 204429866 | ccASHP | HRCU-A-CB |  | 18 | 24200 | 2.01 | 83
CARRIER | 25VNA024A*030* | CAP**3617AL*+UI | 59TN6B080C17**14 | 10.5 | 24000 | 5000 | 204429880 | ccASHP | HRCU-A-CB |  | 18 | 24200 | 1.99 | 83
CARRIER | 25VNA024A*030* | CAP**3621AL*+UI | 58TN*A045C17**12 | 10.5 | 24000 | 5000 | 204429905 | ccASHP | HRCU-A-CB |  | 18 | 24200 | 2.02 | 83
CARRIER | 25VNA024A*030* | FE4ANF002L + UI |  | 10.5 | 24000 | 5000 | 9892512 | ccASHP | HRCU-A-CB |  | 19 | 24200 | 2.07 | 82
CARRIER | 25VNA024A*030* | CAP**3617AL*+UI & 59*N*A060V17**14 |  | 10.5 | 24000 | 5000 | 9892523 | ccASHP | HRCU-A-CB | Infinity® 20 Heat Pump with Greenspeed® Intelligence | 18.5 | 24200 | 2.22 | 90
CARRIER | 25VNA024A*030* | CAP**3617AL*+UI & 59*N*A080V17**14 |  | 10.5 | 24000 | 5000 | 9892524 | ccASHP | HRCU-A-CB | Infinity® 20 Heat Pump with Greenspeed® Intelligence | 19 | 24200 | 2.24 | 90
CARRIER | 25VNA024A*030* | CAP**3621AL*+UI & 59*N*A060V17**14 |  | 10.5 | 24000 | 5000 | 9892525 | ccASHP | HRCU-A-CB | Infinity® 20 Heat Pump with Greenspeed® Intelligence | 19 | 24200 | 2.22 | 90
CARRIER | 25VNA024A*030* | CAP**3621AL*+UI | 59TN6B060C17**14 | 10.5 | 24000 | 5000 | 204429923 | ccASHP | HRCU-A-CB |  | 18 | 24200 | 2.01 | 83
BOSCH | BOVA-36HDN1-M20G | BVA-24WN1-M20 |  | 10.5 | 24000 | 5000 | 202868494 | ccASHP | HRCU-A-CB | IDS2.0 | 20.5 | 24000 | 2.5 | 83
BRYANT | 280ANV024*0**A* | CAP**3621AL*+UI | 88*TA60070C21*** | 10.5 | 24000 | 5000 | 204429916 | ccASHP | HRCU-A-CB |  | 19 | 24200 | 1.99 | 82
BRYANT | 280ANV024*0**A* | CAP**3621AL*+UI | 986TC42060C17*** | 10.5 | 24000 | 5000 | 204429925 | ccASHP | HRCU-A-CB |  | 18 | 24200 | 2.01 | 83
BRYANT | 280ANV024*0**A* | CNPV*3621AL*+UI | 986TC42080C17*** | 10.5 | 24000 | 5000 | 204430050 | ccASHP | HRCU-A-CB |  | 18.5 | 24200 | 1.97 | 82
ACD | FXD-ACD36 | AH224 |  | 10.5 | 24000 | 5000 | 207497901 | ccASHP | HRCU-A-CB | FLEXX | 20 | 24000 | 2.1 | 100
BRYANT | 280ANV024000 | FE4ANF002L+UI |  | 10.5 | 24000 | 5000 | 9893462 | ccASHP | HRCU-A-CB | Evolution Series | 19 | 24200 | 2.07 | 82
BRYANT | 280ANV024*0**A* | CAP**3617AL*+UI & 98(6*B,7*A)42060V17*** |  | 10.5 | 24000 | 5000 | 9893473 | ccASHP | HRCU-A-CB | Bryant® Extreme Heat Pump | 18.5 | 24200 | 2.22 | 90
BRYANT | 280ANV024*0**A* | CAP**3617AL*+UI & 98(6*B,7*A)42080V17*** |  | 10.5 | 24000 | 5000 | 9893474 | ccASHP | HRCU-A-CB | Bryant® Extreme Heat Pump | 19 | 24200 | 2.24 | 90
BRYANT | 280ANV024*0**A* | CAP**3621AL*+UI & 98(6*B,7*A)42060V17*** |  | 10.5 | 24000 | 5000 | 9893475 | ccASHP | HRCU-A-CB | Bryant® Extreme Heat Pump | 19 | 24200 | 2.22 | 90
BRYANT | 280ANV024*0**A* | CNPV*3621AL*+UI & 98(6*B,7*A)42080V17*** |  | 10.5 | 24000 | 5000 | 9893491 | ccASHP | HRCU-A-CB | Bryant® Extreme Heat Pump | 18.5 | 24200 | 2.22 | 90
BRYANT | 280ANV024*0**A* | CSPH*3612AL*+UI & 98(6*B,7*A)42060V17*** |  | 10.5 | 24000 | 5000 | 9893500 | ccASHP | HRCU-A-CB | Bryant® Extreme Heat Pump | 18 | 24400 | 2.33 | 90
AIRTEMP | GXH24-36MSK4DH | GMH24-**MSK4DH |  | 10.5 | 24000 | 5000 | 206720406 | ccASHP | HRCU-A-CB | Ultra Side Discharge | 20 | 24000 | 2.1 | 100
AIRTEMP | GXH24-36MSK4DH | GMH24-**MSK4DH1 |  | 10.5 | 24000 | 5000 | 206724408 | ccASHP | HRCU-A-CB | Ultra Side Discharge | 20 | 24000 | 2.1 | 100
BRYANT | 280ANV024*0**A* | CAP**3617AL*+UI | 986TC42060C17*** | 10.5 | 24000 | 5000 | 204429878 | ccASHP | HRCU-A-CB |  | 18.5 | 24200 | 1.99 | 83
MIDEA | MOVA-36HDN1-M20G | MVME24B2MN1TA |  | 10.5 | 24000 | 4000 | 202850897 | ASHP | HRCU-A-CB |  | 20.5 | 24000
AIREFORCE | GXH24-36MSK4DH | GMH24-**MSK4DH1 |  | 10.5 | 24000 | 4000 | 206724404 | ASHP | HRCU-A-CB |  | 20 | 24000
TOSOT | TU36-24WADU | TU24-24AADU |  | 10.5 | 24000 | 4000 | 205724726 | ASHP | HRCU-A-CB |  | 20 | 24000
MAX-R | MAX-R36K30CT-INV(OUT) | MAX-R24K30CT-INV(INT) |  | 10.5 | 24000 | 4000 | 207338180 | ASHP | HRCU-A-CB |  | 20 | 24000
AC PRO.COM | AUD36W/A-D(U) | AUD24A/A-D(U) |  | 10.5 | 24000 | 4000 | 205782405 | ASHP | HRCU-A-CB |  | 20 | 24000
AIREFORCE | GXH24-36MSK4DH | GMH24-**MSK4DH |  | 10.5 | 24000 | 4000 | 206720402 | ASHP | HRCU-A-CB |  | 20 | 24000
MIDEA | MOVA-36HDN1-M20G | MVME24B2MN1TB |  | 10.5 | 24000 | 4000 | 206077595 | ASHP | HRCU-A-CB |  | 20.5 | 24000
HAIER | 3U24EH2VHA |  |  | 10.5 | 24000 | $2,500: 2 indoor heads; $5,000: >=3 indoor heads | 202449650 | ccASHP | HMSV-A-CB | Arctic Multi | 18.5 | 22000 | 2.01 | 100
GE APPLIANCES | ASH324NCDWA |  |  | 10.5 | 24000 | $2,500: 2 indoor heads; $5,000: >=3 indoor heads | 203862746 | ccASHP | HMSV-A-CB |  | 18.5 | 22000 | 2.01 | 100
MDV | M3OJ-24HFN1-M* |  |  | 10.5 | 24000 | $2,500: 2 indoor heads; $4,000: >=3 indoor heads | 207641241 | ASHP | HMSV-A-CB |  | 21.1 | 24000
CARRIER | 38MGHBQ24CA3 |  |  | 10.5 | 24000 | $2,500: 2 indoor heads; $4,000: >=3 indoor heads | 207642880 | ASHP | HMSV-A-CB |  | 21.1 | 24000
BRYANT | 38MGHBQ24CA3 |  |  | 10.5 | 24000 | $2,500: 2 indoor heads; $4,000: >=3 indoor heads | 207642901 | ASHP | HMSV-A-CB |  | 21.1 | 24000
PAYNE | 38MGHBQ24CA3 |  |  | 10.5 | 24000 | $2,500: 2 indoor heads; $4,000: >=3 indoor heads | 207642922 | ASHP | HMSV-A-CB |  | 21.1 | 24000
WEATHERMAKER | 38MGHBQ24CA3 |  |  | 10.5 | 24000 | $2,500: 2 indoor heads; $4,000: >=3 indoor heads | 207642943 | ASHP | HMSV-A-CB |  | 21.1 | 24000
ARCOAIRE | DLCMHBH24CAK |  |  | 10.5 | 24000 | $2,500: 2 indoor heads; $4,000: >=3 indoor heads | 207642991 | ASHP | HMSV-A-CB |  | 21.1 | 24000
MIDEA | 38MGHBQ24CA3 |  |  | 10.5 | 24000 | $2,500: 2 indoor heads; $4,000: >=3 indoor heads | 207642964 | ASHP | HMSV-A-CB |  | 21.1 | 24000
MDV | M3OJ-24HFN1-M |  |  | 10.5 | 24000 | $2,500: 2 indoor heads; $4,000: >=3 indoor heads | 207617651 | ASHP | HMSV-A-CB |  | 21.1 | 24000
AIRQUEST | DLCMHBH24CAK |  |  | 10.5 | 24000 | $2,500: 2 indoor heads; $4,000: >=3 indoor heads | 207643180 | ASHP | HMSV-A-CB |  | 21.1 | 24000
SMART COMFORT | DLCMHBH24CAK |  |  | 10.5 | 24000 | $2,500: 2 indoor heads; $4,000: >=3 indoor heads | 207643159 | ASHP | HMSV-A-CB |  | 21.1 | 24000
TEMPSTAR | DLCMHBH24CAK |  |  | 10.5 | 24000 | $2,500: 2 indoor heads; $4,000: >=3 indoor heads | 207643138 | ASHP | HMSV-A-CB |  | 21.1 | 24000
MIDEA | DLCMHBH24CAK |  |  | 10.5 | 24000 | $2,500: 2 indoor heads; $4,000: >=3 indoor heads | 207643117 | ASHP | HMSV-A-CB |  | 21.1 | 24000
KENMORE | DLCMHBH24CAK |  |  | 10.5 | 24000 | $2,500: 2 indoor heads; $4,000: >=3 indoor heads | 207643096 | ASHP | HMSV-A-CB |  | 21.1 | 24000
KEEPRITE | DLCMHBH24CAK |  |  | 10.5 | 24000 | $2,500: 2 indoor heads; $4,000: >=3 indoor heads | 207643075 | ASHP | HMSV-A-CB |  | 21.1 | 24000
HEIL | DLCMHBH24CAK |  |  | 10.5 | 24000 | $2,500: 2 indoor heads; $4,000: >=3 indoor heads | 207643054 | ASHP | HMSV-A-CB |  | 21.1 | 24000
COMFORTMAKER | DLCMHBH24CAK |  |  | 10.5 | 24000 | $2,500: 2 indoor heads; $4,000: >=3 indoor heads | 207643012 | ASHP | HMSV-A-CB |  | 21.1 | 24000
DAY & NIGHT | DLCMHBH24CAK |  |  | 10.5 | 24000 | $2,500: 2 indoor heads; $4,000: >=3 indoor heads | 207643033 | ASHP | HMSV-A-CB |  | 21.1 | 24000
BRYANT | 280ANV024*0**A* | CNPV*4221AL*+UI | 88*TA48090C17*** | 10.5 | 24200 | 5000 | 204430073 | ccASHP | HRCU-A-CB |  | 19 | 24800 | 1.8 | 73
CARRIER | 25VNA024A*030* | CSPH*3012AL*+UI | 58TN*A135C24**22 | 10.5 | 24200 | 5000 | 204430099 | ccASHP | HRCU-A-CB |  | 18.5 | 24600 | 1.83 | 75
CARRIER | 25VNA024A*030* | CAP**3617AL*+UI | 58TN*A090C17**16 | 10.5 | 24400 | 5000 | 204429898 | ccASHP | HRCU-A-CB |  | 19 | 24400 | 2.01 | 81
CARRIER | 25VNA024A*030* | CSPH*3012AL*+UI | 59MN7B120C24**22 | 10.5 | 24400 | 5000 | 204430114 | ccASHP | HRCU-A-CB |  | 18 | 24600 | 2 | 81
BRYANT | 280ANV024*0**A* | CAP**3617AL*+UI | 88*TA48090C17*** | 10.5 | 24400 | 5000 | 204429902 | ccASHP | HRCU-A-CB |  | 19 | 24400 | 2.02 | 81
CARRIER | 25VNA024A*030* | CSPH*3012AL*+UI | 58TN*A070C14**12 | 10.5 | 24400 | 5000 | 204430122 | ccASHP | HRCU-A-CB |  | 18.5 | 24600 | 2 | 81
ARMSTRONG AIR | 4DHP1S24S-1P | D33C124S4-1P |  | 10.5 | 24400 | $2,500: 2 indoor heads; $4,000: >=3 indoor heads | 204462447 | ASHP | HRCU-A-CB-O |  | 20 | 24000
ELIOS | DE24HOS23230E2 | DE24HICU230X5 |  | 10.5 | 24400 | $2,500: 2 indoor heads; $4,000: >=3 indoor heads | 203238503 | ASHP | HRCU-A-CB-O |  | 20 | 24000
AIREASE | 4DHP1S24S-1P | D33C124S4-1P |  | 10.5 | 24400 | $2,500: 2 indoor heads; $4,000: >=3 indoor heads | 204462436 | ASHP | HRCU-A-CB-O |  | 20 | 24000
ELIOS | DE24HOS23230E2 | DM24HICU230X5 |  | 10.5 | 24400 | $2,500: 2 indoor heads; $4,000: >=3 indoor heads | 205300180 | ASHP | HRCU-A-CB-O |  | 20 | 24000
DURASTAR | DRA1U24S1A | DRAC24F1A |  | 10.5 | 24400 | $2,500: 2 indoor heads; $4,000: >=3 indoor heads | 206369527 | ASHP | HRCU-A-CB-O |  | 20 | 24000
NOVAIR PLUS | 24EVANVO | 24EVCNVI |  | 10.5 | 24400 | $2,500: 2 indoor heads; $4,000: >=3 indoor heads | 205281385 | ASHP | HRCU-A-CB-O |  | 20 | 24000
GARRISON | 3554189 | 3554197 |  | 10.5 | 24400 | $2,500: 2 indoor heads; $4,000: >=3 indoor heads | 10333512 | ASHP | HRCU-A-CB-O |  | 20 | 24000
EMI | SZ1H24DAA | CASH24DAA |  | 10.5 | 24400 | $2,500: 2 indoor heads; $4,000: >=3 indoor heads | 8993374 | ASHP | HRCU-A-CB-O |  | 20 | 24000
LENNOX | MPB024S4S-1P | M33A024S4-1P |  | 10.5 | 24400 | $2,500: 2 indoor heads; $4,000: >=3 indoor heads | 10058836 | ASHP | HRCU-A-CB-O |  | 20 | 24000
LENNOX | MPB024S4S-1P | M33A024S4-2P |  | 10.5 | 24400 | $2,500: 2 indoor heads; $4,000: >=3 indoor heads | 10058837 | ASHP | HRCU-A-CB-O |  | 20 | 24000
MDV | MOD31-24HFN1-MT0W | MCDU-24HRFN1-M(C) |  | 10.5 | 24400 | $2,500: 2 indoor heads; $4,000: >=3 indoor heads | 8740674 | ASHP | HRCU-A-CB-O |  | 20 | 24000
DIRECT AIR | MOD31-24HFN1-MT0W | MCDU-24HRFN1-M(C) |  | 10.5 | 24400 | $2,500: 2 indoor heads; $4,000: >=3 indoor heads | 8775852 | ASHP | HRCU-A-CB-O |  | 20 | 24000
C&H | CH-24SPH-230VO | CH-24MSPHCT-230VI |  | 10.5 | 24400 | $2,500: 2 indoor heads; $4,000: >=3 indoor heads | 204098415 | ASHP | HRCU-A-CB-O |  | 20 | 24000
BOSCH | BMS500-AAS024-1CSXXA | BMS500-AAU024-1AHCXB |  | 10.5 | 24400 | $2,500: 2 indoor heads; $4,000: >=3 indoor heads | 204014475 | ASHP | HRCU-A-CB-O |  | 20 | 24000
MRCOOL | O-ES-24-HP-C-230 | CASSETTE24HP-230 |  | 10.5 | 24400 | $2,500: 2 indoor heads; $4,000: >=3 indoor heads | 204469760 | ASHP | HRCU-A-CB-O |  | 20 | 24000
BOSCH | BMS500-AAS024-1CSXRA | BMS500-AAU024-1AHCXB |  | 10.5 | 24400 | $2,500: 2 indoor heads; $4,000: >=3 indoor heads | 203991169 | ASHP | HRCU-A-CB-O |  | 20 | 24000
MOOVAIR | DM24HOS23230E2 | DM24HICU230X5 |  | 10.5 | 24400 | $2,500: 2 indoor heads; $4,000: >=3 indoor heads | 204005747 | ASHP | HRCU-A-CB-O |  | 20 | 24000
ALLIED | 4DHP1S24S-1P | D33C124S4-1P |  | 10.5 | 24400 | $2,500: 2 indoor heads; $4,000: >=3 indoor heads | 203966553 | ASHP | HRCU-A-CB-O |  | 20 | 24000
CARRIER | 25VNA024A*030* | CSPH*2412AL*+UI | 58TN*A090C21**20 | 10.5 | 24600 | 5000 | 204430076 | ccASHP | HRCU-A-CB |  | 17 | 24400 | 1.8 | 73
CARRIER | 25VNA024A*030* | CNPV*3017AL*+UI | 59TN6B080C17**14 | 10.5 | 24600 | 5000 | 204430027 | ccASHP | HRCU-A-CB |  | 18 | 24200 | 2.01 | 81
CARRIER | 25VNA024A*030* | CSPH*3012AL*+UI | 59MN7B060C17**14 | 10.5 | 24600 | 5000 | 204430104 | ccASHP | HRCU-A-CB |  | 17 | 24400 | 2.02 | 81
CARRIER | 25VNA024A*030* | CNPV*3621AL*+UI | 59TN6B080C21**20 | 10.5 | 24600 | 5000 | 204430057 | ccASHP | HRCU-A-CB |  | 18 | 24400 | 1.84 | 80
CARRIER | 25VNA024A*030* | CNPV*3621AL*+UI | 59MN7B060C21**20 | 10.5 | 24600 | 5000 | 204633415 | ccASHP | HRCU-A-CB |  | 18 | 24200 | 2.37 | 85
CARRIER | 25VNA024A*030* | CSPH*2412AL*+UI | 59MN7B100C21**22 | 10.5 | 24600 | 5000 | 204430081 | ccASHP | HRCU-A-CB |  | 17 | 24400 | 1.95 | 81
MDV | MOD33-24HFN1-MT0W | MCD1-24HRFN1-MT0W(GA) |  | 10.5 | 25000 | $2,500: 2 indoor heads; $5,000: >=3 indoor heads | 207338218 | ccASHP | HRCU-A-CB-O |  | 20.7 | 24000 | 2.12 | 70
MRCOOL | DIY-24-HP-C-230C | DIY-24-HP-WMAH-230C25 |  | 10.5 | 25000 | $2,500: 2 indoor heads; $4,000: >=3 indoor heads | 207339189 | ASHP | HRCU-A-CB-O |  | 20.5 | 23000
MDV | MOD31-23HFN1-MT2Q1W | MSABE-23HRFN1-MT2Q1W |  | 10.5 | 25000 | $2,500: 2 indoor heads; $4,000: >=3 indoor heads | 207338222 | ASHP | HRCU-A-CB-O |  | 20.5 | 23000
CARRIER | 38MARBQ24AA3 | CNPV*3017AL* | 58SU*A060E17**16 | 10.5 | 25200 | 5000 | 207098468 | ccASHP | HRCU-A-CB | Performance | 15.5 | 23000 | 2 | 71
CARRIER | 38MARBQ24AA3 | CNPV*3617AL* | 58SU*A060E17**16 | 10.5 | 25200 | 5000 | 207098470 | ccASHP | HRCU-A-CB | Performance | 15.5 | 23000 | 2 | 71
CARRIER | 38MARBQ24AA3 | CNPV*3017AL* | 59SC2D080E17**16 | 10.5 | 25200 | 5000 | 207098504 | ccASHP | HRCU-A-CB | Performance | 15.5 | 22400 | 2 | 71
CARRIER | 38MARBQ24AA3 | CNPV*3617AL* | 59SC2D080E17**16 | 10.5 | 25200 | 5000 | 207098506 | ccASHP | HRCU-A-CB | Performance | 15.5 | 22400 | 2 | 71
BRYANT | 38MARBQ24AA3 | CNPV*3017AL* | 83*SA48060E17*** | 10.5 | 25200 | 5000 | 207098613 | ccASHP | HRCU-A-CB | Preferred | 15.5 | 23000 | 2 | 71
BRYANT | 38MARBQ24AA3 | CNPV*3617AL* | 83*SA48060E17*** | 10.5 | 25200 | 5000 | 207098615 | ccASHP | HRCU-A-CB | Preferred | 15.5 | 23000 | 2 | 71
BRYANT | 38MARBQ24AA3 | CNPV*3017AL* | 912SD48080E17*** | 10.5 | 25200 | 5000 | 207098649 | ccASHP | HRCU-A-CB | Preferred | 15.5 | 22400 | 2 | 71
BRYANT | 38MARBQ24AA3 | CNPV*3617AL* | 912SD48080E17*** | 10.5 | 25200 | 5000 | 207098651 | ccASHP | HRCU-A-CB | Preferred | 15.5 | 22400 | 2 | 71
RHEEM | ROSH24AHXHJ | RIWH24AVFJ |  | 10.5 | 25200 | $2,500: 2 indoor heads; $5,000: >=3 indoor heads | 10595379 | ccASHP | HRCU-A-CB-O | Rheem Single-room Mini-Split Systems | 19.5 | 22000 | 2.06 | 100
FUJITSU | AOU24RLXFWH | ASU24RLF |  | 10.5 | 25200 | $2,500: 2 indoor heads; $5,000: >=3 indoor heads | 8779046 | ccASHP | HRCU-A-CB-O | Halcyon Single-room Mini-Split Systems | 19.5 | 22000 | 2.06 | 100
BRYANT | 38MARBQ24AA3 | CAP**3014AL* | 82*TA36045V14*** | 10.5 | 25400 | 5000 | 207098618 | ccASHP | HRCU-A-CB | Preferred | 15.5 | 22000 | 2 | 70
BRYANT | 38MARBQ24AA3 | CNPV*3014AL* | 82*TA36045V14*** | 10.5 | 25400 | 5000 | 207098619 | ccASHP | HRCU-A-CB | Preferred | 15.5 | 22000 | 2 | 70
BRYANT | 38MARBQ24AA3 | CNPV*3017AL* | 82*TA48070V17*** | 10.5 | 25400 | 5000 | 207098622 | ccASHP | HRCU-A-CB | Preferred | 15.5 | 22200 | 2 | 70
BRYANT | 38MARBQ24AA3 | CNPV*3617AL* | 82*TA48070V17*** | 10.5 | 25400 | 5000 | 207098624 | ccASHP | HRCU-A-CB | Preferred | 15.5 | 22200 | 2 | 70
BRYANT | 38MARBQ24AA3 | CAP**3017AL* | 82*TA48070V17*** | 10.5 | 25400 | 5000 | 207098625 | ccASHP | HRCU-A-CB | Preferred | 15.5 | 22200 | 2 | 70
BRYANT | 38MARBQ24AA3 | CNPV*3017AL* | 935SA36040E17*** | 10.5 | 25400 | 5000 | 207098628 | ccASHP | HRCU-A-CB | Preferred | 15.5 | 22400 | 2 | 70
BRYANT | 38MARBQ24AA3 | CNPV*3617AL* | 935SA36040E17*** | 10.5 | 25400 | 5000 | 207098630 | ccASHP | HRCU-A-CB | Preferred | 15.5 | 22400 | 2 | 70
BRYANT | 38MARBQ24AA3 | CAP**3017AL* | 935SA36040E17*** | 10.5 | 25400 | 5000 | 207098631 | ccASHP | HRCU-A-CB | Preferred | 15.5 | 22400 | 2 | 70
BRYANT | 38MARBQ24AA3 | CAP**3014AL* | 912SD36060E14*** | 10.5 | 25400 | 5000 | 207098640 | ccASHP | HRCU-A-CB | Preferred | 15 | 22400 | 2 | 70
BRYANT | 38MARBQ24AA3 | CNPV*3014AL* | 912SD36060E14*** | 10.5 | 25400 | 5000 | 207098641 | ccASHP | HRCU-A-CB | Preferred | 15 | 22400 | 2 | 70
CARRIER | 38MARBQ24AA3 | CAP**3617AL* | 59SC5B040E17**12 | 10.5 | 25400 | 5000 | 207098519 | ccASHP | HRCU-A-CB | Performance | 15 | 21800 | 2 | 70
CARRIER | 38MARBQ24AA3 | CAP**3014AL* | 59SC5B060E14**12 | 10.5 | 25400 | 5000 | 207098525 | ccASHP | HRCU-A-CB | Performance | 15 | 22000 | 2 | 71
CARRIER | 38MARBQ24AA3 | CNPV*3017AL* | 59SC5B060E17**14 | 10.5 | 25400 | 5000 | 207098529 | ccASHP | HRCU-A-CB | Performance | 15.5 | 22000 | 2 | 70
CARRIER | 38MARBQ24AA3 | CNPV*3617AL* | 59SC5B060E17**14 | 10.5 | 25400 | 5000 | 207098531 | ccASHP | HRCU-A-CB | Performance | 15.5 | 22000 | 2 | 70
CARRIER | 38MARBQ24AA3 | CAP**3017AL* | 59SC5B060E17**14 | 10.5 | 25400 | 5000 | 207098532 | ccASHP | HRCU-A-CB | Performance | 15.5 | 21800 | 2 | 70
CARRIER | 38MARBQ24AA3 | CAP**3617AL* | 59TP6B040V17**12 | 10.5 | 25400 | 5000 | 207098541 | ccASHP | HRCU-A-CB | Performance | 15 | 22200 | 2 | 70
CARRIER | 38MARBQ24AA3 | CAP**3014AL* | 59TP6B060V14**12 | 10.5 | 25400 | 5000 | 207098547 | ccASHP | HRCU-A-CB | Performance | 15 | 22000 | 2 | 71
BRYANT | 38MARBQ24AA3 | CAP**3014AL* | 912SD42060E17*** | 10.5 | 25400 | 5000 | 207098645 | ccASHP | HRCU-A-CB | Preferred | 15.5 | 22400 | 2 | 70
BRYANT | 38MARBQ24AA3 | CNPV*3014AL* | 912SD42060E17*** | 10.5 | 25400 | 5000 | 207098646 | ccASHP | HRCU-A-CB | Preferred | 15.5 | 22200 | 2 | 70
CARRIER | 38MARBQ24AA3 | CAP**3017AL* | 59TP6B060V17**14 | 10.5 | 25400 | 5000 | 207098554 | ccASHP | HRCU-A-CB | Performance | 15.5 | 21800 | 2 | 70
CARRIER | 38MARBQ24AA3 | CAP**3617AL* | 59TP6B080V17**16 | 10.5 | 25400 | 5000 | 207098558 | ccASHP | HRCU-A-CB | Performance | 15.5 | 21800 | 2 | 70
CARRIER | 38MARBQ24AA3 | CAP**3017AL* | 59TP6B080V17**16 | 10.5 | 25400 | 5000 | 207098560 | ccASHP | HRCU-A-CB | Performance | 15.5 | 21600 | 2 | 70
CARRIER | 38MARBQ24AA3 | CNPV*3621AL* | 59SC5B060E17**14 | 10.5 | 25400 | 5000 | 207098565 | ccASHP | HRCU-A-CB | Performance | 15.5 | 22000 | 2 | 70
CARRIER | 38MARBQ24AA3 | CAP**3617AL* | 59SC5B060E14**12 | 10.5 | 25400 | 5000 | 207098568 | ccASHP | HRCU-A-CB | Performance | 15 | 22200 | 2 | 70
CARRIER | 38MARBQ24AA3 | CAP**3017AL* | 59SC5B060E14**12 | 10.5 | 25400 | 5000 | 207098569 | ccASHP | HRCU-A-CB | Performance | 15 | 22200 | 2 | 71
CARRIER | 38MARBQ24AA3 | CAP**3621AL* | 59SC5B040E17**12 | 10.5 | 25400 | 5000 | 207098575 | ccASHP | HRCU-A-CB | Performance | 15 | 21800 | 2 | 70
CARRIER | 38MARBQ24AA3 | FX4DNF025L |  | 10.5 | 25400 | 5000 | 207098442 | ccASHP | HRCU-A-CB | Performance | 15.5 | 22000 | 2 | 70
CARRIER | 38MARBQ24AA3 | CAP**3014AL* | 58S(B,C)*A045E14**12 | 10.5 | 25400 | 5000 | 207098449 | ccASHP | HRCU-A-CB | Performance | 15.5 | 22400 | 2 | 70
CARRIER | 38MARBQ24AA3 | CNPV*3014AL* | 58S(B,C)*A045E14**12 | 10.5 | 25400 | 5000 | 207098450 | ccASHP | HRCU-A-CB | Performance | 15 | 22400 | 2 | 70
CARRIER | 38MARBQ24AA3 | CAP**3014AL* | 58S(B,C)*A070E14**12 | 10.5 | 25400 | 5000 | 207098454 | ccASHP | HRCU-A-CB | Performance | 15.5 | 22000 | 2 | 70
CARRIER | 38MARBQ24AA3 | CNPV*3014AL* | 58S(B,C)*A070E14**12 | 10.5 | 25400 | 5000 | 207098455 | ccASHP | HRCU-A-CB | Performance | 15.5 | 22000 | 2 | 70
CARRIER | 38MARBQ24AA3 | CNPV*3017AL* | 58S(B,C)*A070E17**12 | 10.5 | 25400 | 5000 | 207098457 | ccASHP | HRCU-A-CB | Performance | 15.5 | 22200 | 2 | 70
CARRIER | 38MARBQ24AA3 | CNPV*3617AL* | 58S(B,C)*A070E17**12 | 10.5 | 25400 | 5000 | 207098459 | ccASHP | HRCU-A-CB | Performance | 15.5 | 22200 | 2 | 70
CARRIER | 38MARBQ24AA3 | CAP**3017AL* | 58S(B,C)*A070E17**12 | 10.5 | 25400 | 5000 | 207098460 | ccASHP | HRCU-A-CB | Performance | 15.5 | 22200 | 2 | 70
CARRIER | 38MARBQ24AA3 | CNPV*3017AL* | 58SU*A040E17**12 | 10.5 | 25400 | 5000 | 207098462 | ccASHP | HRCU-A-CB | Performance | 16 | 22000 | 2 | 70
CARRIER | 38MARBQ24AA3 | CNPV*3617AL* | 58SU*A040E17**12 | 10.5 | 25400 | 5000 | 207098464 | ccASHP | HRCU-A-CB | Performance | 16 | 22000 | 2 | 70
CARRIER | 38MARBQ24AA3 | CAP**3017AL* | 58SU*A040E17**12 | 10.5 | 25400 | 5000 | 207098465 | ccASHP | HRCU-A-CB | Performance | 16 | 22000 | 2 | 70
CARRIER | 38MARBQ24AA3 | CAP**3014AL* | 58TP*A045V14**12 | 10.5 | 25400 | 5000 | 207098473 | ccASHP | HRCU-A-CB | Performance | 15.5 | 22000 | 2 | 70
CARRIER | 38MARBQ24AA3 | CNPV*3014AL* | 58TP*A045V14**12 | 10.5 | 25400 | 5000 | 207098474 | ccASHP | HRCU-A-CB | Performance | 15.5 | 22000 | 2 | 70
CARRIER | 38MARBQ24AA3 | CNPV*3017AL* | 58TP*A070V17**16 | 10.5 | 25400 | 5000 | 207098477 | ccASHP | HRCU-A-CB | Performance | 15.5 | 22200 | 2 | 70
CARRIER | 38MARBQ24AA3 | CNPV*3617AL* | 58TP*A070V17**16 | 10.5 | 25400 | 5000 | 207098479 | ccASHP | HRCU-A-CB | Performance | 15.5 | 22200 | 2 | 70
CARRIER | 38MARBQ24AA3 | CAP**3017AL* | 58TP*A070V17**16 | 10.5 | 25400 | 5000 | 207098480 | ccASHP | HRCU-A-CB | Performance | 15.5 | 22200 | 2 | 70
CARRIER | 38MARBQ24AA3 | CNPV*3017AL* | 59SU5A040E17**12 | 10.5 | 25400 | 5000 | 207098483 | ccASHP | HRCU-A-CB | Performance | 15.5 | 22400 | 2 | 70
CARRIER | 38MARBQ24AA3 | CNPV*3617AL* | 59SU5A040E17**12 | 10.5 | 25400 | 5000 | 207098485 | ccASHP | HRCU-A-CB | Performance | 15.5 | 22400 | 2 | 70
CARRIER | 38MARBQ24AA3 | CAP**3017AL* | 59SU5A040E17**12 | 10.5 | 25400 | 5000 | 207098486 | ccASHP | HRCU-A-CB | Performance | 15.5 | 22400 | 2 | 70
CARRIER | 38MARBQ24AA3 | CAP**3014AL* | 59SC2D060E14**12 | 10.5 | 25400 | 5000 | 207098495 | ccASHP | HRCU-A-CB | Performance | 15 | 22400 | 2 | 70
CARRIER | 38MARBQ24AA3 | CNPV*3014AL* | 59SC2D060E14**12 | 10.5 | 25400 | 5000 | 207098496 | ccASHP | HRCU-A-CB | Performance | 15 | 22400 | 2 | 70
CARRIER | 38MARBQ24AA3 | CAP**3014AL* | 59SC2D060E17**14 | 10.5 | 25400 | 5000 | 207098500 | ccASHP | HRCU-A-CB | Performance | 15.5 | 22400 | 2 | 70
CARRIER | 38MARBQ24AA3 | CNPV*3014AL* | 59SC2D060E17**14 | 10.5 | 25400 | 5000 | 207098501 | ccASHP | HRCU-A-CB | Performance | 15.5 | 22200 | 2 | 70
BRYANT | 38MARBQ24AA3 | CNPV*3617AL* | 83*SA36040E17*** | 10.5 | 25400 | 5000 | 207098609 | ccASHP | HRCU-A-CB | Preferred | 16 | 22000 | 2 | 70
BRYANT | 38MARBQ24AA3 | CAP**3017AL* | 83*SA36040E17*** | 10.5 | 25400 | 5000 | 207098610 | ccASHP | HRCU-A-CB | Preferred | 16 | 22000 | 2 | 70
BRYANT | 38MARBQ24AA3 | CAP**3617AL* | 915SB36040E17*** | 10.5 | 25400 | 5000 | 207098664 | ccASHP | HRCU-A-CB | Preferred | 15 | 21800 | 2 | 70
BRYANT | 38MARBQ24AA3 | CAP**3014AL* | 915SB36060E14*** | 10.5 | 25400 | 5000 | 207098670 | ccASHP | HRCU-A-CB | Preferred | 15 | 22000 | 2 | 71
BRYANT | 38MARBQ24AA3 | CNPV*3017AL* | 915SB42060E17*** | 10.5 | 25400 | 5000 | 207098674 | ccASHP | HRCU-A-CB | Preferred | 15.5 | 22000 | 2 | 70
BRYANT | 38MARBQ24AA3 | CNPV*3617AL* | 915SB42060E17*** | 10.5 | 25400 | 5000 | 207098676 | ccASHP | HRCU-A-CB | Preferred | 15.5 | 22000 | 2 | 70
BRYANT | 38MARBQ24AA3 | CAP**3017AL* | 915SB42060E17*** | 10.5 | 25400 | 5000 | 207098677 | ccASHP | HRCU-A-CB | Preferred | 15.5 | 21800 | 2 | 70
BRYANT | 38MARBQ24AA3 | CAP**3617AL* | 926TB36040V17*** | 10.5 | 25400 | 5000 | 207098686 | ccASHP | HRCU-A-CB | Preferred | 15 | 22200 | 2 | 70
BRYANT | 38MARBQ24AA3 | CAP**3014AL* | 926TB36060V14*** | 10.5 | 25400 | 5000 | 207098692 | ccASHP | HRCU-A-CB | Preferred | 15 | 22000 | 2 | 71
BRYANT | 38MARBQ24AA3 | CAP**3017AL* | 926TB42060V17*** | 10.5 | 25400 | 5000 | 207098699 | ccASHP | HRCU-A-CB | Preferred | 15.5 | 21800 | 2 | 70
BRYANT | 38MARBQ24AA3 | CAP**3617AL* | 926TB48080V17*** | 10.5 | 25400 | 5000 | 207098703 | ccASHP | HRCU-A-CB | Preferred | 15.5 | 21800 | 2 | 70
BRYANT | 38MARBQ24AA3 | CAP**3017AL* | 926TB48080V17*** | 10.5 | 25400 | 5000 | 207098705 | ccASHP | HRCU-A-CB | Preferred | 15.5 | 21600 | 2 | 70
BRYANT | 38MARBQ24AA3 | CNPV*3621AL* | 915SB42060E17*** | 10.5 | 25400 | 5000 | 207098710 | ccASHP | HRCU-A-CB | Preferred | 15.5 | 22000 | 2 | 70
BRYANT | 38MARBQ24AA3 | CAP**3617AL* | 915SB36060E14*** | 10.5 | 25400 | 5000 | 207098713 | ccASHP | HRCU-A-CB | Preferred | 15 | 22200 | 2 | 70
BRYANT | 38MARBQ24AA3 | CAP**3017AL* | 915SB36060E14*** | 10.5 | 25400 | 5000 | 207098714 | ccASHP | HRCU-A-CB | Preferred | 15 | 22200 | 2 | 71
BRYANT | 38MARBQ24AA3 | CAP**3621AL* | 915SB36040E17*** | 10.5 | 25400 | 5000 | 207098720 | ccASHP | HRCU-A-CB | Preferred | 15 | 21800 | 2 | 70
BRYANT | 38MARBQ24AA3 | FX4DNF025L |  | 10.5 | 25400 | 5000 | 207098587 | ccASHP | HRCU-A-CB | Preferred | 15.5 | 22000 | 2 | 70
BRYANT | 38MARBQ24AA3 | CAP**3014AL* | 8(0,1)*SA36045E14*** | 10.5 | 25400 | 5000 | 207098594 | ccASHP | HRCU-A-CB | Preferred | 15.5 | 22400 | 2 | 70
BRYANT | 38MARBQ24AA3 | CNPV*3014AL* | 8(0,1)*SA36045E14*** | 10.5 | 25400 | 5000 | 207098595 | ccASHP | HRCU-A-CB | Preferred | 15 | 22400 | 2 | 70
BRYANT | 38MARBQ24AA3 | CAP**3014AL* | 8(0,1)*SA36070E14*** | 10.5 | 25400 | 5000 | 207098599 | ccASHP | HRCU-A-CB | Preferred | 15.5 | 22000 | 2 | 70
BRYANT | 38MARBQ24AA3 | CNPV*3014AL* | 8(0,1)*SA36070E14*** | 10.5 | 25400 | 5000 | 207098600 | ccASHP | HRCU-A-CB | Preferred | 15.5 | 22000 | 2 | 70
BRYANT | 38MARBQ24AA3 | CNPV*3017AL* | 8(0,1)*SA36070E17*** | 10.5 | 25400 | 5000 | 207098602 | ccASHP | HRCU-A-CB | Preferred | 15.5 | 22200 | 2 | 70
BRYANT | 38MARBQ24AA3 | CNPV*3617AL* | 8(0,1)*SA36070E17*** | 10.5 | 25400 | 5000 | 207098604 | ccASHP | HRCU-A-CB | Preferred | 15.5 | 22200 | 2 | 70
BRYANT | 38MARBQ24AA3 | CAP**3017AL* | 8(0,1)*SA36070E17*** | 10.5 | 25400 | 5000 | 207098605 | ccASHP | HRCU-A-CB | Preferred | 15.5 | 22200 | 2 | 70
BRYANT | 38MARBQ24AA3 | CNPV*3017AL* | 83*SA36040E17*** | 10.5 | 25400 | 5000 | 207098607 | ccASHP | HRCU-A-CB | Preferred | 16 | 22000 | 2 | 70
CARRIER | 38MARBQ24AA3 | CAP**3017AL* | 59SC5B040E17**12 | 10.5 | 25600 | 5000 | 207098521 | ccASHP | HRCU-A-CB | Performance | 15 | 21800 | 2 | 70
BRYANT | 38MARBQ24AA3 | CNPV*2414AL* | 912SD36060E14*** | 10.5 | 25600 | 5000 | 207098638 | ccASHP | HRCU-A-CB | Preferred | 15 | 22200 | 2 | 70
CARRIER | 38MARBQ24AA3 | CNPV*2417AL* | 59TP6B080V17**16 | 10.5 | 25600 | 5000 | 207098555 | ccASHP | HRCU-A-CB | Performance | 15 | 21800 | 2 | 70
CARRIER | 38MARBQ24AA3 | CNPV*2414AL* | 58S(B,C)*A045E14**12 | 10.5 | 25600 | 5000 | 207098447 | ccASHP | HRCU-A-CB | Performance | 15 | 22200 | 2 | 70
CARRIER | 38MARBQ24AA3 | CNPV*2414AL* | 58S(B,C)*A070E14**12 | 10.5 | 25600 | 5000 | 207098452 | ccASHP | HRCU-A-CB | Performance | 15.5 | 21800 | 2 | 70
CARRIER | 38MARBQ24AA3 | CNPV*2417AL* | 58SU*A060E17**16 | 10.5 | 25600 | 5000 | 207098466 | ccASHP | HRCU-A-CB | Performance | 15 | 22600 | 2 | 70
CARRIER | 38MARBQ24AA3 | CAP**2417AL* | 58SU*A060E17**16 | 10.5 | 25600 | 5000 | 207098467 | ccASHP | HRCU-A-CB | Performance | 15.5 | 22800 | 2 | 71
CARRIER | 38MARBQ24AA3 | CNPV*2414AL* | 58TP*A045V14**12 | 10.5 | 25600 | 5000 | 207098471 | ccASHP | HRCU-A-CB | Performance | 15 | 21800 | 2 | 70
CARRIER | 38MARBQ24AA3 | CNPV*2417AL* | 58TP*A070V17**16 | 10.5 | 25600 | 5000 | 207098475 | ccASHP | HRCU-A-CB | Performance | 15.5 | 21800 | 2 | 70
CARRIER | 38MARBQ24AA3 | CNPV*2417AL* | 59SU5A040E17**12 | 10.5 | 25600 | 5000 | 207098481 | ccASHP | HRCU-A-CB | Performance | 15 | 22000 | 2 | 70
CARRIER | 38MARBQ24AA3 | CNPV*2414AL* | 59SC2D060E14**12 | 10.5 | 25600 | 5000 | 207098493 | ccASHP | HRCU-A-CB | Performance | 15 | 22200 | 2 | 70
BRYANT | 38MARBQ24AA3 | CNPV*2417AL* | 83*SA48060E17*** | 10.5 | 25600 | 5000 | 207098611 | ccASHP | HRCU-A-CB | Preferred | 15 | 22600 | 2 | 70
BRYANT | 38MARBQ24AA3 | CAP**2417AL* | 83*SA48060E17*** | 10.5 | 25600 | 5000 | 207098612 | ccASHP | HRCU-A-CB | Preferred | 15.5 | 22800 | 2 | 71
BRYANT | 38MARBQ24AA3 | CAP**3017AL* | 915SB36040E17*** | 10.5 | 25600 | 5000 | 207098666 | ccASHP | HRCU-A-CB | Preferred | 15 | 21800 | 2 | 70
BRYANT | 38MARBQ24AA3 | CAP**3014AL* | 926TB30040V14*** | 10.5 | 25600 | 5000 | 207098681 | ccASHP | HRCU-A-CB | Preferred | 15 | 21600 | 2 | 70
BRYANT | 38MARBQ24AA3 | CNPV*2417AL* | 926TB48080V17*** | 10.5 | 25600 | 5000 | 207098700 | ccASHP | HRCU-A-CB | Preferred | 15 | 21800 | 2 | 70
BRYANT | 38MARBQ24AA3 | CNPV*2414AL* | 8(0,1)*SA36045E14*** | 10.5 | 25600 | 5000 | 207098592 | ccASHP | HRCU-A-CB | Preferred | 15 | 22200 | 2 | 70
BRYANT | 38MARBQ24AA3 | CNPV*2414AL* | 8(0,1)*SA36070E14*** | 10.5 | 25600 | 5000 | 207098597 | ccASHP | HRCU-A-CB | Preferred | 15.5 | 21800 | 2 | 70
BRYANT | 38MARBQ24AA3 | CNPV*2414AL* | 82*TA36045V14*** | 10.5 | 25600 | 5000 | 207098616 | ccASHP | HRCU-A-CB | Preferred | 15 | 21800 | 2 | 70
BRYANT | 38MARBQ24AA3 | CNPV*2417AL* | 82*TA48070V17*** | 10.5 | 25600 | 5000 | 207098620 | ccASHP | HRCU-A-CB | Preferred | 15.5 | 21800 | 2 | 70
BRYANT | 38MARBQ24AA3 | CNPV*2417AL* | 935SA36040E17*** | 10.5 | 25600 | 5000 | 207098626 | ccASHP | HRCU-A-CB | Preferred | 15 | 22000 | 2 | 70
CARRIER | 38MARBQ24AA3 | CAP**3014AL* | 59TP6B040V14**10 | 10.5 | 25600 | 5000 | 207098536 | ccASHP | HRCU-A-CB | Performance | 15 | 21600 | 2 | 70
CARRIER | 38MARBQ24AA3 | CAP**2417AL* | 59TP6B080V17**16 | 10.5 | 25800 | 5000 | 207098556 | ccASHP | HRCU-A-CB | Performance | 15 | 22000 | 2 | 70
BRYANT | 38MARBQ24AA3 | CAP**2414AL* | 912SD42060E17*** | 10.5 | 25800 | 5000 | 207098644 | ccASHP | HRCU-A-CB | Preferred | 15.5 | 22200 | 2 | 70
CARRIER | 38MARBQ24AA3 | CAP**2414AL* | 58S(B,C)*A070E14**12 | 10.5 | 25800 | 5000 | 207098453 | ccASHP | HRCU-A-CB | Performance | 15.5 | 21800 | 2 | 70
CARRIER | 38MARBQ24AA3 | CAP**2414AL* | 58TP*A045V14**12 | 10.5 | 25800 | 5000 | 207098472 | ccASHP | HRCU-A-CB | Performance | 15 | 21800 | 1.95 | 70
CARRIER | 38MARBQ24AA3 | CAP**2417AL* | 58TP*A070V17**16 | 10.5 | 25800 | 5000 | 207098476 | ccASHP | HRCU-A-CB | Performance | 15.5 | 22000 | 1.95 | 70
CARRIER | 38MARBQ24AA3 | CAP**2417AL* | 59SU5A040E17**12 | 10.5 | 25800 | 5000 | 207098482 | ccASHP | HRCU-A-CB | Performance | 15 | 22000 | 1.95 | 70
CARRIER | 38MARBQ24AA3 | CAP**2414AL* | 59SC2D060E14**12 | 10.5 | 25800 | 5000 | 207098494 | ccASHP | HRCU-A-CB | Performance | 15 | 22200 | 2 | 70
CARRIER | 38MARBQ24AA3 | CAP**2414AL* | 59SC2D060E17**14 | 10.5 | 25800 | 5000 | 207098499 | ccASHP | HRCU-A-CB | Performance | 15.5 | 22200 | 2 | 70
CARRIER | 38MARBQ24AA3 | CAP**2417AL* | 59SC2D080E17**16 | 10.5 | 25800 | 5000 | 207098503 | ccASHP | HRCU-A-CB | Performance | 15.5 | 22200 | 2 | 70
BRYANT | 38MARBQ24AA3 | CAP**2417AL* | 912SD48080E17*** | 10.5 | 25800 | 5000 | 207098648 | ccASHP | HRCU-A-CB | Preferred | 15.5 | 22200 | 2 | 70
BRYANT | 38MARBQ24AA3 | CAP**2417AL* | 926TB48080V17*** | 10.5 | 25800 | 5000 | 207098701 | ccASHP | HRCU-A-CB | Preferred | 15 | 22000 | 2 | 70
BRYANT | 38MARBQ24AA3 | CAP**2414AL* | 8(0,1)*SA36045E14*** | 10.5 | 25800 | 5000 | 207098593 | ccASHP | HRCU-A-CB | Preferred | 15 | 22200 | 1.95 | 70
BRYANT | 38MARBQ24AA3 | CAP**2414AL* | 8(0,1)*SA36070E14*** | 10.5 | 25800 | 5000 | 207098598 | ccASHP | HRCU-A-CB | Preferred | 15.5 | 21800 | 2 | 70
BRYANT | 38MARBQ24AA3 | CAP**2414AL* | 82*TA36045V14*** | 10.5 | 25800 | 5000 | 207098617 | ccASHP | HRCU-A-CB | Preferred | 15 | 21800 | 1.95 | 70
BRYANT | 38MARBQ24AA3 | CAP**2417AL* | 82*TA48070V17*** | 10.5 | 25800 | 5000 | 207098621 | ccASHP | HRCU-A-CB | Preferred | 15.5 | 22000 | 1.95 | 70
BRYANT | 38MARBQ24AA3 | CAP**2417AL* | 935SA36040E17*** | 10.5 | 25800 | 5000 | 207098627 | ccASHP | HRCU-A-CB | Preferred | 15 | 22000 | 1.95 | 70
BRYANT | 38MARBQ24AA3 | CAP**2414AL* | 912SD36060E14*** | 10.5 | 25800 | 5000 | 207098639 | ccASHP | HRCU-A-CB | Preferred | 15 | 22200 | 2 | 70
CARRIER | 38MARBQ24AA3 | CAP**2414AL* | 58S(B,C)*A045E14**12 | 10.5 | 25800 | 5000 | 207098448 | ccASHP | HRCU-A-CB | Performance | 15 | 22200 | 1.95 | 70
GREE | GWHD(24)ND3JO |  |  | 10.5 | 26000 | $2,500: 2 indoor heads; $5,000: >=3 indoor heads | 202557961 | ccASHP | HRCU-A-CB-O | ULTRA HEAT FREE MATCH | 23 | 22000 | 1.8 | 115
PANASONIC | CU-3E19RBU-5 |  |  | 10.5 | 26000 | $2,500: 2 indoor heads; $5,000: >=3 indoor heads | 10221199 | ccASHP | HMSV-A-CB | RAC Multi E | 22 | 19000 | 2.1 | 72
ACD | MUD24KCH23S-O |  |  | 10.5 | 26000 | $2,500: 2 indoor heads; $5,000: >=3 indoor heads | 206428585 | ccASHP | HMSV-A-CB-O | ULTRA HEAT FREE MATCH | 23 | 22000 | 1.81 | 108
GREE | MULTIU24HP230V1DO |  |  | 10.5 | 26000 | $2,500: 2 indoor heads; $5,000: >=3 indoor heads | 203989086 | ccASHP | HRCU-A-CB-O |  | 23 | 22000 | 1.8 | 115
TOSOT | TM24H5O |  |  | 10.5 | 26000 | $2,500: 2 indoor heads; $5,000: >=3 indoor heads | 204344219 | ccASHP | HRCU-A-CB-O |  | 23 | 22000 | 1.8 | 115
KINGHOME | KM24UH5O |  |  | 10.5 | 26000 | $2,500: 2 indoor heads; $5,000: >=3 indoor heads | 204462623 | ccASHP | HRCU-A-CB-O |  | 23 | 22000 | 1.81 | 108
HAXXAIR | HVH-24T2D | HAH-24T2D |  | 10.5 | 26000 | $2,500: 2 indoor heads; $4,000: >=3 indoor heads | 204628477 | ASHP | HRCU-A-CB-O |  | 21 | 23400
HISENSE | AST-24UW3SDB01 | AST-24UW3SDB**01 |  | 10.5 | 26000 | $2,500: 2 indoor heads; $4,000: >=3 indoor heads | 203383847 | ASHP | HRCU-A-CB-O |  | 21 | 23400
HISENSE | AST-24UW3SDN01 | AST-24UW3SDN**01 |  | 10.5 | 26000 | $2,500: 2 indoor heads; $4,000: >=3 indoor heads | 203383848 | ASHP | HRCU-A-CB-O |  | 21 | 23400
FRIEDRICH | FPHSR24A3A | FPHFW24A3A |  | 10.5 | 26000 | $2,500: 2 indoor heads; $4,000: >=3 indoor heads | 203383870 | ASHP | HRCU-A-CB-O |  | 21 | 23400
ZEPHYR | ZE-24CA22SEXT | ZE-24CA22SINT |  | 10.5 | 26000 | $2,500: 2 indoor heads; $4,000: >=3 indoor heads | 203446804 | ASHP | HRCU-A-CB-O |  | 21 | 23400
HAXXAIR | HAH-24T2D | HVH-24T2D |  | 10.5 | 26000 | $2,500: 2 indoor heads; $4,000: >=3 indoor heads | 203999082 | ASHP | HRCU-A-CB-O |  | 21 | 23400
DIAL | 23400-21S-230-O | 23400-21S-230-I |  | 10.5 | 26000 | $2,500: 2 indoor heads; $4,000: >=3 indoor heads | 204100527 | ASHP | HRCU-A-CB-O |  | 21 | 23400
MANUFLOW | AST-24UW3SDBDJ01(O) | AST-24UW3SDBDJ01(I) |  | 10.5 | 26000 | $2,500: 2 indoor heads; $4,000: >=3 indoor heads | 203446798 | ASHP | HRCU-A-CB-O |  | 21 | 23400
AIR-CON | ABXCI4H4S24 | ABXEM4H4S24 |  | 10.5 | 26000 | $2,500: 2 indoor heads; $4,000: >=3 indoor heads | 203446800 | ASHP | HRCU-A-CB-O |  | 21 | 23400
PERFECT AIRE | 3PAMSHQCO24 | 3PAMSHQCW24 |  | 10.5 | 26000 | $2,500: 2 indoor heads; $4,000: >=3 indoor heads | 205653644 | ASHP | HRCU-A-CB-O |  | 21 | 23400
EMERSON QUIET KOOL | 21S-EACH24R2C | 21S-EACH24R2W |  | 10.5 | 26000 | $2,500: 2 indoor heads; $4,000: >=3 indoor heads | 205747595 | ASHP | HRCU-A-CB-O |  | 21 | 23400
MAX-R | MAX-R24K35MZGR |  |  | 10.5 | 26000 | $2,500: 2 indoor heads; $4,000: >=3 indoor heads | 207338196 | ASHP | HMSV-A-CB-O |  | 23 | 22000
AMERICAN STANDARD | 4TXM2324A13NU** |  |  | 10.5 | 26000 | $2,500: 2 indoor heads; $4,000: >=3 indoor heads | 204340537 | ASHP | HRCU-A-CB-O |  | 23 | 22000
TRANE | 4TXM2324A13NU** |  |  | 10.5 | 26000 | $2,500: 2 indoor heads; $4,000: >=3 indoor heads | 204340536 | ASHP | HRCU-A-CB-O |  | 23 | 22000
DENALI AIRE | DNMSHQCO24 | DNMSHQCW24 |  | 10.5 | 26000 | $2,500: 2 indoor heads; $4,000: >=3 indoor heads | 205300165 | ASHP | HRCU-A-CB-O |  | 21 | 23400
CLASSIC | HRHDBC24AS2 | HWHDBC24S2 |  | 10.5 | 26000 | $2,500: 2 indoor heads; $4,000: >=3 indoor heads | 205287350 | ASHP | HRCU-A-CB-O |  | 21 | 23400
HISENSE | AST-24UW3SDN01A | AST-24UW3SDN**01A |  | 10.5 | 26000 | $2,500: 2 indoor heads; $4,000: >=3 indoor heads | 205092766 | ASHP | HRCU-A-CB-O |  | 21 | 23400
WESTINGHOUSE | WHP24SZA21S | WHP24WMA21S |  | 10.5 | 26000 | $2,500: 2 indoor heads; $4,000: >=3 indoor heads | 205417838 | ASHP | HRCU-A-CB-O |  | 21 | 23400
HISENSE | AST-24UW3SDB01A | AST-24UW3SDB**01A |  | 10.5 | 26000 | $2,500: 2 indoor heads; $4,000: >=3 indoor heads | 205092765 | ASHP | HRCU-A-CB-O |  | 21 | 23400
LG | LUU249HV | LHN248HV |  | 10.5 | 27000 | $2,500: 2 indoor heads; $5,000: >=3 indoor heads | 203161353 | ccASHP | HRCU-A-CB-O |  | 19 | 24000 | 2.06 | 87
LG | LUU249HV | LCN248HV |  | 10.5 | 27000 | $2,500: 2 indoor heads; $5,000: >=3 indoor heads | 203161150 | ccASHP | HRCU-A-CB-O |  | 20 | 24000 | 2 | 87
HAIER | 1U24AP2VHA | AW24ES2VHB |  | 10.5 | 27600 | $2,500: 2 indoor heads; $5,000: >=3 indoor heads | 202583713 | ccASHP | HRCU-A-CB | Advanced Plus | 20 | 22000 | 1.8 | 72
MDV | M3OJ-27HFN1-M-L |  |  | 10.5 | 28000 | $2,500: 2 indoor heads; $4,000: >=3 indoor heads | 207658616 | ASHP | HMSV-A-CB |  | 23.8 | 28000
MDV | M3OJ-27HFN1-M |  |  | 10.5 | 28000 | $2,500: 2 indoor heads; $4,000: >=3 indoor heads | 206714975 | ASHP | HMSV-A-CB |  | 23.8 | 28000
HITACHI | RAM-S24U3HLAE |  |  | 10.5 | 28000 | $2,500: 2 indoor heads; $4,000: >=3 indoor heads | 206186278 | ASHP | HRCU-A-CB-O |  | 20 | 24000
SENVILLE | SENA/30HF/MOQ |  |  | 10.5 | 28000 | $2,500: 2 indoor heads; $4,000: >=3 indoor heads | 207641332 | ASHP | HMSV-A-CB |  | 23.8 | 28000
PAYNE | 38MAQB30R--3 | FV4CN(B,F)003 |  | 10.5 | 29200 | 5000 | 204344202 | ccASHP | HRCU-A-CB | Mid-tier | 17.5 | 28800 | 2.53 | 76
BRYANT | 38MAQB30R--3 | FV4CN(B,F)003 |  | 10.5 | 29200 | 5000 | 204344197 | ccASHP | HRCU-A-CB | Preferred Series | 17.5 | 28800 | 2.53 | 76
CARRIER | 38MAQB30R--3 | FV4CN(B,F)003 |  | 10.5 | 29200 | 5000 | 204344192 | ccASHP | HRCU-A-CB | Performance Series | 17.5 | 28800 | 2.53 | 76
CARRIER | 25VNA036A*030* | CNPV*3621AL*+UI | 59MN7B100C21**22 | 10.5 | 30800 | 5000 | 204430545 | ccASHP | HRCU-A-CB |  | 18 | 33000 | 1.84 | 85
CARRIER | 25VNA036A*030* | CAP**3621AL*+UI | 59MN7B080C21**20 | 10.5 | 30800 | 5000 | 204430212 | ccASHP | HRCU-A-CB |  | 18.5 | 33000 | 1.86 | 85
BRYANT | 280ANV036*0**A* | CNPV*3621AL*+UI | 987MB66100C21*** | 10.5 | 30800 | 5000 | 204430547 | ccASHP | HRCU-A-CB |  | 18 | 33200 | 2.33 | 85
BRYANT | 280ANV036*0**A* | CAP**3621AL*+UI | 987MB60080C21*** | 10.5 | 30800 | 5000 | 204430214 | ccASHP | HRCU-A-CB |  | 18.5 | 33400 | 2.3 | 85
BRYANT | 280ANV036*0**A* | CAP**3621AL*+UI | 987MB66100C21*** | 10.5 | 30800 | 5000 | 204430216 | ccASHP | HRCU-A-CB |  | 18.5 | 33400 | 2.3 | 85
CARRIER | 25VNA036A*030* | CAP**3621AL*+UI | 59MN7B100C21**22 | 10.5 | 30800 | 5000 | 204430215 | ccASHP | HRCU-A-CB |  | 18.5 | 33400 | 1.86 | 85
CARRIER | 25VNA036A*030* | CAP**3621AL*+UI | 58TN*A070C21**20 | 10.5 | 31000 | 5000 | 204430198 | ccASHP | HRCU-A-CB |  | 19 | 33000 | 1.84 | 85
BRYANT | 280ANV036*0**A* | CAP**3621AL*+UI | 88*TA60070C21*** | 10.5 | 31000 | 5000 | 204430200 | ccASHP | HRCU-A-CB |  | 19 | 33400 | 2.34 | 85
TRANE | 4TXM2224A14N0** |  |  | 10.5 | 31000 | $2,500: 2 indoor heads; $4,000: >=3 indoor heads | 9045933 | ASHP | HMSV-A-CB-O |  | 21 | 27000
GREE | GWHD(30)ND3FO |  |  | 10.5 | 31000 | $2,500: 2 indoor heads; $4,000: >=3 indoor heads | 9045930 | ASHP | HMSV-A-CB-O |  | 21 | 27000
AMERICAN STANDARD | 4TXM2224A14N0** |  |  | 10.5 | 31000 | $2,500: 2 indoor heads; $4,000: >=3 indoor heads | 9060511 | ASHP | HMSV-A-CB-O |  | 21 | 27000
CARRIER | 25VNA036A*030* | CAP**3621AL*+UI | 59TN6B080C17**14 | 10.5 | 31200 | 5000 | 204430207 | ccASHP | HRCU-A-CB |  | 18.5 | 32800 | 1.82 | 85
BRYANT | 280ANV036*0**A* | CAP**3621AL*+UI | 987MB60060C21*** | 10.5 | 31200 | 5000 | 204430230 | ccASHP | HRCU-A-CB |  | 18.5 | 33000 | 2.38 | 85
BRYANT | 280ANV036*0**A* | CAP**3621AL*+UI | 986TC42080C17*** | 10.5 | 31200 | 5000 | 204430208 | ccASHP | HRCU-A-CB |  | 18.5 | 33000 | 2.38 | 85
CARRIER | 25VNA036A*030* | CAP**3621AL*+UI | 59MN7B060C21**20 | 10.5 | 31200 | 5000 | 204430229 | ccASHP | HRCU-A-CB |  | 18.5 | 33200 | 1.82 | 85
CARRIER | 25VNA036A*030* | CAP**3621AL*+UI | 58TN*A045C17**12 | 10.5 | 31400 | 5000 | 204430192 | ccASHP | HRCU-A-CB |  | 18 | 33200 | 1.81 | 85
BRYANT | 280ANV036*0**A* | CAP**3621AL*+UI | 88*TA36045C17*** | 10.5 | 31400 | 5000 | 204430194 | ccASHP | HRCU-A-CB |  | 18 | 32800 | 2.41 | 85
BRYANT | 280ANV036*0**A* | CAP**3617AL*+UI | 88*TA36045C17*** | 10.5 | 31400 | 5000 | 204430173 | ccASHP | HRCU-A-CB |  | 18 | 32600 | 2.45 | 85
BRYANT HEATING AND COOLING SYSTEMS | 284ANV036*0**B* | CAP**4221AL*+UI | 83*CA60080C21*** | 10.5 | 31800 | 4000 | 206790499 | ASHP | HRCU-A-CB | EVOLUTION Extreme 24 HP | 21 | 33200
CARRIER | 25VNA436A*030* | CAP**4224AL*+UI | 59CU5A100C21**22 | 10.5 | 31800 | 4000 | 206132626 | ASHP | HRCU-A-CB | INFINITY 24 HP with GREENSPEED INTELLIGENCE | 21 | 33200
BRYANT HEATING AND COOLING SYSTEMS | 284ANV036*0**A* | CAP**4224AL*+UI | 935CA66100C21*** | 10.5 | 31800 | 4000 | 206132627 | ASHP | HRCU-A-CB | EVOLUTION Extreme 24 HP | 21 | 33200
CARRIER | 25VNA436A*031* | CAP**4221AL*+UI | 58CU*A080C21**20 | 10.5 | 31800 | 4000 | 206788811 | ASHP | HRCU-A-CB | INFINITY 24 HP with GREENSPEED INTELLIGENCE | 21 | 33200
CARRIER | 25VNA436A*031* | CAP**4221AL*+UI | 59CU5A100C21**22 | 10.5 | 31800 | 4000 | 206788848 | ASHP | HRCU-A-CB | INFINITY 24 HP with GREENSPEED INTELLIGENCE | 20 | 33200
BRYANT HEATING AND COOLING SYSTEMS | 284ANV036*0**B* | CAP**4224AL*+UI | 935CA66100C21*** | 10.5 | 31800 | 4000 | 206790538 | ASHP | HRCU-A-CB | EVOLUTION Extreme 24 HP | 21 | 33200
CARRIER | 25VNA436A*030* | CAP**4221AL*+UI | 58CU*A080C21**20 | 10.5 | 31800 | 4000 | 206132549 | ASHP | HRCU-A-CB | INFINITY 24 HP with GREENSPEED INTELLIGENCE | 21 | 33200
BRYANT HEATING AND COOLING SYSTEMS | 284ANV036*0**A* | CAP**4221AL*+UI | 83*CA60080C21*** | 10.5 | 31800 | 4000 | 206132550 | ASHP | HRCU-A-CB | EVOLUTION Extreme 24 HP | 21 | 33200
CARRIER | 25VNA436A*030* | CAP**4221AL*+UI | 59CU5A100C21**22 | 10.5 | 31800 | 4000 | 206132622 | ASHP | HRCU-A-CB | INFINITY 24 HP with GREENSPEED INTELLIGENCE | 20 | 33200
BRYANT HEATING AND COOLING SYSTEMS | 284ANV036*0**A* | CAP**4221AL*+UI | 935CA66100C21*** | 10.5 | 31800 | 4000 | 206132623 | ASHP | HRCU-A-CB | EVOLUTION Extreme 24 HP | 20 | 33200
BRYANT HEATING AND COOLING SYSTEMS | 284ANV036*0**B* | CAP**4221AL*+UI | 935CA66100C21*** | 10.5 | 31800 | 4000 | 206790536 | ASHP | HRCU-A-CB | EVOLUTION Extreme 24 HP | 20 | 33200
CARRIER | 25VNA436A*031* | CAP**4224AL*+UI | 59CU5A100C21**22 | 10.5 | 31800 | 4000 | 206788850 | ASHP | HRCU-A-CB | INFINITY 24 HP with GREENSPEED INTELLIGENCE | 21 | 33200
BRYANT | 280ANV036*0**A* | CAP**4221AL*+UI | 987MB60060C21*** | 10.5 | 32000 | 5000 | 204430299 | ccASHP | HRCU-A-CB |  | 18.5 | 33200 | 2.38 | 84
CARRIER | 25VNA036A*030* | CAP**4224AL*+UI | 59MN7B060C21**20 | 10.5 | 32000 | 5000 | 204430328 | ccASHP | HRCU-A-CB |  | 18.5 | 33600 | 1.84 | 83
CARRIER | 25VNA036A*030* | CAP**4221AL*+UI | 59MN7B060C21**20 | 10.5 | 32000 | 5000 | 204430297 | ccASHP | HRCU-A-CB |  | 18.5 | 33600 | 1.84 | 84
BRYANT | 280ANV036*0**A* | CAP**4224AL*+UI | 987MB60060C21*** | 10.5 | 32000 | 5000 | 204430329 | ccASHP | HRCU-A-CB |  | 18.5 | 33200 | 2.37 | 83
CARRIER | 25VNA436A*031* | CNPV*4221AL*+UI | 58CU*A080C21**20 | 10.5 | 32000 | 4000 | 206788827 | ASHP | HRCU-A-CB | INFINITY 24 HP with GREENSPEED INTELLIGENCE | 20 | 33200
BRYANT HEATING AND COOLING SYSTEMS | 284ANV036*0**A* | CNPV*4221AL*+UI | 83*CA60080C21*** | 10.5 | 32000 | 4000 | 206132579 | ASHP | HRCU-A-CB | EVOLUTION Extreme 24 HP | 20 | 33200
BRYANT HEATING AND COOLING SYSTEMS | 284ANV036*0**B* | CNPV*4221AL*+UI | 935CA66100C21*** | 10.5 | 32000 | 4000 | 206790549 | ASHP | HRCU-A-CB | EVOLUTION Extreme 24 HP | 20 | 33200
BRYANT HEATING AND COOLING SYSTEMS | 284ANV036*0**A* | CNPV*4221AL*+UI | 935CA66100C21*** | 10.5 | 32000 | 4000 | 206132657 | ASHP | HRCU-A-CB | EVOLUTION Extreme 24 HP | 20 | 33200
CARRIER | 25VNA436A*030* | CNPV*4221AL*+UI | 59CU5A100C21**22 | 10.5 | 32000 | 4000 | 206132656 | ASHP | HRCU-A-CB | INFINITY 24 HP with GREENSPEED INTELLIGENCE | 20 | 33200
CARRIER | 25VNA436A*030* | CNPV*4221AL*+UI | 58CU*A080C21**20 | 10.5 | 32000 | 4000 | 206070442 | ASHP | HRCU-A-CB | INFINITY 24 HP with GREENSPEED INTELLIGENCE | 20 | 33200
BRYANT HEATING AND COOLING SYSTEMS | 284ANV036*0**B* | CNPV*4221AL*+UI | 83*CA60080C21*** | 10.5 | 32000 | 4000 | 206790515 | ASHP | HRCU-A-CB | EVOLUTION Extreme 24 HP | 20 | 33200
CARRIER | 25VNA436A*031* | CNPV*4221AL*+UI | 59CU5A100C21**22 | 10.5 | 32000 | 4000 | 206788861 | ASHP | HRCU-A-CB | INFINITY 24 HP with GREENSPEED INTELLIGENCE | 20 | 33200
CARRIER | 25VNA036A*030* | CNPV*4221AL*+UI | 58TN*A070C21**20 | 10.5 | 32200 | 5000 | 204430603 | ccASHP | HRCU-A-CB |  | 18.5 | 33400 | 1.85 | 83
BRYANT | 280ANV036*0**A* | CNPV*4221AL*+UI | 987MB60080C21*** | 10.5 | 32200 | 5000 | 204430649 | ccASHP | HRCU-A-CB |  | 18.5 | 33400 | 2.33 | 82
BRYANT | 280ANV036*0**A* | CNPV*4221AL*+UI | 88*TA60070C21*** | 10.5 | 32200 | 5000 | 204430604 | ccASHP | HRCU-A-CB |  | 18.5 | 33600 | 2.35 | 83
CARRIER | 25VNA036A*030* | CNPV*4221AL*+UI | 59MN7B100C21**22 | 10.5 | 32200 | 5000 | 204430654 | ccASHP | HRCU-A-CB |  | 18.5 | 33400 | 1.85 | 82
BRYANT | 280ANV036*0**A* | CNPV*4221AL*+UI | 987MB66100C21*** | 10.5 | 32200 | 5000 | 204430661 | ccASHP | HRCU-A-CB |  | 18.5 | 33600 | 2.33 | 82
CARRIER | 25VNA036A*030* | CNPV*4221AL*+UI | 59MN7B080C21**20 | 10.5 | 32200 | 5000 | 204430644 | ccASHP | HRCU-A-CB |  | 18.5 | 33200 | 1.85 | 82
AMERICAN STANDARD | 4A6V0036A1 | 4PX*BU36BS3 | S9V2B060U4PSB+RP | 10.5 | 32200 | 4000 | 10510877 | ASHP | HRCU-A-CB | PLATINUM 20 / PLATINUM ZV | 20.5 | 35200
BRYANT HEATING AND COOLING SYSTEMS | 284ANV036*0**B* | CSPH*3612AL*+UI | 88*TA60110C21*** | 10.5 | 32200 | 4000 | 206790442 | ASHP | HRCU-A-CB | EVOLUTION Extreme 24 HP | 20.5 | 33800
BRYANT HEATING AND COOLING SYSTEMS | 284ANV036*0**B* | CSPH*3612AL*+UI | 88*TA48090C17*** | 10.5 | 32200 | 4000 | 206790441 | ASHP | HRCU-A-CB | EVOLUTION Extreme 24 HP | 20.5 | 33800
BRYANT HEATING AND COOLING SYSTEMS | 284ANV036*0**B* | CAP**4224AL*+UI | 88*TA66135C24*** | 10.5 | 32200 | 4000 | 206790294 | ASHP | HRCU-A-CB | EVOLUTION Extreme 24 HP | 21 | 33200
CARRIER | 25VNA036A*030* | CAP**4221AL*+UI | 59TN6B060C17**14 | 10.5 | 32400 | 5000 | 204430273 | ccASHP | HRCU-A-CB |  | 18 | 33600 | 1.8 | 83
BRYANT | 280ANV036*0**A* | CAP**4221AL*+UI | 986TC42060C17*** | 10.5 | 32400 | 5000 | 204430274 | ccASHP | HRCU-A-CB |  | 18 | 33000 | 2.44 | 83
CARRIER | 25VNA436A*031* | CNPV*4217AL*+UI | 58CU*A060C17**16 | 10.5 | 32400 | 4000 | 206788826 | ASHP | HRCU-A-CB | INFINITY 24 HP with GREENSPEED INTELLIGENCE | 20 | 33400
BRYANT HEATING AND COOLING SYSTEMS | 284ANV036*0**A* | CNPV*4217AL*+UI | 83*CA48060C17*** | 10.5 | 32400 | 4000 | 206132578 | ASHP | HRCU-A-CB | EVOLUTION Extreme 24 HP | 20 | 33400
BRYANT HEATING AND COOLING SYSTEMS | 284ANV036*0**B* | CAP**4224AL*+UI | 88*TA60090C21*** | 10.5 | 32400 | 4000 | 206790293 | ASHP | HRCU-A-CB | EVOLUTION Extreme 24 HP | 21 | 33200
BRYANT HEATING AND COOLING SYSTEMS | 284ANV036*0**B* | CAP**4224AL*+UI | 88*TA60110C21*** | 10.5 | 32400 | 4000 | 206790301 | ASHP | HRCU-A-CB | EVOLUTION Extreme 24 HP | 21.5 | 33200
CARRIER | 25VNA436A*030* | CNPV*4217AL*+UI | 58CU*A060C17**16 | 10.5 | 32400 | 4000 | 206070439 | ASHP | HRCU-A-CB | INFINITY 24 HP with GREENSPEED INTELLIGENCE | 20 | 33400
BRYANT HEATING AND COOLING SYSTEMS | 284ANV036*0**B* | CNPV*4217AL*+UI | 83*CA48060C17*** | 10.5 | 32400 | 4000 | 206790514 | ASHP | HRCU-A-CB | EVOLUTION Extreme 24 HP | 20 | 33400
BRYANT HEATING AND COOLING SYSTEMS | 284ANV036*0**B* | CAP**4221AL*+UI | 88*TA60090C21*** | 10.5 | 32400 | 4000 | 206790282 | ASHP | HRCU-A-CB | EVOLUTION Extreme 24 HP | 21 | 33200
BRYANT HEATING AND COOLING SYSTEMS | 284ANV036*0**B* | CSPH*3612AL*+UI | 88*TA60090C21*** | 10.5 | 32600 | 4000 | 206790430 | ASHP | HRCU-A-CB | EVOLUTION Extreme 24 HP | 20 | 33800
YORK | YZV24B21 | CM25BE1A1+MVC12BN21+CC |  | 10.5 | 32600 | 4000 | 10309006 | ASHP | HRCU-A-CB | AFFINITY | 20.75 | 24000
COLEMAN | HC20B2421S | CM25BE1A1+MVC12BN21+CC |  | 10.5 | 32600 | 4000 | 10309046 | ASHP | HRCU-A-CB | ECHELON | 20.75 | 24000
COLEMAN | HC20B2421 | CM25BE1A1+MVC12BN21+CC |  | 10.5 | 32600 | 4000 | 204333564 | ASHP | HRCU-A-CB | ECHELON | 20.75 | 24000
BRYANT HEATING AND COOLING SYSTEMS | 284ANV036*0**B* | CSPH*3612AL*+UI | 986TC66120C24*** | 10.5 | 32600 | 4000 | 206790434 | ASHP | HRCU-A-CB | EVOLUTION Extreme 24 HP | 20 | 33800
FRASER-JOHNSTON | HL20B2421 | CM25BE1A1+MVC12BN21+CC |  | 10.5 | 32600 | 4000 | 204333566 | ASHP | HRCU-A-CB | RELIANT | 20.75 | 24000
CHAMPION HEATING AND COOLING | HL20B2421 | CM25BE1A1+MVC12BN21+CC |  | 10.5 | 32600 | 4000 | 204333567 | ASHP | HRCU-A-CB | MOMENTUM | 20.75 | 24000
BRYANT HEATING AND COOLING SYSTEMS | 284ANV036*0**B* | CSPH*3612AL*+UI | 88*TA66135C24*** | 10.5 | 32600 | 4000 | 206790431 | ASHP | HRCU-A-CB | EVOLUTION Extreme 24 HP | 20 | 33800
LUXAIRE | HL20B2421 | CM25BE1A1+MVC12BN21+CC |  | 10.5 | 32600 | 4000 | 204333565 | ASHP | HRCU-A-CB | ACCLIMATE | 20.75 | 24000
CARRIER | 25VNA036A*030* | CNPV*4221AL*+UI | 58TN*A045C17**12 | 10.5 | 32800 | 5000 | 204430596 | ccASHP | HRCU-A-CB |  | 18 | 33800 | 1.81 | 83
BRYANT | 280ANV036*0**A* | CNPV*4221AL*+UI | 88*TA36045C17*** | 10.5 | 32800 | 5000 | 204430598 | ccASHP | HRCU-A-CB |  | 18 | 33000 | 2.46 | 83
BRYANT HEATING AND COOLING SYSTEMS | 284ANV036*0**B* | CNPV*4217AL*+UI | 88*TA48090C17*** | 10.5 | 32800 | 4000 | 206790379 | ASHP | HRCU-A-CB | EVOLUTION Extreme 24 HP | 21 | 33600
TRANE | 4TWL9036A1 | TEM8A0C48V41+TDR |  | 10.5 | 32800 | 4000 | 201921881 | ASHP | HRCU-A-CB | XV19 | 18 | 38000
RUUD | UP2036BJV | RCF6021SEA | U802VA050317M | 10.5 | 33000 | 5000 | 202141116 | ccASHP | HRCU-A-CB |  | 19.5 | 34600 | 2.25 | 96
RHEEM | RP2036BJV | RCF6021SEA | R802VA050317M | 10.5 | 33000 | 5000 | 202141064 | ccASHP | HRCU-A-CB |  | 19.5 | 34600 | 2.25 | 96
FUJITSU | FO3620RVJCAB | FCC6021ESA | FF50173LT80M | 10.5 | 33000 | 5000 | 202843126 | ccASHP | HRCU-A-CB |  | 19.5 | 34200 | 2.25 | 96
AMERICAN STANDARD | 4A6V0X36A1 | 4PX*CU48BS3 | S9V2C100U4PSB+RP | 10.5 | 33000 | 4000 | 207590099 | ASHP | HRCU-A-CB | XV20I | 20.5 | 36600
TRANE | 4TWV0036A1 | 4PX*CU48BS3 | S9V2C100U4PSB+RP | 10.5 | 33000 | 4000 | 10511186 | ASHP | HRCU-A-CB | XV20I | 20.5 | 36600
AMERICAN STANDARD | 4A6V0036A1 | 4PX*CU48BS3 | S9V2C100U4PSB+RP | 10.5 | 33000 | 4000 | 10510888 | ASHP | HRCU-A-CB | PLATINUM ZV | 20.5 | 36600
TRANE | 4TWV0X36A1 | 4PX*CU48BS3 | S9V2C100U4PSB+RP | 10.5 | 33000 | 4000 | 207526385 | ASHP | HRCU-A-CB | XV20I | 20.5 | 36600
BRYANT | 280ANV036*0**A* | CNPV*4821AL*+UI | 986TC42060C17*** | 10.5 | 33400 | 5000 | 204430724 | ccASHP | HRCU-A-CB |  | 18.5 | 33600 | 2.33 | 81
CARRIER | 25VNA036A*030* | CNPV*4821AL*+UI | 59TN6B060C17**14 | 10.5 | 33400 | 5000 | 204430719 | ccASHP | HRCU-A-CB |  | 18.5 | 34400 | 1.89 | 81
CARRIER | 25VNA036A*030* | CSPH*3612AL*+UI | 59MN7B100C21**22 | 10.5 | 33600 | 5000 | 204431005 | ccASHP | HRCU-A-CB |  | 18.5 | 33400 | 1.89 | 79
CARRIER | 25VNA036A*030* | CNPV*4217AL*+UI | 59TN6B080C17**14 | 10.5 | 33600 | 5000 | 204430579 | ccASHP | HRCU-A-CB |  | 18.5 | 33400 | 1.84 | 81
CARRIER | 25VNA036A*030* | CNPV*4217AL*+UI | 58TN*A070C14**12 | 10.5 | 33600 | 5000 | 204430589 | ccASHP | HRCU-A-CB |  | 18.5 | 33600 | 1.86 | 80
CARRIER | 25VNA036A*030* | CSPH*3612AL*+UI | 58TN*A135C24**22 | 10.5 | 33600 | 5000 | 204430973 | ccASHP | HRCU-A-CB |  | 19 | 34200 | 1.9 | 79
CARRIER | 25VNA036A*030* | CSPH*3612AL*+UI | 59TN6B120C24**22 | 10.5 | 33600 | 5000 | 204430994 | ccASHP | HRCU-A-CB |  | 18.5 | 33200 | 1.9 | 79
BRYANT | 280ANV036*0**A* | CSPH*3612AL*+UI | 987MB66100C21*** | 10.5 | 33600 | 5000 | 204431007 | ccASHP | HRCU-A-CB |  | 18.5 | 33400 | 2.31 | 79
BRYANT | 280ANV036*0**A* | CNPV*4217AL*+UI | 986TC42080C17*** | 10.5 | 33600 | 5000 | 204430583 | ccASHP | HRCU-A-CB |  | 18.5 | 33400 | 2.41 | 81
BRYANT | 280ANV036*0**A* | CNPV*4217AL*+UI | 88*TA36070C14*** | 10.5 | 33600 | 5000 | 204430592 | ccASHP | HRCU-A-CB |  | 18.5 | 33400 | 2.38 | 80
BRYANT | 280ANV036*0**A* | CSPH*3612AL*+UI | 88*TA66135C24*** | 10.5 | 33600 | 5000 | 204430977 | ccASHP | HRCU-A-CB |  | 19 | 33800 | 2.29 | 79
BRYANT | 280ANV036*0**A* | CSPH*3612AL*+UI | 986TC66120C24*** | 10.5 | 33600 | 5000 | 204430996 | ccASHP | HRCU-A-CB |  | 18.5 | 33600 | 2.29 | 79
BRYANT HEATING AND COOLING SYSTEMS | 284ANV036*0**B* | CSPH*6012AL*+UI | 88*TA36070C14*** | 10.5 | 33600 | 4000 | 206790586 | ASHP | HRCU-A-CB | EVOLUTION Extreme 24 HP | 20.5 | 34400
CARRIER | 25VNA036A*030* | CSPH*4812AL*+UI | 59MN7B060C21**20 | 10.5 | 33800 | 5000 | 204431297 | ccASHP | HRCU-A-CB |  | 18.5 | 34600 | 1.93 | 79
BRYANT | 280ANV036*0**A* | CSPH*4812AL*+UI & 98(6*B,7MA)60060V21*** |  | 10.5 | 33800 | 5000 | 9893693 | ccASHP | HRCU-A-CB | Bryant® Extreme Heat Pump | 18.5 | 33800 | 2.3 | 76
BRYANT | 280ANV036*0**A* | CSPH*4812AL*+UI | 987MB60060C21*** | 10.5 | 33800 | 5000 | 204431298 | ccASHP | HRCU-A-CB |  | 18.5 | 33800 | 2.26 | 79
CARRIER | 25VNA036A*030* | CAP**4221AL*+UI & 59MN7A060V21**20 |  | 10.5 | 33800 | 5000 | 9892708 | ccASHP | HRCU-A-CB | Infinity® 20 Heat Pump with Greenspeed® Intelligence | 18.5 | 33200 | 2.21 | 76
CARRIER | 25VNA036A*030* | CAP**4224AL*+UI & 59MN7A060V21**20 |  | 10.5 | 33800 | 5000 | 9892711 | ccASHP | HRCU-A-CB | Infinity® 20 Heat Pump with Greenspeed® Intelligence | 18.5 | 33200 | 2.26 | 76
CARRIER | 25VNA036A*030* | CNPV*6024AL*+UI & 59MN7A060V21**20 |  | 10.5 | 33800 | 5000 | 9892735 | ccASHP | HRCU-A-CB | Infinity® 20 Heat Pump with Greenspeed® Intelligence | 19 | 34600 | 2.24 | 76
CARRIER | 25VNA036A*030* | CSPH*4812AL*+UI & 59MN7A060V21**20 |  | 10.5 | 33800 | 5000 | 9892744 | ccASHP | HRCU-A-CB | Infinity® 20 Heat Pump with Greenspeed® Intelligence | 18.5 | 33800 | 2.3 | 76
CARRIER | 25VNA036A*030* | CNPV*6024AL*+UI | 59MN7B060C21**20 | 10.5 | 33800 | 5000 | 204430927 | ccASHP | HRCU-A-CB |  | 19 | 34800 | 1.92 | 79
CARRIER | 25VNA036A*030* | CSPH*3612AL*+UI | 58TN*A070C21**20 | 10.5 | 33800 | 5000 | 204430960 | ccASHP | HRCU-A-CB |  | 18.5 | 33800 | 1.89 | 79
CARRIER | 25VNA036A*030* | CSPH*3612AL*+UI | 59MN7B080C21**20 | 10.5 | 33800 | 5000 | 204431001 | ccASHP | HRCU-A-CB |  | 18.5 | 33800 | 1.89 | 79
BRYANT | 280ANV036*0**A* | CNPV*4217AL*+UI | 986TC42060C17*** | 10.5 | 33800 | 5000 | 204430576 | ccASHP | HRCU-A-CB |  | 18 | 33400 | 2.45 | 81
BRYANT | 280ANV036*0**A* | CNPV*6024AL*+UI | 987MB60060C21*** | 10.5 | 33800 | 5000 | 204430931 | ccASHP | HRCU-A-CB |  | 19 | 34600 | 2.27 | 79
BRYANT | 280ANV036*0**A* | CSPH*3612AL*+UI | 88*TA60070C21*** | 10.5 | 33800 | 5000 | 204430965 | ccASHP | HRCU-A-CB |  | 18.5 | 33600 | 2.32 | 79
BRYANT | 280ANV036*0**A* | CSPH*3612AL*+UI | 987MB60080C21*** | 10.5 | 33800 | 5000 | 204431002 | ccASHP | HRCU-A-CB |  | 18.5 | 33400 | 2.32 | 79
BRYANT | 280ANV036*0**A* | CNPV*6024AL*+UI & 98(6*B,7MA)60060V21*** |  | 10.5 | 33800 | 5000 | 9893684 | ccASHP | HRCU-A-CB | Bryant® Extreme Heat Pump | 19 | 34600 | 2.24 | 76
CARRIER | 25VNA036A*030* | CNPV*4217AL*+UI | 59TN6B060C17**14 | 10.5 | 33800 | 5000 | 204430575 | ccASHP | HRCU-A-CB |  | 18 | 33800 | 1.82 | 81
CARRIER | 25VNA036A*030* | CSPH*3612AL*+UI & 59*N*A100V21**22 |  | 10.5 | 34000 | 5000 | 9892740 | ccASHP | HRCU-A-CB | Infinity® 20 Heat Pump with Greenspeed® Intelligence | 18.5 | 33400 | 2.33 | 77
BRYANT | 280ANV036*0**A* | CSPH*3612AL*+UI & 98(6*B,7*A)66100V21*** |  | 10.5 | 34000 | 5000 | 9893689 | ccASHP | HRCU-A-CB | Bryant® Extreme Heat Pump | 18.5 | 33400 | 2.33 | 77
BRYANT | 280ANV036*0**A* | CSPH*3612AL*+UI & 98(6*B,7*A)60080V21*** |  | 10.5 | 34000 | 5000 | 9893688 | ccASHP | HRCU-A-CB | Bryant® Extreme Heat Pump | 18.5 | 33400 | 2.28 | 77
CARRIER | 25VNA036A*030* | CSPH*3612AL*+UI | 59MN7B060C21**20 | 10.5 | 34000 | 5000 | 204431072 | ccASHP | HRCU-A-CB |  | 18 | 34200 | 1.86 | 79
CARRIER | 25VNA036A*030* | CSPH*4212AL*+UI | 59MN7B060C21**20 | 10.5 | 34000 | 5000 | 204431201 | ccASHP | HRCU-A-CB |  | 18 | 34400 | 1.9 | 79
CARRIER | 25VNA036A*030* | CSPH*4812AL*+UI | 59TN6B060C17**14 | 10.5 | 34000 | 5000 | 204431244 | ccASHP | HRCU-A-CB |  | 18 | 34200 | 1.9 | 79
CARRIER | 25VNA036A*030* | CNPV*4217AL*+UI | 58TN*A045C17**12 | 10.5 | 34000 | 5000 | 204430565 | ccASHP | HRCU-A-CB |  | 18 | 32800 | 1.82 | 80
BRYANT | 280ANV036*0**A* | CSPH*4212AL*+UI | 987MB60060C21*** | 10.5 | 34000 | 5000 | 204431204 | ccASHP | HRCU-A-CB |  | 18 | 33400 | 2.31 | 79
BRYANT | 280ANV036*0**A* | CSPH*4812AL*+UI | 986TC42060C17*** | 10.5 | 34000 | 5000 | 204431246 | ccASHP | HRCU-A-CB |  | 18 | 33400 | 2.31 | 79
CARRIER | 25VNA036A*030* | CAP**3621AL*+UI & 59MN7A060V21**20 |  | 10.5 | 34000 | 5000 | 9892705 | ccASHP | HRCU-A-CB | Infinity® 20 Heat Pump with Greenspeed® Intelligence | 18.5 | 33000 | 2.16 | 77
CARRIER | 25VNA036A*030* | CAP**3621AL*+UI & 59*N*A100V21**22 |  | 10.5 | 34000 | 5000 | 9892707 | ccASHP | HRCU-A-CB | Infinity® 20 Heat Pump with Greenspeed® Intelligence | 18.5 | 33400 | 2.2 | 77
CARRIER | 25VNA036A*030* | CSPH*3612AL*+UI & 59*N*A080V21**20 |  | 10.5 | 34000 | 5000 | 9892739 | ccASHP | HRCU-A-CB | Infinity® 20 Heat Pump with Greenspeed® Intelligence | 18.5 | 33400 | 2.28 | 77
BRYANT | 280ANV036*0**A* | CSPH*4212AL*+UI & 98(6*B,7MA)60060V21*** |  | 10.5 | 34000 | 5000 | 9893690 | ccASHP | HRCU-A-CB | Bryant® Extreme Heat Pump | 18 | 33400 | 2.37 | 77
CARRIER | 25VNA036A*030* | CSPH*4212AL*+UI & 59MN7A060V21**20 |  | 10.5 | 34000 | 5000 | 9892741 | ccASHP | HRCU-A-CB | Infinity® 20 Heat Pump with Greenspeed® Intelligence | 18 | 33400 | 2.37 | 77
CARRIER | 25VNA036A*030* | CSPH*3612AL*+UI | 59TN6B080C17**14 | 10.5 | 34000 | 5000 | 204430991 | ccASHP | HRCU-A-CB |  | 18 | 33000 | 1.85 | 80
CARRIER | 25VNA036A*030* | CSPH*3612AL*+UI | 58TN*A070C14**12 | 10.5 | 34000 | 5000 | 204431041 | ccASHP | HRCU-A-CB |  | 18.5 | 34000 | 1.86 | 79
BRYANT | 280ANV036*0**A* | CAP**3621AL*+UI & 98(6*B,7MA)60060V21*** |  | 10.5 | 34000 | 5000 | 9893654 | ccASHP | HRCU-A-CB | Bryant® Extreme Heat Pump | 18.5 | 33000 | 2.16 | 77
BRYANT | 280ANV036*0**A* | CAP**3621AL*+UI & 98(6*B,7*A)66100V21*** |  | 10.5 | 34000 | 5000 | 9893656 | ccASHP | HRCU-A-CB | Bryant® Extreme Heat Pump | 18.5 | 33400 | 2.2 | 77
BRYANT | 280ANV036*0**A* | CNPV*4217AL*+UI | 88*TA36045C17*** | 10.5 | 34000 | 5000 | 204430568 | ccASHP | HRCU-A-CB |  | 18 | 33400 | 2.45 | 80
BRYANT | 280ANV036*0**A* | CSPH*3612AL*+UI | 986TC42080C17*** | 10.5 | 34000 | 5000 | 204430993 | ccASHP | HRCU-A-CB |  | 18 | 33200 | 2.39 | 80
BRYANT | 280ANV036*0**A* | CSPH*3612AL*+UI | 88*TA36070C14*** | 10.5 | 34000 | 5000 | 204431044 | ccASHP | HRCU-A-CB |  | 18.5 | 33400 | 2.38 | 79
BRYANT | 280ANV036*0**A* | CSPH*3612AL*+UI | 987MB60060C21*** | 10.5 | 34000 | 5000 | 204431079 | ccASHP | HRCU-A-CB |  | 18 | 33400 | 2.38 | 79
TRANE | 4TWL9036A1 | 4PX*DU48BS3 | *UD2D140ACV5 | 10.5 | 34000 | 4000 | 201921792 | ASHP | HRCU-A-CB | XV19 | 17.5 | 37000
TRANE | 4TWL9036A1 | 4PX*CU48BS3 | S9V2C100U4PSB+RP | 10.5 | 34000 | 4000 | 201921758 | ASHP | HRCU-A-CB | XV19 | 18 | 36000
BRYANT HEATING AND COOLING SYSTEMS | 284ANV036*0**B* | CAP**6121AL*+UI | 88*TA36045C17*** | 10.5 | 34000 | 4000 | 206790563 | ASHP | HRCU-A-CB | EVOLUTION Extreme 24 HP | 21 | 34400
CARRIER | 25VNA036A*030* | CSPH*3612AL*+UI | 58TN*A045C17**12 | 10.5 | 34200 | 5000 | 204430937 | ccASHP | HRCU-A-CB |  | 17 | 34600 | 1.84 | 80
BRYANT | 280ANV036*0**A* | CSPH*3612AL*+UI | 88*TA36045C17*** | 10.5 | 34200 | 5000 | 204430943 | ccASHP | HRCU-A-CB |  | 17 | 33600 | 2.43 | 80
BRYANT | 280ANV036*0**A* | CNPV*4221AL*+UI & 98(6*B,7*A)66100V21*** |  | 10.5 | 34200 | 5000 | 9893677 | ccASHP | HRCU-A-CB | Bryant® Extreme Heat Pump | 18.5 | 33600 | 2.24 | 76
CARRIER | 25VNA036A*030* | CAP**3621AL*+UI & 59*N*A080V21**20 |  | 10.5 | 34200 | 5000 | 9892706 | ccASHP | HRCU-A-CB | Infinity® 20 Heat Pump with Greenspeed® Intelligence | 18.5 | 33400 | 2.18 | 76
CARRIER | 25VNA036A*030* | CNPV*4221AL*+UI & 59*N*A080V21**20 |  | 10.5 | 34200 | 5000 | 9892727 | ccASHP | HRCU-A-CB | Infinity® 20 Heat Pump with Greenspeed® Intelligence | 18.5 | 33400 | 2.21 | 76
CARRIER | 25VNA036A*030* | CNPV*4221AL*+UI & 59*N*A100V21**22 |  | 10.5 | 34200 | 5000 | 9892728 | ccASHP | HRCU-A-CB | Infinity® 20 Heat Pump with Greenspeed® Intelligence | 18.5 | 33600 | 2.24 | 76
BRYANT | 280ANV036*0**A* | CSPH*3612AL*+UI | 986TC42060C17*** | 10.5 | 34200 | 5000 | 204430986 | ccASHP | HRCU-A-CB |  | 17.5 | 33000 | 2.43 | 80
CARRIER | 25VNA036A*030* | CSPH*3612AL*+UI | 59TN6B060C17**14 | 10.5 | 34200 | 5000 | 204430983 | ccASHP | HRCU-A-CB |  | 17.5 | 33800 | 1.84 | 80
BRYANT | 280ANV036*0**A* | CAP**3621AL*+UI & 98(6*B,7*A)60080V21*** |  | 10.5 | 34200 | 5000 | 9893655 | ccASHP | HRCU-A-CB | Bryant® Extreme Heat Pump | 18.5 | 33400 | 2.18 | 76
BRYANT | 280ANV036*0**A* | CNPV*4221AL*+UI & 98(6*B,7*A)60080V21*** |  | 10.5 | 34200 | 5000 | 9893676 | ccASHP | HRCU-A-CB | Bryant® Extreme Heat Pump | 18.5 | 33400 | 2.21 | 76
BOSCH | BOVA-36HDN1-M20G | BVA-36WN1-M20 |  | 10.5 | 34200 | 4000 | 202868496 | ASHP | HRCU-A-CB |  | 20 | 34600
MIDEA | MOVA-36HDN1-M20G | MVME36B2MN1TA |  | 10.5 | 34200 | 4000 | 202850899 | ASHP | HRCU-A-CB |  | 20 | 34600
MIDEA | MOVA-36HDN1-M20G | MVME36B2MN1TB |  | 10.5 | 34200 | 4000 | 206077596 | ASHP | HRCU-A-CB |  | 20 | 34600
BRYANT HEATING AND COOLING SYSTEMS | 284ANV036*0**B* | CSPH*4212AL*+UI | 935CA60080C21*** | 10.5 | 34400 | 4000 | 206790556 | ASHP | HRCU-A-CB | EVOLUTION Extreme 24 HP | 20 | 34000
COLEMAN | HC20B2421S | AVV25BE121+CC |  | 10.5 | 34400 | 4000 | 201982912 | ASHP | HRCU-A-CB | ECHELON | 21 | 24000
LUXAIRE | HL20B2421S | AVV25BE121+CC |  | 10.5 | 34400 | 4000 | 201982913 | ASHP | HRCU-A-CB | ACCLIMATE | 21 | 24000
FRASER-JOHNSTON | HL20B2421S | AVV25BE121+CC |  | 10.5 | 34400 | 4000 | 201982914 | ASHP | HRCU-A-CB | RELIANT | 21 | 24000
CHAMPION HEATING AND COOLING | HL20B2421S | AVV25BE121+CC |  | 10.5 | 34400 | 4000 | 201982915 | ASHP | HRCU-A-CB | MOMENTUM | 21 | 24000
YORK | YZV24B21 | AVV25BE121+CC |  | 10.5 | 34400 | 4000 | 10525808 | ASHP | HRCU-A-CB | AFFINITY | 21 | 24000
CARRIER | 25VNA436A*031* | CSPH*4212AL*+UI | 59CU5A080C21**20 | 10.5 | 34400 | 4000 | 206788868 | ASHP | HRCU-A-CB | INFINITY 24 HP with GREENSPEED INTELLIGENCE | 20 | 34000
FRASER-JOHNSTON | HL20B2421 | AVV25BE121+CC |  | 10.5 | 34400 | 4000 | 205288326 | ASHP | HRCU-A-CB | RELIANT | 21 | 24000
LUXAIRE | HL20B2421 | AVV25BE121+CC |  | 10.5 | 34400 | 4000 | 205288337 | ASHP | HRCU-A-CB | ACCLIMATE | 21 | 24000
CHAMPION HEATING AND COOLING | HL20B2421 | AVV25BE121+CC |  | 10.5 | 34400 | 4000 | 205288338 | ASHP | HRCU-A-CB | MOMENTUM | 21 | 24000
CARRIER | 25VNA436A*030* | CSPH*4212AL*+UI | 59CU5A080C21**20 | 10.5 | 34400 | 4000 | 206132670 | ASHP | HRCU-A-CB | INFINITY 24 HP with GREENSPEED INTELLIGENCE | 20 | 34000
BRYANT HEATING AND COOLING SYSTEMS | 284ANV036*0**A* | CSPH*4212AL*+UI | 935CA60080C21*** | 10.5 | 34400 | 4000 | 206132671 | ASHP | HRCU-A-CB | EVOLUTION Extreme 24 HP | 20 | 34000
COLEMAN | HC20B2421 | AVV25BE121+CC |  | 10.5 | 34400 | 4000 | 205288325 | ASHP | HRCU-A-CB | ECHELON | 21 | 24000
BRYANT | 284ANV036*0**A* | FE4AN(B,F)003L+UI |  | 10.5 | 34600 | 5000 | 205273935 | ccASHP | HRCU-A-CB |  | 21 | 32800 | 2.02 | 80
CARRIER | 25VNA436A*030* | FE4AN(B,F)003L+UI |  | 10.5 | 34600 | 5000 | 205272506 | ccASHP | HRCU-A-CB |  | 21 | 32800 | 2.02 | 80
CARRIER | 25VNA436A*031* | FE4AN(B,F)003L+UI |  | 10.5 | 34600 | 5000 | 206788575 | ccASHP | HRCU-A-CB |  | 21 | 32800 | 2.02 | 80
BRYANT HEATING AND COOLING SYSTEMS | 284ANV036*0**B* | CSPH*4212AL*+UI | 83*CA60100C21*** | 10.5 | 34600 | 4000 | 206790525 | ASHP | HRCU-A-CB | EVOLUTION Extreme 24 HP | 19 | 34000
CARRIER | 25VNA436A*030* | CSPH*4212AL*+UI | 58CU*A100C21**20 | 10.5 | 34600 | 4000 | 206132592 | ASHP | HRCU-A-CB | INFINITY 24 HP with GREENSPEED INTELLIGENCE | 19 | 34000
BRYANT HEATING AND COOLING SYSTEMS | 284ANV036*0**B* | FE4AN(B,F)003L+UI |  | 10.5 | 34600 | 4000 | 206790263 | ASHP | HRCU-A-CB | EVOLUTION Extreme 24 HP | 21 | 32800
CARRIER | 25VNA436A*031* | CSPH*4212AL*+UI | 58CU*A100C21**20 | 10.5 | 34600 | 4000 | 206788837 | ASHP | HRCU-A-CB | INFINITY 24 HP with GREENSPEED INTELLIGENCE | 19 | 34000
BRYANT HEATING AND COOLING SYSTEMS | 284ANV036*0**A* | CSPH*4212AL*+UI | 83*CA60100C21*** | 10.5 | 34600 | 4000 | 206132593 | ASHP | HRCU-A-CB | EVOLUTION Extreme 24 HP | 19 | 34000
CARRIER | 25VNA036A*030* | CSPH*4212AL*+UI | 59TN6B080C17**14 | 10.5 | 34800 | 5000 | 204431128 | ccASHP | HRCU-A-CB |  | 18 | 33400 | 1.89 | 78
BRYANT | 284ANV036*0**A* | CNPV*6024AL*+UI | 88*TA66135C24*** | 10.5 | 34800 | 5000 | 205274105 | ccASHP | HRCU-A-CB |  | 22 | 34400 | 2.14 | 79
CARRIER | 25VNA436A*030* | CNPV*6024AL*+UI | 58TN*A135C24**22 | 10.5 | 34800 | 5000 | 205272676 | ccASHP | HRCU-A-CB |  | 22 | 34400 | 2.14 | 79
CARRIER | 25VNA436A*030* | CSPH*6012AL*+UI | 59MN7B120C24**22 | 10.5 | 34800 | 5000 | 205272754 | ccASHP | HRCU-A-CB |  | 20.5 | 34400 | 2.16 | 80
CARRIER | 25VNA436A*030* | CSPH*6012AL*+UI | 59TN6B080C21**20 | 10.5 | 34800 | 5000 | 205272755 | ccASHP | HRCU-A-CB |  | 20.5 | 34400 | 2.16 | 80
CARRIER | 25VNA436A*030* | CSPH*6012AL*+UI | 59TN6B100C21**22 | 10.5 | 34800 | 5000 | 205272756 | ccASHP | HRCU-A-CB |  | 20.5 | 34600 | 2.18 | 80
CARRIER | 25VNA436A*031* | CSPH*6012AL*+UI | 59MN7B080C21**20 | 10.5 | 34800 | 5000 | 206788796 | ccASHP | HRCU-A-CB |  | 20.5 | 34400 | 2.16 | 80
CARRIER | 25VNA436A*031* | CSPH*6012AL*+UI | 59MN7B100C21**22 | 10.5 | 34800 | 5000 | 206788797 | ccASHP | HRCU-A-CB |  | 19.5 | 34600 | 2.18 | 80
CARRIER | 25VNA436A*031* | CSPH*6012AL*+UI | 59MN7B120C24**22 | 10.5 | 34800 | 5000 | 206788798 | ccASHP | HRCU-A-CB |  | 20.5 | 34400 | 2.16 | 80
CARRIER | 25VNA436A*031* | CSPH*6012AL*+UI | 59TN6B080C21**20 | 10.5 | 34800 | 5000 | 206788799 | ccASHP | HRCU-A-CB |  | 20.5 | 34400 | 2.16 | 80
CARRIER | 25VNA436A*031* | CSPH*6012AL*+UI | 59TN6B100C21**22 | 10.5 | 34800 | 5000 | 206788800 | ccASHP | HRCU-A-CB |  | 20.5 | 34600 | 2.18 | 80
CARRIER | 25VNA436A*030* | CSPH*6012AL*+UI | 59MN7B080C21**20 | 10.5 | 34800 | 5000 | 205272752 | ccASHP | HRCU-A-CB |  | 20.5 | 34400 | 2.16 | 80
CARRIER | 25VNA436A*030* | CSPH*6012AL*+UI | 59MN7B100C21**22 | 10.5 | 34800 | 5000 | 205272753 | ccASHP | HRCU-A-CB |  | 19.5 | 34600 | 2.18 | 80
CARRIER | 25VNA436A*031* | CNPV*6024AL*+UI | 58TN*A135C24**22 | 10.5 | 34800 | 5000 | 206788731 | ccASHP | HRCU-A-CB |  | 22 | 34400 | 2.14 | 79
BRYANT | 280ANV036*0**A* | CSPH*4212AL*+UI | 88*TA36070C14*** | 10.5 | 34800 | 5000 | 204431189 | ccASHP | HRCU-A-CB |  | 18.5 | 33600 | 2.31 | 78
BRYANT | 284ANV036*0**A* | CSPH*6012AL*+UI | 987MB60080C21*** | 10.5 | 34800 | 5000 | 205274181 | ccASHP | HRCU-A-CB |  | 20.5 | 34400 | 2.16 | 80
BRYANT | 284ANV036*0**A* | CSPH*6012AL*+UI | 987MB66100C21*** | 10.5 | 34800 | 5000 | 205274182 | ccASHP | HRCU-A-CB |  | 19.5 | 34600 | 2.18 | 80
BRYANT | 284ANV036*0**A* | CSPH*6012AL*+UI | 987MB66120C24*** | 10.5 | 34800 | 5000 | 205274183 | ccASHP | HRCU-A-CB |  | 20.5 | 34400 | 2.16 | 80
BRYANT | 284ANV036*0**A* | CSPH*6012AL*+UI | 986TC60080C21*** | 10.5 | 34800 | 5000 | 205274184 | ccASHP | HRCU-A-CB |  | 20.5 | 34400 | 2.16 | 80
BRYANT | 284ANV036*0**A* | CSPH*6012AL*+UI | 986TC66100C21*** | 10.5 | 34800 | 5000 | 205274185 | ccASHP | HRCU-A-CB |  | 20.5 | 34600 | 2.18 | 80
CARRIER | 25VNA036A*030* | CSPH*4212AL*+UI & 59*N*A080V17**14 |  | 10.5 | 34800 | 5000 | 9892697 | ccASHP | HRCU-A-CB | Infinity® 20 Heat Pump with Greenspeed® Intelligence | 18 | 33600 | 2.26 | 76
CARRIER | 25VNA036A*030* | CNPV*4217AL*+UI | 59MN7B060C17**14 | 10.5 | 34800 | 5000 | 204430162 | ccASHP | HRCU-A-CB |  | 18 | 32800 | 1.89 | 72
BRYANT | 280ANV036*0**A* | CNPV*4217AL*+UI | 987MB42060C17*** | 10.5 | 34800 | 5000 | 204430164 | ccASHP | HRCU-A-CB |  | 18 | 33400 | 2.18 | 72
BRYANT | 280ANV036*0**A* | CSPH*4212AL*+UI & 98(6*B,7*A)42080V17*** |  | 10.5 | 34800 | 5000 | 9893646 | ccASHP | HRCU-A-CB | Bryant® Extreme Heat Pump | 18 | 33600 | 2.26 | 76
BRYANT | 280ANV036*0**A* | CSPH*4212AL*+UI | 986TC42080C17*** | 10.5 | 34800 | 5000 | 204431130 | ccASHP | HRCU-A-CB |  | 18 | 33600 | 2.33 | 78
CARRIER | 25VNA036A*030* | CSPH*4212AL*+UI | 58TN*A070C14**12 | 10.5 | 34800 | 5000 | 204431185 | ccASHP | HRCU-A-CB |  | 18.5 | 34400 | 1.9 | 78
BRYANT HEATING AND COOLING SYSTEMS | 284ANV036*0**B* | CNPV*6024AL*+UI | 88*TA66135C24*** | 10.5 | 34800 | 4000 | 206790419 | ASHP | HRCU-A-CB | EVOLUTION Extreme 24 HP | 22 | 34400
BRYANT HEATING AND COOLING SYSTEMS | 284ANV036*0**B* | CSPH*6012AL*+UI | 987MB60080C21*** | 10.5 | 34800 | 4000 | 206790484 | ASHP | HRCU-A-CB | EVOLUTION Extreme 24 HP | 20.5 | 34400
BRYANT HEATING AND COOLING SYSTEMS | 284ANV036*0**B* | CSPH*6012AL*+UI | 987MB66100C21*** | 10.5 | 34800 | 4000 | 206790485 | ASHP | HRCU-A-CB | EVOLUTION Extreme 24 HP | 19.5 | 34600
BRYANT HEATING AND COOLING SYSTEMS | 284ANV036*0**B* | CSPH*6012AL*+UI | 987MB66120C24*** | 10.5 | 34800 | 4000 | 206790486 | ASHP | HRCU-A-CB | EVOLUTION Extreme 24 HP | 20.5 | 34400
BRYANT HEATING AND COOLING SYSTEMS | 284ANV036*0**B* | CSPH*6012AL*+UI | 986TC60080C21*** | 10.5 | 34800 | 4000 | 206790487 | ASHP | HRCU-A-CB | EVOLUTION Extreme 24 HP | 20.5 | 34400
BRYANT HEATING AND COOLING SYSTEMS | 284ANV036*0**B* | CSPH*6012AL*+UI | 986TC66100C21*** | 10.5 | 34800 | 4000 | 206790488 | ASHP | HRCU-A-CB | EVOLUTION Extreme 24 HP | 20.5 | 34600
CARRIER | 25VNA436A*030* | CSPH*6012AL*+UI | 58TN*A070C21**20 | 10.5 | 35000 | 5000 | 205272744 | ccASHP | HRCU-A-CB |  | 20.5 | 34400 | 2.14 | 80
BRYANT | 284ANV036*0**A* | CNPV*6024AL*+UI | 986TC66100C21*** | 10.5 | 35000 | 5000 | 205274111 | ccASHP | HRCU-A-CB |  | 21.5 | 34400 | 2.13 | 79
BRYANT | 284ANV036*0**A* | CNPV*6024AL*+UI | 986TC60080C21*** | 10.5 | 35000 | 5000 | 205274110 | ccASHP | HRCU-A-CB |  | 21.5 | 34200 | 2.11 | 80
BRYANT | 284ANV036*0**A* | CNPV*6024AL*+UI | 987MB66120C24*** | 10.5 | 35000 | 5000 | 205274109 | ccASHP | HRCU-A-CB |  | 21.5 | 34200 | 2.11 | 80
BRYANT | 284ANV036*0**A* | CNPV*6024AL*+UI | 987MB66100C21*** | 10.5 | 35000 | 5000 | 205274108 | ccASHP | HRCU-A-CB |  | 21.5 | 34400 | 2.13 | 79
BRYANT | 284ANV036*0**A* | CNPV*6024AL*+UI | 987MB60080C21*** | 10.5 | 35000 | 5000 | 205274107 | ccASHP | HRCU-A-CB |  | 21.5 | 34200 | 2.11 | 80
BRYANT | 284ANV036*0**A* | CNPV*6024AL*+UI | 986TC66120C24*** | 10.5 | 35000 | 5000 | 205274106 | ccASHP | HRCU-A-CB |  | 21.5 | 34400 | 2.13 | 79
BRYANT | 284ANV036*0**A* | CNPV*6024AL*+UI | 88*TA60090C21*** | 10.5 | 35000 | 5000 | 205274104 | ccASHP | HRCU-A-CB |  | 22 | 34400 | 2.13 | 79
BRYANT | 284ANV036*0**A* | CAP**6024AL*+UI | 987MB60060C21*** | 10.5 | 35000 | 5000 | 205274027 | ccASHP | HRCU-A-CB |  | 21 | 34200 | 2.07 | 80
BRYANT | 280ANV036*0**A* | CSPH*4212AL*+UI | 986TC42060C17*** | 10.5 | 35000 | 5000 | 204431126 | ccASHP | HRCU-A-CB |  | 17.5 | 33400 | 2.37 | 78
CARRIER | 25VNA436A*031* | CNPV*6024AL*+UI | 59MN7B100C21**22 | 10.5 | 35000 | 5000 | 206788734 | ccASHP | HRCU-A-CB |  | 21.5 | 34400 | 2.13 | 79
CARRIER | 25VNA436A*031* | CNPV*6024AL*+UI | 59MN7B120C24**22 | 10.5 | 35000 | 5000 | 206788735 | ccASHP | HRCU-A-CB |  | 21.5 | 34200 | 2.11 | 80
CARRIER | 25VNA436A*031* | CNPV*6024AL*+UI | 59TN6B080C21**20 | 10.5 | 35000 | 5000 | 206788736 | ccASHP | HRCU-A-CB |  | 21.5 | 34200 | 2.11 | 80
CARRIER | 25VNA436A*031* | CNPV*6024AL*+UI | 59TN6B100C21**22 | 10.5 | 35000 | 5000 | 206788737 | ccASHP | HRCU-A-CB |  | 21.5 | 34400 | 2.13 | 79
CARRIER | 25VNA436A*031* | CNPV*6024AL*+UI | 58TN*A110C21**20 | 10.5 | 35000 | 5000 | 206788738 | ccASHP | HRCU-A-CB |  | 22 | 34400 | 2.13 | 79
CARRIER | 25VNA036A*030* | CSPH*4212AL*+UI | 59TN6B060C17**14 | 10.5 | 35000 | 5000 | 204431122 | ccASHP | HRCU-A-CB |  | 17.5 | 34000 | 1.87 | 78
CARRIER | 25VNA436A*030* | CAP**6024AL*+UI | 59MN7B060C21**20 | 10.5 | 35000 | 5000 | 205272598 | ccASHP | HRCU-A-CB |  | 21 | 34200 | 2.07 | 80
CARRIER | 25VNA436A*031* | CAP**6024AL*+UI | 59MN7B060C21**20 | 10.5 | 35000 | 5000 | 206788662 | ccASHP | HRCU-A-CB |  | 21 | 34200 | 2.07 | 80
CARRIER | 25VNA436A*030* | CNPV*6024AL*+UI | 58TN*A090C21**20 | 10.5 | 35000 | 5000 | 205272675 | ccASHP | HRCU-A-CB |  | 22 | 34400 | 2.13 | 79
CARRIER | 25VNA436A*031* | CSPH*6012AL*+UI | 58TN*A070C21**20 | 10.5 | 35000 | 5000 | 206788789 | ccASHP | HRCU-A-CB |  | 20.5 | 34400 | 2.14 | 80
BRYANT | 284ANV036*0**A* | CNPV*6024AL*+UI | 88*TA60110C21*** | 10.5 | 35000 | 5000 | 205274112 | ccASHP | HRCU-A-CB |  | 22 | 34400 | 2.13 | 79
CARRIER | 25VNA436A*031* | CNPV*6024AL*+UI | 58TN*A090C21**20 | 10.5 | 35000 | 5000 | 206788730 | ccASHP | HRCU-A-CB |  | 22 | 34400 | 2.13 | 79
CARRIER | 25VNA436A*031* | CNPV*6024AL*+UI | 59TN6B120C24**22 | 10.5 | 35000 | 5000 | 206788732 | ccASHP | HRCU-A-CB |  | 21.5 | 34400 | 2.13 | 79
CARRIER | 25VNA436A*031* | CNPV*6024AL*+UI | 59MN7B080C21**20 | 10.5 | 35000 | 5000 | 206788733 | ccASHP | HRCU-A-CB |  | 21.5 | 34200 | 2.11 | 80
BRYANT | 284ANV036*0**A* | CSPH*6012AL*+UI | 88*TA60070C21*** | 10.5 | 35000 | 5000 | 205274173 | ccASHP | HRCU-A-CB |  | 20.5 | 34400 | 2.14 | 80
CARRIER | 25VNA436A*030* | CNPV*6024AL*+UI | 59TN6B120C24**22 | 10.5 | 35000 | 5000 | 205272677 | ccASHP | HRCU-A-CB |  | 21.5 | 34400 | 2.13 | 79
CARRIER | 25VNA436A*030* | CNPV*6024AL*+UI | 59MN7B080C21**20 | 10.5 | 35000 | 5000 | 205272678 | ccASHP | HRCU-A-CB |  | 21.5 | 34200 | 2.11 | 80
CARRIER | 25VNA436A*030* | CNPV*6024AL*+UI | 59MN7B100C21**22 | 10.5 | 35000 | 5000 | 205272679 | ccASHP | HRCU-A-CB |  | 21.5 | 34400 | 2.13 | 79
CARRIER | 25VNA436A*030* | CNPV*6024AL*+UI | 59MN7B120C24**22 | 10.5 | 35000 | 5000 | 205272680 | ccASHP | HRCU-A-CB |  | 21.5 | 34200 | 2.11 | 80
CARRIER | 25VNA436A*030* | CNPV*6024AL*+UI | 59TN6B080C21**20 | 10.5 | 35000 | 5000 | 205272681 | ccASHP | HRCU-A-CB |  | 21.5 | 34200 | 2.11 | 80
CARRIER | 25VNA436A*030* | CNPV*6024AL*+UI | 59TN6B100C21**22 | 10.5 | 35000 | 5000 | 205272682 | ccASHP | HRCU-A-CB |  | 21.5 | 34400 | 2.13 | 79
CARRIER | 25VNA436A*030* | CNPV*6024AL*+UI | 58TN*A110C21**20 | 10.5 | 35000 | 5000 | 205272683 | ccASHP | HRCU-A-CB |  | 22 | 34400 | 2.13 | 79
BRYANT HEATING AND COOLING SYSTEMS | 284ANV036*0**B* | CNPV*6024AL*+UI | 986TC66120C24*** | 10.5 | 35000 | 4000 | 206790420 | ASHP | HRCU-A-CB | EVOLUTION Extreme 24 HP | 21.5 | 34400
BRYANT HEATING AND COOLING SYSTEMS | 284ANV036*0**B* | CNPV*6024AL*+UI | 986TC66100C21*** | 10.5 | 35000 | 4000 | 206790425 | ASHP | HRCU-A-CB | EVOLUTION Extreme 24 HP | 21.5 | 34400
BRYANT HEATING AND COOLING SYSTEMS | 284ANV036*0**B* | CNPV*6024AL*+UI | 986TC60080C21*** | 10.5 | 35000 | 4000 | 206790424 | ASHP | HRCU-A-CB | EVOLUTION Extreme 24 HP | 21.5 | 34200
BRYANT HEATING AND COOLING SYSTEMS | 284ANV036*0**B* | CNPV*6024AL*+UI | 987MB66120C24*** | 10.5 | 35000 | 4000 | 206790423 | ASHP | HRCU-A-CB | EVOLUTION Extreme 24 HP | 21.5 | 34200
BRYANT HEATING AND COOLING SYSTEMS | 284ANV036*0**B* | CAP**6024AL*+UI | 987MB60060C21*** | 10.5 | 35000 | 4000 | 206790350 | ASHP | HRCU-A-CB | EVOLUTION Extreme 24 HP | 21 | 34200
BRYANT HEATING AND COOLING SYSTEMS | 284ANV036*0**B* | CNPV*6024AL*+UI | 987MB60080C21*** | 10.5 | 35000 | 4000 | 206790421 | ASHP | HRCU-A-CB | EVOLUTION Extreme 24 HP | 21.5 | 34200
BRYANT HEATING AND COOLING SYSTEMS | 284ANV036*0**B* | CNPV*6024AL*+UI | 88*TA60110C21*** | 10.5 | 35000 | 4000 | 206790426 | ASHP | HRCU-A-CB | EVOLUTION Extreme 24 HP | 22 | 34400
BRYANT HEATING AND COOLING SYSTEMS | 284ANV036*0**B* | CNPV*6024AL*+UI | 88*TA60090C21*** | 10.5 | 35000 | 4000 | 206790418 | ASHP | HRCU-A-CB | EVOLUTION Extreme 24 HP | 22 | 34400
BRYANT HEATING AND COOLING SYSTEMS | 284ANV036*0**B* | CSPH*6012AL*+UI | 88*TA60070C21*** | 10.5 | 35000 | 4000 | 206790477 | ASHP | HRCU-A-CB | EVOLUTION Extreme 24 HP | 20.5 | 34400
BRYANT HEATING AND COOLING SYSTEMS | 284ANV036*0**B* | CNPV*6024AL*+UI | 987MB66100C21*** | 10.5 | 35000 | 4000 | 206790422 | ASHP | HRCU-A-CB | EVOLUTION Extreme 24 HP | 21.5 | 34400
CARRIER | 25VNA436A*031* | CSPH*6012AL*+UI | 59MN7B080C17**14 | 10.5 | 35200 | 5000 | 206788795 | ccASHP | HRCU-A-CB |  | 20 | 34200 | 2.09 | 80
BRYANT | 284ANV036*0**A* | CNPV*6024AL*+UI | 88*TA60070C21*** | 10.5 | 35200 | 5000 | 205274103 | ccASHP | HRCU-A-CB |  | 21.5 | 34200 | 2.11 | 79
BRYANT | 284ANV036*0**A* | CNPV*4824AL*+UI | 88*TA66135C24*** | 10.5 | 35200 | 5000 | 205274094 | ccASHP | HRCU-A-CB |  | 21.5 | 34000 | 2.12 | 79
BRYANT | 284ANV036*0**A* | CAP**6121AL*+UI | 987MB60060C21*** | 10.5 | 35200 | 5000 | 205274042 | ccASHP | HRCU-A-CB |  | 21 | 34600 | 2.09 | 80
BRYANT | 284ANV036*0**A* | CAP**6121AL*+UI | 987MB42060C17*** | 10.5 | 35200 | 5000 | 205274034 | ccASHP | HRCU-A-CB |  | 20.5 | 34400 | 2.07 | 80
BRYANT | 284ANV036*0**A* | CAP**6121AL*+UI | 88*TA36045C17*** | 10.5 | 35200 | 5000 | 205274028 | ccASHP | HRCU-A-CB |  | 21 | 34400 | 2.04 | 81
BOSCH | BOVA-60HDN1-M18M | BVA-36WN1-M18B |  | 10.5 | 35200 | 5000 | 10333757 | ccASHP | HRCU-A-CB |  | 18.5 | 35200 | 2.05 | 79
BRYANT | 280ANV036*0**A* | CSPH*3612AL*+UI & 98(6*B,7*A)66120V24*** |  | 10.5 | 35200 | 5000 | 9893644 | ccASHP | HRCU-A-CB | Bryant® Extreme Heat Pump | 18.5 | 33600 | 2.28 | 76
BOSCH | BOVB-60HDN1-M18M | BVA-36WN1-M20 |  | 10.5 | 35200 | 5000 | 206396001 | ccASHP | HRCU-A-CB |  | 18.5 | 35200 | 2.73 | 79
CARRIER | 25VNA036A*030* | CSPH*3612AL*+UI & 59*N*A120V24**22 |  | 10.5 | 35200 | 5000 | 9892695 | ccASHP | HRCU-A-CB | Infinity® 20 Heat Pump with Greenspeed® Intelligence | 18.5 | 33600 | 2.28 | 76
BRYANT | 284ANV036*0**A* | CSPH*6012AL*+UI | 987MB60060C21*** | 10.5 | 35200 | 5000 | 205274189 | ccASHP | HRCU-A-CB |  | 20 | 34400 | 2.11 | 80
BRYANT | 284ANV036*0**A* | CSPH*6012AL*+UI | 88*TA36070C14*** | 10.5 | 35200 | 5000 | 205274186 | ccASHP | HRCU-A-CB |  | 20.5 | 34400 | 2.11 | 80
BRYANT | 284ANV036*0**A* | CSPH*6012AL*+UI | 987MB42080C17*** | 10.5 | 35200 | 5000 | 205274180 | ccASHP | HRCU-A-CB |  | 20 | 34200 | 2.09 | 80
BRYANT | 284ANV036*0**A* | CSPH*6012AL*+UI | 986TC42080C17*** | 10.5 | 35200 | 5000 | 205274177 | ccASHP | HRCU-A-CB |  | 20 | 34200 | 2.09 | 80
BRYANT | 284ANV036*0**A* | CSPH*6012AL*+UI | 88*TA48070C17*** | 10.5 | 35200 | 5000 | 205274172 | ccASHP | HRCU-A-CB |  | 20.5 | 34400 | 2.12 | 80
CARRIER | 25VNA436A*030* | CNPV*4824AL*+UI | 58TN*A135C24**22 | 10.5 | 35200 | 5000 | 205272665 | ccASHP | HRCU-A-CB |  | 21.5 | 34000 | 2.12 | 79
CARRIER | 25VNA436A*030* | CAP**6121AL*+UI | 58TN*A045C17**12 | 10.5 | 35200 | 5000 | 205272599 | ccASHP | HRCU-A-CB |  | 21 | 34400 | 2.04 | 81
CARRIER | 25VNA436A*030* | CAP**6121AL*+UI | 59MN7B060C17**14 | 10.5 | 35200 | 5000 | 205272605 | ccASHP | HRCU-A-CB |  | 20.5 | 34400 | 2.07 | 80
CARRIER | 25VNA436A*030* | CAP**6121AL*+UI | 59MN7B060C21**20 | 10.5 | 35200 | 5000 | 205272613 | ccASHP | HRCU-A-CB |  | 21 | 34600 | 2.09 | 80
CARRIER | 25VNA436A*030* | CNPV*6024AL*+UI | 58TN*A070C21**20 | 10.5 | 35200 | 5000 | 205272674 | ccASHP | HRCU-A-CB |  | 21.5 | 34200 | 2.11 | 79
CARRIER | 25VNA436A*030* | CSPH*6012AL*+UI | 58TN*A070C14**12 | 10.5 | 35200 | 5000 | 205272757 | ccASHP | HRCU-A-CB |  | 20.5 | 34400 | 2.11 | 80
CARRIER | 25VNA436A*030* | CSPH*6012AL*+UI | 59MN7B060C21**20 | 10.5 | 35200 | 5000 | 205272760 | ccASHP | HRCU-A-CB |  | 20 | 34400 | 2.11 | 80
CARRIER | 25VNA436A*030* | CSPH*4212AL*+UI | 58TN*A135C24**22 | 10.5 | 35200 | 5000 | 205272708 | ccASHP | HRCU-A-CB |  | 20.5 | 34000 | 2.12 | 80
CARRIER | 25VNA436A*031* | CAP**6121AL*+UI | 59MN7B060C21**20 | 10.5 | 35200 | 5000 | 206788675 | ccASHP | HRCU-A-CB |  | 21 | 34600 | 2.09 | 80
CARRIER | 25VNA436A*031* | CSPH*4212AL*+UI | 58TN*A135C24**22 | 10.5 | 35200 | 5000 | 206788759 | ccASHP | HRCU-A-CB |  | 20.5 | 34000 | 2.12 | 80
CARRIER | 25VNA436A*031* | CSPH*4812AL*+UI | 58TN*A090C21**20 | 10.5 | 35200 | 5000 | 206788774 | ccASHP | HRCU-A-CB |  | 20.5 | 34200 | 2.12 | 80
CARRIER | 25VNA436A*031* | CSPH*4812AL*+UI | 58TN*A135C24**22 | 10.5 | 35200 | 5000 | 206788775 | ccASHP | HRCU-A-CB |  | 20.5 | 34200 | 2.14 | 79
CARRIER | 25VNA436A*031* | CSPH*4812AL*+UI | 59TN6B120C24**22 | 10.5 | 35200 | 5000 | 206788778 | ccASHP | HRCU-A-CB |  | 20.5 | 34200 | 2.12 | 80
CARRIER | 25VNA436A*031* | CSPH*6012AL*+UI | 58TN*A070C17**16 | 10.5 | 35200 | 5000 | 206788788 | ccASHP | HRCU-A-CB |  | 20.5 | 34400 | 2.12 | 80
CARRIER | 25VNA436A*031* | CSPH*6012AL*+UI | 59TN6B080C17**14 | 10.5 | 35200 | 5000 | 206788793 | ccASHP | HRCU-A-CB |  | 20 | 34200 | 2.09 | 80
BRYANT | 284ANV036*0**A* | CSPH*4212AL*+UI | 88*TA66135C24*** | 10.5 | 35200 | 5000 | 205274137 | ccASHP | HRCU-A-CB |  | 20.5 | 34000 | 2.12 | 80
CARRIER | 25VNA436A*031* | CSPH*6012AL*+UI | 59MN7B060C21**20 | 10.5 | 35200 | 5000 | 206788803 | ccASHP | HRCU-A-CB |  | 20 | 34400 | 2.11 | 80
CARRIER | 25VNA436A*031* | CAP**6121AL*+UI | 58TN*A045C17**12 | 10.5 | 35200 | 5000 | 206788875 | ccASHP | HRCU-A-CB |  | 21 | 34400 | 2.04 | 81
CARRIER | 25VNA436A*031* | CAP**6121AL*+UI | 59MN7B060C17**14 | 10.5 | 35200 | 5000 | 206788885 | ccASHP | HRCU-A-CB |  | 20.5 | 34400 | 2.07 | 80
CARRIER | 25VNA436A*030* | CSPH*4812AL*+UI | 58TN*A090C21**20 | 10.5 | 35200 | 5000 | 205272726 | ccASHP | HRCU-A-CB |  | 20.5 | 34200 | 2.12 | 80
CARRIER | 25VNA436A*030* | CSPH*4812AL*+UI | 58TN*A135C24**22 | 10.5 | 35200 | 5000 | 205272727 | ccASHP | HRCU-A-CB |  | 20.5 | 34200 | 2.14 | 79
CARRIER | 25VNA436A*030* | CSPH*4812AL*+UI | 59TN6B120C24**22 | 10.5 | 35200 | 5000 | 205272730 | ccASHP | HRCU-A-CB |  | 20.5 | 34200 | 2.12 | 80
CARRIER | 25VNA436A*030* | CSPH*6012AL*+UI | 58TN*A070C17**16 | 10.5 | 35200 | 5000 | 205272743 | ccASHP | HRCU-A-CB |  | 20.5 | 34400 | 2.12 | 80
CARRIER | 25VNA436A*030* | CSPH*6012AL*+UI | 59TN6B080C17**14 | 10.5 | 35200 | 5000 | 205272748 | ccASHP | HRCU-A-CB |  | 20 | 34200 | 2.09 | 80
CARRIER | 25VNA436A*030* | CSPH*6012AL*+UI | 59MN7B080C17**14 | 10.5 | 35200 | 5000 | 205272751 | ccASHP | HRCU-A-CB |  | 20 | 34200 | 2.09 | 80
CARRIER | 25VNA436A*031* | CSPH*6012AL*+UI | 58TN*A070C14**12 | 10.5 | 35200 | 5000 | 206788898 | ccASHP | HRCU-A-CB |  | 20.5 | 34400 | 2.11 | 80
CARRIER | 25VNA436A*031* | CNPV*4824AL*+UI | 58TN*A135C24**22 | 10.5 | 35200 | 5000 | 206788720 | ccASHP | HRCU-A-CB |  | 21.5 | 34000 | 2.12 | 79
CARRIER | 25VNA436A*031* | CNPV*6024AL*+UI | 58TN*A070C21**20 | 10.5 | 35200 | 5000 | 206788729 | ccASHP | HRCU-A-CB |  | 21.5 | 34200 | 2.11 | 79
BRYANT | 284ANV036*0**A* | CSPH*4812AL*+UI | 88*TA60090C21*** | 10.5 | 35200 | 5000 | 205274155 | ccASHP | HRCU-A-CB |  | 20.5 | 34200 | 2.12 | 80
BRYANT | 284ANV036*0**A* | CSPH*4812AL*+UI | 88*TA66135C24*** | 10.5 | 35200 | 5000 | 205274156 | ccASHP | HRCU-A-CB |  | 20.5 | 34200 | 2.14 | 79
BRYANT | 284ANV036*0**A* | CSPH*4812AL*+UI | 986TC66120C24*** | 10.5 | 35200 | 5000 | 205274159 | ccASHP | HRCU-A-CB |  | 20.5 | 34200 | 2.12 | 80
BRYANT HEATING AND COOLING SYSTEMS | 284ANV036*0**B* | CSPH*6012AL*+UI | 987MB60060C21*** | 10.5 | 35200 | 4000 | 206790491 | ASHP | HRCU-A-CB | EVOLUTION Extreme 24 HP | 20 | 34400
BRYANT HEATING AND COOLING SYSTEMS | 284ANV036*0**B* | CAP**6121AL*+UI | 987MB60060C21*** | 10.5 | 35200 | 4000 | 206790363 | ASHP | HRCU-A-CB | EVOLUTION Extreme 24 HP | 21 | 34600
BRYANT HEATING AND COOLING SYSTEMS | 284ANV036*0**B* | CSPH*4812AL*+UI | 986TC66120C24*** | 10.5 | 35200 | 4000 | 206790466 | ASHP | HRCU-A-CB | EVOLUTION Extreme 24 HP | 20.5 | 34200
BRYANT HEATING AND COOLING SYSTEMS | 284ANV036*0**B* | CSPH*4812AL*+UI | 88*TA66135C24*** | 10.5 | 35200 | 4000 | 206790463 | ASHP | HRCU-A-CB | EVOLUTION Extreme 24 HP | 20.5 | 34200
BRYANT HEATING AND COOLING SYSTEMS | 284ANV036*0**B* | CSPH*4212AL*+UI | 88*TA66135C24*** | 10.5 | 35200 | 4000 | 206790447 | ASHP | HRCU-A-CB | EVOLUTION Extreme 24 HP | 20.5 | 34000
BOSCH | BOVB-60HDN1-M18M | BVA-36WN1-M18B |  | 10.5 | 35200 | 4000 | 206396007 | ASHP | HRCU-A-CB |  | 18.5 | 35200
MIDEA | MOVB-60HDN1-M18M | MVA-36WN1-M18B |  | 10.5 | 35200 | 4000 | 206395056 | ASHP | HRCU-A-CB |  | 18.5 | 35200
MIDEA | MOVB-60HDN1-M18M | MVME36B2MN1TA |  | 10.5 | 35200 | 4000 | 206395037 | ASHP | HRCU-A-CB |  | 18.5 | 35200
MIDEA | MOVA-60HDN1-M18M | MVA-36WN1-M18B |  | 10.5 | 35200 | 4000 | 10324733 | ASHP | HRCU-A-CB |  | 18.5 | 35200
BRYANT HEATING AND COOLING SYSTEMS | 284ANV036*0**B* | CSPH*4812AL*+UI | 88*TA60090C21*** | 10.5 | 35200 | 4000 | 206790462 | ASHP | HRCU-A-CB | EVOLUTION Extreme 24 HP | 20.5 | 34200
BRYANT HEATING AND COOLING SYSTEMS | 284ANV036*0**B* | CNPV*6024AL*+UI | 88*TA60070C21*** | 10.5 | 35200 | 4000 | 206790417 | ASHP | HRCU-A-CB | EVOLUTION Extreme 24 HP | 21.5 | 34200
BRYANT HEATING AND COOLING SYSTEMS | 284ANV036*0**B* | CSPH*6012AL*+UI | 987MB42080C17*** | 10.5 | 35200 | 4000 | 206790483 | ASHP | HRCU-A-CB | EVOLUTION Extreme 24 HP | 20 | 34200
BRYANT HEATING AND COOLING SYSTEMS | 284ANV036*0**B* | CSPH*6012AL*+UI | 88*TA48070C17*** | 10.5 | 35200 | 4000 | 206790476 | ASHP | HRCU-A-CB | EVOLUTION Extreme 24 HP | 20.5 | 34400
BRYANT HEATING AND COOLING SYSTEMS | 284ANV036*0**B* | CNPV*4824AL*+UI | 88*TA66135C24*** | 10.5 | 35200 | 4000 | 206790408 | ASHP | HRCU-A-CB | EVOLUTION Extreme 24 HP | 21.5 | 34000
BRYANT HEATING AND COOLING SYSTEMS | 284ANV036*0**B* | CSPH*6012AL*+UI | 986TC42080C17*** | 10.5 | 35200 | 4000 | 206790481 | ASHP | HRCU-A-CB | EVOLUTION Extreme 24 HP | 20 | 34200
BRYANT | 280ANV036*0**A* | CAP**4221AL*+UI | 987MB42080C17*** | 10.5 | 35400 | 5000 | 204430149 | ccASHP | HRCU-A-CB |  | 18.5 | 33200 | 2.15 | 70
BRYANT | 280ANV036000 | FE4ANF002L+UI |  | 10.5 | 35400 | 5000 | 9893607 | ccASHP | HRCU-A-CB | Evolution Series | 18.5 | 33000 | 2.74 | 94
BRYANT | 284ANV036*0**A* | CAP**6121AL*+UI | 986TC42080C17*** | 10.5 | 35400 | 5000 | 205274033 | ccASHP | HRCU-A-CB |  | 21 | 34600 | 2.08 | 80
BRYANT | 284ANV036*0**A* | CAP**6121AL*+UI | 987MB42080C17*** | 10.5 | 35400 | 5000 | 205274035 | ccASHP | HRCU-A-CB |  | 21 | 34600 | 2.08 | 80
BRYANT | 284ANV036*0**A* | CNPV*4821AL*+UI | 88*TA60090C21*** | 10.5 | 35400 | 5000 | 205274080 | ccASHP | HRCU-A-CB |  | 21.5 | 34000 | 2.11 | 79
BRYANT | 284ANV036*0**A* | CNPV*4821AL*+UI | 987MB66100C21*** | 10.5 | 35400 | 5000 | 205274086 | ccASHP | HRCU-A-CB |  | 21 | 33800 | 2.11 | 79
BRYANT | 284ANV036*0**A* | CNPV*4821AL*+UI | 986TC66100C21*** | 10.5 | 35400 | 5000 | 205274088 | ccASHP | HRCU-A-CB |  | 21 | 33800 | 2.11 | 79
BRYANT | 284ANV036*0**A* | CNPV*4821AL*+UI | 88*TA48090C17*** | 10.5 | 35400 | 5000 | 205274089 | ccASHP | HRCU-A-CB |  | 21.5 | 33800 | 2.09 | 79
BRYANT | 284ANV036*0**A* | CNPV*4821AL*+UI | 88*TA60110C21*** | 10.5 | 35400 | 5000 | 205274090 | ccASHP | HRCU-A-CB |  | 21.5 | 34000 | 2.11 | 79
BRYANT | 284ANV036*0**A* | CNPV*4824AL*+UI | 88*TA60090C21*** | 10.5 | 35400 | 5000 | 205274093 | ccASHP | HRCU-A-CB |  | 21.5 | 34000 | 2.11 | 79
BRYANT | 284ANV036*0**A* | CNPV*4824AL*+UI | 986TC66120C24*** | 10.5 | 35400 | 5000 | 205274095 | ccASHP | HRCU-A-CB |  | 21.5 | 33800 | 2.11 | 79
BRYANT | 284ANV036*0**A* | CNPV*4824AL*+UI | 987MB66100C21*** | 10.5 | 35400 | 5000 | 205274097 | ccASHP | HRCU-A-CB |  | 21 | 33800 | 2.11 | 79
BRYANT | 284ANV036*0**A* | CNPV*4824AL*+UI | 987MB66120C24*** | 10.5 | 35400 | 5000 | 205274098 | ccASHP | HRCU-A-CB |  | 21 | 33800 | 2.09 | 79
BRYANT | 284ANV036*0**A* | CNPV*4824AL*+UI | 986TC66100C21*** | 10.5 | 35400 | 5000 | 205274100 | ccASHP | HRCU-A-CB |  | 21 | 33800 | 2.11 | 79
BRYANT | 284ANV036*0**A* | CNPV*4824AL*+UI | 88*TA60110C21*** | 10.5 | 35400 | 5000 | 205274101 | ccASHP | HRCU-A-CB |  | 21.5 | 34000 | 2.11 | 79
BRYANT | 284ANV036*0**A* | CNPV*6024AL*+UI | 987MB60060C21*** | 10.5 | 35400 | 5000 | 205274113 | ccASHP | HRCU-A-CB |  | 21 | 34200 | 2.07 | 80
BRYANT | 284ANV036*0**A* | CSPH*3612AL*+UI | 88*TA66135C24*** | 10.5 | 35400 | 5000 | 205274118 | ccASHP | HRCU-A-CB |  | 20 | 33800 | 2.07 | 79
BRYANT | 284ANV036*0**A* | CSPH*4212AL*+UI | 88*TA60090C21*** | 10.5 | 35400 | 5000 | 205274136 | ccASHP | HRCU-A-CB |  | 20.5 | 34000 | 2.11 | 79
BRYANT | 284ANV036*0**A* | CSPH*4212AL*+UI | 986TC66120C24*** | 10.5 | 35400 | 5000 | 205274140 | ccASHP | HRCU-A-CB |  | 20.5 | 34000 | 2.11 | 79
BRYANT | 284ANV036*0**A* | CSPH*4212AL*+UI | 987MB66100C21*** | 10.5 | 35400 | 5000 | 205274144 | ccASHP | HRCU-A-CB |  | 20 | 34000 | 2.11 | 79
BRYANT | 284ANV036*0**A* | CSPH*4212AL*+UI | 986TC66100C21*** | 10.5 | 35400 | 5000 | 205274147 | ccASHP | HRCU-A-CB |  | 20 | 34000 | 2.11 | 79
BRYANT | 284ANV036*0**A* | CSPH*4212AL*+UI | 88*TA60110C21*** | 10.5 | 35400 | 5000 | 205274150 | ccASHP | HRCU-A-CB |  | 20.5 | 34000 | 2.11 | 79
BRYANT | 284ANV036*0**A* | CSPH*4812AL*+UI | 987MB60080C21*** | 10.5 | 35400 | 5000 | 205274162 | ccASHP | HRCU-A-CB |  | 20.5 | 34200 | 2.11 | 80
BRYANT | 284ANV036*0**A* | CSPH*4812AL*+UI | 987MB66100C21*** | 10.5 | 35400 | 5000 | 205274163 | ccASHP | HRCU-A-CB |  | 20.5 | 34200 | 2.12 | 79
BRYANT | 284ANV036*0**A* | CSPH*4812AL*+UI | 987MB66120C24*** | 10.5 | 35400 | 5000 | 205274164 | ccASHP | HRCU-A-CB |  | 20 | 34200 | 2.11 | 80
BRYANT | 284ANV036*0**A* | CSPH*4812AL*+UI | 986TC60080C21*** | 10.5 | 35400 | 5000 | 205274165 | ccASHP | HRCU-A-CB |  | 20.5 | 34200 | 2.11 | 80
BRYANT | 284ANV036*0**A* | CSPH*4812AL*+UI | 986TC66100C21*** | 10.5 | 35400 | 5000 | 205274166 | ccASHP | HRCU-A-CB |  | 20.5 | 34200 | 2.12 | 79
BRYANT | 284ANV036*0**A* | CSPH*4812AL*+UI | 88*TA48090C17*** | 10.5 | 35400 | 5000 | 205274168 | ccASHP | HRCU-A-CB |  | 21 | 34200 | 2.12 | 79
BRYANT | 284ANV036*0**A* | CSPH*4812AL*+UI | 88*TA60110C21*** | 10.5 | 35400 | 5000 | 205274169 | ccASHP | HRCU-A-CB |  | 21 | 34200 | 2.12 | 79
BRYANT | 284ANV036*0**A* | CSPH*6012AL*+UI | 88*TA36045C17*** | 10.5 | 35400 | 5000 | 205274171 | ccASHP | HRCU-A-CB |  | 20 | 34200 | 2.06 | 80
BRYANT | 284ANV036*0**A* | CSPH*6012AL*+UI | 986TC42060C17*** | 10.5 | 35400 | 5000 | 205274176 | ccASHP | HRCU-A-CB |  | 20 | 34200 | 2.08 | 80
BRYANT | 284ANV036*0**A* | CSPH*6012AL*+UI | 987MB42060C17*** | 10.5 | 35400 | 5000 | 205274179 | ccASHP | HRCU-A-CB |  | 19.5 | 34200 | 2.08 | 80
CARRIER | 25VNA036A*030* | CAP**4221AL*+UI | 59MN7B080C17**14 | 10.5 | 35400 | 5000 | 204430147 | ccASHP | HRCU-A-CB |  | 18.5 | 32800 | 1.89 | 70
CARRIER | 25VNA036A*030* | FE4ANF002L+UI |  | 10.5 | 35400 | 5000 | 9892658 | ccASHP | HRCU-A-CB |  | 18.5 | 33000 | 2.74 | 94
CARRIER | 25VNA436A*030* | CNPV*6024AL*+UI | 59MN7B060C21**20 | 10.5 | 35400 | 5000 | 205272684 | ccASHP | HRCU-A-CB |  | 21 | 34200 | 2.07 | 80
CARRIER | 25VNA436A*030* | CSPH*3612AL*+UI | 58TN*A135C24**22 | 10.5 | 35400 | 5000 | 205272689 | ccASHP | HRCU-A-CB |  | 20 | 33800 | 2.07 | 79
CARRIER | 25VNA436A*030* | CNPV*4821AL*+UI | 58TN*A090C21**20 | 10.5 | 35400 | 5000 | 205272651 | ccASHP | HRCU-A-CB |  | 21.5 | 34000 | 2.11 | 79
CARRIER | 25VNA436A*030* | CNPV*4821AL*+UI | 59MN7B100C21**22 | 10.5 | 35400 | 5000 | 205272657 | ccASHP | HRCU-A-CB |  | 21 | 33800 | 2.11 | 79
CARRIER | 25VNA436A*030* | CNPV*4821AL*+UI | 59TN6B100C21**22 | 10.5 | 35400 | 5000 | 205272659 | ccASHP | HRCU-A-CB |  | 21 | 33800 | 2.11 | 79
CARRIER | 25VNA436A*030* | CNPV*4821AL*+UI | 58TN*A090C17**16 | 10.5 | 35400 | 5000 | 205272660 | ccASHP | HRCU-A-CB |  | 21.5 | 33800 | 2.09 | 79
CARRIER | 25VNA436A*030* | CNPV*4821AL*+UI | 58TN*A110C21**20 | 10.5 | 35400 | 5000 | 205272661 | ccASHP | HRCU-A-CB |  | 21.5 | 34000 | 2.11 | 79
CARRIER | 25VNA436A*030* | CNPV*4824AL*+UI | 58TN*A090C21**20 | 10.5 | 35400 | 5000 | 205272664 | ccASHP | HRCU-A-CB |  | 21.5 | 34000 | 2.11 | 79
CARRIER | 25VNA436A*030* | CNPV*4824AL*+UI | 59TN6B120C24**22 | 10.5 | 35400 | 5000 | 205272666 | ccASHP | HRCU-A-CB |  | 21.5 | 33800 | 2.11 | 79
CARRIER | 25VNA436A*030* | CNPV*4824AL*+UI | 59MN7B100C21**22 | 10.5 | 35400 | 5000 | 205272668 | ccASHP | HRCU-A-CB |  | 21 | 33800 | 2.11 | 79
CARRIER | 25VNA436A*030* | CNPV*4824AL*+UI | 59MN7B120C24**22 | 10.5 | 35400 | 5000 | 205272669 | ccASHP | HRCU-A-CB |  | 21 | 33800 | 2.09 | 79
CARRIER | 25VNA436A*030* | CNPV*4824AL*+UI | 59TN6B100C21**22 | 10.5 | 35400 | 5000 | 205272671 | ccASHP | HRCU-A-CB |  | 21 | 33800 | 2.11 | 79
CARRIER | 25VNA436A*030* | CNPV*4824AL*+UI | 58TN*A110C21**20 | 10.5 | 35400 | 5000 | 205272672 | ccASHP | HRCU-A-CB |  | 21.5 | 34000 | 2.11 | 79
CARRIER | 25VNA436A*031* | CSPH*4812AL*+UI | 59MN7B080C21**20 | 10.5 | 35400 | 5000 | 206788780 | ccASHP | HRCU-A-CB |  | 20.5 | 34200 | 2.11 | 80
CARRIER | 25VNA436A*031* | CSPH*4812AL*+UI | 59MN7B100C21**22 | 10.5 | 35400 | 5000 | 206788781 | ccASHP | HRCU-A-CB |  | 20.5 | 34200 | 2.12 | 79
CARRIER | 25VNA436A*031* | CSPH*4812AL*+UI | 59MN7B120C24**22 | 10.5 | 35400 | 5000 | 206788782 | ccASHP | HRCU-A-CB |  | 20 | 34200 | 2.11 | 80
CARRIER | 25VNA436A*031* | CSPH*4812AL*+UI | 59TN6B080C21**20 | 10.5 | 35400 | 5000 | 206788783 | ccASHP | HRCU-A-CB |  | 20.5 | 34200 | 2.11 | 80
CARRIER | 25VNA436A*031* | CSPH*4812AL*+UI | 59TN6B100C21**22 | 10.5 | 35400 | 5000 | 206788784 | ccASHP | HRCU-A-CB |  | 20.5 | 34200 | 2.12 | 79
CARRIER | 25VNA436A*030* | CSPH*4212AL*+UI | 59MN7B100C21**22 | 10.5 | 35400 | 5000 | 205272715 | ccASHP | HRCU-A-CB |  | 20 | 34000 | 2.11 | 79
CARRIER | 25VNA436A*030* | CSPH*4212AL*+UI | 59TN6B100C21**22 | 10.5 | 35400 | 5000 | 205272718 | ccASHP | HRCU-A-CB |  | 20 | 34000 | 2.11 | 79
CARRIER | 25VNA436A*030* | CSPH*4212AL*+UI | 58TN*A110C21**20 | 10.5 | 35400 | 5000 | 205272721 | ccASHP | HRCU-A-CB |  | 20.5 | 34000 | 2.11 | 79
CARRIER | 25VNA436A*030* | CAP**6121AL*+UI | 59TN6B080C17**14 | 10.5 | 35400 | 5000 | 205272604 | ccASHP | HRCU-A-CB |  | 21 | 34600 | 2.08 | 80
CARRIER | 25VNA436A*030* | CAP**6121AL*+UI | 59MN7B080C17**14 | 10.5 | 35400 | 5000 | 205272606 | ccASHP | HRCU-A-CB |  | 21 | 34600 | 2.08 | 80
CARRIER | 25VNA436A*030* | CSPH*4212AL*+UI | 58TN*A090C21**20 | 10.5 | 35400 | 5000 | 205272707 | ccASHP | HRCU-A-CB |  | 20.5 | 34000 | 2.11 | 79
CARRIER | 25VNA436A*030* | CSPH*4212AL*+UI | 59TN6B120C24**22 | 10.5 | 35400 | 5000 | 205272711 | ccASHP | HRCU-A-CB |  | 20.5 | 34000 | 2.11 | 79
CARRIER | 25VNA436A*031* | CAP**6121AL*+UI | 59TN6B080C17**14 | 10.5 | 35400 | 5000 | 206788667 | ccASHP | HRCU-A-CB |  | 21 | 34600 | 2.08 | 80
CARRIER | 25VNA436A*031* | CAP**6121AL*+UI | 59MN7B080C17**14 | 10.5 | 35400 | 5000 | 206788668 | ccASHP | HRCU-A-CB |  | 21 | 34600 | 2.08 | 80
CARRIER | 25VNA436A*031* | CNPV*4821AL*+UI | 58TN*A090C21**20 | 10.5 | 35400 | 5000 | 206788707 | ccASHP | HRCU-A-CB |  | 21.5 | 34000 | 2.11 | 79
CARRIER | 25VNA436A*031* | CNPV*4821AL*+UI | 59MN7B100C21**22 | 10.5 | 35400 | 5000 | 206788712 | ccASHP | HRCU-A-CB |  | 21 | 33800 | 2.11 | 79
CARRIER | 25VNA436A*031* | CSPH*4212AL*+UI | 59TN6B120C24**22 | 10.5 | 35400 | 5000 | 206788762 | ccASHP | HRCU-A-CB |  | 20.5 | 34000 | 2.11 | 79
CARRIER | 25VNA436A*031* | CSPH*4212AL*+UI | 59MN7B100C21**22 | 10.5 | 35400 | 5000 | 206788765 | ccASHP | HRCU-A-CB |  | 20 | 34000 | 2.11 | 79
CARRIER | 25VNA436A*031* | CSPH*4212AL*+UI | 59TN6B100C21**22 | 10.5 | 35400 | 5000 | 206788768 | ccASHP | HRCU-A-CB |  | 20 | 34000 | 2.11 | 79
CARRIER | 25VNA436A*031* | CSPH*4212AL*+UI | 58TN*A110C21**20 | 10.5 | 35400 | 5000 | 206788770 | ccASHP | HRCU-A-CB |  | 20.5 | 34000 | 2.11 | 79
CARRIER | 25VNA436A*031* | CSPH*4812AL*+UI | 58TN*A090C17**16 | 10.5 | 35400 | 5000 | 206788785 | ccASHP | HRCU-A-CB |  | 21 | 34200 | 2.12 | 79
CARRIER | 25VNA436A*031* | CSPH*4812AL*+UI | 58TN*A110C21**20 | 10.5 | 35400 | 5000 | 206788786 | ccASHP | HRCU-A-CB |  | 21 | 34200 | 2.12 | 79
CARRIER | 25VNA436A*031* | CSPH*6012AL*+UI | 59TN6B060C17**14 | 10.5 | 35400 | 5000 | 206788792 | ccASHP | HRCU-A-CB |  | 20 | 34200 | 2.08 | 80
CARRIER | 25VNA436A*031* | CSPH*6012AL*+UI | 58TN*A045C17**12 | 10.5 | 35400 | 5000 | 206788882 | ccASHP | HRCU-A-CB |  | 20 | 34200 | 2.06 | 80
CARRIER | 25VNA436A*031* | CSPH*6012AL*+UI | 59MN7B060C17**14 | 10.5 | 35400 | 5000 | 206788892 | ccASHP | HRCU-A-CB |  | 19.5 | 34200 | 2.08 | 80
CARRIER | 25VNA436A*030* | CSPH*4812AL*+UI | 59MN7B080C21**20 | 10.5 | 35400 | 5000 | 205272733 | ccASHP | HRCU-A-CB |  | 20.5 | 34200 | 2.11 | 80
CARRIER | 25VNA436A*030* | CSPH*4812AL*+UI | 59MN7B100C21**22 | 10.5 | 35400 | 5000 | 205272734 | ccASHP | HRCU-A-CB |  | 20.5 | 34200 | 2.12 | 79
CARRIER | 25VNA436A*030* | CSPH*4812AL*+UI | 59MN7B120C24**22 | 10.5 | 35400 | 5000 | 205272735 | ccASHP | HRCU-A-CB |  | 20 | 34200 | 2.11 | 80
CARRIER | 25VNA436A*030* | CSPH*4812AL*+UI | 59TN6B080C21**20 | 10.5 | 35400 | 5000 | 205272736 | ccASHP | HRCU-A-CB |  | 20.5 | 34200 | 2.11 | 80
CARRIER | 25VNA436A*030* | CSPH*4812AL*+UI | 59TN6B100C21**22 | 10.5 | 35400 | 5000 | 205272737 | ccASHP | HRCU-A-CB |  | 20.5 | 34200 | 2.12 | 79
CARRIER | 25VNA436A*030* | CSPH*4812AL*+UI | 58TN*A090C17**16 | 10.5 | 35400 | 5000 | 205272739 | ccASHP | HRCU-A-CB |  | 21 | 34200 | 2.12 | 79
CARRIER | 25VNA436A*030* | CSPH*4812AL*+UI | 58TN*A110C21**20 | 10.5 | 35400 | 5000 | 205272740 | ccASHP | HRCU-A-CB |  | 21 | 34200 | 2.12 | 79
CARRIER | 25VNA436A*030* | CSPH*6012AL*+UI | 58TN*A045C17**12 | 10.5 | 35400 | 5000 | 205272742 | ccASHP | HRCU-A-CB |  | 20 | 34200 | 2.06 | 80
CARRIER | 25VNA436A*030* | CSPH*6012AL*+UI | 59TN6B060C17**14 | 10.5 | 35400 | 5000 | 205272747 | ccASHP | HRCU-A-CB |  | 20 | 34200 | 2.08 | 80
CARRIER | 25VNA436A*030* | CSPH*6012AL*+UI | 59MN7B060C17**14 | 10.5 | 35400 | 5000 | 205272750 | ccASHP | HRCU-A-CB |  | 19.5 | 34200 | 2.08 | 80
CARRIER | 25VNA436A*031* | CSPH*4212AL*+UI | 58TN*A090C21**20 | 10.5 | 35400 | 5000 | 206788758 | ccASHP | HRCU-A-CB |  | 20.5 | 34000 | 2.11 | 79
CARRIER | 25VNA436A*031* | CNPV*4821AL*+UI | 59TN6B100C21**22 | 10.5 | 35400 | 5000 | 206788714 | ccASHP | HRCU-A-CB |  | 21 | 33800 | 2.11 | 79
CARRIER | 25VNA436A*031* | CNPV*4821AL*+UI | 58TN*A090C17**16 | 10.5 | 35400 | 5000 | 206788715 | ccASHP | HRCU-A-CB |  | 21.5 | 33800 | 2.09 | 79
CARRIER | 25VNA436A*031* | CNPV*4821AL*+UI | 58TN*A110C21**20 | 10.5 | 35400 | 5000 | 206788716 | ccASHP | HRCU-A-CB |  | 21.5 | 34000 | 2.11 | 79
CARRIER | 25VNA436A*031* | CNPV*4824AL*+UI | 58TN*A090C21**20 | 10.5 | 35400 | 5000 | 206788719 | ccASHP | HRCU-A-CB |  | 21.5 | 34000 | 2.11 | 79
CARRIER | 25VNA436A*031* | CNPV*4824AL*+UI | 59TN6B120C24**22 | 10.5 | 35400 | 5000 | 206788721 | ccASHP | HRCU-A-CB |  | 21.5 | 33800 | 2.11 | 79
CARRIER | 25VNA436A*031* | CNPV*4824AL*+UI | 59MN7B100C21**22 | 10.5 | 35400 | 5000 | 206788723 | ccASHP | HRCU-A-CB |  | 21 | 33800 | 2.11 | 79
CARRIER | 25VNA436A*031* | CNPV*4824AL*+UI | 59MN7B120C24**22 | 10.5 | 35400 | 5000 | 206788724 | ccASHP | HRCU-A-CB |  | 21 | 33800 | 2.09 | 79
CARRIER | 25VNA436A*031* | CNPV*4824AL*+UI | 59TN6B100C21**22 | 10.5 | 35400 | 5000 | 206788726 | ccASHP | HRCU-A-CB |  | 21 | 33800 | 2.11 | 79
CARRIER | 25VNA436A*031* | CNPV*4824AL*+UI | 58TN*A110C21**20 | 10.5 | 35400 | 5000 | 206788727 | ccASHP | HRCU-A-CB |  | 21.5 | 34000 | 2.11 | 79
CARRIER | 25VNA436A*031* | CNPV*6024AL*+UI | 59MN7B060C21**20 | 10.5 | 35400 | 5000 | 206788739 | ccASHP | HRCU-A-CB |  | 21 | 34200 | 2.07 | 80
CARRIER | 25VNA436A*031* | CSPH*3612AL*+UI | 58TN*A135C24**22 | 10.5 | 35400 | 5000 | 206788743 | ccASHP | HRCU-A-CB |  | 20 | 33800 | 2.07 | 79
BRYANT HEATING AND COOLING SYSTEMS | 284ANV036*0**B* | CSPH*4812AL*+UI | 88*TA60110C21*** | 10.5 | 35400 | 4000 | 206790474 | ASHP | HRCU-A-CB | EVOLUTION Extreme 24 HP | 21 | 34200
BRYANT HEATING AND COOLING SYSTEMS | 284ANV036*0**B* | CNPV*4824AL*+UI | 986TC66100C21*** | 10.5 | 35400 | 4000 | 206790414 | ASHP | HRCU-A-CB | EVOLUTION Extreme 24 HP | 21 | 33800
BRYANT HEATING AND COOLING SYSTEMS | 284ANV036*0**B* | CSPH*4212AL*+UI | 986TC66120C24*** | 10.5 | 35400 | 4000 | 206790450 | ASHP | HRCU-A-CB | EVOLUTION Extreme 24 HP | 20.5 | 34000
BRYANT HEATING AND COOLING SYSTEMS | 284ANV036*0**B* | CSPH*4212AL*+UI | 987MB66100C21*** | 10.5 | 35400 | 4000 | 206790453 | ASHP | HRCU-A-CB | EVOLUTION Extreme 24 HP | 20 | 34000
BRYANT HEATING AND COOLING SYSTEMS | 284ANV036*0**B* | CSPH*4212AL*+UI | 986TC66100C21*** | 10.5 | 35400 | 4000 | 206790456 | ASHP | HRCU-A-CB | EVOLUTION Extreme 24 HP | 20 | 34000
BRYANT HEATING AND COOLING SYSTEMS | 284ANV036*0**B* | CSPH*4812AL*+UI | 987MB60080C21*** | 10.5 | 35400 | 4000 | 206790468 | ASHP | HRCU-A-CB | EVOLUTION Extreme 24 HP | 20.5 | 34200
BRYANT HEATING AND COOLING SYSTEMS | 284ANV036*0**B* | CSPH*4812AL*+UI | 987MB66100C21*** | 10.5 | 35400 | 4000 | 206790469 | ASHP | HRCU-A-CB | EVOLUTION Extreme 24 HP | 20.5 | 34200
BRYANT HEATING AND COOLING SYSTEMS | 284ANV036*0**B* | CSPH*4812AL*+UI | 987MB66120C24*** | 10.5 | 35400 | 4000 | 206790470 | ASHP | HRCU-A-CB | EVOLUTION Extreme 24 HP | 20 | 34200
BRYANT HEATING AND COOLING SYSTEMS | 284ANV036*0**B* | CSPH*4812AL*+UI | 986TC60080C21*** | 10.5 | 35400 | 4000 | 206790471 | ASHP | HRCU-A-CB | EVOLUTION Extreme 24 HP | 20.5 | 34200
BRYANT HEATING AND COOLING SYSTEMS | 284ANV036*0**B* | CSPH*4812AL*+UI | 986TC66100C21*** | 10.5 | 35400 | 4000 | 206790472 | ASHP | HRCU-A-CB | EVOLUTION Extreme 24 HP | 20.5 | 34200
BRYANT HEATING AND COOLING SYSTEMS | 284ANV036*0**B* | CAP**6121AL*+UI | 986TC42080C17*** | 10.5 | 35400 | 4000 | 206790355 | ASHP | HRCU-A-CB | EVOLUTION Extreme 24 HP | 21 | 34600
BRYANT HEATING AND COOLING SYSTEMS | 284ANV036*0**B* | CNPV*4821AL*+UI | 987MB66100C21*** | 10.5 | 35400 | 4000 | 206790400 | ASHP | HRCU-A-CB | EVOLUTION Extreme 24 HP | 21 | 33800
BRYANT HEATING AND COOLING SYSTEMS | 284ANV036*0**B* | CNPV*4821AL*+UI | 986TC66100C21*** | 10.5 | 35400 | 4000 | 206790402 | ASHP | HRCU-A-CB | EVOLUTION Extreme 24 HP | 21 | 33800
BRYANT HEATING AND COOLING SYSTEMS | 284ANV036*0**B* | CNPV*4824AL*+UI | 986TC66120C24*** | 10.5 | 35400 | 4000 | 206790409 | ASHP | HRCU-A-CB | EVOLUTION Extreme 24 HP | 21.5 | 33800
BRYANT HEATING AND COOLING SYSTEMS | 284ANV036*0**B* | CNPV*4824AL*+UI | 987MB66100C21*** | 10.5 | 35400 | 4000 | 206790411 | ASHP | HRCU-A-CB | EVOLUTION Extreme 24 HP | 21 | 33800
BRYANT HEATING AND COOLING SYSTEMS | 284ANV036*0**B* | CNPV*4824AL*+UI | 987MB66120C24*** | 10.5 | 35400 | 4000 | 206790412 | ASHP | HRCU-A-CB | EVOLUTION Extreme 24 HP | 21 | 33800
BRYANT HEATING AND COOLING SYSTEMS | 284ANV036*0**B* | CAP**6121AL*+UI | 987MB42080C17*** | 10.5 | 35400 | 4000 | 206790356 | ASHP | HRCU-A-CB | EVOLUTION Extreme 24 HP | 21 | 34600
BRYANT HEATING AND COOLING SYSTEMS | 284ANV036*0**B* | CNPV*4821AL*+UI | 88*TA60090C21*** | 10.5 | 35400 | 4000 | 206790395 | ASHP | HRCU-A-CB | EVOLUTION Extreme 24 HP | 21.5 | 34000
BRYANT HEATING AND COOLING SYSTEMS | 284ANV036*0**B* | CNPV*4821AL*+UI | 88*TA48090C17*** | 10.5 | 35400 | 4000 | 206790403 | ASHP | HRCU-A-CB | EVOLUTION Extreme 24 HP | 21.5 | 33800
BRYANT HEATING AND COOLING SYSTEMS | 284ANV036*0**B* | CNPV*4821AL*+UI | 88*TA60110C21*** | 10.5 | 35400 | 4000 | 206790404 | ASHP | HRCU-A-CB | EVOLUTION Extreme 24 HP | 21.5 | 34000
BRYANT HEATING AND COOLING SYSTEMS | 284ANV036*0**B* | CNPV*4824AL*+UI | 88*TA60090C21*** | 10.5 | 35400 | 4000 | 206790407 | ASHP | HRCU-A-CB | EVOLUTION Extreme 24 HP | 21.5 | 34000
BRYANT HEATING AND COOLING SYSTEMS | 284ANV036*0**B* | CNPV*4824AL*+UI | 88*TA60110C21*** | 10.5 | 35400 | 4000 | 206790415 | ASHP | HRCU-A-CB | EVOLUTION Extreme 24 HP | 21.5 | 34000
BRYANT HEATING AND COOLING SYSTEMS | 284ANV036*0**B* | CSPH*4212AL*+UI | 88*TA60090C21*** | 10.5 | 35400 | 4000 | 206790446 | ASHP | HRCU-A-CB | EVOLUTION Extreme 24 HP | 20.5 | 34000
BRYANT HEATING AND COOLING SYSTEMS | 284ANV036*0**B* | CSPH*4212AL*+UI | 88*TA60110C21*** | 10.5 | 35400 | 4000 | 206790458 | ASHP | HRCU-A-CB | EVOLUTION Extreme 24 HP | 20.5 | 34000
BRYANT HEATING AND COOLING SYSTEMS | 284ANV036*0**B* | CSPH*4812AL*+UI | 88*TA48090C17*** | 10.5 | 35400 | 4000 | 206790473 | ASHP | HRCU-A-CB | EVOLUTION Extreme 24 HP | 21 | 34200
BRYANT HEATING AND COOLING SYSTEMS | 284ANV036*0**B* | CNPV*6024AL*+UI | 987MB60060C21*** | 10.5 | 35400 | 4000 | 206790427 | ASHP | HRCU-A-CB | EVOLUTION Extreme 24 HP | 21 | 34200
BRYANT | 284ANV036*0**A* | CNPV*4824AL*+UI | 88*TA60070C21*** | 10.5 | 35600 | 5000 | 205274092 | ccASHP | HRCU-A-CB |  | 21 | 33800 | 2.09 | 79
BRYANT | 284ANV036*0**A* | CNPV*4824AL*+UI | 987MB60080C21*** | 10.5 | 35600 | 5000 | 205274096 | ccASHP | HRCU-A-CB |  | 21 | 33800 | 2.09 | 79
BRYANT | 284ANV036*0**A* | CNPV*4824AL*+UI | 986TC60080C21*** | 10.5 | 35600 | 5000 | 205274099 | ccASHP | HRCU-A-CB |  | 21 | 33800 | 2.09 | 79
BRYANT | 284ANV036*0**A* | CSPH*3612AL*+UI | 88*TA60090C21*** | 10.5 | 35600 | 5000 | 205274117 | ccASHP | HRCU-A-CB |  | 20 | 33800 | 2.06 | 79
BRYANT | 284ANV036*0**A* | CSPH*3612AL*+UI | 986TC66120C24*** | 10.5 | 35600 | 5000 | 205274121 | ccASHP | HRCU-A-CB |  | 20 | 33800 | 2.06 | 79
BRYANT | 284ANV036*0**A* | CSPH*3612AL*+UI | 987MB66100C21*** | 10.5 | 35600 | 5000 | 205274125 | ccASHP | HRCU-A-CB |  | 20 | 33800 | 2.06 | 79
BRYANT | 284ANV036*0**A* | CSPH*3612AL*+UI | 986TC66100C21*** | 10.5 | 35600 | 5000 | 205274128 | ccASHP | HRCU-A-CB |  | 20 | 33800 | 2.06 | 79
BRYANT | 284ANV036*0**A* | CSPH*3612AL*+UI | 88*TA60110C21*** | 10.5 | 35600 | 5000 | 205274131 | ccASHP | HRCU-A-CB |  | 20.5 | 33800 | 2.06 | 79
BRYANT | 284ANV036*0**A* | CSPH*4212AL*+UI | 88*TA60070C21*** | 10.5 | 35600 | 5000 | 205274135 | ccASHP | HRCU-A-CB |  | 20 | 33800 | 2.07 | 79
BRYANT | 284ANV036*0**A* | CSPH*4212AL*+UI | 987MB60080C21*** | 10.5 | 35600 | 5000 | 205274143 | ccASHP | HRCU-A-CB |  | 20 | 34000 | 2.09 | 79
BRYANT | 284ANV036*0**A* | CSPH*4212AL*+UI | 987MB66120C24*** | 10.5 | 35600 | 5000 | 205274145 | ccASHP | HRCU-A-CB |  | 20 | 34000 | 2.09 | 79
BRYANT | 284ANV036*0**A* | CSPH*4212AL*+UI | 986TC60080C21*** | 10.5 | 35600 | 5000 | 205274146 | ccASHP | HRCU-A-CB |  | 20 | 34000 | 2.09 | 79
BRYANT | 284ANV036*0**A* | CAP**4224AL*+UI | 88*TA66135C24*** | 10.5 | 35600 | 5000 | 205273969 | ccASHP | HRCU-A-CB |  | 21 | 33200 | 2 | 79
CARRIER | 25VNA436A*031* | CSPH*4212AL*+UI | 59MN7B080C21**20 | 10.5 | 35600 | 5000 | 206788764 | ccASHP | HRCU-A-CB |  | 20 | 34000 | 2.09 | 79
CARRIER | 25VNA436A*031* | CSPH*4212AL*+UI | 59MN7B120C24**22 | 10.5 | 35600 | 5000 | 206788766 | ccASHP | HRCU-A-CB |  | 20 | 34000 | 2.09 | 79
CARRIER | 25VNA436A*031* | CSPH*4212AL*+UI | 59TN6B080C21**20 | 10.5 | 35600 | 5000 | 206788767 | ccASHP | HRCU-A-CB |  | 20 | 34000 | 2.09 | 79
CARRIER | 25VNA436A*031* | CSPH*4212AL*+UI | 58TN*A090C17**16 | 10.5 | 35600 | 5000 | 206788769 | ccASHP | HRCU-A-CB |  | 20.5 | 34000 | 2.09 | 79
CARRIER | 25VNA436A*031* | CSPH*4812AL*+UI | 58TN*A070C21**20 | 10.5 | 35600 | 5000 | 206788773 | ccASHP | HRCU-A-CB |  | 20.5 | 34000 | 2.11 | 79
CARRIER | 25VNA436A*030* | CSPH*4812AL*+UI | 58TN*A070C21**20 | 10.5 | 35600 | 5000 | 205272725 | ccASHP | HRCU-A-CB |  | 20.5 | 34000 | 2.11 | 79
CARRIER | 25VNA436A*031* | CSPH*3612AL*+UI | 59TN6B120C24**22 | 10.5 | 35600 | 5000 | 206788746 | ccASHP | HRCU-A-CB |  | 20 | 33800 | 2.06 | 79
CARRIER | 25VNA436A*031* | CSPH*3612AL*+UI | 59MN7B100C21**22 | 10.5 | 35600 | 5000 | 206788749 | ccASHP | HRCU-A-CB |  | 20 | 33800 | 2.06 | 79
CARRIER | 25VNA436A*031* | CSPH*3612AL*+UI | 59TN6B100C21**22 | 10.5 | 35600 | 5000 | 206788752 | ccASHP | HRCU-A-CB |  | 20 | 33800 | 2.06 | 79
CARRIER | 25VNA436A*031* | CSPH*3612AL*+UI | 58TN*A110C21**20 | 10.5 | 35600 | 5000 | 206788754 | ccASHP | HRCU-A-CB |  | 20.5 | 33800 | 2.06 | 79
CARRIER | 25VNA436A*031* | CSPH*4212AL*+UI | 58TN*A070C21**20 | 10.5 | 35600 | 5000 | 206788757 | ccASHP | HRCU-A-CB |  | 20 | 33800 | 2.07 | 79
CARRIER | 25VNA436A*031* | CNPV*4824AL*+UI | 58TN*A070C21**20 | 10.5 | 35600 | 5000 | 206788718 | ccASHP | HRCU-A-CB |  | 21 | 33800 | 2.09 | 79
CARRIER | 25VNA436A*031* | CNPV*4824AL*+UI | 59MN7B080C21**20 | 10.5 | 35600 | 5000 | 206788722 | ccASHP | HRCU-A-CB |  | 21 | 33800 | 2.09 | 79
CARRIER | 25VNA436A*031* | CNPV*4824AL*+UI | 59TN6B080C21**20 | 10.5 | 35600 | 5000 | 206788725 | ccASHP | HRCU-A-CB |  | 21 | 33800 | 2.09 | 79
CARRIER | 25VNA436A*031* | CSPH*3612AL*+UI | 58TN*A090C21**20 | 10.5 | 35600 | 5000 | 206788742 | ccASHP | HRCU-A-CB |  | 20 | 33800 | 2.06 | 79
CARRIER | 25VNA436A*030* | CAP**4224AL*+UI | 58TN*A135C24**22 | 10.5 | 35600 | 5000 | 205272540 | ccASHP | HRCU-A-CB |  | 21 | 33200 | 2 | 79
CARRIER | 25VNA436A*030* | CAP**4821AL*+UI | 59TN6B080C17**14 | 10.5 | 35600 | 5000 | 205272567 | ccASHP | HRCU-A-CB |  | 20.5 | 33600 | 2.06 | 80
CARRIER | 25VNA436A*030* | CAP**4821AL*+UI | 59MN7B080C17**14 | 10.5 | 35600 | 5000 | 205272569 | ccASHP | HRCU-A-CB |  | 20.5 | 33600 | 2.06 | 80
CARRIER | 25VNA436A*030* | CAP**6121AL*+UI | 59TN6B060C17**14 | 10.5 | 35600 | 5000 | 205272603 | ccASHP | HRCU-A-CB |  | 21 | 34600 | 2.06 | 80
CARRIER | 25VNA436A*031* | CAP**4821AL*+UI | 59TN6B080C17**14 | 10.5 | 35600 | 5000 | 206788632 | ccASHP | HRCU-A-CB |  | 20.5 | 33600 | 2.06 | 80
CARRIER | 25VNA436A*031* | CAP**4821AL*+UI | 59MN7B080C17**14 | 10.5 | 35600 | 5000 | 206788633 | ccASHP | HRCU-A-CB |  | 20.5 | 33600 | 2.06 | 80
CARRIER | 25VNA436A*030* | CSPH*3612AL*+UI | 59TN6B100C21**22 | 10.5 | 35600 | 5000 | 205272699 | ccASHP | HRCU-A-CB |  | 20 | 33800 | 2.06 | 79
CARRIER | 25VNA436A*030* | CSPH*3612AL*+UI | 58TN*A110C21**20 | 10.5 | 35600 | 5000 | 205272702 | ccASHP | HRCU-A-CB |  | 20.5 | 33800 | 2.06 | 79
CARRIER | 25VNA436A*030* | CSPH*4212AL*+UI | 58TN*A070C21**20 | 10.5 | 35600 | 5000 | 205272706 | ccASHP | HRCU-A-CB |  | 20 | 33800 | 2.07 | 79
CARRIER | 25VNA436A*030* | CSPH*4212AL*+UI | 59MN7B080C21**20 | 10.5 | 35600 | 5000 | 205272714 | ccASHP | HRCU-A-CB |  | 20 | 34000 | 2.09 | 79
CARRIER | 25VNA436A*031* | CAP**6121AL*+UI | 59TN6B060C17**14 | 10.5 | 35600 | 5000 | 206788666 | ccASHP | HRCU-A-CB |  | 21 | 34600 | 2.06 | 80
CARRIER | 25VNA436A*031* | CNPV*4821AL*+UI | 58TN*A070C21**20 | 10.5 | 35600 | 5000 | 206788706 | ccASHP | HRCU-A-CB |  | 21 | 33800 | 2.09 | 79
CARRIER | 25VNA436A*031* | CNPV*4821AL*+UI | 59MN7B080C21**20 | 10.5 | 35600 | 5000 | 206788711 | ccASHP | HRCU-A-CB |  | 21 | 33800 | 2.09 | 79
CARRIER | 25VNA436A*031* | CNPV*4821AL*+UI | 59TN6B080C21**20 | 10.5 | 35600 | 5000 | 206788713 | ccASHP | HRCU-A-CB |  | 21 | 33800 | 2.09 | 79
BRYANT | 284ANV036*0**A* | CSPH*4212AL*+UI | 88*TA48090C17*** | 10.5 | 35600 | 5000 | 205274149 | ccASHP | HRCU-A-CB |  | 20.5 | 34000 | 2.09 | 79
BRYANT | 284ANV036*0**A* | CSPH*4812AL*+UI | 88*TA60070C21*** | 10.5 | 35600 | 5000 | 205274154 | ccASHP | HRCU-A-CB |  | 20.5 | 34000 | 2.11 | 79
CARRIER | 25VNA436A*030* | CSPH*3612AL*+UI | 58TN*A090C21**20 | 10.5 | 35600 | 5000 | 205272688 | ccASHP | HRCU-A-CB |  | 20 | 33800 | 2.06 | 79
CARRIER | 25VNA436A*030* | CSPH*3612AL*+UI | 59TN6B120C24**22 | 10.5 | 35600 | 5000 | 205272692 | ccASHP | HRCU-A-CB |  | 20 | 33800 | 2.06 | 79
CARRIER | 25VNA436A*030* | CSPH*3612AL*+UI | 59MN7B100C21**22 | 10.5 | 35600 | 5000 | 205272696 | ccASHP | HRCU-A-CB |  | 20 | 33800 | 2.06 | 79
CARRIER | 25VNA436A*030* | CNPV*4821AL*+UI | 58TN*A070C21**20 | 10.5 | 35600 | 5000 | 205272650 | ccASHP | HRCU-A-CB |  | 21 | 33800 | 2.09 | 79
CARRIER | 25VNA436A*030* | CNPV*4821AL*+UI | 59MN7B080C21**20 | 10.5 | 35600 | 5000 | 205272656 | ccASHP | HRCU-A-CB |  | 21 | 33800 | 2.09 | 79
CARRIER | 25VNA436A*030* | CNPV*4821AL*+UI | 59TN6B080C21**20 | 10.5 | 35600 | 5000 | 205272658 | ccASHP | HRCU-A-CB |  | 21 | 33800 | 2.09 | 79
CARRIER | 25VNA436A*030* | CNPV*4824AL*+UI | 58TN*A070C21**20 | 10.5 | 35600 | 5000 | 205272663 | ccASHP | HRCU-A-CB |  | 21 | 33800 | 2.09 | 79
CARRIER | 25VNA436A*030* | CNPV*4824AL*+UI | 59MN7B080C21**20 | 10.5 | 35600 | 5000 | 205272667 | ccASHP | HRCU-A-CB |  | 21 | 33800 | 2.09 | 79
CARRIER | 25VNA436A*030* | CNPV*4824AL*+UI | 59TN6B080C21**20 | 10.5 | 35600 | 5000 | 205272670 | ccASHP | HRCU-A-CB |  | 21 | 33800 | 2.09 | 79
CARRIER | 25VNA436A*030* | CSPH*4212AL*+UI | 59MN7B120C24**22 | 10.5 | 35600 | 5000 | 205272716 | ccASHP | HRCU-A-CB |  | 20 | 34000 | 2.09 | 79
CARRIER | 25VNA436A*030* | CSPH*4212AL*+UI | 59TN6B080C21**20 | 10.5 | 35600 | 5000 | 205272717 | ccASHP | HRCU-A-CB |  | 20 | 34000 | 2.09 | 79
CARRIER | 25VNA436A*030* | CSPH*4212AL*+UI | 58TN*A090C17**16 | 10.5 | 35600 | 5000 | 205272720 | ccASHP | HRCU-A-CB |  | 20.5 | 34000 | 2.09 | 79
CARRIER | 25VNA436A*031* | CAP**4224AL*+UI | 58TN*A135C24**22 | 10.5 | 35600 | 5000 | 206788606 | ccASHP | HRCU-A-CB |  | 21 | 33200 | 2 | 79
BRYANT | 280ANV036000 | FE4AN(B,F)003L+UI |  | 10.5 | 35600 | 5000 | 9893608 | ccASHP | HRCU-A-CB | Evolution Series | 19 | 33400 | 2.07 | 70
BRYANT | 284ANV036*0**A* | CAP**4821AL*+UI | 986TC42080C17*** | 10.5 | 35600 | 5000 | 205273996 | ccASHP | HRCU-A-CB |  | 20.5 | 33600 | 2.06 | 80
BRYANT | 284ANV036*0**A* | CAP**4821AL*+UI | 987MB42080C17*** | 10.5 | 35600 | 5000 | 205273998 | ccASHP | HRCU-A-CB |  | 20.5 | 33600 | 2.06 | 80
BRYANT | 284ANV036*0**A* | CAP**6121AL*+UI | 986TC42060C17*** | 10.5 | 35600 | 5000 | 205274032 | ccASHP | HRCU-A-CB |  | 21 | 34600 | 2.06 | 80
BRYANT | 284ANV036*0**A* | CNPV*4821AL*+UI | 88*TA60070C21*** | 10.5 | 35600 | 5000 | 205274079 | ccASHP | HRCU-A-CB |  | 21 | 33800 | 2.09 | 79
BRYANT | 284ANV036*0**A* | CNPV*4821AL*+UI | 987MB60080C21*** | 10.5 | 35600 | 5000 | 205274085 | ccASHP | HRCU-A-CB |  | 21 | 33800 | 2.09 | 79
BRYANT | 284ANV036*0**A* | CNPV*4821AL*+UI | 986TC60080C21*** | 10.5 | 35600 | 5000 | 205274087 | ccASHP | HRCU-A-CB |  | 21 | 33800 | 2.09 | 79
BRYANT HEATING AND COOLING SYSTEMS | 284ANV036*0**B* | CSPH*4212AL*+UI | 987MB60080C21*** | 10.5 | 35600 | 4000 | 206790452 | ASHP | HRCU-A-CB | EVOLUTION Extreme 24 HP | 20 | 34000
BRYANT HEATING AND COOLING SYSTEMS | 284ANV036*0**B* | CSPH*4212AL*+UI | 987MB66120C24*** | 10.5 | 35600 | 4000 | 206790454 | ASHP | HRCU-A-CB | EVOLUTION Extreme 24 HP | 20 | 34000
BRYANT HEATING AND COOLING SYSTEMS | 284ANV036*0**B* | CSPH*4212AL*+UI | 986TC60080C21*** | 10.5 | 35600 | 4000 | 206790455 | ASHP | HRCU-A-CB | EVOLUTION Extreme 24 HP | 20 | 34000
BRYANT HEATING AND COOLING SYSTEMS | 284ANV036*0**B* | CAP**6121AL*+UI | 986TC42060C17*** | 10.5 | 35600 | 4000 | 206790354 | ASHP | HRCU-A-CB | EVOLUTION Extreme 24 HP | 21 | 34600
BRYANT HEATING AND COOLING SYSTEMS | 284ANV036*0**B* | CNPV*4821AL*+UI | 987MB60080C21*** | 10.5 | 35600 | 4000 | 206790399 | ASHP | HRCU-A-CB | EVOLUTION Extreme 24 HP | 21 | 33800
BRYANT HEATING AND COOLING SYSTEMS | 284ANV036*0**B* | CNPV*4821AL*+UI | 986TC60080C21*** | 10.5 | 35600 | 4000 | 206790401 | ASHP | HRCU-A-CB | EVOLUTION Extreme 24 HP | 21 | 33800
BRYANT HEATING AND COOLING SYSTEMS | 284ANV036*0**B* | CSPH*4812AL*+UI | 88*TA60070C21*** | 10.5 | 35600 | 4000 | 206790461 | ASHP | HRCU-A-CB | EVOLUTION Extreme 24 HP | 20.5 | 34000
BRYANT HEATING AND COOLING SYSTEMS | 284ANV036*0**B* | CNPV*4824AL*+UI | 986TC60080C21*** | 10.5 | 35600 | 4000 | 206790413 | ASHP | HRCU-A-CB | EVOLUTION Extreme 24 HP | 21 | 33800
BRYANT HEATING AND COOLING SYSTEMS | 284ANV036*0**B* | CNPV*4821AL*+UI | 88*TA60070C21*** | 10.5 | 35600 | 4000 | 206790394 | ASHP | HRCU-A-CB | EVOLUTION Extreme 24 HP | 21 | 33800
BRYANT HEATING AND COOLING SYSTEMS | 284ANV036*0**B* | CNPV*4824AL*+UI | 88*TA60070C21*** | 10.5 | 35600 | 4000 | 206790406 | ASHP | HRCU-A-CB | EVOLUTION Extreme 24 HP | 21 | 33800
BRYANT HEATING AND COOLING SYSTEMS | 284ANV036*0**B* | CSPH*4212AL*+UI | 88*TA60070C21*** | 10.5 | 35600 | 4000 | 206790445 | ASHP | HRCU-A-CB | EVOLUTION Extreme 24 HP | 20 | 33800
BRYANT HEATING AND COOLING SYSTEMS | 284ANV036*0**B* | CSPH*4212AL*+UI | 88*TA48090C17*** | 10.5 | 35600 | 4000 | 206790457 | ASHP | HRCU-A-CB | EVOLUTION Extreme 24 HP | 20.5 | 34000
BRYANT HEATING AND COOLING SYSTEMS | 284ANV036*0**B* | CNPV*4824AL*+UI | 987MB60080C21*** | 10.5 | 35600 | 4000 | 206790410 | ASHP | HRCU-A-CB | EVOLUTION Extreme 24 HP | 21 | 33800
CARRIER | 25VNA036A*030* | FE4AN(B,F)003L+UI |  | 10.5 | 35738 | 5000 | 9892659 | ccASHP | HRCU-A-CB |  | 19 | 33400 | 2.07 | 70
BRYANT | 284ANV036*0**A* | CNPV*4821AL*+UI | 88*TA48070C17*** | 10.5 | 35800 | 5000 | 205274078 | ccASHP | HRCU-A-CB |  | 21 | 33800 | 2.06 | 79
BRYANT | 284ANV036*0**A* | CNPV*4821AL*+UI | 986TC42080C17*** | 10.5 | 35800 | 5000 | 205274082 | ccASHP | HRCU-A-CB |  | 20.5 | 33600 | 2.04 | 80
BRYANT | 284ANV036*0**A* | CNPV*4821AL*+UI | 987MB42080C17*** | 10.5 | 35800 | 5000 | 205274084 | ccASHP | HRCU-A-CB |  | 20.5 | 33600 | 2.04 | 80
BRYANT | 284ANV036*0**A* | CSPH*3612AL*+UI | 88*TA60070C21*** | 10.5 | 35800 | 5000 | 205274116 | ccASHP | HRCU-A-CB |  | 20 | 33600 | 2.04 | 79
BRYANT | 284ANV036*0**A* | CSPH*3612AL*+UI | 987MB60080C21*** | 10.5 | 35800 | 5000 | 205274124 | ccASHP | HRCU-A-CB |  | 20 | 33600 | 2.04 | 79
BRYANT | 284ANV036*0**A* | CSPH*3612AL*+UI | 987MB66120C24*** | 10.5 | 35800 | 5000 | 205274126 | ccASHP | HRCU-A-CB |  | 20 | 33600 | 2.04 | 79
BRYANT | 284ANV036*0**A* | CSPH*3612AL*+UI | 986TC60080C21*** | 10.5 | 35800 | 5000 | 205274127 | ccASHP | HRCU-A-CB |  | 20 | 33600 | 2.04 | 79
BRYANT | 284ANV036*0**A* | CSPH*3612AL*+UI | 88*TA48090C17*** | 10.5 | 35800 | 5000 | 205274130 | ccASHP | HRCU-A-CB |  | 20.5 | 33800 | 2.06 | 79
BRYANT | 284ANV036*0**A* | CSPH*4212AL*+UI | 88*TA48070C17*** | 10.5 | 35800 | 5000 | 205274134 | ccASHP | HRCU-A-CB |  | 20 | 33800 | 2.06 | 80
BRYANT | 284ANV036*0**A* | CAP**4221AL*+UI | 88*TA60110C21*** | 10.5 | 35800 | 5000 | 205273965 | ccASHP | HRCU-A-CB |  | 21 | 33200 | 1.99 | 79
BRYANT | 284ANV036*0**A* | CAP**4224AL*+UI | 88*TA60090C21*** | 10.5 | 35800 | 5000 | 205273968 | ccASHP | HRCU-A-CB |  | 21 | 33200 | 1.99 | 79
BRYANT | 284ANV036*0**A* | CAP**4224AL*+UI | 986TC66120C24*** | 10.5 | 35800 | 5000 | 205273970 | ccASHP | HRCU-A-CB |  | 21 | 33200 | 1.99 | 79
BRYANT | 284ANV036*0**A* | CAP**4224AL*+UI | 987MB66100C21*** | 10.5 | 35800 | 5000 | 205273972 | ccASHP | HRCU-A-CB |  | 21 | 33200 | 1.99 | 79
BRYANT | 284ANV036*0**A* | CAP**4224AL*+UI | 987MB66120C24*** | 10.5 | 35800 | 5000 | 205273973 | ccASHP | HRCU-A-CB |  | 20.5 | 33000 | 1.97 | 79
BRYANT | 284ANV036*0**A* | CAP**4224AL*+UI | 986TC66100C21*** | 10.5 | 35800 | 5000 | 205273975 | ccASHP | HRCU-A-CB |  | 21 | 33200 | 1.99 | 79
BRYANT | 284ANV036*0**A* | CAP**4224AL*+UI | 88*TA60110C21*** | 10.5 | 35800 | 5000 | 205273976 | ccASHP | HRCU-A-CB |  | 21.5 | 33200 | 1.99 | 79
BRYANT | 284ANV036*0**A* | CAP**4321AL*+UI | 986TC42080C17*** | 10.5 | 35800 | 5000 | 205273982 | ccASHP | HRCU-A-CB |  | 20.5 | 34200 | 2.07 | 80
BRYANT | 284ANV036*0**A* | CAP**4221AL*+UI | 88*TA60090C21*** | 10.5 | 35800 | 5000 | 205273956 | ccASHP | HRCU-A-CB |  | 21 | 33200 | 1.99 | 79
CARRIER | 25VNA436A*031* | CSPH*4812AL*+UI | 58TN*A070C17**16 | 10.5 | 35800 | 5000 | 206788772 | ccASHP | HRCU-A-CB |  | 20.5 | 34000 | 2.08 | 79
CARRIER | 25VNA436A*031* | CSPH*4812AL*+UI | 59MN7B060C21**20 | 10.5 | 35800 | 5000 | 206788787 | ccASHP | HRCU-A-CB |  | 20 | 34000 | 2.07 | 80
CARRIER | 25VNA436A*031* | CAP**4821AL*+UI | 59MN7B060C17**14 | 10.5 | 35800 | 5000 | 206788884 | ccASHP | HRCU-A-CB |  | 20.5 | 33400 | 2.04 | 80
CARRIER | 25VNA436A*031* | CSPH*4812AL*+UI | 58TN*A070C14**12 | 10.5 | 35800 | 5000 | 206788897 | ccASHP | HRCU-A-CB |  | 20.5 | 34000 | 2.07 | 80
CARRIER | 25VNA436A*030* | CSPH*4812AL*+UI | 58TN*A070C14**12 | 10.5 | 35800 | 5000 | 205272738 | ccASHP | HRCU-A-CB |  | 20.5 | 34000 | 2.07 | 80
CARRIER | 25VNA436A*030* | CSPH*4812AL*+UI | 59MN7B060C21**20 | 10.5 | 35800 | 5000 | 205272741 | ccASHP | HRCU-A-CB |  | 20 | 34000 | 2.07 | 80
CARRIER | 25VNA436A*031* | CSPH*3612AL*+UI | 59MN7B080C21**20 | 10.5 | 35800 | 5000 | 206788748 | ccASHP | HRCU-A-CB |  | 20 | 33600 | 2.04 | 79
CARRIER | 25VNA436A*031* | CSPH*3612AL*+UI | 59MN7B120C24**22 | 10.5 | 35800 | 5000 | 206788750 | ccASHP | HRCU-A-CB |  | 20 | 33600 | 2.04 | 79
CARRIER | 25VNA436A*031* | CSPH*3612AL*+UI | 59TN6B080C21**20 | 10.5 | 35800 | 5000 | 206788751 | ccASHP | HRCU-A-CB |  | 20 | 33600 | 2.04 | 79
CARRIER | 25VNA436A*031* | CSPH*3612AL*+UI | 58TN*A090C17**16 | 10.5 | 35800 | 5000 | 206788753 | ccASHP | HRCU-A-CB |  | 20.5 | 33800 | 2.06 | 79
CARRIER | 25VNA436A*031* | CSPH*4212AL*+UI | 58TN*A070C17**16 | 10.5 | 35800 | 5000 | 206788756 | ccASHP | HRCU-A-CB |  | 20 | 33800 | 2.06 | 80
CARRIER | 25VNA436A*031* | CSPH*3612AL*+UI | 58TN*A070C21**20 | 10.5 | 35800 | 5000 | 206788741 | ccASHP | HRCU-A-CB |  | 20 | 33600 | 2.04 | 79
CARRIER | 25VNA436A*030* | CAP**4221AL*+UI | 58TN*A090C21**20 | 10.5 | 35800 | 5000 | 205272527 | ccASHP | HRCU-A-CB |  | 21 | 33200 | 1.99 | 79
CARRIER | 25VNA436A*030* | CAP**4221AL*+UI | 59MN7B100C21**22 | 10.5 | 35800 | 5000 | 205272532 | ccASHP | HRCU-A-CB |  | 21 | 33200 | 1.99 | 79
CARRIER | 25VNA436A*030* | CAP**4221AL*+UI | 59TN6B100C21**22 | 10.5 | 35800 | 5000 | 205272534 | ccASHP | HRCU-A-CB |  | 21 | 33200 | 1.99 | 79
CARRIER | 25VNA436A*030* | CAP**4221AL*+UI | 58TN*A110C21**20 | 10.5 | 35800 | 5000 | 205272536 | ccASHP | HRCU-A-CB |  | 21 | 33200 | 1.99 | 79
CARRIER | 25VNA436A*030* | CAP**4224AL*+UI | 58TN*A090C21**20 | 10.5 | 35800 | 5000 | 205272539 | ccASHP | HRCU-A-CB |  | 21 | 33200 | 1.99 | 79
CARRIER | 25VNA436A*030* | CAP**4224AL*+UI | 59TN6B120C24**22 | 10.5 | 35800 | 5000 | 205272541 | ccASHP | HRCU-A-CB |  | 21 | 33200 | 1.99 | 79
CARRIER | 25VNA436A*030* | CAP**4224AL*+UI | 59MN7B100C21**22 | 10.5 | 35800 | 5000 | 205272543 | ccASHP | HRCU-A-CB |  | 21 | 33200 | 1.99 | 79
CARRIER | 25VNA436A*030* | CAP**4224AL*+UI | 59MN7B120C24**22 | 10.5 | 35800 | 5000 | 205272544 | ccASHP | HRCU-A-CB |  | 20.5 | 33000 | 1.97 | 79
CARRIER | 25VNA436A*030* | CAP**4224AL*+UI | 59TN6B100C21**22 | 10.5 | 35800 | 5000 | 205272546 | ccASHP | HRCU-A-CB |  | 21 | 33200 | 1.99 | 79
CARRIER | 25VNA436A*030* | CAP**4224AL*+UI | 58TN*A110C21**20 | 10.5 | 35800 | 5000 | 205272547 | ccASHP | HRCU-A-CB |  | 21.5 | 33200 | 1.99 | 79
CARRIER | 25VNA436A*030* | CAP**4321AL*+UI | 59TN6B080C17**14 | 10.5 | 35800 | 5000 | 205272553 | ccASHP | HRCU-A-CB |  | 20.5 | 34200 | 2.07 | 80
CARRIER | 25VNA436A*030* | CAP**4821AL*+UI | 59TN6B060C17**14 | 10.5 | 35800 | 5000 | 205272566 | ccASHP | HRCU-A-CB |  | 20.5 | 33400 | 2.03 | 80
CARRIER | 25VNA436A*030* | CAP**4821AL*+UI | 59MN7B060C17**14 | 10.5 | 35800 | 5000 | 205272568 | ccASHP | HRCU-A-CB |  | 20.5 | 33400 | 2.04 | 80
CARRIER | 25VNA436A*030* | CNPV*4217AL*+UI | 58TN*A090C17**16 | 10.5 | 35800 | 5000 | 205272632 | ccASHP | HRCU-A-CB |  | 21 | 33600 | 2.04 | 79
CARRIER | 25VNA436A*031* | CAP**4224AL*+UI | 59TN6B120C24**22 | 10.5 | 35800 | 5000 | 206788607 | ccASHP | HRCU-A-CB |  | 21 | 33200 | 1.99 | 79
CARRIER | 25VNA436A*031* | CAP**4224AL*+UI | 59MN7B100C21**22 | 10.5 | 35800 | 5000 | 206788609 | ccASHP | HRCU-A-CB |  | 21 | 33200 | 1.99 | 79
CARRIER | 25VNA436A*031* | CAP**4224AL*+UI | 59MN7B120C24**22 | 10.5 | 35800 | 5000 | 206788610 | ccASHP | HRCU-A-CB |  | 20.5 | 33000 | 1.97 | 79
CARRIER | 25VNA436A*031* | CAP**4224AL*+UI | 59TN6B100C21**22 | 10.5 | 35800 | 5000 | 206788612 | ccASHP | HRCU-A-CB |  | 21 | 33200 | 1.99 | 79
CARRIER | 25VNA436A*031* | CAP**4224AL*+UI | 58TN*A110C21**20 | 10.5 | 35800 | 5000 | 206788613 | ccASHP | HRCU-A-CB |  | 21.5 | 33200 | 1.99 | 79
CARRIER | 25VNA436A*031* | CAP**4321AL*+UI | 59TN6B080C17**14 | 10.5 | 35800 | 5000 | 206788619 | ccASHP | HRCU-A-CB |  | 20.5 | 34200 | 2.07 | 80
CARRIER | 25VNA436A*030* | CSPH*3612AL*+UI | 59TN6B080C21**20 | 10.5 | 35800 | 5000 | 205272698 | ccASHP | HRCU-A-CB |  | 20 | 33600 | 2.04 | 79
CARRIER | 25VNA436A*030* | CSPH*3612AL*+UI | 58TN*A090C17**16 | 10.5 | 35800 | 5000 | 205272701 | ccASHP | HRCU-A-CB |  | 20.5 | 33800 | 2.06 | 79
CARRIER | 25VNA436A*030* | CSPH*4212AL*+UI | 58TN*A070C17**16 | 10.5 | 35800 | 5000 | 205272705 | ccASHP | HRCU-A-CB |  | 20 | 33800 | 2.06 | 80
CARRIER | 25VNA436A*031* | CNPV*4217AL*+UI | 58TN*A090C17**16 | 10.5 | 35800 | 5000 | 206788691 | ccASHP | HRCU-A-CB |  | 21 | 33600 | 2.04 | 79
CARRIER | 25VNA436A*031* | CNPV*4821AL*+UI | 58TN*A070C17**16 | 10.5 | 35800 | 5000 | 206788705 | ccASHP | HRCU-A-CB |  | 21 | 33800 | 2.06 | 79
CARRIER | 25VNA436A*031* | CNPV*4821AL*+UI | 59TN6B080C17**14 | 10.5 | 35800 | 5000 | 206788709 | ccASHP | HRCU-A-CB |  | 20.5 | 33600 | 2.04 | 80
CARRIER | 25VNA436A*031* | CNPV*4821AL*+UI | 59MN7B080C17**14 | 10.5 | 35800 | 5000 | 206788710 | ccASHP | HRCU-A-CB |  | 20.5 | 33600 | 2.04 | 80
BRYANT | 284ANV036*0**A* | CAP**4221AL*+UI | 987MB66100C21*** | 10.5 | 35800 | 5000 | 205273961 | ccASHP | HRCU-A-CB |  | 21 | 33200 | 1.99 | 79
BRYANT | 284ANV036*0**A* | CAP**4221AL*+UI | 986TC66100C21*** | 10.5 | 35800 | 5000 | 205273963 | ccASHP | HRCU-A-CB |  | 21 | 33200 | 1.99 | 79
BRYANT | 284ANV036*0**A* | CSPH*4812AL*+UI | 88*TA48070C17*** | 10.5 | 35800 | 5000 | 205274153 | ccASHP | HRCU-A-CB |  | 20.5 | 34000 | 2.08 | 79
BRYANT | 284ANV036*0**A* | CSPH*4812AL*+UI | 88*TA36070C14*** | 10.5 | 35800 | 5000 | 205274167 | ccASHP | HRCU-A-CB |  | 20.5 | 34000 | 2.07 | 80
BRYANT | 284ANV036*0**A* | CSPH*4812AL*+UI | 987MB60060C21*** | 10.5 | 35800 | 5000 | 205274170 | ccASHP | HRCU-A-CB |  | 20 | 34000 | 2.07 | 80
CARRIER | 25VNA436A*031* | CAP**4221AL*+UI | 58TN*A090C21**20 | 10.5 | 35800 | 5000 | 206788594 | ccASHP | HRCU-A-CB |  | 21 | 33200 | 1.99 | 79
CARRIER | 25VNA436A*031* | CAP**4221AL*+UI | 59MN7B100C21**22 | 10.5 | 35800 | 5000 | 206788598 | ccASHP | HRCU-A-CB |  | 21 | 33200 | 1.99 | 79
CARRIER | 25VNA436A*030* | CSPH*3612AL*+UI | 58TN*A070C21**20 | 10.5 | 35800 | 5000 | 205272687 | ccASHP | HRCU-A-CB |  | 20 | 33600 | 2.04 | 79
CARRIER | 25VNA436A*030* | CSPH*3612AL*+UI | 59MN7B080C21**20 | 10.5 | 35800 | 5000 | 205272695 | ccASHP | HRCU-A-CB |  | 20 | 33600 | 2.04 | 79
CARRIER | 25VNA436A*030* | CSPH*3612AL*+UI | 59MN7B120C24**22 | 10.5 | 35800 | 5000 | 205272697 | ccASHP | HRCU-A-CB |  | 20 | 33600 | 2.04 | 79
CARRIER | 25VNA436A*030* | CNPV*4821AL*+UI | 58TN*A070C17**16 | 10.5 | 35800 | 5000 | 205272649 | ccASHP | HRCU-A-CB |  | 21 | 33800 | 2.06 | 79
CARRIER | 25VNA436A*030* | CNPV*4821AL*+UI | 59TN6B080C17**14 | 10.5 | 35800 | 5000 | 205272653 | ccASHP | HRCU-A-CB |  | 20.5 | 33600 | 2.04 | 80
CARRIER | 25VNA436A*030* | CNPV*4821AL*+UI | 59MN7B080C17**14 | 10.5 | 35800 | 5000 | 205272655 | ccASHP | HRCU-A-CB |  | 20.5 | 33600 | 2.04 | 80
CARRIER | 25VNA436A*030* | CSPH*4812AL*+UI | 58TN*A070C17**16 | 10.5 | 35800 | 5000 | 205272724 | ccASHP | HRCU-A-CB |  | 20.5 | 34000 | 2.08 | 79
CARRIER | 25VNA436A*031* | CAP**4221AL*+UI | 59TN6B100C21**22 | 10.5 | 35800 | 5000 | 206788600 | ccASHP | HRCU-A-CB |  | 21 | 33200 | 1.99 | 79
CARRIER | 25VNA436A*031* | CAP**4221AL*+UI | 58TN*A110C21**20 | 10.5 | 35800 | 5000 | 206788602 | ccASHP | HRCU-A-CB |  | 21 | 33200 | 1.99 | 79
CARRIER | 25VNA436A*031* | CAP**4224AL*+UI | 58TN*A090C21**20 | 10.5 | 35800 | 5000 | 206788605 | ccASHP | HRCU-A-CB |  | 21 | 33200 | 1.99 | 79
BRYANT | 284ANV036*0**A* | CAP**4821AL*+UI | 986TC42060C17*** | 10.5 | 35800 | 5000 | 205273995 | ccASHP | HRCU-A-CB |  | 20.5 | 33400 | 2.03 | 80
BRYANT | 284ANV036*0**A* | CAP**4821AL*+UI | 987MB42060C17*** | 10.5 | 35800 | 5000 | 205273997 | ccASHP | HRCU-A-CB |  | 20.5 | 33400 | 2.04 | 80
BRYANT | 284ANV036*0**A* | CNPV*4217AL*+UI | 88*TA48090C17*** | 10.5 | 35800 | 5000 | 205274061 | ccASHP | HRCU-A-CB |  | 21 | 33600 | 2.04 | 79
BRYANT HEATING AND COOLING SYSTEMS | 284ANV036*0**B* | CAP**4221AL*+UI | 88*TA60110C21*** | 10.5 | 35800 | 4000 | 206790290 | ASHP | HRCU-A-CB | EVOLUTION Extreme 24 HP | 21 | 33200
BRYANT HEATING AND COOLING SYSTEMS | 284ANV036*0**B* | CNPV*4821AL*+UI | 986TC42080C17*** | 10.5 | 35800 | 4000 | 206790397 | ASHP | HRCU-A-CB | EVOLUTION Extreme 24 HP | 20.5 | 33600
BRYANT HEATING AND COOLING SYSTEMS | 284ANV036*0**B* | CSPH*4812AL*+UI | 88*TA48070C17*** | 10.5 | 35800 | 4000 | 206790460 | ASHP | HRCU-A-CB | EVOLUTION Extreme 24 HP | 20.5 | 34000
BRYANT HEATING AND COOLING SYSTEMS | 284ANV036*0**B* | CNPV*4821AL*+UI | 987MB42080C17*** | 10.5 | 35800 | 4000 | 206790398 | ASHP | HRCU-A-CB | EVOLUTION Extreme 24 HP | 20.5 | 33600
BRYANT HEATING AND COOLING SYSTEMS | 284ANV036*0**B* | CNPV*4821AL*+UI | 88*TA48070C17*** | 10.5 | 35800 | 4000 | 206790393 | ASHP | HRCU-A-CB | EVOLUTION Extreme 24 HP | 21 | 33800
CARRIER | 25VNA436A*031* | CSPH*4212AL*+UI | 59MN7B060C21**20 | 10.5 | 36000 | 5000 | 206788771 | ccASHP | HRCU-A-CB |  | 19.5 | 33800 | 2.04 | 79
CARRIER | 25VNA436A*031* | CSPH*4812AL*+UI | 59TN6B080C17**14 | 10.5 | 36000 | 5000 | 206788777 | ccASHP | HRCU-A-CB |  | 20 | 34000 | 2.05 | 80
CARRIER | 25VNA436A*031* | CSPH*4812AL*+UI | 59MN7B060C17**14 | 10.5 | 36000 | 5000 | 206788891 | ccASHP | HRCU-A-CB |  | 19.5 | 33800 | 2.04 | 80
CARRIER | 25VNA436A*031* | CSPH*4212AL*+UI | 58TN*A070C14**12 | 10.5 | 36000 | 5000 | 206788896 | ccASHP | HRCU-A-CB |  | 20.5 | 33800 | 2.04 | 79
CARRIER | 25VNA436A*030* | CSPH*4812AL*+UI | 59TN6B080C17**14 | 10.5 | 36000 | 5000 | 205272729 | ccASHP | HRCU-A-CB |  | 20 | 34000 | 2.05 | 80
CARRIER | 25VNA436A*030* | CSPH*4812AL*+UI | 59MN7B060C17**14 | 10.5 | 36000 | 5000 | 205272731 | ccASHP | HRCU-A-CB |  | 19.5 | 33800 | 2.04 | 80
CARRIER | 25VNA436A*030* | CSPH*4812AL*+UI | 59MN7B080C17**14 | 10.5 | 36000 | 5000 | 205272732 | ccASHP | HRCU-A-CB |  | 20 | 34000 | 2.06 | 79
CARRIER | 25VNA436A*031* | CNPV*4821AL*+UI | 59MN7B060C21**20 | 10.5 | 36000 | 5000 | 206788717 | ccASHP | HRCU-A-CB |  | 20.5 | 33600 | 2.06 | 79
CARRIER | 25VNA436A*031* | CNPV*4824AL*+UI | 59MN7B060C21**20 | 10.5 | 36000 | 5000 | 206788728 | ccASHP | HRCU-A-CB |  | 20.5 | 33600 | 2.06 | 79
CARRIER | 25VNA436A*031* | CSPH*3612AL*+UI | 58TN*A070C17**16 | 10.5 | 36000 | 5000 | 206788740 | ccASHP | HRCU-A-CB |  | 20 | 33600 | 2.02 | 79
CARRIER | 25VNA436A*030* | CAP**3721AL*+UI | 59TN6B060C17**14 | 10.5 | 36000 | 5000 | 205272514 | ccASHP | HRCU-A-CB |  | 20.5 | 34200 | 2.04 | 80
CARRIER | 25VNA436A*030* | CAP**3721AL*+UI | 59TN6B080C17**14 | 10.5 | 36000 | 5000 | 205272515 | ccASHP | HRCU-A-CB |  | 20.5 | 34200 | 2.07 | 80
CARRIER | 25VNA436A*030* | CAP**4221AL*+UI | 58TN*A070C21**20 | 10.5 | 36000 | 5000 | 205272526 | ccASHP | HRCU-A-CB |  | 20.5 | 33000 | 1.95 | 79
CARRIER | 25VNA436A*030* | CAP**4221AL*+UI | 59MN7B080C21**20 | 10.5 | 36000 | 5000 | 205272531 | ccASHP | HRCU-A-CB |  | 20.5 | 33000 | 1.97 | 79
CARRIER | 25VNA436A*030* | CAP**4221AL*+UI | 59TN6B080C21**20 | 10.5 | 36000 | 5000 | 205272533 | ccASHP | HRCU-A-CB |  | 20.5 | 33000 | 1.97 | 79
CARRIER | 25VNA436A*030* | CAP**4221AL*+UI | 58TN*A090C17**16 | 10.5 | 36000 | 5000 | 205272535 | ccASHP | HRCU-A-CB |  | 21 | 33200 | 1.97 | 79
CARRIER | 25VNA436A*030* | CAP**4224AL*+UI | 58TN*A070C21**20 | 10.5 | 36000 | 5000 | 205272538 | ccASHP | HRCU-A-CB |  | 21 | 33000 | 1.97 | 79
CARRIER | 25VNA436A*030* | CAP**4224AL*+UI | 59MN7B080C21**20 | 10.5 | 36000 | 5000 | 205272542 | ccASHP | HRCU-A-CB |  | 21 | 33000 | 1.97 | 79
CARRIER | 25VNA436A*030* | CAP**4224AL*+UI | 59TN6B080C21**20 | 10.5 | 36000 | 5000 | 205272545 | ccASHP | HRCU-A-CB |  | 21 | 33000 | 1.97 | 79
CARRIER | 25VNA436A*031* | CAP**4224AL*+UI | 59MN7B080C21**20 | 10.5 | 36000 | 5000 | 206788608 | ccASHP | HRCU-A-CB |  | 21 | 33000 | 1.97 | 79
CARRIER | 25VNA436A*031* | CAP**4224AL*+UI | 59TN6B080C21**20 | 10.5 | 36000 | 5000 | 206788611 | ccASHP | HRCU-A-CB |  | 21 | 33000 | 1.97 | 79
BRYANT | 284ANV036*0**A* | CAP**4221AL*+UI | 986TC60080C21*** | 10.5 | 36000 | 5000 | 205273962 | ccASHP | HRCU-A-CB |  | 20.5 | 33000 | 1.97 | 79
BRYANT | 284ANV036*0**A* | CAP**4221AL*+UI | 88*TA48090C17*** | 10.5 | 36000 | 5000 | 205273964 | ccASHP | HRCU-A-CB |  | 21 | 33200 | 1.97 | 79
BRYANT | 284ANV036*0**A* | CSPH*4212AL*+UI | 88*TA36070C14*** | 10.5 | 36000 | 5000 | 205274148 | ccASHP | HRCU-A-CB |  | 20.5 | 33800 | 2.04 | 79
BRYANT | 284ANV036*0**A* | CSPH*4212AL*+UI | 987MB60060C21*** | 10.5 | 36000 | 5000 | 205274151 | ccASHP | HRCU-A-CB |  | 19.5 | 33800 | 2.04 | 79
BRYANT | 284ANV036*0**A* | CSPH*4812AL*+UI | 986TC42080C17*** | 10.5 | 36000 | 5000 | 205274158 | ccASHP | HRCU-A-CB |  | 20 | 34000 | 2.05 | 80
BRYANT | 284ANV036*0**A* | CSPH*4812AL*+UI | 987MB42060C17*** | 10.5 | 36000 | 5000 | 205274160 | ccASHP | HRCU-A-CB |  | 19.5 | 33800 | 2.04 | 80
BRYANT | 284ANV036*0**A* | CSPH*4812AL*+UI | 987MB42080C17*** | 10.5 | 36000 | 5000 | 205274161 | ccASHP | HRCU-A-CB |  | 20 | 34000 | 2.06 | 79
CARRIER | 25VNA436A*030* | CNPV*4824AL*+UI | 59MN7B060C21**20 | 10.5 | 36000 | 5000 | 205272673 | ccASHP | HRCU-A-CB |  | 20.5 | 33600 | 2.06 | 79
CARRIER | 25VNA436A*031* | CAP**3721AL*+UI | 59TN6B060C17**14 | 10.5 | 36000 | 5000 | 206788582 | ccASHP | HRCU-A-CB |  | 20.5 | 34200 | 2.04 | 80
CARRIER | 25VNA436A*031* | CAP**3721AL*+UI | 59TN6B080C17**14 | 10.5 | 36000 | 5000 | 206788583 | ccASHP | HRCU-A-CB |  | 20.5 | 34200 | 2.07 | 80
CARRIER | 25VNA436A*031* | CAP**4221AL*+UI | 58TN*A070C21**20 | 10.5 | 36000 | 5000 | 206788593 | ccASHP | HRCU-A-CB |  | 20.5 | 33000 | 1.95 | 79
CARRIER | 25VNA436A*031* | CAP**4221AL*+UI | 59MN7B080C21**20 | 10.5 | 36000 | 5000 | 206788597 | ccASHP | HRCU-A-CB |  | 20.5 | 33000 | 1.97 | 79
CARRIER | 25VNA436A*031* | CAP**4221AL*+UI | 59TN6B080C21**20 | 10.5 | 36000 | 5000 | 206788599 | ccASHP | HRCU-A-CB |  | 20.5 | 33000 | 1.97 | 79
CARRIER | 25VNA436A*030* | CSPH*3612AL*+UI | 58TN*A070C17**16 | 10.5 | 36000 | 5000 | 205272686 | ccASHP | HRCU-A-CB |  | 20 | 33600 | 2.02 | 79
CARRIER | 25VNA436A*030* | CNPV*4821AL*+UI | 59MN7B060C21**20 | 10.5 | 36000 | 5000 | 205272662 | ccASHP | HRCU-A-CB |  | 20.5 | 33600 | 2.06 | 79
CARRIER | 25VNA436A*031* | CSPH*4812AL*+UI | 59MN7B080C17**14 | 10.5 | 36000 | 5000 | 206788779 | ccASHP | HRCU-A-CB |  | 20 | 34000 | 2.06 | 79
CARRIER | 25VNA436A*030* | CSPH*4212AL*+UI | 58TN*A070C14**12 | 10.5 | 36000 | 5000 | 205272719 | ccASHP | HRCU-A-CB |  | 20.5 | 33800 | 2.04 | 79
CARRIER | 25VNA436A*030* | CSPH*4212AL*+UI | 59MN7B060C21**20 | 10.5 | 36000 | 5000 | 205272722 | ccASHP | HRCU-A-CB |  | 19.5 | 33800 | 2.04 | 79
CARRIER | 25VNA436A*031* | CAP**4221AL*+UI | 58TN*A090C17**16 | 10.5 | 36000 | 5000 | 206788601 | ccASHP | HRCU-A-CB |  | 21 | 33200 | 1.97 | 79
CARRIER | 25VNA436A*031* | CAP**4224AL*+UI | 58TN*A070C21**20 | 10.5 | 36000 | 5000 | 206788604 | ccASHP | HRCU-A-CB |  | 21 | 33000 | 1.97 | 79
BRYANT | 284ANV036*0**A* | CNPV*4821AL*+UI | 987MB60060C21*** | 10.5 | 36000 | 5000 | 205274091 | ccASHP | HRCU-A-CB |  | 20.5 | 33600 | 2.06 | 79
BRYANT | 284ANV036*0**A* | CNPV*4824AL*+UI | 987MB60060C21*** | 10.5 | 36000 | 5000 | 205274102 | ccASHP | HRCU-A-CB |  | 20.5 | 33600 | 2.06 | 79
BRYANT | 284ANV036*0**A* | CSPH*3612AL*+UI | 88*TA48070C17*** | 10.5 | 36000 | 5000 | 205274115 | ccASHP | HRCU-A-CB |  | 20 | 33600 | 2.02 | 79
BRYANT | 284ANV036*0**A* | CAP**4224AL*+UI | 88*TA60070C21*** | 10.5 | 36000 | 5000 | 205273967 | ccASHP | HRCU-A-CB |  | 21 | 33000 | 1.97 | 79
BRYANT | 284ANV036*0**A* | CAP**4224AL*+UI | 987MB60080C21*** | 10.5 | 36000 | 5000 | 205273971 | ccASHP | HRCU-A-CB |  | 21 | 33000 | 1.97 | 79
BRYANT | 284ANV036*0**A* | CAP**4224AL*+UI | 986TC60080C21*** | 10.5 | 36000 | 5000 | 205273974 | ccASHP | HRCU-A-CB |  | 21 | 33000 | 1.97 | 79
BRYANT | 284ANV036*0**A* | CAP**3721AL*+UI | 986TC42060C17*** | 10.5 | 36000 | 5000 | 205273943 | ccASHP | HRCU-A-CB |  | 20.5 | 34200 | 2.04 | 80
BRYANT | 284ANV036*0**A* | CAP**3721AL*+UI | 986TC42080C17*** | 10.5 | 36000 | 5000 | 205273944 | ccASHP | HRCU-A-CB |  | 20.5 | 34200 | 2.07 | 80
BRYANT | 284ANV036*0**A* | CAP**4221AL*+UI | 88*TA60070C21*** | 10.5 | 36000 | 5000 | 205273955 | ccASHP | HRCU-A-CB |  | 20.5 | 33000 | 1.95 | 79
BRYANT | 284ANV036*0**A* | CAP**4221AL*+UI | 987MB60080C21*** | 10.5 | 36000 | 5000 | 205273960 | ccASHP | HRCU-A-CB |  | 20.5 | 33000 | 1.97 | 79
BRYANT HEATING AND COOLING SYSTEMS | 284ANV036*0**B* | CNPV*4821AL*+UI | 987MB60060C21*** | 10.5 | 36000 | 4000 | 206790405 | ASHP | HRCU-A-CB | EVOLUTION Extreme 24 HP | 20.5 | 33600
BRYANT HEATING AND COOLING SYSTEMS | 284ANV036*0**B* | CNPV*4824AL*+UI | 987MB60060C21*** | 10.5 | 36000 | 4000 | 206790416 | ASHP | HRCU-A-CB | EVOLUTION Extreme 24 HP | 20.5 | 33600
PERFECTAIRE | 2PAMS36-HH-MZO4 |  |  | 10.5 | 36000 | $2,500: 2 indoor heads; $5,000: >=3 indoor heads | 205645138 | ccASHP | HMSV-A-CB |  | 21.5 | 36000 | 1.96 | 100
MOOVAIR | DM36HOM25230X3 |  |  | 10.5 | 36000 | $2,500: 2 indoor heads; $5,000: >=3 indoor heads | 204005752 | ccASHP | HMSV-A-CB |  | 21.5 | 36000 | 1.96 | 100
BRYANT | 38MGRQ36D--3 |  |  | 10.5 | 36000 | $2,500: 2 indoor heads; $5,000: >=3 indoor heads | 9118474 | ccASHP | HMSV-A-CB | Preferred Series | 21.5 | 36000 | 1.96 | 100
MIDEA | 38MGRQ36D--3 |  |  | 10.5 | 36000 | $2,500: 2 indoor heads; $5,000: >=3 indoor heads | 201847004 | ccASHP | HMSV-A-CB | Excel | 21.5 | 36000 | 1.96 | 100
BOSCH | BMS500-AAM036-1CSXHB |  |  | 10.5 | 36000 | $2,500: 2 indoor heads; $5,000: >=3 indoor heads | 203991186 | ccASHP | HMSV-A-CB | Bosch Climate 5000 ductless minisplit series | 21.5 | 36000 | 1.96 | 100
CARRIER | 38MGRQ36D--3 |  |  | 10.5 | 36000 | $2,500: 2 indoor heads; $5,000: >=3 indoor heads | 9118473 | ccASHP | HMSV-A-CB |  | 21.5 | 36000 | 1.96 | 100
C&H | CH-HYP36MSPH-230VO |  |  | 10.5 | 36000 | $2,500: 2 indoor heads; $5,000: >=3 indoor heads | 205047864 | ccASHP | HMSV-A-CB | Multi Zone Sophia Hyper Outdoor with Non-ducted Indoor | 21.5 | 36000 | 1.96 | 100
MAX-R | MAX-R(MZ)36K30 |  |  | 10.5 | 36000 | $2,500: 2 indoor heads; $5,000: >=3 indoor heads | 204012251 | ccASHP | HMSV-A-CB |  | 21.5 | 36000 | 1.96 | 100
KERR | A-KMH36QU-1 |  |  | 10.5 | 36000 | $2,500: 2 indoor heads; $5,000: >=3 indoor heads | 201866481 | ccASHP | HMSV-A-CB |  | 21.5 | 36000 | 1.96 | 100
COMFORTSTAR | CM4-36-4ZX |  |  | 10.5 | 36000 | $2,500: 2 indoor heads; $5,000: >=3 indoor heads | 202575873 | ccASHP | HMSV-A-CB |  | 21.5 | 36000 | 1.96 | 100
PAYNE | 38MGRQ36D--3 |  |  | 10.5 | 36000 | $2,500: 2 indoor heads; $5,000: >=3 indoor heads | 201846984 | ccASHP | HMSV-A-CB | Mid-tier | 21.5 | 36000 | 1.96 | 100
DIRECT AIR | M4OH-36HFN1-M |  |  | 10.5 | 36000 | $2,500: 2 indoor heads; $5,000: >=3 indoor heads | 203269784 | ccASHP | HMSV-A-CB |  | 21.5 | 36000 | 1.96 | 100
MDV | M4OH-36HFN1-M |  |  | 10.5 | 36000 | $2,500: 2 indoor heads; $5,000: >=3 indoor heads | 8994415 | ccASHP | HMSV-A-CB |  | 21.5 | 36000 | 1.96 | 100
LENNOX | MLA036S4M-1P |  |  | 10.5 | 36000 | $2,500: 2 indoor heads; $5,000: >=3 indoor heads | 9920055 | ccASHP | HMSV-A-CB |  | 21.5 | 36000 | 1.96 | 100
LENNOX | MLA036S4M-1P |  |  | 10.5 | 36000 | $2,500: 2 indoor heads; $5,000: >=3 indoor heads | 201771989 | ccASHP | HMSV-A-CB |  | 21.5 | 36000 | 1.96 | 100
EMI | DHMZ436DA |  |  | 10.5 | 36000 | $2,500: 2 indoor heads; $5,000: >=3 indoor heads | 203514060 | ccASHP | HMSV-A-CB |  | 21.5 | 36000 | 1.96 | 100
FRANKLIN | MST363E23MHAA |  |  | 10.5 | 36000 | $2,500: 2 indoor heads; $5,000: >=3 indoor heads | 206764074 | ccASHP | HMSV-A-CB |  | 21.5 | 36000 | 1.96 | 100
ELIOS | DE36HOM25230X3 |  |  | 10.5 | 36000 | $2,500: 2 indoor heads; $5,000: >=3 indoor heads | 204005786 | ccASHP | HMSV-A-CB |  | 21.5 | 36000 | 1.96 | 100
CENTURY | A-VMH36QU-1 |  |  | 10.5 | 36000 | $2,500: 2 indoor heads; $5,000: >=3 indoor heads | 201862959 | ccASHP | HMSV-A-CB |  | 21.5 | 36000 | 1.96 | 100
COMFORT-AIRE | A-VMH36QU-1 |  |  | 10.5 | 36000 | $2,500: 2 indoor heads; $5,000: >=3 indoor heads | 201810036 | ccASHP | HMSV-A-CB |  | 21.5 | 36000 | 1.96 | 100
HAIER | 4U36EH2VH** |  |  | 10.5 | 36000 | $2,500: 2 indoor heads; $5,000: >=3 indoor heads | 204878399 | ccASHP | HMSV-A-CB-O | Arctic Multi | 20 | 34000 | 2 | 100
GE APPLIANCES | ASH436NCDW** |  |  | 10.5 | 36000 | $2,500: 2 indoor heads; $5,000: >=3 indoor heads | 204878533 | ccASHP | HMSV-A-CB | Endure | 20 | 34000 | 2 | 100
GOODMAN | MST363E23MHAA |  |  | 10.5 | 36000 | $2,500: 2 indoor heads; $4,000: >=3 indoor heads | 204706293 | ASHP | HMSV-A-CB |  | 21.5 | 36000
WEATHERMAKER | 38MGRQ36D--3 |  |  | 10.5 | 36000 | $2,500: 2 indoor heads; $4,000: >=3 indoor heads | 205772854 | ASHP | HMSV-A-CB |  | 21.5 | 36000
BREEZE33 | BZ33-HYP36HP4Z2-P |  |  | 10.5 | 36000 | $2,500: 2 indoor heads; $4,000: >=3 indoor heads | 205470452 | ASHP | HMSV-A-CB |  | 21.5 | 36000
MDV | M4OH-36HFN1-MCA |  |  | 10.5 | 36000 | $2,500: 2 indoor heads; $4,000: >=3 indoor heads | 204713933 | ASHP | HMSV-A-CB |  | 21.5 | 36000
BREEZE33 | BZ33-HYP36HP4Z2 |  |  | 10.5 | 36000 | $2,500: 2 indoor heads; $4,000: >=3 indoor heads | 204711130 | ASHP | HMSV-A-CB |  | 21.5 | 36000
ACC | MST363E23MHAA |  |  | 10.5 | 36000 | $2,500: 2 indoor heads; $4,000: >=3 indoor heads | 204706296 | ASHP | HMSV-A-CB |  | 21.5 | 36000
C&H | CH-HYP36MSPH-230VO |  |  | 10.5 | 36000 | $2,500: 2 indoor heads; $4,000: >=3 indoor heads | 205263899 | ASHP | HMSV-A-CB |  | 21.5 | 36000
CARRIER | 25VNA436A*031* | CSPH*4812AL*+UI | 59TN6B060C17**14 | 10.5 | 36200 | 5000 | 206788776 | ccASHP | HRCU-A-CB |  | 20 | 33800 | 2.04 | 79
BRYANT | 284ANV036*0**A* | CAP**4221AL*+UI | 88*TA48070C17*** | 10.5 | 36200 | 5000 | 205273954 | ccASHP | HRCU-A-CB |  | 20.5 | 33000 | 1.94 | 79
CARRIER | 25VNA436A*031* | CSPH*4812AL*+UI | 58TN*A045C17**12 | 10.5 | 36200 | 5000 | 206788881 | ccASHP | HRCU-A-CB |  | 20 | 33800 | 2.02 | 80
CARRIER | 25VNA436A*031* | CSPH*4212AL*+UI | 59MN7B060C17**14 | 10.5 | 36200 | 5000 | 206788890 | ccASHP | HRCU-A-CB |  | 19.5 | 33600 | 2.03 | 79
CARRIER | 25VNA436A*031* | CSPH*3612AL*+UI | 58TN*A070C14**12 | 10.5 | 36200 | 5000 | 206788895 | ccASHP | HRCU-A-CB |  | 20 | 33600 | 2.01 | 79
CARRIER | 25VNA436A*030* | CSPH*4812AL*+UI | 59TN6B060C17**14 | 10.5 | 36200 | 5000 | 205272728 | ccASHP | HRCU-A-CB |  | 20 | 33800 | 2.04 | 79
CARRIER | 25VNA436A*030* | CAP**4221AL*+UI | 58TN*A070C17**16 | 10.5 | 36200 | 5000 | 205272525 | ccASHP | HRCU-A-CB |  | 20.5 | 33000 | 1.94 | 79
CARRIER | 25VNA436A*030* | CAP**4821AL*+UI | 58TN*A045C17**12 | 10.5 | 36200 | 5000 | 205272562 | ccASHP | HRCU-A-CB |  | 20.5 | 33400 | 2.03 | 79
CARRIER | 25VNA436A*030* | CSPH*3612AL*+UI | 58TN*A070C14**12 | 10.5 | 36200 | 5000 | 205272700 | ccASHP | HRCU-A-CB |  | 20 | 33600 | 2.01 | 79
CARRIER | 25VNA436A*030* | CSPH*4212AL*+UI | 59TN6B080C17**14 | 10.5 | 36200 | 5000 | 205272710 | ccASHP | HRCU-A-CB |  | 19.5 | 33800 | 2.03 | 79
CARRIER | 25VNA436A*030* | CSPH*4212AL*+UI | 59MN7B060C17**14 | 10.5 | 36200 | 5000 | 205272712 | ccASHP | HRCU-A-CB |  | 19.5 | 33600 | 2.03 | 79
CARRIER | 25VNA436A*031* | CSPH*4212AL*+UI | 59TN6B080C17**14 | 10.5 | 36200 | 5000 | 206788761 | ccASHP | HRCU-A-CB |  | 19.5 | 33800 | 2.03 | 79
BRYANT | 284ANV036*0**A* | CSPH*4812AL*+UI | 88*TA36045C17*** | 10.5 | 36200 | 5000 | 205274152 | ccASHP | HRCU-A-CB |  | 20 | 33800 | 2.02 | 80
BRYANT | 284ANV036*0**A* | CSPH*4812AL*+UI | 986TC42060C17*** | 10.5 | 36200 | 5000 | 205274157 | ccASHP | HRCU-A-CB |  | 20 | 33800 | 2.04 | 79
CARRIER | 25VNA436A*031* | CAP**3717AL*+UI | 58TN*A070C17**16 | 10.5 | 36200 | 5000 | 206788577 | ccASHP | HRCU-A-CB |  | 20.5 | 34000 | 2.04 | 79
CARRIER | 25VNA436A*031* | CAP**4221AL*+UI | 58TN*A070C17**16 | 10.5 | 36200 | 5000 | 206788592 | ccASHP | HRCU-A-CB |  | 20.5 | 33000 | 1.94 | 79
CARRIER | 25VNA436A*030* | CSPH*4812AL*+UI | 58TN*A045C17**12 | 10.5 | 36200 | 5000 | 205272723 | ccASHP | HRCU-A-CB |  | 20 | 33800 | 2.02 | 80
CARRIER | 25VNA436A*030* | CAP**3717AL*+UI | 58TN*A070C17**16 | 10.5 | 36200 | 5000 | 205272508 | ccASHP | HRCU-A-CB |  | 20.5 | 34000 | 2.04 | 79
BRYANT | 284ANV036*0**A* | CSPH*3612AL*+UI | 88*TA36070C14*** | 10.5 | 36200 | 5000 | 205274129 | ccASHP | HRCU-A-CB |  | 20 | 33600 | 2.01 | 79
BRYANT | 284ANV036*0**A* | CSPH*4212AL*+UI | 986TC42080C17*** | 10.5 | 36200 | 5000 | 205274139 | ccASHP | HRCU-A-CB |  | 19.5 | 33800 | 2.03 | 79
BRYANT | 284ANV036*0**A* | CSPH*4212AL*+UI | 987MB42060C17*** | 10.5 | 36200 | 5000 | 205274141 | ccASHP | HRCU-A-CB |  | 19.5 | 33600 | 2.03 | 79
BRYANT | 284ANV036*0**A* | CAP**4821AL*+UI | 88*TA36045C17*** | 10.5 | 36200 | 5000 | 205273991 | ccASHP | HRCU-A-CB |  | 20.5 | 33400 | 2.03 | 79
BRYANT | 284ANV036*0**A* | CAP**3717AL*+UI | 88*TA48070C17*** | 10.5 | 36200 | 5000 | 205273937 | ccASHP | HRCU-A-CB |  | 20.5 | 34000 | 2.04 | 79
CARRIER | 25VNA436A*031* | CAP**4821AL*+UI | 58TN*A045C17**12 | 10.5 | 36200 | 5000 | 206788874 | ccASHP | HRCU-A-CB |  | 20.5 | 33400 | 2.03 | 79
CARRIER | 25VNA436A*031* | CSPH*4212AL*+UI | 58TN*A045C17**12 | 10.5 | 36400 | 5000 | 206788880 | ccASHP | HRCU-A-CB |  | 19.5 | 33600 | 2 | 80
CARRIER | 25VNA436A*030* | CAP**4224AL*+UI | 59MN7B060C21**20 | 10.5 | 36400 | 5000 | 205272548 | ccASHP | HRCU-A-CB |  | 20 | 33000 | 1.94 | 79
CARRIER | 25VNA436A*031* | CAP**4224AL*+UI | 59MN7B060C21**20 | 10.5 | 36400 | 5000 | 206788614 | ccASHP | HRCU-A-CB |  | 20 | 33000 | 1.94 | 79
CARRIER | 25VNA436A*030* | CSPH*4212AL*+UI | 58TN*A045C17**12 | 10.5 | 36400 | 5000 | 205272704 | ccASHP | HRCU-A-CB |  | 19.5 | 33600 | 2 | 80
CARRIER | 25VNA436A*030* | CSPH*4212AL*+UI | 59TN6B060C17**14 | 10.5 | 36400 | 5000 | 205272709 | ccASHP | HRCU-A-CB |  | 19.5 | 33600 | 2 | 80
BRYANT | 284ANV036*0**A* | CAP**4224AL*+UI | 987MB60060C21*** | 10.5 | 36400 | 5000 | 205273977 | ccASHP | HRCU-A-CB |  | 20 | 33000 | 1.94 | 79
CARRIER | 25VNA436A*031* | CSPH*4212AL*+UI | 59TN6B060C17**14 | 10.5 | 36400 | 5000 | 206788760 | ccASHP | HRCU-A-CB |  | 19.5 | 33600 | 2 | 80
CARRIER | 25VNA436A*030* | CNPV*4821AL*+UI | 59TN6B060C17**14 | 10.5 | 36400 | 5000 | 205272652 | ccASHP | HRCU-A-CB |  | 20.5 | 33600 | 2 | 80
BRYANT | 284ANV036*0**A* | CNPV*4821AL*+UI | 986TC42060C17*** | 10.5 | 36400 | 5000 | 205274081 | ccASHP | HRCU-A-CB |  | 20.5 | 33600 | 2 | 80
BRYANT | 284ANV036*0**A* | CSPH*4212AL*+UI | 88*TA36045C17*** | 10.5 | 36400 | 5000 | 205274133 | ccASHP | HRCU-A-CB |  | 19.5 | 33600 | 2 | 80
BRYANT | 284ANV036*0**A* | CSPH*4212AL*+UI | 986TC42060C17*** | 10.5 | 36400 | 5000 | 205274138 | ccASHP | HRCU-A-CB |  | 19.5 | 33600 | 2 | 80
CARRIER | 25VNA436A*031* | CNPV*4821AL*+UI | 59TN6B060C17**14 | 10.5 | 36400 | 5000 | 206788708 | ccASHP | HRCU-A-CB |  | 20.5 | 33600 | 2 | 80
SAMSUNG | AJ036BXS4CH |  |  | 10.5 | 36600 | $2,500: 2 indoor heads; $5,000: >=3 indoor heads | 207349920 | ccASHP | HMSV-A-CB | FJM Max Heat | 20 | 34000 | 2.04 | 100
SAMSUNG | AJ036TXS4CH |  |  | 10.5 | 36600 | $2,500: 2 indoor heads; $5,000: >=3 indoor heads | 205291859 | ccASHP | HMSV-A-CB | FJM Max Heat | 20 | 34000 | 2.04 | 100
MITSUBISHI ELECTRIC | PUZ-HA36NKA | PKA-A18LAPKA-A18LA |  | 10.5 | 38000 | $2,500: 2 indoor heads; $5,000: >=3 indoor heads | 206223057 | ccASHP | HRCU-A-CB-O | P-Series H2i | 17.5 | 33600 | 1.9 | 100
MITSUBISHI ELECTRIC | PUZ-HA36NKA | PKA-A18HA7PKA-A18HA7 |  | 10.5 | 38000 | $2,500: 2 indoor heads; $5,000: >=3 indoor heads | 206223101 | ccASHP | HRCU-A-CB-O | P-Series H2i | 17.5 | 33600 | 1.9 | 100
MOOVAIR | DM36HOS18230E5 | DM36HICU230X5 |  | 10.5 | 38000 | $2,500: 2 indoor heads; $5,000: >=3 indoor heads | 204005757 | ccASHP | HRCU-A-CB-O |  | 17.5 | 36000 | 1.97 | 73
MDV | MOD30U-36HFN1-M | MCD-36HRFN1-M(C) |  | 10.5 | 38000 | $2,500: 2 indoor heads; $5,000: >=3 indoor heads | 8740676 | ccASHP | HRCU-A-CB-O |  | 17.5 | 36000 | 1.97 | 73
BOSCH | BMS500-AAS036-1CSXLB | BMS500-AAU036-1AHCXB |  | 10.5 | 38000 | $2,500: 2 indoor heads; $5,000: >=3 indoor heads | 203991170 | ccASHP | HRCU-A-CB-O | Bosch Climate 5000 ductless minisplit series | 17.5 | 36000 | 1.97 | 73
ELIOS | DE36HOS18230E5 | DM36HICU230X5 |  | 10.5 | 38000 | $2,500: 2 indoor heads; $5,000: >=3 indoor heads | 205300181 | ccASHP | HRCU-A-CB-O |  | 17.5 | 36000 | 1.97 | 73
COMFORTSTAR | CPP036CD(O)-DU | TPA-36DU |  | 10.5 | 38000 | $2,500: 2 indoor heads; $5,000: >=3 indoor heads | 9119319 | ccASHP | HRCU-A-CB-O |  | 17.5 | 36000 | 1.97 | 73
C&H | CH-36LCU/O | CH-36MSPHCT-230VI |  | 10.5 | 38000 | $2,500: 2 indoor heads; $5,000: >=3 indoor heads | 202534924 | ccASHP | HRCU-A-CB-O | Single Zone Light Commercial Ceiling Cassette | 17.5 | 36000 | 1.97 | 73
C&H | CH-36LCU/O | CH-36LCCT-230VI |  | 10.5 | 38000 | $2,500: 2 indoor heads; $5,000: >=3 indoor heads | 205263862 | ccASHP | HRCU-A-CB-O |  | 17.5 | 36000 | 1.97 | 73
ELIOS | DE36HOS18230E5 | DE36HICU230X5 |  | 10.5 | 38000 | $2,500: 2 indoor heads; $5,000: >=3 indoor heads | 202635793 | ccASHP | HRCU-A-CB-O |  | 17.5 | 36000 | 1.97 | 73
LG | LMU360HHV |  |  | 10.5 | 40000 | $2,500: 2 indoor heads; $5,000: >=3 indoor heads | 10443475 | ccASHP | HMSV-A-CB |  | 17.5 | 34000 | 2.01 | 100
TOSHIBA CARRIER | MCY-MAP0367HS-UL |  |  | 10.5 | 40000 | $2,500: 2 indoor heads; $5,000: >=3 indoor heads | 10049878 | ccASHP | HMSV-A-CB | Toshiba-Carrier VRF | 17.7 | 36000 | 1.83 | 72
HITACHI | RAM-S36U4HLAE |  |  | 10.5 | 40000 | $2,500: 2 indoor heads; $4,000: >=3 indoor heads | 206186276 | ASHP | HRCU-A-CB-O |  | 20 | 36000
FRIEDRICH | MR36TQY3JM |  |  | 10.5 | 41000 | $2,500: 2 indoor heads; $4,000: >=3 indoor heads | 7012710 | ASHP | HMSV-A-CB |  | 17.5 | 34000
MITSUBISHI ELECTRIC | PUMY-P36NKMU* |  |  | 10.5 | 42000 | $2,500: 2 indoor heads; $5,000: >=3 indoor heads | 201754444 | ccASHP | HMSV-A-CB | Mitsubishi Electric | 15.6 | 36000 | 2.25 | 71
AMERICAN STANDARD | 4TXM2230A15N0** |  |  | 10.5 | 42000 | $2,500: 2 indoor heads; $4,000: >=3 indoor heads | 9060514 | ASHP | HMSV-A-CB-O |  | 21 | 32000
AMERICAN STANDARD | 4TXM2230A15N0** |  |  | 10.5 | 42000 | $2,500: 2 indoor heads; $4,000: >=3 indoor heads | 9060512 | ASHP | HMSV-A-CB-O |  | 21 | 32000
AMERICAN STANDARD | 4TXM2230A15N0** |  |  | 10.5 | 42000 | $2,500: 2 indoor heads; $4,000: >=3 indoor heads | 9060513 | ASHP | HMSV-A-CB-O |  | 21 | 32000
GREE | GWHD(36)ND3FO |  |  | 10.5 | 42000 | $2,500: 2 indoor heads; $4,000: >=3 indoor heads | 9057063 | ASHP | HMSV-A-CB-O |  | 21 | 32000
TRANE | 4TXM2230A15N0** |  |  | 10.5 | 42000 | $2,500: 2 indoor heads; $4,000: >=3 indoor heads | 9057065 | ASHP | HMSV-A-CB-O |  | 21 | 32000
GREE | GWHD(42)ND3FO |  |  | 10.5 | 43000 | $2,500: 2 indoor heads; $4,000: >=3 indoor heads | 9045931 | ASHP | HMSV-A-CB-O |  | 21 | 35000
AMERICAN STANDARD | 4TXM2236A15N0** |  |  | 10.5 | 43000 | $2,500: 2 indoor heads; $4,000: >=3 indoor heads | 9060515 | ASHP | HMSV-A-CB-O |  | 21 | 35000
TRANE | 4TXM2236A15N0** |  |  | 10.5 | 43000 | $2,500: 2 indoor heads; $4,000: >=3 indoor heads | 9045934 | ASHP | HMSV-A-CB-O |  | 21 | 35000
TRANE | 4TWL9048A1 | 4PX*DU60BS3 | S9V2C100U5PSB+RP | 10.5 | 44500 | 4000 | 201922059 | ASHP | HRCU-A-CB | XV19 | 19 | 47500
BRYANT | 280ANV048*0**A* | CSPH*6012AL*+UI | 987MB66100C21*** | 10.5 | 45000 | 5000 | 204431612 | ccASHP | HRCU-A-CB |  | 17 | 46000 | 1.84 | 86
CARRIER | 25VNA048A*030* | CSPH*6012AL*+UI | 59MN7B100C21**22 | 10.5 | 45000 | 5000 | 204431611 | ccASHP | HRCU-A-CB |  | 17 | 46000 | 1.84 | 86
CARRIER | 25VNA048A*030* | CSPH*6012AL*+UI | 58TN*A135C24**22 | 10.5 | 45000 | 5000 | 204431600 | ccASHP | HRCU-A-CB |  | 17 | 46000 | 1.84 | 86
CARRIER | 25VNA048A*030* | CSPH*6012AL*+UI | 58TN*A070C21**20 | 10.5 | 45000 | 5000 | 204431597 | ccASHP | HRCU-A-CB |  | 17 | 46000 | 1.82 | 86
BRYANT | 280ANV048*0**A* | CSPH*6012AL*+UI | 88*TA66135C24*** | 10.5 | 45000 | 5000 | 204431601 | ccASHP | HRCU-A-CB |  | 17 | 46000 | 1.84 | 86
BRYANT | 280ANV048*0**A* | CSPH*6012AL*+UI | 88*TA60070C21*** | 10.5 | 45000 | 5000 | 204431599 | ccASHP | HRCU-A-CB |  | 17 | 46000 | 1.82 | 86
CARRIER | 25VNA448A*031* | FE4AN(B,F)005L+UI |  | 10.5 | 45000 | 4000 | 206788900 | ASHP | HRCU-A-CB | INFINITY 24 HP with GREENSPEED INTELLIGENCE | 22 | 45500
BRYANT HEATING AND COOLING SYSTEMS | 284ANV048*0**A* | FE4AN(B,F)005L+UI |  | 10.5 | 45000 | 4000 | 205274191 | ASHP | HRCU-A-CB | EVOLUTION Extreme 24 HP | 22 | 45500
CARRIER | 25VNA448A*030* | FE4AN(B,F)005L+UI |  | 10.5 | 45000 | 4000 | 205272762 | ASHP | HRCU-A-CB | INFINITY 24 HP with GREENSPEED INTELLIGENCE | 22 | 45500
BRYANT HEATING AND COOLING SYSTEMS | 284ANV048*0**B* | FE4AN(B,F)005L+UI |  | 10.5 | 45000 | 4000 | 206790588 | ASHP | HRCU-A-CB | EVOLUTION Extreme 24 HP | 22 | 45500
LG | LMU420HHV |  |  | 10.5 | 45000 | $2,500: 2 indoor heads; $5,000: >=3 indoor heads | 10443474 | ccASHP | HMSV-A-CB |  | 19 | 42000 | 2.07 | 100
LG | LMU361HHV |  |  | 10.5 | 45000 | $2,500: 2 indoor heads; $5,000: >=3 indoor heads | 206717006 | ccASHP | HMSV-A-CB | MULTI F RED | 19 | 36000 | 2.25 | 100
BRYANT | 280ANV048*0**A* | CSPH*6012AL*+UI | 987MB60080C21*** | 10.5 | 45500 | 5000 | 204431608 | ccASHP | HRCU-A-CB |  | 16.5 | 46000 | 1.82 | 85
CARRIER | 25VNA048A*030* | CSPH*6012AL*+UI | 59MN7B080C21**20 | 10.5 | 45500 | 5000 | 204431607 | ccASHP | HRCU-A-CB |  | 16.5 | 46000 | 1.82 | 85
CARRIER | 25VNA448A*031* | CAP**6124AL*+UI | 59CU5A100C21**22 | 10.5 | 45500 | 4000 | 206788965 | ASHP | HRCU-A-CB | INFINITY 24 HP with GREENSPEED INTELLIGENCE | 21 | 46000
CARRIER | 25VNA448A*031* | CSPH*6012AL*+UI | 59CU5A100C21**22 | 10.5 | 45500 | 4000 | 206788967 | ASHP | HRCU-A-CB | INFINITY 24 HP with GREENSPEED INTELLIGENCE | 20 | 45500
BRYANT HEATING AND COOLING SYSTEMS | 284ANV048*0**A* | CSPH*6012AL*+UI | 935CA66100C21*** | 10.5 | 45500 | 4000 | 206132709 | ASHP | HRCU-A-CB | EVOLUTION Extreme 24 HP | 20 | 45500
CARRIER | 25VNA448A*030* | CSPH*6012AL*+UI | 59CU5A100C21**22 | 10.5 | 45500 | 4000 | 206132708 | ASHP | HRCU-A-CB | INFINITY 24 HP with GREENSPEED INTELLIGENCE | 20 | 45500
CARRIER | 25VNA448A*030* | CAP**6124AL*+UI | 59CU5A100C21**22 | 10.5 | 45500 | 4000 | 206132700 | ASHP | HRCU-A-CB | INFINITY 24 HP with GREENSPEED INTELLIGENCE | 21 | 46000
BRYANT HEATING AND COOLING SYSTEMS | 284ANV048*0**A* | CAP**6124AL*+UI | 935CA66100C21*** | 10.5 | 45500 | 4000 | 206132701 | ASHP | HRCU-A-CB | EVOLUTION Extreme 24 HP | 21 | 46000
BRYANT HEATING AND COOLING SYSTEMS | 284ANV048*0**B* | CSPH*6012AL*+UI | 935CA66100C21*** | 10.5 | 45500 | 4000 | 206790655 | ASHP | HRCU-A-CB | EVOLUTION Extreme 24 HP | 20 | 45500
BRYANT HEATING AND COOLING SYSTEMS | 284ANV048*0**B* | CAP**6124AL*+UI | 935CA66100C21*** | 10.5 | 45500 | 4000 | 206790653 | ASHP | HRCU-A-CB | EVOLUTION Extreme 24 HP | 21 | 46000
CARRIER | 25VNA048A*030* | CAP**6121AL*+UI | 59TN6B080C21**20 | 10.5 | 46000 | 5000 | 204431487 | ccASHP | HRCU-A-CB |  | 17 | 46500 | 1.84 | 85
CARRIER | 25VNA048A*030* | CNPV*6024AL*+UI & 59*N*A100V21**22 |  | 10.5 | 46000 | 5000 | 9892806 | ccASHP | HRCU-A-CB | Infinity® 20 Heat Pump with Greenspeed® Intelligence | 17.5 | 46000 | 2.26 | 90
CARRIER | 25VNA048A*030* | CNPV*6024AL*+UI & 59*N*A080V21**20 |  | 10.5 | 46000 | 5000 | 9892805 | ccASHP | HRCU-A-CB | Infinity® 20 Heat Pump with Greenspeed® Intelligence | 17.5 | 46000 | 2.24 | 90
CARRIER | 25VNA048A*030* | CNPV*4821AL*+UI & 59*N*A100V21**22 |  | 10.5 | 46000 | 5000 | 9892800 | ccASHP | HRCU-A-CB | Infinity® 20 Heat Pump with Greenspeed® Intelligence | 17.5 | 45500 | 2.44 | 93
BRYANT | 280ANV048*0**A* | CAP**6121AL*+UI | 986TC60080C21*** | 10.5 | 46000 | 5000 | 204431488 | ccASHP | HRCU-A-CB |  | 17 | 46500 | 2.04 | 85
BRYANT | 280ANV048*0**A* | CNPV*6024AL*+UI & 98(6*B,7*A)66100V21*** |  | 10.5 | 46000 | 5000 | 9893754 | ccASHP | HRCU-A-CB | Bryant® Extreme Heat Pump | 17.5 | 46000 | 2.26 | 90
BRYANT | 280ANV048*0**A* | CNPV*6024AL*+UI & 98(6*B,7*A)60080V21*** |  | 10.5 | 46000 | 5000 | 9893753 | ccASHP | HRCU-A-CB | Bryant® Extreme Heat Pump | 17.5 | 46000 | 2.24 | 90
BRYANT | 280ANV048*0**A* | CNPV*4821AL*+UI & 98(6*B,7*A)66100V21*** |  | 10.5 | 46000 | 5000 | 9893748 | ccASHP | HRCU-A-CB | Bryant® Extreme Heat Pump | 17.5 | 45500 | 2.44 | 93
BRYANT | 280ANV048*0**A* | CNPV*6024AL*+UI & 98(6*B,7*A)66120V24*** |  | 10.5 | 46000 | 5000 | 9893731 | ccASHP | HRCU-A-CB | Bryant® Extreme Heat Pump | 17.5 | 46500 | 2.44 | 91
CARRIER | 25VNA048A*030* | CNPV*6024AL*+UI & 59*N*A120V24**22 |  | 10.5 | 46000 | 5000 | 9892783 | ccASHP | HRCU-A-CB | Infinity® 20 Heat Pump with Greenspeed® Intelligence | 17.5 | 46500 | 2.44 | 91
BRYANT HEATING AND COOLING SYSTEMS | 284ANV048*0**A* | CAP**6024AL*+UI | 88*TA66135C24*** | 10.5 | 46000 | 4000 | 205274199 | ASHP | HRCU-A-CB | EVOLUTION Extreme 24 HP | 21 | 45500
CARRIER | 25VNA448A*030* | CAP**6024AL*+UI | 58TN*A135C24**22 | 10.5 | 46000 | 4000 | 205272770 | ASHP | HRCU-A-CB | INFINITY 24 HP with GREENSPEED INTELLIGENCE | 21 | 45500
BRYANT HEATING AND COOLING SYSTEMS | 284ANV048*0**B* | CNPV*6024AL*+UI | 986TC66100C21*** | 10.5 | 46000 | 4000 | 206790626 | ASHP | HRCU-A-CB | EVOLUTION Extreme 24 HP | 20 | 45000
BRYANT HEATING AND COOLING SYSTEMS | 284ANV048*0**B* | CNPV*6024AL*+UI | 986TC60080C21*** | 10.5 | 46000 | 4000 | 206790625 | ASHP | HRCU-A-CB | EVOLUTION Extreme 24 HP | 21 | 45000
BRYANT HEATING AND COOLING SYSTEMS | 284ANV048*0**B* | CAP**6024AL*+UI | 88*TA66135C24*** | 10.5 | 46000 | 4000 | 206790592 | ASHP | HRCU-A-CB | EVOLUTION Extreme 24 HP | 21 | 45500
BRYANT HEATING AND COOLING SYSTEMS | 284ANV048*0**A* | CNPV*6024AL*+UI | 986TC66100C21*** | 10.5 | 46000 | 4000 | 205976982 | ASHP | HRCU-A-CB | EVOLUTION Extreme 24 HP | 20 | 45000
CARRIER | 25VNA448A*030* | CNPV*6024AL*+UI | 59TN6B100C21**22 | 10.5 | 46000 | 4000 | 205976981 | ASHP | HRCU-A-CB | INFINITY 24 HP with GREENSPEED INTELLIGENCE | 20 | 45000
BRYANT HEATING AND COOLING SYSTEMS | 284ANV048*0**A* | CNPV*6024AL*+UI | 986TC60080C21*** | 10.5 | 46000 | 4000 | 205961428 | ASHP | HRCU-A-CB | EVOLUTION Extreme 24 HP | 21 | 45000
CARRIER | 25VNA448A*030* | CNPV*6024AL*+UI | 59TN6B080C21**20 | 10.5 | 46000 | 4000 | 205961427 | ASHP | HRCU-A-CB | INFINITY 24 HP with GREENSPEED INTELLIGENCE | 21 | 45000
CARRIER | 25VNA448A*031* | CAP**6024AL*+UI | 58TN*A135C24**22 | 10.5 | 46000 | 4000 | 206788904 | ASHP | HRCU-A-CB | INFINITY 24 HP with GREENSPEED INTELLIGENCE | 21 | 45500
CARRIER | 25VNA448A*031* | CNPV*6024AL*+UI | 59TN6B080C21**20 | 10.5 | 46000 | 4000 | 206788937 | ASHP | HRCU-A-CB | INFINITY 24 HP with GREENSPEED INTELLIGENCE | 21 | 45000
CARRIER | 25VNA448A*031* | CNPV*6024AL*+UI | 59TN6B100C21**22 | 10.5 | 46000 | 4000 | 206788938 | ASHP | HRCU-A-CB | INFINITY 24 HP with GREENSPEED INTELLIGENCE | 20 | 45000
CARRIER | 25VNA448A*031* | CAP**6024AL*+UI | 59TN6B120C24**22 | 10.5 | 46500 | 4000 | 206788931 | ASHP | HRCU-A-CB | INFINITY 24 HP with GREENSPEED INTELLIGENCE | 21 | 45000
CARRIER | 25VNA448A*031* | CAP**6121AL*+UI | 59MN7B100C21**22 | 10.5 | 46500 | 4000 | 206788919 | ASHP | HRCU-A-CB | INFINITY 24 HP with GREENSPEED INTELLIGENCE | 21 | 46000
BRYANT HEATING AND COOLING SYSTEMS | 284ANV048*0**B* | CAP**6121AL*+UI | 88*TA60090C21*** | 10.5 | 46500 | 4000 | 206790593 | ASHP | HRCU-A-CB | EVOLUTION Extreme 24 HP | 21 | 46000
BRYANT HEATING AND COOLING SYSTEMS | 284ANV048*0**B* | CNPV*6024AL*+UI | 88*TA66135C24*** | 10.5 | 46500 | 4000 | 206790596 | ASHP | HRCU-A-CB | EVOLUTION Extreme 24 HP | 21 | 45000
BRYANT HEATING AND COOLING SYSTEMS | 284ANV048*0**B* | CAP**6024AL*+UI | 987MB66120C24*** | 10.5 | 46500 | 4000 | 206790606 | ASHP | HRCU-A-CB | EVOLUTION Extreme 24 HP | 21 | 45000
BRYANT HEATING AND COOLING SYSTEMS | 284ANV048*0**B* | CAP**6121AL*+UI | 987MB66100C21*** | 10.5 | 46500 | 4000 | 206790607 | ASHP | HRCU-A-CB | EVOLUTION Extreme 24 HP | 21 | 46000
BRYANT HEATING AND COOLING SYSTEMS | 284ANV048*0**B* | CAP**6024AL*+UI | 986TC66120C24*** | 10.5 | 46500 | 4000 | 206790619 | ASHP | HRCU-A-CB | EVOLUTION Extreme 24 HP | 21 | 45000
BRYANT HEATING AND COOLING SYSTEMS | 284ANV048*0**A* | CNPV*6024AL*+UI | 88*TA66135C24*** | 10.5 | 46500 | 4000 | 205274209 | ASHP | HRCU-A-CB | EVOLUTION Extreme 24 HP | 21 | 45000
BRYANT HEATING AND COOLING SYSTEMS | 284ANV048*0**A* | CAP**6024AL*+UI | 986TC66120C24*** | 10.5 | 46500 | 4000 | 205274200 | ASHP | HRCU-A-CB | EVOLUTION Extreme 24 HP | 21 | 45000
BRYANT HEATING AND COOLING SYSTEMS | 284ANV048*0**A* | CAP**6024AL*+UI | 987MB66120C24*** | 10.5 | 46500 | 4000 | 205274201 | ASHP | HRCU-A-CB | EVOLUTION Extreme 24 HP | 21 | 45000
BRYANT HEATING AND COOLING SYSTEMS | 284ANV048*0**A* | CAP**6121AL*+UI | 88*TA60090C21*** | 10.5 | 46500 | 4000 | 205274202 | ASHP | HRCU-A-CB | EVOLUTION Extreme 24 HP | 21 | 46000
BRYANT HEATING AND COOLING SYSTEMS | 284ANV048*0**A* | CAP**6121AL*+UI | 987MB66100C21*** | 10.5 | 46500 | 4000 | 205274203 | ASHP | HRCU-A-CB | EVOLUTION Extreme 24 HP | 21 | 46000
CARRIER | 25VNA448A*030* | CAP**4824AL*+UI | 58TN*A135C24**22 | 10.5 | 46500 | 4000 | 205272767 | ASHP | HRCU-A-CB | INFINITY 24 HP with GREENSPEED INTELLIGENCE | 21 | 44500
CARRIER | 25VNA448A*030* | CAP**6024AL*+UI | 59TN6B120C24**22 | 10.5 | 46500 | 4000 | 205272771 | ASHP | HRCU-A-CB | INFINITY 24 HP with GREENSPEED INTELLIGENCE | 21 | 45000
CARRIER | 25VNA448A*030* | CAP**6024AL*+UI | 59MN7B120C24**22 | 10.5 | 46500 | 4000 | 205272772 | ASHP | HRCU-A-CB | INFINITY 24 HP with GREENSPEED INTELLIGENCE | 21 | 45000
CARRIER | 25VNA448A*030* | CAP**6121AL*+UI | 58TN*A090C21**20 | 10.5 | 46500 | 4000 | 205272773 | ASHP | HRCU-A-CB | INFINITY 24 HP with GREENSPEED INTELLIGENCE | 21 | 46000
CARRIER | 25VNA448A*030* | CAP**6121AL*+UI | 59MN7B100C21**22 | 10.5 | 46500 | 4000 | 205272774 | ASHP | HRCU-A-CB | INFINITY 24 HP with GREENSPEED INTELLIGENCE | 21 | 46000
CARRIER | 25VNA448A*030* | CNPV*6024AL*+UI | 58TN*A135C24**22 | 10.5 | 46500 | 4000 | 205272780 | ASHP | HRCU-A-CB | INFINITY 24 HP with GREENSPEED INTELLIGENCE | 21 | 45000
BRYANT HEATING AND COOLING SYSTEMS | 284ANV048*0**A* | CAP**4824AL*+UI | 88*TA66135C24*** | 10.5 | 46500 | 4000 | 205274196 | ASHP | HRCU-A-CB | EVOLUTION Extreme 24 HP | 21 | 44500
CARRIER | 25VNA448A*030* | CNPV*6024AL*+UI | 58CU*A080C21**20 | 10.5 | 46500 | 4000 | 205652600 | ASHP | HRCU-A-CB | INFINITY 24 HP with GREENSPEED INTELLIGENCE | 20 | 45000
BRYANT HEATING AND COOLING SYSTEMS | 284ANV048*0**A* | CNPV*6024AL*+UI | 83*CA60080C21*** | 10.5 | 46500 | 4000 | 205652601 | ASHP | HRCU-A-CB | EVOLUTION Extreme 24 HP | 20 | 45000
CARRIER | 25VNA448A*031* | CAP**4824AL*+UI | 58TN*A135C24**22 | 10.5 | 46500 | 4000 | 206788903 | ASHP | HRCU-A-CB | INFINITY 24 HP with GREENSPEED INTELLIGENCE | 21 | 44500
CARRIER | 25VNA448A*031* | CAP**6121AL*+UI | 58TN*A090C21**20 | 10.5 | 46500 | 4000 | 206788905 | ASHP | HRCU-A-CB | INFINITY 24 HP with GREENSPEED INTELLIGENCE | 21 | 46000
CARRIER | 25VNA448A*031* | CNPV*6024AL*+UI | 58TN*A135C24**22 | 10.5 | 46500 | 4000 | 206788908 | ASHP | HRCU-A-CB | INFINITY 24 HP with GREENSPEED INTELLIGENCE | 21 | 45000
CARRIER | 25VNA448A*031* | CAP**6024AL*+UI | 59MN7B120C24**22 | 10.5 | 46500 | 4000 | 206788918 | ASHP | HRCU-A-CB | INFINITY 24 HP with GREENSPEED INTELLIGENCE | 21 | 45000
BRYANT HEATING AND COOLING SYSTEMS | 284ANV048*0**B* | CAP**4824AL*+UI | 88*TA66135C24*** | 10.5 | 46500 | 4000 | 206790591 | ASHP | HRCU-A-CB | EVOLUTION Extreme 24 HP | 21 | 44500
BRYANT HEATING AND COOLING SYSTEMS | 284ANV048*0**B* | CAP**4824AL*+UI | 986TC66120C24*** | 10.5 | 47000 | 4000 | 206790617 | ASHP | HRCU-A-CB | EVOLUTION Extreme 24 HP | 21 | 44000
CARRIER | 25VNA448A*030* | CAP**4824AL*+UI | 59TN6B120C24**22 | 10.5 | 47000 | 4000 | 205272768 | ASHP | HRCU-A-CB | INFINITY 24 HP with GREENSPEED INTELLIGENCE | 21 | 44000
BRYANT HEATING AND COOLING SYSTEMS | 284ANV048*0**A* | CAP**4824AL*+UI | 986TC66120C24*** | 10.5 | 47000 | 4000 | 205274197 | ASHP | HRCU-A-CB | EVOLUTION Extreme 24 HP | 21 | 44000
CARRIER | 25VNA448A*030* | CNPV*6024AL*+UI | 58CU*A100C21**20 | 10.5 | 47000 | 4000 | 205652602 | ASHP | HRCU-A-CB | INFINITY 24 HP with GREENSPEED INTELLIGENCE | 20 | 45000
BRYANT HEATING AND COOLING SYSTEMS | 284ANV048*0**A* | CNPV*6024AL*+UI | 83*CA60100C21*** | 10.5 | 47000 | 4000 | 205652603 | ASHP | HRCU-A-CB | EVOLUTION Extreme 24 HP | 20 | 45000
CARRIER | 25VNA448A*031* | CAP**4824AL*+UI | 59TN6B120C24**22 | 10.5 | 47000 | 4000 | 206788929 | ASHP | HRCU-A-CB | INFINITY 24 HP with GREENSPEED INTELLIGENCE | 21 | 44000
FUJITSU | AOU42RGLX | ARU42RGLX |  | 10.5 | 47000 | $2,500: 2 indoor heads; $5,000: >=3 indoor heads | 202537550 | ccASHP | HRCU-A-CB | Halcyon Single-room Mini-Split Systems | 17.8 | 42000 | 2.31 | 76
CHAMPION HEATING AND COOLING | HL20B3621 | CM38CE2A1+CC | TM9V080C16MP12 | 10.5 | 47500 | 4000 | 204333916 | ASHP | HRCU-A-CB | MOMENTUM | 19 | 33600
COLEMAN | HC20B3621 | CM38CE2A1+CC | TP9C080C16MP13 | 10.5 | 47500 | 4000 | 204333917 | ASHP | HRCU-A-CB | ECHELON | 19 | 33600
LUXAIRE | HL20B3621 | CM38CE2A1+CC | TP9C080C16MP13 | 10.5 | 47500 | 4000 | 204333918 | ASHP | HRCU-A-CB | ACCLIMATE | 19 | 33600
FRASER-JOHNSTON | HL20B3621 | CM38CE2A1+CC | TP9C080C16MP13 | 10.5 | 47500 | 4000 | 204333921 | ASHP | HRCU-A-CB | RELIANT | 19 | 33600
CHAMPION HEATING AND COOLING | HL20B3621 | CM38CE2A1+CC | TP9C080C16MP13 | 10.5 | 47500 | 4000 | 204333922 | ASHP | HRCU-A-CB | MOMENTUM | 19 | 33600
COLEMAN | HC20B3621 | CM38CE2A1+CC | CP9C080C16MP13 | 10.5 | 47500 | 4000 | 204333923 | ASHP | HRCU-A-CB | ECHELON | 19 | 33600
LUXAIRE | HL20B3621 | CM38CE2A1+CC | LP9C080C16MP13 | 10.5 | 47500 | 4000 | 204333926 | ASHP | HRCU-A-CB | ACCLIMATE | 19 | 33600
COLEMAN | HC20B3621 | CM38CE2A1+MVC16CN21+CC |  | 10.5 | 47500 | 4000 | 204333570 | ASHP | HRCU-A-CB | ECHELON | 20 | 33600
LUXAIRE | HL20B3621 | CM38CE2A1+MVC16CN21+CC |  | 10.5 | 47500 | 4000 | 204333571 | ASHP | HRCU-A-CB | ACCLIMATE | 20 | 33600
FRASER-JOHNSTON | HL20B3621 | CM38CE2A1+MVC16CN21+CC |  | 10.5 | 47500 | 4000 | 204333574 | ASHP | HRCU-A-CB | RELIANT | 20 | 33600
CHAMPION HEATING AND COOLING | HL20B3621 | CM38CE2A1+MVC16CN21+CC |  | 10.5 | 47500 | 4000 | 204333575 | ASHP | HRCU-A-CB | MOMENTUM | 20 | 33600
YORK | YZV36B21 | CM38CE2A1+MVC16CN21+CC |  | 10.5 | 47500 | 4000 | 10309021 | ASHP | HRCU-A-CB | AFFINITY | 20 | 33600
YORK | YZV36B21 | CM38CE2A1+CC | TM9V080C16MP12 | 10.5 | 47500 | 4000 | 10524899 | ASHP | HRCU-A-CB | AFFINITY | 19 | 33600
YORK | YZV36B21 | CM38CE2A1+CC | TP9C080C16MP13 | 10.5 | 47500 | 4000 | 10524903 | ASHP | HRCU-A-CB | AFFINITY | 19 | 33600
YORK | YZV36B21 | CM38CE2A1+CC | YP9C080C16MP13 | 10.5 | 47500 | 4000 | 10524907 | ASHP | HRCU-A-CB | AFFINITY | 19 | 33600
LUXAIRE | HL20B3621 | CM38CE2A1+CC | TM9V080C16MP12 | 10.5 | 47500 | 4000 | 204333912 | ASHP | HRCU-A-CB | ACCLIMATE | 19 | 33600
FRASER-JOHNSTON | HL20B3621 | CM38CE2A1+CC | TM9V080C16MP12 | 10.5 | 47500 | 4000 | 204333913 | ASHP | HRCU-A-CB | RELIANT | 19 | 33600
COLEMAN | HC20B3621 | CM38CE2A1+CC | TM9V080C16MP12 | 10.5 | 47500 | 4000 | 204333911 | ASHP | HRCU-A-CB | ECHELON | 19 | 33600
COLEMAN | HC20B3621S | CM38CE2A1+MVC16CN21+CC |  | 10.5 | 47500 | 4000 | 10309094 | ASHP | HRCU-A-CB | ECHELON | 20 | 33600
COLEMAN | HC20B3621S | CM38CE2A1+CC | TP9C080C16MP13 | 10.5 | 47500 | 4000 | 10525580 | ASHP | HRCU-A-CB | ECHELON | 19 | 33600
COLEMAN | HC20B3621S | CM38CE2A1+CC | TM9V080C16MP12 | 10.5 | 47500 | 4000 | 10525576 | ASHP | HRCU-A-CB | ECHELON | 19 | 33600
COLEMAN | HC20B3621S | CM38CE2A1+CC | CP9C080C16MP13 | 10.5 | 47500 | 4000 | 10525569 | ASHP | HRCU-A-CB | ECHELON | 19 | 33600
REZNOR | GXH48-60MSK4DH | GMH48-**MSK4DH |  | 10.5 | 48000 | 5000 | 206720400 | ccASHP | HRCU-A-CB | Ultra Side Discharge | 18 | 48000 | 1.82 | 89
REZNOR | GXH48-60MSK4DH | GMH48-**MSK4DH1 |  | 10.5 | 48000 | 5000 | 206724402 | ccASHP | HRCU-A-CB | Ultra Side Discharge | 18 | 48000 | 1.82 | 89
NAPOLEON | NS18HV48A60 | NPFX48A |  | 10.5 | 48000 | 5000 | 207335554 | ccASHP | HRCU-A-CB | NS18 Series | 18 | 48000 | 1.82 | 89
ACD | FXD-ACD60 | AH248 |  | 10.5 | 48000 | 5000 | 207497903 | ccASHP | HRCU-A-CB | FLEXX | 18 | 48000 | 1.82 | 89
AIRTEMP | GXH48-60MSK4DH | GMH48-**MSK4DH |  | 10.5 | 48000 | 5000 | 206720408 | ccASHP | HRCU-A-CB | Ultra Side Discharge | 18 | 48000 | 1.82 | 89
AIRTEMP | GXH48-60MSK4DH | GMH48-**MSK4DH1 |  | 10.5 | 48000 | 5000 | 206724410 | ccASHP | HRCU-A-CB | Ultra Side Discharge | 18 | 48000 | 1.82 | 89
BOSCH | BOVA-60HDN1-M20G | BVA-48WN1-M20 |  | 10.5 | 48000 | 5000 | 202868495 | ccASHP | HRCU-A-CB | IDS2.0 | 20 | 47500 | 2.26 | 73
GREE | GUD60W/A-D(U) | GUD48A/A-D(U) |  | 10.5 | 48000 | 5000 | 205747610 | ccASHP | HRCU-A-CB |  | 18 | 48000 | 1.82 | 89
GREE | FLEXX60HP230V1AO | FLEXX48HP230V1AH |  | 10.5 | 48000 | 5000 | 205993850 | ccASHP | HRCU-A-CB |  | 18 | 48000 | 1.82 | 89
GREE | GUD60W/A-D(U) | GUD48AH2/A-D(U) |  | 10.5 | 48000 | 5000 | 206249119 | ccASHP | HRCU-A-CB | Ultra heat | 18 | 48000 | 1.82 | 89
KINGHOME | KU60UHO | KU48UH2I |  | 10.5 | 48000 | 5000 | 206414279 | ccASHP | HRCU-A-CB | Ultra heat | 18 | 48000 | 1.82 | 89
LBG PRODUCTS | LCH48060DO | LCH48DGHNI |  | 10.5 | 48000 | 5000 | 206726721 | ccASHP | HRCU-A-CB | GRUN | 18 | 48000 | 1.82 | 89
GE APPLIANCES | AUH4860ZGDA* | UUY48ZGDAB* |  | 10.5 | 48000 | 5000 | 206753163 | ccASHP | HRCU-A-CB | Connect Series | 18 | 48000 | 1.82 | 89
NORTEK | GXH48-60MSK4DH | GMH48-**MSK4DH |  | 10.5 | 48000 | 5000 | 206720396 | ccASHP | HRCU-A-CB | Ultra Side Discharge | 18 | 48000 | 1.82 | 89
GE APPLIANCES | AUH4860ZGDA* | UUY48ZGDA** |  | 10.5 | 48000 | 5000 | 205977486 | ccASHP | HRCU-A-CB | Connect Series | 18 | 48000 | 1.82 | 89
CONTINENTAL | CS18HV48A60 | CPFX48A |  | 10.5 | 48000 | 5000 | 207335558 | ccASHP | HRCU-A-CB | CS18 Series | 18 | 48000 | 1.82 | 89
TOSOT | TU60-48WADU | TU48-60AADU |  | 10.5 | 48000 | 5000 | 206322338 | ccASHP | HRCU-A-CB |  | 18 | 48000 | 1.82 | 89
KINGHOME | KU60UHO | KU48UHI |  | 10.5 | 48000 | 5000 | 206322337 | ccASHP | HRCU-A-CB |  | 18 | 48000 | 1.82 | 89
WABBAN | BB60-48WADU | BBD48-24AH2ADU |  | 10.5 | 48000 | 5000 | 207196959 | ccASHP | HRCU-A-CB |  | 18 | 48000 | 1.82 | 89
MAMMOTH | GXH48-60MSK4DH | GMH48-**MSK4DH |  | 10.5 | 48000 | 5000 | 206720412 | ccASHP | HRCU-A-CB | Ultra Side Discharge | 18 | 48000 | 1.82 | 89
MAMMOTH | GXH48-60MSK4DH | GMH48-**MSK4DH1 |  | 10.5 | 48000 | 5000 | 206724414 | ccASHP | HRCU-A-CB | Ultra Side Discharge | 18 | 48000 | 1.82 | 89
NORTEK | GXH48-60MSK4DH | GMH48-**MSK4DH1 |  | 10.5 | 48000 | 5000 | 206724398 | ccASHP | HRCU-A-CB | Ultra Side Discharge | 18 | 48000 | 1.82 | 89
TOSOT | TU60-24WADU | TU48-24AADU |  | 10.5 | 48000 | 5000 | 205984662 | ccASHP | HRCU-A-CB |  | 18 | 48000 | 1.82 | 89
TOSOT | TU60-48WADU | TUD48-24AH2ADU |  | 10.5 | 48000 | 5000 | 206414275 | ccASHP | HRCU-A-CB | Ultra heat | 18 | 48000 | 1.82 | 89
MIDEA | MOVA-60HDN1-M20G | MVME48C2MN1TA |  | 10.5 | 48000 | 4000 | 202850898 | ASHP | HRCU-A-CB |  | 20 | 47500
MIDEA | MOVA-60HDN1-M20G | MVME48C2MN1TB |  | 10.5 | 48000 | 4000 | 206077597 | ASHP | HRCU-A-CB |  | 20 | 47500
LG | LMU421HHV |  |  | 10.5 | 48000 | $2,500: 2 indoor heads; $5,000: >=3 indoor heads | 206717008 | ccASHP | HMSV-A-CB | MULTI F RED | 19 | 42000 | 2.27 | 100
MDV | M5OG-42HFN1-M-[X] |  |  | 10.5 | 49000 | $2,500: 2 indoor heads; $4,000: >=3 indoor heads | 207617659 | ASHP | HMSV-A-CB |  | 20.6 | 42000
DIRECT AIR | M5OG-48HFN1-M-[X] |  |  | 10.5 | 50000 | $2,500: 2 indoor heads; $5,000: >=3 indoor heads | 205920170 | ccASHP | HMSV-A-CB |  | 20.2 | 48000 | 2.01 | 96
LG | LUU480HHV | LVN480HV |  | 10.5 | 50000 | $2,500: 2 indoor heads; $5,000: >=3 indoor heads | 205788777 | ccASHP | HRCU-A-CB |  | 19 | 46000 | 2.11 | 100
MDV | M5OG-48HFN1-M-[X] |  |  | 10.5 | 50000 | $2,500: 2 indoor heads; $5,000: >=3 indoor heads | 205306855 | ccASHP | HMSV-A-CB |  | 20.2 | 48000 | 2.01 | 96
MDV | M5OG-48HFN1-M-[X]-20 |  |  | 10.5 | 50000 | $2,500: 2 indoor heads; $5,000: >=3 indoor heads | 206714985 | ccASHP | HMSV-A-CB |  | 20.2 | 48000 | 1.99 | 96
C&H | CH-HYP48MSPH-230VO |  |  | 10.5 | 50000 | $2,500: 2 indoor heads; $5,000: >=3 indoor heads | 205313424 | ccASHP | HMSV-A-CB |  | 20.2 | 48000 | 2.01 | 96
PERFECTAIRE | 2PAMS48-HH-MZO5 |  |  | 10.5 | 50000 | $2,500: 2 indoor heads; $5,000: >=3 indoor heads | 205645142 | ccASHP | HMSV-A-CB |  | 20.2 | 48000 | 2.01 | 96
MOOVAIR | DM48HOM25230X3 |  |  | 10.5 | 50000 | $2,500: 2 indoor heads; $5,000: >=3 indoor heads | 205309414 | ccASHP | HMSV-A-CB |  | 20.2 | 48000 | 2.01 | 96
LENNOX | MLB048S4M-1P |  |  | 10.5 | 50000 | $2,500: 2 indoor heads; $5,000: >=3 indoor heads | 205747589 | ccASHP | HMSV-A-CB | MLB Low Ambient | 20.2 | 48000 | 2.01 | 96
LG | LMU480HHV |  |  | 10.5 | 52500 | $2,500: 2 indoor heads; $5,000: >=3 indoor heads | 206717009 | ccASHP | HMSV-A-CB | MULTI F RED | 18.5 | 48000 | 2.33 | 100
AMERICAN STANDARD / MITSUBISHI ELECTRIC | NAXMPH48A182AA |  |  | 10.5 | 54000 | $2,500: 2 indoor heads; $5,000: >=3 indoor heads | 202392015 | ccASHP | HRCU-A-CB | M-Series H2i | 16.8 | 48000 | 2.12 | 105
LG | LMU481HV |  |  | 10.5 | 54000 | $2,500: 2 indoor heads; $5,000: >=3 indoor heads | 206717010 | ccASHP | HMSV-A-CB | MULTI F | 19.9 | 48000 | 2.11 | 73
MITSUBISHI ELECTRIC | MXZ-8C48NAHZ |  |  | 10.5 | 54000 | $2,500: 2 indoor heads; $5,000: >=3 indoor heads | 201755024 | ccASHP | HRCU-A-CB | M-Series H2i | 16.8 | 48000 | 2.12 | 105
TRANE / MITSUBISHI ELECTRIC | NTXMPH48A182AA |  |  | 10.5 | 54000 | $2,500: 2 indoor heads; $5,000: >=3 indoor heads | 202392014 | ccASHP | HRCU-A-CB | M-Series H2i | 16.8 | 48000 | 2.12 | 105
LG | LMU481HV |  |  | 10.5 | 54000 | $2,500: 2 indoor heads; $5,000: >=3 indoor heads | 206717004 | ccASHP | HMSV-A-CB | MULTI F | 19 | 48000 | 2.1 | 73
LG | LMU481HV |  |  | 10.5 | 54000 | $2,500: 2 indoor heads; $5,000: >=3 indoor heads | 206716999 | ccASHP | HMSV-A-CB-O | MULTI F | 20.8 | 48000 | 2.12 | 73
FUJITSU | AOU48RLAVS |  |  | 10.5 | 54000 | $2,500: 2 indoor heads; $5,000: >=3 indoor heads | 9962521 | ccASHP | HMSV-A-CB | AIRSTAGE J-IIs Series | 17.85 | 48000 | 2.91 | 70
CARRIER | 25VNA060A*030* | CSPH*6012AL*+UI | 58TN*A135C24**22 | 10.5 | 55000 | 5000 | 204431751 | ccASHP | HRCU-A-CB |  | 17 | 54000 | 2.06 | 77
BRYANT | 280ANV060*0**A* | CSPH*6012AL*+UI | 88*TA66135C24*** | 10.5 | 55000 | 5000 | 204431752 | ccASHP | HRCU-A-CB |  | 17 | 54000 | 2.06 | 77
BRYANT | 280ANV060*0**A* | CNPV*6024AL*+UI | 88*TA66135C24*** | 10.5 | 56000 | 5000 | 204431722 | ccASHP | HRCU-A-CB |  | 17.5 | 54500 | 2.15 | 77
CARRIER | 25VNA060A*030* | CNPV*6024AL*+UI | 58TN*A135C24**22 | 10.5 | 56000 | 5000 | 204431720 | ccASHP | HRCU-A-CB |  | 17.5 | 54500 | 2.15 | 77
BOSCH | BOVA-60HDN1-M20G | BVA-60WN1-M20 |  | 10.5 | 56000 | 5000 | 202868497 | ccASHP | HRCU-A-CB | IDS2.0 | 19 | 54500 | 2.38 | 71
MIDEA | MOVA-60HDN1-M20G | MVME60C2MN1TA |  | 10.5 | 56000 | 4000 | 202850900 | ASHP | HRCU-A-CB |  | 19 | 54500
MIDEA | MOVA-60HDN1-M20G | MVME60C2MN1TB |  | 10.5 | 56000 | 4000 | 206077598 | ASHP | HRCU-A-CB |  | 19 | 54500
BRYANT | 280ANV060*0**A* | CNPV*6024AL*+UI | 987MB66120C24*** | 10.5 | 56500 | 5000 | 204431734 | ccASHP | HRCU-A-CB |  | 17 | 54000 | 2.2 | 75
BRYANT | 280ANV060*0**A* | CNPV*6024AL*+UI | 986TC60080C21*** | 10.5 | 56500 | 5000 | 204431736 | ccASHP | HRCU-A-CB |  | 17 | 54000 | 2.2 | 75
CARRIER | 25VNA060A*030* | CNPV*6024AL*+UI | 59MN7B120C24**22 | 10.5 | 56500 | 5000 | 204431733 | ccASHP | HRCU-A-CB |  | 17 | 54000 | 2.2 | 75
CARRIER | 25VNA060A*030* | CNPV*6024AL*+UI | 59TN6B080C21**20 | 10.5 | 56500 | 5000 | 204431735 | ccASHP | HRCU-A-CB |  | 17 | 54000 | 2.2 | 75
CARRIER | 25VNA060A*030* | CNPV*6024AL*+UI | 58TN*A070C21**20 | 10.5 | 57000 | 5000 | 204431714 | ccASHP | HRCU-A-CB |  | 17.5 | 53500 | 2.19 | 76
BRYANT | 280ANV060*0**A* | CNPV*6024AL*+UI | 88*TA60070C21*** | 10.5 | 57000 | 5000 | 204431716 | ccASHP | HRCU-A-CB |  | 17.5 | 53500 | 2.19 | 76
YORK | YZV48B21 | CM50DE3A1+MVC20DN21+CC |  | 10.5 | 58000 | 4000 | 10309025 | ASHP | HRCU-A-CB | AFFINITY | 21 | 45000
FRASER-JOHNSTON | HL20B4821 | CM50DE3A1+MVC20DN21+CC |  | 10.5 | 58000 | 4000 | 204333949 | ASHP | HRCU-A-CB | RELIANT | 21 | 45000
COLEMAN | HC20B4821S | CM50DE3A1+MVC20DN21+CC |  | 10.5 | 58000 | 4000 | 10309106 | ASHP | HRCU-A-CB | ECHELON | 21 | 45000
COLEMAN | HC20B4821 | CM50DE3A1+MVC20DN21+CC |  | 10.5 | 58000 | 4000 | 204333945 | ASHP | HRCU-A-CB | ECHELON | 21 | 45000
CHAMPION HEATING AND COOLING | HL20B4821 | CM50DE3A1+MVC20DN21+CC |  | 10.5 | 58000 | 4000 | 204333950 | ASHP | HRCU-A-CB | MOMENTUM | 21 | 45000
LUXAIRE | HL20B4821 | CM50DE3A1+MVC20DN21+CC |  | 10.5 | 58000 | 4000 | 204333946 | ASHP | HRCU-A-CB | ACCLIMATE | 21 | 45000
CARRIER | 25VNA460A*030* | CAP**6124AL*+UI | 59MN7B100C21**22 | 10.5 | 59000 | 4000 | 205272817 | ASHP | HRCU-A-CB | INFINITY 24 HP with GREENSPEED INTELLIGENCE | 20 | 58000
CARRIER | 25VNA460A*030* | CAP**6124AL*+UI | 58TN*A110C21**20 | 10.5 | 59000 | 4000 | 205272821 | ASHP | HRCU-A-CB | INFINITY 24 HP with GREENSPEED INTELLIGENCE | 20 | 58000
CARRIER | 25VNA460A*031* | CAP**6124AL*+UI | 58TN*A110C21**20 | 10.5 | 59000 | 4000 | 206788989 | ASHP | HRCU-A-CB | INFINITY 24 HP with GREENSPEED INTELLIGENCE | 20 | 58000
CARRIER | 25VNA460A*031* | CAP**6124AL*+UI | 59MN7B100C21**22 | 10.5 | 59000 | 4000 | 206788985 | ASHP | HRCU-A-CB | INFINITY 24 HP with GREENSPEED INTELLIGENCE | 20 | 58000
BRYANT HEATING AND COOLING SYSTEMS | 284ANV060*0**A* | CAP**6124AL*+UI | 88*TA60110C21*** | 10.5 | 59000 | 4000 | 205274250 | ASHP | HRCU-A-CB | EVOLUTION Extreme 24 HP | 20 | 58000
BRYANT HEATING AND COOLING SYSTEMS | 284ANV060*0**A* | CAP**6124AL*+UI | 987MB66100C21*** | 10.5 | 59000 | 4000 | 205274246 | ASHP | HRCU-A-CB | EVOLUTION Extreme 24 HP | 20 | 58000
BRYANT HEATING AND COOLING SYSTEMS | 284ANV060*0**B* | CAP**6124AL*+UI | 88*TA60110C21*** | 10.5 | 59000 | 4000 | 206790677 | ASHP | HRCU-A-CB | EVOLUTION Extreme 24 HP | 20 | 58000
BRYANT HEATING AND COOLING SYSTEMS | 284ANV060*0**B* | CAP**6124AL*+UI | 987MB66100C21*** | 10.5 | 59000 | 4000 | 206790673 | ASHP | HRCU-A-CB | EVOLUTION Extreme 24 HP | 20 | 58000
AMERICAN STANDARD / MITSUBISHI ELECTRIC | NAXMMX60A182AA |  |  | 10.5 | 66000 | $2,500: 2 indoor heads; $5,000: >=3 indoor heads | 202373708 | ccASHP | HMSV-A-CB | M-Series | 17.4 | 60000 | 2.07 | 86
MITSUBISHI ELECTRIC | MXZ-8C60NA-U* |  |  | 10.5 | 66000 | $2,500: 2 indoor heads; $5,000: >=3 indoor heads | 201754637 | ccASHP | HRCU-A-CB-O | M-Series | 17.4 | 60000 | 2.07 | 86
TRANE / MITSUBISHI ELECTRIC | NTXMMX60A182AA |  |  | 10.5 | 66000 | $2,500: 2 indoor heads; $5,000: >=3 indoor heads | 202373748 | ccASHP | HMSV-A-CB | M-Series | 17.4 | 60000 | 2.07 | 86
FUJITSU | AOU60RLAVM4 |  |  | 10.5 | 66000 | $2,500: 2 indoor heads; $5,000: >=3 indoor heads | 206347272 | ccASHP | HMSV-A-CB | AIRSTAGE J-IV Series | 16.5 | 60000 | 3.51 | 85
DAIKIN | RXG12HVJU | FTXG12HVJU |  | 10.55 | 16000 | $2,500: 2 indoor heads; $4,000: >=3 indoor heads | 3208522 | ASHP | HRCU-A-CB-O |  | 24.2 | 12000
AMERICAN STANDARD / MITSUBISHI ELECTRIC | NAXMPH42A152AA |  |  | 10.55 | 48000 | $2,500: 2 indoor heads; $5,000: >=3 indoor heads | 202392011 | ccASHP | HRCU-A-CB | M-Series H2i | 17 | 42000 | 2.33 | 105
MITSUBISHI ELECTRIC | MXZ-5C42NAHZ |  |  | 10.55 | 48000 | $2,500: 2 indoor heads; $5,000: >=3 indoor heads | 201755022 | ccASHP | HRCU-A-CB | M-Series H2i | 17 | 42000 | 2.33 | 105
TRANE / MITSUBISHI ELECTRIC | NTXMPH42A152AA |  |  | 10.55 | 48000 | $2,500: 2 indoor heads; $5,000: >=3 indoor heads | 202392010 | ccASHP | HRCU-A-CB | M-Series H2i | 17 | 42000 | 2.33 | 105
WEATHERMAKER | 38MARBQ12AA3 | 40MBCQ12--3 |  | 10.6 | 12000 | $2,500: 2 indoor heads; $5,000: >=3 indoor heads | 206350362 | ccASHP | HRCU-A-CB-O | Mid-Tier | 21.5 | 12000 | 1.86 | 101
MIDEA | 38MAQB12R--3 | 40MBCQ12---3 |  | 10.6 | 12000 | $2,500: 2 indoor heads; $5,000: >=3 indoor heads | 201846993 | ccASHP | HRCU-A-CB-O | Excel | 19.5 | 12000 | 1.81 | 101
MDV | MOX330-12HFN1-MW5W | MCA3U-12HRFN1-M(C) |  | 10.6 | 12000 | $2,500: 2 indoor heads; $5,000: >=3 indoor heads | 206330126 | ccASHP | HRCU-A-CB-O |  | 21.5 | 12000 | 1.84 | 91
PAYNE | 38MARBQ12AA3 | 40MBCQ12--3 |  | 10.6 | 12000 | $2,500: 2 indoor heads; $5,000: >=3 indoor heads | 206350351 | ccASHP | HRCU-A-CB-O | Mid-Tier | 21.5 | 12000 | 1.86 | 101
HEIL | DLCSRBH12AAK | DLFSCAH12XAK |  | 10.6 | 12000 | $2,500: 2 indoor heads; $5,000: >=3 indoor heads | 206350417 | ccASHP | HRCU-A-CB-O | QuietComfort | 21.5 | 12000 | 1.86 | 101
KEEPRITE | DLCSRBH12AAK | DLFSCAH12XAK |  | 10.6 | 12000 | $2,500: 2 indoor heads; $5,000: >=3 indoor heads | 206350428 | ccASHP | HRCU-A-CB-O | ProComfort | 21.5 | 12000 | 1.86 | 101
GREE | 3VIR12HP230V1AO | DUCT12HP230V1BD |  | 10.6 | 12000 | $2,500: 2 indoor heads; $5,000: >=3 indoor heads | 207201627 | ccASHP | HRCU-A-CB-O |  | 20.5 | 12000 | 2 | 79
KENMORE | DLCSRBH12AAK | DLFSCAH12XAK |  | 10.6 | 12000 | $2,500: 2 indoor heads; $5,000: >=3 indoor heads | 206350439 | ccASHP | HRCU-A-CB-O | Mid-Tier | 21.5 | 12000 | 1.86 | 101
COMFORTMAKER | DLCSRBH12AAK | DLFSCAH12XAK |  | 10.6 | 12000 | $2,500: 2 indoor heads; $5,000: >=3 indoor heads | 206350395 | ccASHP | HRCU-A-CB-O | QuietComfort | 21.5 | 12000 | 1.86 | 101
DAY & NIGHT | DLCSRBH12AAK | DLFSCAH12XAK |  | 10.6 | 12000 | $2,500: 2 indoor heads; $5,000: >=3 indoor heads | 206350406 | ccASHP | HRCU-A-CB-O | Constant Comfort | 21.5 | 12000 | 1.86 | 101
CARRIER | 38MARBQ12AA3 | 40MBCQ12--3 |  | 10.6 | 12000 | $2,500: 2 indoor heads; $5,000: >=3 indoor heads | 206350329 | ccASHP | HRCU-A-CB-O | Performance | 21.5 | 12000 | 1.86 | 101
CARRIER | 38MAQB12R--3 | 40MBCQ12---3 |  | 10.6 | 12000 | $2,500: 2 indoor heads; $5,000: >=3 indoor heads | 200059155 | ccASHP | HRCU-A-CB-O | Performance | 19.5 | 12000 | 1.81 | 101
BRYANT | 38MARBQ12AA3 | 40MBCQ12--3 |  | 10.6 | 12000 | $2,500: 2 indoor heads; $5,000: >=3 indoor heads | 206350340 | ccASHP | HRCU-A-CB-O | Preferred | 21.5 | 12000 | 1.86 | 101
BRYANT | 38MAQB12R--3 | 40MBCQ12---3 |  | 10.6 | 12000 | $2,500: 2 indoor heads; $5,000: >=3 indoor heads | 200059154 | ccASHP | HRCU-A-CB-O | Preferred | 19.5 | 12000 | 1.81 | 101
ARCOAIRE | DLCSRBH12AAK | DLFSCAH12XAK |  | 10.6 | 12000 | $2,500: 2 indoor heads; $5,000: >=3 indoor heads | 206350384 | ccASHP | HRCU-A-CB-O | DuraComfort | 21.5 | 12000 | 1.86 | 101
AIRQUEST | DLCSRBH12AAK | DLFSCAH12XAK |  | 10.6 | 12000 | $2,500: 2 indoor heads; $5,000: >=3 indoor heads | 206350483 | ccASHP | HRCU-A-CB-O | QuietComfort | 21.5 | 12000 | 1.86 | 101
MIDEA | 38MARBQ12AA3 | 40MBCQ12--3 |  | 10.6 | 12000 | $2,500: 2 indoor heads; $5,000: >=3 indoor heads | 206350373 | ccASHP | HRCU-A-CB-O | Excel | 21.5 | 12000 | 1.86 | 101
MIDEA | DLCSRBH12AAK | DLFSCAH12XAK |  | 10.6 | 12000 | $2,500: 2 indoor heads; $5,000: >=3 indoor heads | 206350450 | ccASHP | HRCU-A-CB-O | Excel | 21.5 | 12000 | 1.86 | 101
PAYNE | 38MAQB12R--3 | 40MBCQ12---3 |  | 10.6 | 12000 | $2,500: 2 indoor heads; $5,000: >=3 indoor heads | 201846973 | ccASHP | HRCU-A-CB-O | Mid-tier | 19.5 | 12000 | 1.81 | 101
TEMPSTAR | DLCSRBH12AAK | DLFSCAH12XAK |  | 10.6 | 12000 | $2,500: 2 indoor heads; $5,000: >=3 indoor heads | 206350461 | ccASHP | HRCU-A-CB-O | QuietComfort | 21.5 | 12000 | 1.86 | 101
MDV | MOX230-12HFN1-MV5W | MCA3U-12HRFN1-M(C) |  | 10.6 | 12000 | $2,500: 2 indoor heads; $4,000: >=3 indoor heads | 206330119 | ASHP | HRCU-A-CB-O |  | 22 | 12000
COMFORTSTAR | CXH012CD(O) | TPA-12 |  | 10.6 | 12000 | $2,500: 2 indoor heads; $4,000: >=3 indoor heads | 202575864 | ASHP | HRCU-A-CB-O |  | 19.5 | 12000
SENVILLE | SENA/12HF/OZ | SENA/12HF/ICZ |  | 10.6 | 12000 | $2,500: 2 indoor heads; $4,000: >=3 indoor heads | 8929137 | ASHP | HRCU-A-CB-O |  | 19.5 | 12000
MRCOOL | O-HH-12-HP-C-230 | CASSETTE18HP-230 |  | 10.6 | 12000 | $2,500: 2 indoor heads; $4,000: >=3 indoor heads | 8977716 | ASHP | HRCU-A-CB-O |  | 19.5 | 12000
MIDEA | MOB30-12HFN1-MV0W | CCA3U-12HRFN1-M(C) |  | 10.6 | 12000 | $2,500: 2 indoor heads; $4,000: >=3 indoor heads | 10207597 | ASHP | HRCU-A-CB-O |  | 19.5 | 12000
MDV | MOB30-12HFN1-MV0W | CCA3U-12HRFN1-M(C) |  | 10.6 | 12000 | $2,500: 2 indoor heads; $4,000: >=3 indoor heads | 8740664 | ASHP | HRCU-A-CB-O |  | 19.5 | 12000
CLASSIC | MROHNC12AS | MCHINC12S |  | 10.6 | 12000 | $2,500: 2 indoor heads; $4,000: >=3 indoor heads | 8752719 | ASHP | HRCU-A-CB-O |  | 19.5 | 12000
TGM | MROHNT12AS | MCHINT12S |  | 10.6 | 12000 | $2,500: 2 indoor heads; $4,000: >=3 indoor heads | 8752722 | ASHP | HRCU-A-CB-O |  | 19.5 | 12000
DIRECT AIR | MOB30-12HFN1-MV0W | CCA3U-12HRFN1-M(C) |  | 10.6 | 12000 | $2,500: 2 indoor heads; $4,000: >=3 indoor heads | 8775834 | ASHP | HRCU-A-CB-O |  | 19.5 | 12000
BRYANT | 38MAQB12R--3 | 619REQ012CBMA |  | 10.6 | 12000 | $2,500: 2 indoor heads; $4,000: >=3 indoor heads | 8856647 | ASHP | HRCU-A-CB-O |  | 19.5 | 12000
CARRIER | 38MAQB12R--3 | 40MBQB12C--3 |  | 10.6 | 12000 | $2,500: 2 indoor heads; $4,000: >=3 indoor heads | 8856651 | ASHP | HRCU-A-CB-O |  | 19.5 | 12000
MDV | MOX330-12HFN1-MW5W-L | MCA3U-12HRFN1-M(C) |  | 10.6 | 12000 | $2,500: 2 indoor heads; $4,000: >=3 indoor heads | 207658614 | ASHP | HRCU-A-CB-O |  | 21.5 | 12000
SENVILLE | SENA/12HF/OQ | SENA/12HF/ICZ |  | 10.6 | 12000 | $2,500: 2 indoor heads; $4,000: >=3 indoor heads | 207641342 | ASHP | HRCU-A-CB-O |  | 21.5 | 12000
THERMOCORE SYSTEMS | T4HH23S-H212-C | T3-OS212-EC |  | 10.6 | 12000 | $2,500: 2 indoor heads; $4,000: >=3 indoor heads | 205992986 | ASHP | HRCU-A-CB-O |  | 19.5 | 12000
PERFECTAIRE | 1PAMSHH12-SZO-22.5 | 2PAMSCH12 |  | 10.6 | 12000 | $2,500: 2 indoor heads; $4,000: >=3 indoor heads | 207192285 | ASHP | HRCU-A-CB-O |  | 19.5 | 12000
MRCOOL | O-HH-12-HP-C-230 | CASSETTE12HP-230 |  | 10.6 | 12000 | $2,500: 2 indoor heads; $4,000: >=3 indoor heads | 204469765 | ASHP | HRCU-A-CB-O |  | 19.5 | 12000
MRCOOL | O-HH-12-HP-C-230 | CASSETTE12HP-230 |  | 10.6 | 12000 | $2,500: 2 indoor heads; $4,000: >=3 indoor heads | 204340473 | ASHP | HRCU-A-CB-O |  | 19.5 | 12000
MOOVAIR | DM12HOS25230E3 | DM12HICU230X5 |  | 10.6 | 12000 | $2,500: 2 indoor heads; $4,000: >=3 indoor heads | 204005749 | ASHP | HRCU-A-CB-O |  | 19.5 | 12000
ELIOS | DE12HOS25230E3 | DE12HICU230X5 |  | 10.6 | 12000 | $2,500: 2 indoor heads; $4,000: >=3 indoor heads | 204005783 | ASHP | HRCU-A-CB-O |  | 19.5 | 12000
BOSCH | BMS500-AAS012-1CSXHB | BMS500-AAU012-1AHCXB |  | 10.6 | 12000 | $2,500: 2 indoor heads; $4,000: >=3 indoor heads | 204014465 | ASHP | HRCU-A-CB-O |  | 19.5 | 12000
C&H | CH-12DKT230VO | CH-12MSPHCT-230VI |  | 10.6 | 12000 | $2,500: 2 indoor heads; $4,000: >=3 indoor heads | 204098417 | ASHP | HRCU-A-CB-O |  | 19.5 | 12000
BREEZE33 | BZ33-HYP12HPOUT2-P | BZ33-CASS12-P |  | 10.6 | 12000 | $2,500: 2 indoor heads; $4,000: >=3 indoor heads | 205470426 | ASHP | HRCU-A-CB-O |  | 19.5 | 12000
NOVAIR PLUS | 12EVONVO | 12EVCNVI |  | 10.6 | 12000 | $2,500: 2 indoor heads; $4,000: >=3 indoor heads | 205281380 | ASHP | HRCU-A-CB-O |  | 19.5 | 12000
WEATHERMAKER | 38MAQB12R--3 | 40MBCQ12---3 |  | 10.6 | 12000 | $2,500: 2 indoor heads; $4,000: >=3 indoor heads | 205772833 | ASHP | HRCU-A-CB-O |  | 19.5 | 12000
KERR | A-KMH12SU-1 | B-KMH12CU-1 |  | 10.6 | 12000 | $2,500: 2 indoor heads; $4,000: >=3 indoor heads | 206347316 | ASHP | HRCU-A-CB-O |  | 19.5 | 12000
SMART COMFORT | DLCSRBH12AAK | DLFSCAH12XAK |  | 10.6 | 12000 | $2,500: 2 indoor heads; $4,000: >=3 indoor heads | 206350472 | ASHP | HRCU-A-CB-O |  | 21.5 | 12000
KARDA | 1PAMSHH12-SZO-22.5 | 2KARDA12UVCS |  | 10.6 | 12000 | $2,500: 2 indoor heads; $4,000: >=3 indoor heads | 205921403 | ASHP | HRCU-A-CB-O |  | 19.5 | 12000
KOOLKING | MOB30-12HFN1-MV0W | CCA3U-12HRFN1-M(C) |  | 10.6 | 12000 | $2,500: 2 indoor heads; $4,000: >=3 indoor heads | 205092277 | ASHP | HRCU-A-CB-O |  | 19.5 | 12000
ELIOS | DE12HOS25230E3 | DM12HICU230X5 |  | 10.6 | 12000 | $2,500: 2 indoor heads; $4,000: >=3 indoor heads | 205300184 | ASHP | HRCU-A-CB-O |  | 19.5 | 12000
SAMSUNG | AC012BXADCH | AC012BNHDCH |  | 10.6 | 14000 | $2,500: 2 indoor heads; $5,000: >=3 indoor heads | 207465441 | ccASHP | HRCU-A-CB | Duct S | 20.3 | 12000 | 1.95 | 89
WEATHERMAKER | 38MARBQ18AA3 | 40MBFQ18--3 |  | 10.6 | 18000 | $2,500: 2 indoor heads; $5,000: >=3 indoor heads | 206350367 | ccASHP | HRCU-A-CB-O | Mid-Tier | 20.2 | 17000 | 1.8 | 102
RHEEM | ROSH18ASJ | RIWH18ASJ |  | 10.6 | 18000 | $2,500: 2 indoor heads; $5,000: >=3 indoor heads | 10061704 | ccASHP | HRCU-A-CB-O | Rheem Single-room Mini-Split Systems Wall Mounted | 19 | 18000 | 2.07 | 85
MIDEA | DLCSRBH18AAK | DLFSFAH18XAK |  | 10.6 | 18000 | $2,500: 2 indoor heads; $5,000: >=3 indoor heads | 206350455 | ccASHP | HRCU-A-CB-O | Excel | 20.2 | 17000 | 1.8 | 102
MIDEA | 38MARBQ18AA3 | 40MBFQ18--3 |  | 10.6 | 18000 | $2,500: 2 indoor heads; $5,000: >=3 indoor heads | 206350378 | ccASHP | HRCU-A-CB-O | Excel | 20.2 | 17000 | 1.8 | 102
AIRQUEST | DLCSRBH18AAK | DLFSFAH18XAK |  | 10.6 | 18000 | $2,500: 2 indoor heads; $5,000: >=3 indoor heads | 206350488 | ccASHP | HRCU-A-CB-O | QuietComfort | 20.2 | 17000 | 1.8 | 102
ARCOAIRE | DLCSRBH18AAK | DLFSFAH18XAK |  | 10.6 | 18000 | $2,500: 2 indoor heads; $5,000: >=3 indoor heads | 206350389 | ccASHP | HRCU-A-CB-O | DuraComfort | 20.2 | 17000 | 1.8 | 102
BRYANT | 38MARBQ18AA3 | 40MBFQ18--3 |  | 10.6 | 18000 | $2,500: 2 indoor heads; $5,000: >=3 indoor heads | 206350345 | ccASHP | HRCU-A-CB-O | Preferred | 20.2 | 17000 | 1.8 | 102
CARRIER | 38MARBQ18AA3 | 40MBFQ18--3 |  | 10.6 | 18000 | $2,500: 2 indoor heads; $5,000: >=3 indoor heads | 206350334 | ccASHP | HRCU-A-CB-O | Performance | 20.2 | 17000 | 1.8 | 102
DAY & NIGHT | DLCSRBH18AAK | DLFSFAH18XAK |  | 10.6 | 18000 | $2,500: 2 indoor heads; $5,000: >=3 indoor heads | 206350411 | ccASHP | HRCU-A-CB-O | Constant Comfort | 20.2 | 17000 | 1.8 | 102
FUJITSU | AOU18RLB | ASU18RLB |  | 10.6 | 18000 | $2,500: 2 indoor heads; $5,000: >=3 indoor heads | 7937663 | ccASHP | HRCU-A-CB-O | Halcyon Single-room Mini-Split Systems Wall Mounted RLB Series | 19 | 18000 | 2.07 | 85
COMFORTMAKER | DLCSRBH18AAK | DLFSFAH18XAK |  | 10.6 | 18000 | $2,500: 2 indoor heads; $5,000: >=3 indoor heads | 206350400 | ccASHP | HRCU-A-CB-O | QuietComfort | 20.2 | 17000 | 1.8 | 102
KENMORE | DLCSRBH18AAK | DLFSFAH18XAK |  | 10.6 | 18000 | $2,500: 2 indoor heads; $5,000: >=3 indoor heads | 206350444 | ccASHP | HRCU-A-CB-O | Mid-Tier | 20.2 | 17000 | 1.8 | 102
KEEPRITE | DLCSRBH18AAK | DLFSFAH18XAK |  | 10.6 | 18000 | $2,500: 2 indoor heads; $5,000: >=3 indoor heads | 206350433 | ccASHP | HRCU-A-CB-O | ProComfort | 20.2 | 17000 | 1.8 | 102
HEIL | DLCSRBH18AAK | DLFSFAH18XAK |  | 10.6 | 18000 | $2,500: 2 indoor heads; $5,000: >=3 indoor heads | 206350422 | ccASHP | HRCU-A-CB-O | QuietComfort | 20.2 | 17000 | 1.8 | 102
PAYNE | 38MARBQ18AA3 | 40MBFQ18--3 |  | 10.6 | 18000 | $2,500: 2 indoor heads; $5,000: >=3 indoor heads | 206350356 | ccASHP | HRCU-A-CB-O | Mid-Tier | 20.2 | 17000 | 1.8 | 102
TEMPSTAR | DLCSRBH18AAK | DLFSFAH18XAK |  | 10.6 | 18000 | $2,500: 2 indoor heads; $5,000: >=3 indoor heads | 206350466 | ccASHP | HRCU-A-CB-O | QuietComfort | 20.2 | 17000 | 1.8 | 102
CARRIER | 38MAQB18R--3 | 40MBFQ18---3 |  | 10.6 | 18000 | $2,500: 2 indoor heads; $4,000: >=3 indoor heads | 201846962 | ASHP | HRCU-A-CB-O |  | 19.9 | 17000
RUUD | ROSH18ASJ | UIWH18ASJ |  | 10.6 | 18000 | $2,500: 2 indoor heads; $4,000: >=3 indoor heads | 206221491 | ASHP | HRCU-A-CB-O |  | 19 | 18000
LENNOX | LISH018000P431-C | LIUH018180P431-C |  | 10.6 | 18000 | $2,500: 2 indoor heads; $4,000: >=3 indoor heads | 201796623 | ASHP | HRCU-A-CB-O |  | 19.9 | 17000
COMFORTSTAR | CXH018CD(O) | FPA-18 |  | 10.6 | 18000 | $2,500: 2 indoor heads; $4,000: >=3 indoor heads | 202575870 | ASHP | HRCU-A-CB-O |  | 19.9 | 17000
SENVILLE | SENA/18HF/OZ | SENA/18HF/IF |  | 10.6 | 18000 | $2,500: 2 indoor heads; $4,000: >=3 indoor heads | 202606681 | ASHP | HRCU-A-CB-O |  | 19.9 | 17000
WEATHERMAKER | 38MAQB18R--3 | 40MBFQ18---3 |  | 10.6 | 18000 | $2,500: 2 indoor heads; $4,000: >=3 indoor heads | 205772840 | ASHP | HRCU-A-CB-O |  | 19.9 | 17000
KERR | A-KMH18SU-1A | B-KMH18UU-1 |  | 10.6 | 18000 | $2,500: 2 indoor heads; $4,000: >=3 indoor heads | 206347322 | ASHP | HRCU-A-CB-O |  | 20.2 | 17000
RUUD | UOSH18ASJ | UIWH18ASJ |  | 10.6 | 18000 | $2,500: 2 indoor heads; $4,000: >=3 indoor heads | 10061705 | ASHP | HRCU-A-CB-O |  | 19 | 18000
PAYNE | 38MAQB18R--3 | 40MBFQ18---3 |  | 10.6 | 18000 | $2,500: 2 indoor heads; $4,000: >=3 indoor heads | 201846980 | ASHP | HRCU-A-CB-O |  | 19.9 | 17000
MIDEA | 38MAQB18R--3 | 40MBFQ18---3 |  | 10.6 | 18000 | $2,500: 2 indoor heads; $4,000: >=3 indoor heads | 201847000 | ASHP | HRCU-A-CB-O |  | 19.9 | 17000
MDV | MOCA30-18HFN1-MT0W | MUEU-18HRFN1-M(C) |  | 10.6 | 18000 | $2,500: 2 indoor heads; $4,000: >=3 indoor heads | 8739925 | ASHP | HRCU-A-CB-O |  | 19.9 | 17000
DIRECT AIR | MOCA30-18HFN1-MT0W | MUEU-18HRFN1-M(C) |  | 10.6 | 18000 | $2,500: 2 indoor heads; $4,000: >=3 indoor heads | 8775838 | ASHP | HRCU-A-CB-O |  | 19.9 | 17000
C&H | CH-18DKT230VO | CH-18MSPHFC-230VI |  | 10.6 | 18000 | $2,500: 2 indoor heads; $4,000: >=3 indoor heads | 204098434 | ASHP | HRCU-A-CB-O |  | 19.9 | 17000
KOOLKING | MOCA30-18HFN1-MT0W | MUEU-18HRFN1-M(C) |  | 10.6 | 18000 | $2,500: 2 indoor heads; $4,000: >=3 indoor heads | 205092280 | ASHP | HRCU-A-CB-O |  | 19.9 | 17000
PERFECTAIRE | 2PAMSHH18-SZO-20 | 2PAMSFCH18 |  | 10.6 | 18000 | $2,500: 2 indoor heads; $4,000: >=3 indoor heads | 207192287 | ASHP | HRCU-A-CB-O |  | 19.9 | 17000
MDV | MOX430-17HFN1-MT0W | MUEU-18HRFN1-M(C) |  | 10.6 | 18000 | $2,500: 2 indoor heads; $4,000: >=3 indoor heads | 206330130 | ASHP | HRCU-A-CB-O |  | 20.2 | 17000
BREEZE33 | BZ33-HYP18HPOUT2-P | BZ33-IFMU18-P |  | 10.6 | 18000 | $2,500: 2 indoor heads; $4,000: >=3 indoor heads | 205470433 | ASHP | HRCU-A-CB-O |  | 19.9 | 17000
DIRECT AIR | MOX430-17HFN1-MT0W | MUEU-18HRFN1-M(C) |  | 10.6 | 18000 | $2,500: 2 indoor heads; $4,000: >=3 indoor heads | 206377758 | ASHP | HRCU-A-CB-O |  | 20.2 | 17000
SMART COMFORT | DLCSRBH18AAK | DLFSFAH18XAK |  | 10.6 | 18000 | $2,500: 2 indoor heads; $4,000: >=3 indoor heads | 206350477 | ASHP | HRCU-A-CB-O |  | 20.2 | 17000
SENVILLE | SENA/18HF/OQ | SENA/18HF/IF |  | 10.6 | 18000 | $2,500: 2 indoor heads; $4,000: >=3 indoor heads | 207641350 | ASHP | HRCU-A-CB-O |  | 20.2 | 17000
BRYANT | 38MAQB18R--3 | 40MBFQ18---3 |  | 10.6 | 18000 | $2,500: 2 indoor heads; $4,000: >=3 indoor heads | 201846965 | ASHP | HRCU-A-CB-O |  | 19.9 | 17000
DAY & NIGHT | DLCMRBH18BAK |  |  | 10.6 | 19000 | $2,500: 2 indoor heads; $4,000: >=3 indoor heads | 207643029 | ASHP | HMSV-A-CB |  | 21.5 | 18000
HEIL | DLCMRBH18BAK |  |  | 10.6 | 19000 | $2,500: 2 indoor heads; $4,000: >=3 indoor heads | 207643050 | ASHP | HMSV-A-CB |  | 21.5 | 18000
KEEPRITE | DLCMRBH18BAK |  |  | 10.6 | 19000 | $2,500: 2 indoor heads; $4,000: >=3 indoor heads | 207643071 | ASHP | HMSV-A-CB |  | 21.5 | 18000
COMFORTMAKER | DLCMRBH18BAK |  |  | 10.6 | 19000 | $2,500: 2 indoor heads; $4,000: >=3 indoor heads | 207643008 | ASHP | HMSV-A-CB |  | 21.5 | 18000
ARCOAIRE | DLCMRBH18BAK |  |  | 10.6 | 19000 | $2,500: 2 indoor heads; $4,000: >=3 indoor heads | 207642987 | ASHP | HMSV-A-CB |  | 21.5 | 18000
NOVAIR | LEA18MZ-2P-25SK-O |  |  | 10.6 | 19000 | $2,500: 2 indoor heads; $4,000: >=3 indoor heads | 207641276 | ASHP | HMSV-A-CB |  | 21.5 | 18000
MDV | M2OA-18HFN1-M* |  |  | 10.6 | 19000 | $2,500: 2 indoor heads; $4,000: >=3 indoor heads | 207641232 | ASHP | HMSV-A-CB |  | 21.5 | 18000
MDV | M2OA-18HFN1-MQ1 |  |  | 10.6 | 19000 | $2,500: 2 indoor heads; $4,000: >=3 indoor heads | 207339191 | ASHP | HMSV-A-CB |  | 21 | 18000
MDV | M2OA-18HFN1-M |  |  | 10.6 | 19000 | $2,500: 2 indoor heads; $4,000: >=3 indoor heads | 206714973 | ASHP | HMSV-A-CB |  | 22.5 | 18000
MRCOOL | DIY-MULTI2-18HP230C |  |  | 10.6 | 19000 | $2,500: 2 indoor heads; $4,000: >=3 indoor heads | 207339196 | ASHP | HMSV-A-CB |  | 21 | 18000
KARDA | 3KARDA18MZ2 |  |  | 10.6 | 19000 | $2,500: 2 indoor heads; $4,000: >=3 indoor heads | 207657359 | ASHP | HMSV-A-CB |  | 21.5 | 18000
PERFECTAIRE | 3PAMSH18-MZO2 |  |  | 10.6 | 19000 | $2,500: 2 indoor heads; $4,000: >=3 indoor heads | 207657347 | ASHP | HMSV-A-CB |  | 21.5 | 18000
AIRQUEST | DLCMRBH18BAK |  |  | 10.6 | 19000 | $2,500: 2 indoor heads; $4,000: >=3 indoor heads | 207643176 | ASHP | HMSV-A-CB |  | 21.5 | 18000
SMART COMFORT | DLCMRBH18BAK |  |  | 10.6 | 19000 | $2,500: 2 indoor heads; $4,000: >=3 indoor heads | 207643155 | ASHP | HMSV-A-CB |  | 21.5 | 18000
TEMPSTAR | DLCMRBH18BAK |  |  | 10.6 | 19000 | $2,500: 2 indoor heads; $4,000: >=3 indoor heads | 207643134 | ASHP | HMSV-A-CB |  | 21.5 | 18000
KENMORE | DLCMRBH18BAK |  |  | 10.6 | 19000 | $2,500: 2 indoor heads; $4,000: >=3 indoor heads | 207643092 | ASHP | HMSV-A-CB |  | 21.5 | 18000
MIDEA | DLCMRBH18BAK |  |  | 10.6 | 19000 | $2,500: 2 indoor heads; $4,000: >=3 indoor heads | 207643113 | ASHP | HMSV-A-CB |  | 21.5 | 18000
SAMSUNG | AC018BXADCH | AC018BNHDCH |  | 10.6 | 20000 | $2,500: 2 indoor heads; $4,000: >=3 indoor heads | 207465448 | ASHP | HRCU-A-CB | Duct S (HSP) | 19.6 | 18000
LENNOX | SL25XPV-024-230A** | CHX35-42B-**-*+TDR | SL297UH060NV36B* | 10.6 | 21200 | 5000 | 207436201 | ccASHP | HRCU-A-CB | DAVE LENNOX SIGNATURE SL25XPV SERIES | 23 | 23200 | 1.98 | 94
LENNOX | SL25XPV-024-230A** | CH35-42B+TDR+TXV | SL297UH060NV36B* | 10.6 | 21200 | 5000 | 207436175 | ccASHP | HRCU-A-CB | DAVE LENNOX SIGNATURE SL25XPV SERIES | 23 | 23200 | 1.98 | 94
LENNOX | SL25XPV-024-230A** | CHX35-42B-**-*+TDR | SL280UH090XV48B* | 10.6 | 21400 | 5000 | 207436199 | ccASHP | HRCU-A-CB | DAVE LENNOX SIGNATURE SL25XPV SERIES | 23 | 23200 | 1.98 | 92
LENNOX | SL25XPV-024-230A** | CHX35-42C-**-*+TDR | EL296UH090XV48C* | 10.6 | 21400 | 5000 | 207436204 | ccASHP | HRCU-A-CB | DAVE LENNOX SIGNATURE SL25XPV SERIES | 22 | 22800 | 1.94 | 94
LENNOX | SL25XPV-024-230A** | CHX35-42C-**-*+TDR | EL296UH110XV48C* | 10.6 | 21400 | 5000 | 207436206 | ccASHP | HRCU-A-CB | DAVE LENNOX SIGNATURE SL25XPV SERIES | 22 | 22800 | 1.94 | 94
LENNOX | SL25XPV-024-230A** | CHX35-42C-**-*+TDR | SL280UH080NV60C* | 10.6 | 21400 | 5000 | 207436208 | ccASHP | HRCU-A-CB | DAVE LENNOX SIGNATURE SL25XPV SERIES | 22 | 22800 | 1.93 | 93
LENNOX | SL25XPV-024-230A** | CHX35-42C-**-*+TDR | SL297UH080NV48C* | 10.6 | 21400 | 5000 | 207436214 | ccASHP | HRCU-A-CB | DAVE LENNOX SIGNATURE SL25XPV SERIES | 22 | 22600 | 1.93 | 94
LENNOX | SL25XPV-024-230A** | CHX35-42C-**-*+TDR | SLP99UH090XV48C* | 10.6 | 21400 | 5000 | 207436217 | ccASHP | HRCU-A-CB | DAVE LENNOX SIGNATURE SL25XPV SERIES | 22 | 22800 | 1.94 | 94
LENNOX | SL25XPV-024-230A** | CX35-36B+TDR | SL297UH040NV36B* | 10.6 | 21400 | 5000 | 207436237 | ccASHP | HRCU-A-CB | DAVE LENNOX SIGNATURE SL25XPV SERIES | 23 | 22800 | 1.85 | 95
LENNOX | SL25XPV-024-230A** | C35-36B+TDR+TXV | SL297UH040NV36B* | 10.6 | 21400 | 5000 | 207436154 | ccASHP | HRCU-A-CB | DAVE LENNOX SIGNATURE SL25XPV SERIES | 23 | 22800 | 1.85 | 95
LENNOX | SL25XPV-024-230A** | CH35-42B+TDR+TXV | SL280UH090V48B* | 10.6 | 21400 | 5000 | 207436172 | ccASHP | HRCU-A-CB | DAVE LENNOX SIGNATURE SL25XPV SERIES | 23 | 23200 | 1.98 | 92
LENNOX | SL25XPV-024-230A** | CH35-42B+TDR+TXV | SL280UH090XV48B* | 10.6 | 21400 | 5000 | 207436173 | ccASHP | HRCU-A-CB | DAVE LENNOX SIGNATURE SL25XPV SERIES | 23 | 23200 | 1.98 | 92
LENNOX | SL25XPV-024-230A** | CH35-42C+TDR+TXV | EL296UH090XV48C* | 10.6 | 21400 | 5000 | 207436178 | ccASHP | HRCU-A-CB | DAVE LENNOX SIGNATURE SL25XPV SERIES | 22 | 22800 | 1.94 | 94
LENNOX | SL25XPV-024-230A** | CH35-42C+TDR+TXV | SLP99UH090XV48C* | 10.6 | 21400 | 5000 | 207436191 | ccASHP | HRCU-A-CB | DAVE LENNOX SIGNATURE SL25XPV SERIES | 22 | 22800 | 1.94 | 94
LENNOX | SL25XPV-024-230A** | CHX35-42B-**-*+TDR | SL280UH090V48B* | 10.6 | 21400 | 5000 | 207436198 | ccASHP | HRCU-A-CB | DAVE LENNOX SIGNATURE SL25XPV SERIES | 23 | 23200 | 1.98 | 92
LENNOX | SL25XPV-024-230A** | CH35-42C+TDR+TXV | EL296UH110XV48C* | 10.6 | 21400 | 5000 | 207436180 | ccASHP | HRCU-A-CB | DAVE LENNOX SIGNATURE SL25XPV SERIES | 22 | 22800 | 1.94 | 94
LENNOX | SL25XPV-024-230A** | CH35-42C+TDR+TXV | SL280UH080NV60C* | 10.6 | 21400 | 5000 | 207436182 | ccASHP | HRCU-A-CB | DAVE LENNOX SIGNATURE SL25XPV SERIES | 22 | 22800 | 1.93 | 93
LENNOX | SL25XPV-024-230A** | CH35-42C+TDR+TXV | SL297UH080NV48C* | 10.6 | 21400 | 5000 | 207436188 | ccASHP | HRCU-A-CB | DAVE LENNOX SIGNATURE SL25XPV SERIES | 22 | 22600 | 1.93 | 94
LENNOX | SL25XPV-024-230A** | CX35-36B+TDR | EL296UH070XV36B* | 10.6 | 21600 | 5000 | 207436232 | ccASHP | HRCU-A-CB | DAVE LENNOX SIGNATURE SL25XPV SERIES | 24 | 22800 | 1.84 | 94
LENNOX | SL25XPV-024-230A** | CX35-36B+TDR | EL296UH045XV36B* | 10.6 | 21600 | 5000 | 207436231 | ccASHP | HRCU-A-CB | DAVE LENNOX SIGNATURE SL25XPV SERIES | 23 | 22800 | 1.83 | 94
LENNOX | SL25XPV-024-230A** | CX35-36B+TDR | SL297UH060NV36B* | 10.6 | 21600 | 5000 | 207436238 | ccASHP | HRCU-A-CB | DAVE LENNOX SIGNATURE SL25XPV SERIES | 23 | 22800 | 1.83 | 94
LENNOX | SL25XPV-024-230A** | CX35-36B+TDR | SLP99UH070XV36B* | 10.6 | 21600 | 5000 | 207436239 | ccASHP | HRCU-A-CB | DAVE LENNOX SIGNATURE SL25XPV SERIES | 24 | 22800 | 1.84 | 94
LENNOX | SL25XPV-024-230A** | CX35-36A+TDR | SL280UH070XV36A* | 10.6 | 21600 | 5000 | 207436230 | ccASHP | HRCU-A-CB | DAVE LENNOX SIGNATURE SL25XPV SERIES | 23 | 22800 | 1.84 | 94
LENNOX | SL25XPV-024-230A** | C35-36B+TDR+TXV | EL296UH045XV36B* | 10.6 | 21600 | 5000 | 207436148 | ccASHP | HRCU-A-CB | DAVE LENNOX SIGNATURE SL25XPV SERIES | 23 | 22800 | 1.83 | 94
LENNOX | SL25XPV-024-230A** | C35-36B+TDR+TXV | EL296UH070XV36B* | 10.6 | 21600 | 5000 | 207436149 | ccASHP | HRCU-A-CB | DAVE LENNOX SIGNATURE SL25XPV SERIES | 24 | 22800 | 1.84 | 94
LENNOX | SL25XPV-024-230A** | C35-36B+TDR+TXV | SL297UH060NV36B* | 10.6 | 21600 | 5000 | 207436155 | ccASHP | HRCU-A-CB | DAVE LENNOX SIGNATURE SL25XPV SERIES | 23 | 22800 | 1.83 | 94
LENNOX | SL25XPV-024-230A** | C35-36B+TDR+TXV | SLP99UH070XV36B* | 10.6 | 21600 | 5000 | 207436156 | ccASHP | HRCU-A-CB | DAVE LENNOX SIGNATURE SL25XPV SERIES | 24 | 22800 | 1.84 | 94
LENNOX | SL25XPV-024-230A** | C35-36A+TDR+TXV | SL280UH070XV36A* | 10.6 | 21600 | 5000 | 207436147 | ccASHP | HRCU-A-CB | DAVE LENNOX SIGNATURE SL25XPV SERIES | 23 | 22800 | 1.84 | 94
LENNOX | SL25XPV-024-230A** | C35-48B+TDR+TXV | SLP99UH070XV36B* | 10.6 | 21600 | 4000 | 207436165 | ASHP | HRCU-A-CB | DAVE LENNOX SIGNATURE SL25XPV SERIES | 22 | 22600
LENNOX | SL25XPV-024-230A** | CX35-48B+TDR | SL297UH040NV36B* | 10.6 | 21600 | 4000 | 207436246 | ASHP | HRCU-A-CB | DAVE LENNOX SIGNATURE SL25XPV SERIES | 22 | 22600
LENNOX | SL25XPV-024-230A** | CX35-48B+TDR | EL296UH070XV36B* | 10.6 | 21600 | 4000 | 207436241 | ASHP | HRCU-A-CB | DAVE LENNOX SIGNATURE SL25XPV SERIES | 22 | 22600
LENNOX | SL25XPV-024-230A** | CR33-50/60+TDR+TXV | SLP99DF090XV36C* | 10.6 | 21600 | 4000 | 207436225 | ASHP | HRCU-A-CB | DAVE LENNOX SIGNATURE SL25XPV SERIES | 21 | 23000
LENNOX | SL25XPV-024-230A** | CX35-48B+TDR | SLP99UH070XV36B* | 10.6 | 21600 | 4000 | 207436248 | ASHP | HRCU-A-CB | DAVE LENNOX SIGNATURE SL25XPV SERIES | 22 | 22600
LENNOX | SL25XPV-024-230A** | C35-48B+TDR+TXV | SL297UH040NV36B* | 10.6 | 21600 | 4000 | 207436163 | ASHP | HRCU-A-CB | DAVE LENNOX SIGNATURE SL25XPV SERIES | 22 | 22600
LENNOX | SL25XPV-024-230A** | C35-48B+TDR+TXV | EL296UH070XV36B* | 10.6 | 21600 | 4000 | 207436158 | ASHP | HRCU-A-CB | DAVE LENNOX SIGNATURE SL25XPV SERIES | 22 | 22600
SHARP | AE-X18TU | AY-XPC18TU |  | 10.6 | 21600 | $2,500: 2 indoor heads; $4,000: >=3 indoor heads | 8674934 | ASHP | HRCU-A-CB-O |  | 21 | 17000
LENNOX | SL25XPV-024-230A** | CBA38MV-036-230*+TDR |  | 10.6 | 22200 | 5000 | 207436167 | ccASHP | HRCU-A-CB | DAVE LENNOX SIGNATURE SL25XPV SERIES | 23 | 22800 | 1.95 | 96
FUJITSU | AOU24RLB | ASU24RLB |  | 10.6 | 24000 | $2,500: 2 indoor heads; $5,000: >=3 indoor heads | 7940753 | ccASHP | HRCU-A-CB-O | Halcyon Multi-room Mini-Split Systems | 18 | 24000 | 2.26 | 86
RHEEM | ROSH24ASJ | RIWH24ASJ |  | 10.6 | 24000 | $2,500: 2 indoor heads; $5,000: >=3 indoor heads | 10061706 | ccASHP | HRCU-A-CB-O | Rheem Multi-room Mini-Split Systems | 18 | 24000 | 2.26 | 86
LG | LMU24CHV |  |  | 10.6 | 24000 | $2,500: 2 indoor heads; $4,000: >=3 indoor heads | 7180062 | ASHP | HMSV-A-CB |  | 21.7 | 20000
FRIEDRICH | MR24DY3JMA |  |  | 10.6 | 24000 | $2,500: 2 indoor heads; $4,000: >=3 indoor heads | 8915232 | ASHP | HMSV-A-CB |  | 21.7 | 20000
MDV | MOD33-24HFN1-MT0W | MCDU-24HRFN1-M(C) |  | 10.6 | 24600 | $2,500: 2 indoor heads; $4,000: >=3 indoor heads | 206330132 | ASHP | HRCU-A-CB-O |  | 20.3 | 24000
RHEEM | ROSH24AXFWJ | RIWH24AVFJ |  | 10.6 | 25200 | $2,500: 2 indoor heads; $5,000: >=3 indoor heads | 10061722 | ccASHP | HRCU-A-CB-O | Rheem Single-room Mini-Split Systems | 19.5 | 22000 | 2.15 | 100
FUJITSU | AOU24RLXFW1 | ASU24RLF |  | 10.6 | 25200 | $2,500: 2 indoor heads; $5,000: >=3 indoor heads | 8718545 | ccASHP | HRCU-A-CB-O | Halcyon Single-room Mini-Split Systems | 19.5 | 22000 | 2.15 | 100
DAIKIN | RXS24LVJU | FTXS24LVJU |  | 10.6 | 25400 | $2,500: 2 indoor heads; $4,000: >=3 indoor heads | 5265758 | ASHP | HRCU-A-CB-O |  | 20 | 21400
MITSUBISHI ELECTRIC | PUZ-HA24NHA1 | PKA-A24KA7 |  | 10.6 | 26000 | $2,500: 2 indoor heads; $5,000: >=3 indoor heads | 206223041 | ccASHP | HRCU-A-CB-O | P-Series H2i | 19.5 | 24000 | 1.91 | 100
MITSUBISHI ELECTRIC | PUZ-HA24NHA1 | PKA-A12HA7PKA-A12HA7 |  | 10.6 | 26000 | $2,500: 2 indoor heads; $5,000: >=3 indoor heads | 206223100 | ccASHP | HRCU-A-CB-O | P-Series H2i | 18.9 | 24000 | 1.96 | 100
MITSUBISHI ELECTRIC | PUZ-HA24NHA1 | PKA-A12LAPKA-A12LA |  | 10.6 | 26000 | $2,500: 2 indoor heads; $5,000: >=3 indoor heads | 206223046 | ccASHP | HRCU-A-CB-O | P-Series H2i | 18.9 | 24000 | 1.96 | 100
SAMSUNG | AC024JXADCH/AA | AC024MNHDCH/AA |  | 10.6 | 27000 | $2,500: 2 indoor heads; $5,000: >=3 indoor heads | 10146782 | ccASHP | HRCU-A-CB | Duct S | 20 | 24000 | 2.06 | 70
PANASONIC | CU-XE24WKUA | CS-XE24WKUAW |  | 10.6 | 28800 | $2,500: 2 indoor heads; $5,000: >=3 indoor heads | 205047855 | ccASHP | HRCU-A-CB-O | ClimaPure XE Series | 20 | 24000 | 2.07 | 87
SAMSUNG | AC030JXSCCH/AA | AC030KNZDCH/AA |  | 10.6 | 32000 | 5000 | 9955837 | ccASHP | HRCU-A-CB | Multi-Position Air Handler Max Heat | 20.3 | 30000 | 1.84 | 107
LENNOX | SL25XPV-036-230A** | CH35-42B+TDR+TXV | SL280UH080NV48B* | 10.6 | 34200 | 5000 | 207436331 | ccASHP | HRCU-A-CB | DAVE LENNOX SIGNATURE SL25XPV SERIES | 22 | 35600 | 1.9 | 76
LENNOX | SL25XPV-036-230A** | CHX35-42B-**-*+TDR | SL280UH080NV48B* | 10.6 | 34200 | 5000 | 207436383 | ccASHP | HRCU-A-CB | DAVE LENNOX SIGNATURE SL25XPV SERIES | 22 | 35600 | 1.9 | 76
LENNOX | SL25XPV-036-230A** | CHX35-42B-**-*+TDR | SL280UH090V36B* | 10.6 | 34200 | 5000 | 207436384 | ccASHP | HRCU-A-CB | DAVE LENNOX SIGNATURE SL25XPV SERIES | 21.5 | 35400 | 1.9 | 77
LENNOX | SL25XPV-036-230A** | CH35-42B+TDR+TXV | SL280UH090V36B* | 10.6 | 34200 | 5000 | 207436332 | ccASHP | HRCU-A-CB | DAVE LENNOX SIGNATURE SL25XPV SERIES | 21.5 | 35400 | 1.9 | 77
LENNOX | SL25XPV-036-230A** | CHX35-42B-**-*+TDR | EL296UH070XV36B* | 10.6 | 34400 | 5000 | 207436382 | ccASHP | HRCU-A-CB | DAVE LENNOX SIGNATURE SL25XPV SERIES | 21 | 35200 | 1.87 | 77
LENNOX | SL25XPV-036-230A** | CHX35-42B-**-*+TDR | SL297UH040NV36B* | 10.6 | 34400 | 5000 | 207436387 | ccASHP | HRCU-A-CB | DAVE LENNOX SIGNATURE SL25XPV SERIES | 21 | 35400 | 1.88 | 77
LENNOX | SL25XPV-036-230A** | CHX35-42B-**-*+TDR | SLP99UH070XV36B* | 10.6 | 34400 | 5000 | 207436389 | ccASHP | HRCU-A-CB | DAVE LENNOX SIGNATURE SL25XPV SERIES | 21 | 35200 | 1.87 | 77
LENNOX | SL25XPV-036-230A** | CH35-48B+TDR+TXV | SL280UH090XV48B* | 10.6 | 34400 | 5000 | 207436360 | ccASHP | HRCU-A-CB | DAVE LENNOX SIGNATURE SL25XPV SERIES | 21.5 | 34800 | 1.86 | 75
LENNOX | SL25XPV-036-230A** | CHX35-48B-**-*+TDR | SL280UH090V36B* | 10.6 | 34400 | 5000 | 207436410 | ccASHP | HRCU-A-CB | DAVE LENNOX SIGNATURE SL25XPV SERIES | 22 | 34800 | 1.88 | 75
LENNOX | SL25XPV-036-230A** | CHX35-48B-**-*+TDR | SL280UH080NV48B* | 10.6 | 34400 | 5000 | 207436409 | ccASHP | HRCU-A-CB | DAVE LENNOX SIGNATURE SL25XPV SERIES | 22.5 | 34800 | 1.89 | 75
LENNOX | SL25XPV-036-230A** | CH35-48B+TDR+TXV | SL280UH090V48B* | 10.6 | 34400 | 5000 | 207436359 | ccASHP | HRCU-A-CB | DAVE LENNOX SIGNATURE SL25XPV SERIES | 21.5 | 34800 | 1.86 | 75
LENNOX | SL25XPV-036-230A** | CH35-48B+TDR+TXV | SL280UH090V36B* | 10.6 | 34400 | 5000 | 207436358 | ccASHP | HRCU-A-CB | DAVE LENNOX SIGNATURE SL25XPV SERIES | 22 | 34800 | 1.88 | 75
LENNOX | SL25XPV-036-230A** | CH35-48B+TDR+TXV | SL280UH080NV48B* | 10.6 | 34400 | 5000 | 207436357 | ccASHP | HRCU-A-CB | DAVE LENNOX SIGNATURE SL25XPV SERIES | 22.5 | 34800 | 1.89 | 75
LENNOX | SL25XPV-036-230A** | CH35-42B+TDR+TXV | SLP99UH070XV36B* | 10.6 | 34400 | 5000 | 207436337 | ccASHP | HRCU-A-CB | DAVE LENNOX SIGNATURE SL25XPV SERIES | 21 | 35200 | 1.87 | 77
LENNOX | SL25XPV-036-230A** | CH35-42B+TDR+TXV | SL297UH040NV36B* | 10.6 | 34400 | 5000 | 207436335 | ccASHP | HRCU-A-CB | DAVE LENNOX SIGNATURE SL25XPV SERIES | 21 | 35400 | 1.88 | 77
LENNOX | SL25XPV-036-230A** | CH35-42B+TDR+TXV | EL296UH070XV36B* | 10.6 | 34400 | 5000 | 207436330 | ccASHP | HRCU-A-CB | DAVE LENNOX SIGNATURE SL25XPV SERIES | 21 | 35200 | 1.87 | 77
LENNOX | SL25XPV-036-230A** | CHX35-48B-**-*+TDR | SL280UH090XV48B* | 10.6 | 34400 | 5000 | 207436412 | ccASHP | HRCU-A-CB | DAVE LENNOX SIGNATURE SL25XPV SERIES | 21.5 | 34800 | 1.86 | 75
LENNOX | SL25XPV-036-230A** | CHX35-48B-**-*+TDR | SL280UH090V48B* | 10.6 | 34400 | 5000 | 207436411 | ccASHP | HRCU-A-CB | DAVE LENNOX SIGNATURE SL25XPV SERIES | 21.5 | 34800 | 1.86 | 75
LENNOX | SL25XPV-036-230A** | CHX35-48B-**-*+TDR | SL297UH040NV36B* | 10.6 | 34600 | 5000 | 207436413 | ccASHP | HRCU-A-CB | DAVE LENNOX SIGNATURE SL25XPV SERIES | 22 | 34600 | 1.86 | 75
LENNOX | SL25XPV-036-230A** | CH35-48B+TDR+TXV | SL297UH060NV36B* | 10.6 | 34600 | 5000 | 207436362 | ccASHP | HRCU-A-CB | DAVE LENNOX SIGNATURE SL25XPV SERIES | 21.5 | 34600 | 1.85 | 75
LENNOX | SL25XPV-036-230A** | CH35-48B+TDR+TXV | EL296UH070XV36B* | 10.6 | 34600 | 5000 | 207436356 | ccASHP | HRCU-A-CB | DAVE LENNOX SIGNATURE SL25XPV SERIES | 21.5 | 34600 | 1.84 | 75
LENNOX | SL25XPV-036-230A** | CHX35-48B-**-*+TDR | SLP99UH070XV36B* | 10.6 | 34600 | 5000 | 207436415 | ccASHP | HRCU-A-CB | DAVE LENNOX SIGNATURE SL25XPV SERIES | 21.5 | 34600 | 1.84 | 75
LENNOX | SL25XPV-036-230A** | CHX35-48B-**-*+TDR | SL297UH060NV36B* | 10.6 | 34600 | 5000 | 207436414 | ccASHP | HRCU-A-CB | DAVE LENNOX SIGNATURE SL25XPV SERIES | 21.5 | 34600 | 1.85 | 75
LENNOX | SL25XPV-036-230A** | CH35-48B+TDR+TXV | SLP99UH070XV36B* | 10.6 | 34600 | 5000 | 207436363 | ccASHP | HRCU-A-CB | DAVE LENNOX SIGNATURE SL25XPV SERIES | 21.5 | 34600 | 1.84 | 75
LENNOX | SL25XPV-036-230A** | CHX35-48B-**-*+TDR | EL296UH070XV36B* | 10.6 | 34600 | 5000 | 207436408 | ccASHP | HRCU-A-CB | DAVE LENNOX SIGNATURE SL25XPV SERIES | 21.5 | 34600 | 1.84 | 75
LENNOX | SL25XPV-036-230A** | CH35-48B+TDR+TXV | SL297UH040NV36B* | 10.6 | 34600 | 5000 | 207436361 | ccASHP | HRCU-A-CB | DAVE LENNOX SIGNATURE SL25XPV SERIES | 22 | 34600 | 1.86 | 75
LENNOX | SL25XPV-036-230A** | CH35-48B+TDR+TXV | EL296UH045XV36B* | 10.6 | 34800 | 5000 | 207436355 | ccASHP | HRCU-A-CB | DAVE LENNOX SIGNATURE SL25XPV SERIES | 21.5 | 34600 | 1.85 | 75
LENNOX | SL25XPV-036-230A** | CHX35-48B-**-*+TDR | EL296UH045XV36B* | 10.6 | 34800 | 5000 | 207436407 | ccASHP | HRCU-A-CB | DAVE LENNOX SIGNATURE SL25XPV SERIES | 21.5 | 34600 | 1.85 | 75
WEATHERMAKER | 38MBRBQ36AA3 | 40MBCQ36---3 |  | 10.6 | 38000 | $2,500: 2 indoor heads; $5,000: >=3 indoor heads | 206188269 | ccASHP | HRCU-A-CB-O | Mid-Tier | 17.6 | 36000 | 2.41 | 84
PAYNE | 38MBRBQ36AA3 | 40MBCQ36---3 |  | 10.6 | 38000 | $2,500: 2 indoor heads; $5,000: >=3 indoor heads | 206188262 | ccASHP | HRCU-A-CB-O | Mid-Tier | 17.6 | 36000 | 2.41 | 84
MIDEA | 38MBRBQ36AA3 | 40MBCQ36---3 |  | 10.6 | 38000 | $2,500: 2 indoor heads; $5,000: >=3 indoor heads | 206188276 | ccASHP | HRCU-A-CB-O | Excel | 17.6 | 36000 | 2.41 | 84
MITSUBISHI ELECTRIC | PUZ-HA36NKA | PEAD-A18AA7PEAD-A18AA7 |  | 10.6 | 38000 | $2,500: 2 indoor heads; $5,000: >=3 indoor heads | 206223094 | ccASHP | HRCU-A-CB | P-Series H2i | 18.1 | 36000 | 2.03 | 100
MIDEA | DLCLRBH36AAK | DLFLCAH36XAK |  | 10.6 | 38000 | $2,500: 2 indoor heads; $5,000: >=3 indoor heads | 206188325 | ccASHP | HRCU-A-CB-O | Excel | 17.6 | 36000 | 2.49 | 84
AIRQUEST | DLCLRBH36AAK | DLFLCAH36XAK |  | 10.6 | 38000 | $2,500: 2 indoor heads; $5,000: >=3 indoor heads | 206188339 | ccASHP | HRCU-A-CB-O | QuietComfort | 17.6 | 36000 | 2.49 | 84
ARCOAIRE | DLCLRBH36AAK | DLFLCAH36XAK |  | 10.6 | 38000 | $2,500: 2 indoor heads; $5,000: >=3 indoor heads | 206188283 | ccASHP | HRCU-A-CB-O | DuraComfort | 17.6 | 36000 | 2.49 | 84
BRYANT | 38MBRBQ36AA3 | 40MBCQ36---3 |  | 10.6 | 38000 | $2,500: 2 indoor heads; $5,000: >=3 indoor heads | 206188255 | ccASHP | HRCU-A-CB-O | Preferred | 17.6 | 36000 | 2.41 | 84
DAY & NIGHT | DLCLRBH36AAK | DLFLCAH36XAK |  | 10.6 | 38000 | $2,500: 2 indoor heads; $5,000: >=3 indoor heads | 206188297 | ccASHP | HRCU-A-CB-O | Constant Comfort | 17.6 | 36000 | 2.49 | 84
CARRIER | 38MBRBQ36AA3 | 40MBCQ36---3 |  | 10.6 | 38000 | $2,500: 2 indoor heads; $5,000: >=3 indoor heads | 206188248 | ccASHP | HRCU-A-CB-O | Performance | 17.6 | 36000 | 2.41 | 84
KENMORE | DLCLRBH36AAK | DLFLCAH36XAK |  | 10.6 | 38000 | $2,500: 2 indoor heads; $5,000: >=3 indoor heads | 206188318 | ccASHP | HRCU-A-CB-O | Mid-Tier | 17.6 | 36000 | 2.49 | 84
TEMPSTAR | DLCLRBH36AAK | DLFLCAH36XAK |  | 10.6 | 38000 | $2,500: 2 indoor heads; $5,000: >=3 indoor heads | 206188332 | ccASHP | HRCU-A-CB-O | QuietComfort | 17.6 | 36000 | 2.49 | 84
HEIL | DLCLRBH36AAK | DLFLCAH36XAK |  | 10.6 | 38000 | $2,500: 2 indoor heads; $5,000: >=3 indoor heads | 206188304 | ccASHP | HRCU-A-CB-O | QuietComfort | 17.6 | 36000 | 2.49 | 84
KEEPRITE | DLCLRBH36AAK | DLFLCAH36XAK |  | 10.6 | 38000 | $2,500: 2 indoor heads; $5,000: >=3 indoor heads | 206188311 | ccASHP | HRCU-A-CB-O | ProComfort | 17.6 | 36000 | 2.49 | 84
SAMSUNG | AC036BXADCH | AC036BN4DCH |  | 10.6 | 40000 | $2,500: 2 indoor heads; $5,000: >=3 indoor heads | 207462390 | ccASHP | HRCU-A-CB-O | WindFree? 4-Way Cassette | 20.3 | 36000 | 2 | 98
LENNOX | SL25XPV-048-230A** | C35-49C+TDR+TXV | SL297UH080NV60C* | 10.6 | 44000 | 4000 | 207436522 | ASHP | HRCU-A-CB | DAVE LENNOX SIGNATURE SL25XPV SERIES | 20 | 46500
LENNOX | SL25XPV-048-230A** | CX35-49C+TDR | SL297UH080NV48C* | 10.6 | 44000 | 4000 | 207436596 | ASHP | HRCU-A-CB | DAVE LENNOX SIGNATURE SL25XPV SERIES | 20 | 46500
LENNOX | SL25XPV-048-230A** | C35-49C+TDR+TXV | SL297UH080NV48C* | 10.6 | 44000 | 4000 | 207436521 | ASHP | HRCU-A-CB | DAVE LENNOX SIGNATURE SL25XPV SERIES | 20 | 46500
LENNOX | SL25XPV-048-230A** | CX35-49C+TDR | SL297UH080NV60C* | 10.6 | 44000 | 4000 | 207436597 | ASHP | HRCU-A-CB | DAVE LENNOX SIGNATURE SL25XPV SERIES | 20 | 46500
LENNOX | SL25XPV-048-230A** | CH35-51C+TDR+TXV | SL297UH080NV60C* | 10.6 | 45500 | 5000 | 207436553 | ccASHP | HRCU-A-CB | DAVE LENNOX SIGNATURE SL25XPV SERIES | 20 | 46000 | 1.81 | 83
LENNOX | SL25XPV-048-230A** | CH35-51C+TDR+TXV | SL297UH080NV48C* | 10.6 | 45500 | 5000 | 207436552 | ccASHP | HRCU-A-CB | DAVE LENNOX SIGNATURE SL25XPV SERIES | 20 | 46000 | 1.81 | 83
LENNOX | SL25XPV-048-230A** | CH35-51C+TDR+TXV | SL280UH110XV60C* | 10.6 | 45500 | 5000 | 207436551 | ccASHP | HRCU-A-CB | DAVE LENNOX SIGNATURE SL25XPV SERIES | 20 | 46000 | 1.81 | 83
LENNOX | SL25XPV-048-230A** | CH35-51C+TDR+TXV | SL280UH110V60C* | 10.6 | 45500 | 5000 | 207436550 | ccASHP | HRCU-A-CB | DAVE LENNOX SIGNATURE SL25XPV SERIES | 20 | 46000 | 1.81 | 83
LENNOX | SL25XPV-048-230A** | CH35-51C+TDR+TXV | SL280UH090XV60C* | 10.6 | 45500 | 5000 | 207436548 | ccASHP | HRCU-A-CB | DAVE LENNOX SIGNATURE SL25XPV SERIES | 21 | 46000 | 1.82 | 83
LENNOX | SL25XPV-048-230A** | CH35-51C+TDR+TXV | SL280UH090V60C* | 10.6 | 45500 | 5000 | 207436547 | ccASHP | HRCU-A-CB | DAVE LENNOX SIGNATURE SL25XPV SERIES | 21 | 46000 | 1.82 | 83
LENNOX | SL25XPV-048-230A** | CHX35-51/61C-**-*+TDR | SL297UH080NV60C* | 10.6 | 45500 | 5000 | 207436571 | ccASHP | HRCU-A-CB | DAVE LENNOX SIGNATURE SL25XPV SERIES | 20 | 46000 | 1.81 | 83
LENNOX | SL25XPV-048-230A** | CHX35-51/61C-**-*+TDR | SL297UH080NV48C* | 10.6 | 45500 | 5000 | 207436570 | ccASHP | HRCU-A-CB | DAVE LENNOX SIGNATURE SL25XPV SERIES | 20 | 46000 | 1.81 | 83
LENNOX | SL25XPV-048-230A** | CHX35-51/61C-**-*+TDR | SL280UH110XV60C* | 10.6 | 45500 | 5000 | 207436569 | ccASHP | HRCU-A-CB | DAVE LENNOX SIGNATURE SL25XPV SERIES | 20 | 46000 | 1.81 | 83
LENNOX | SL25XPV-048-230A** | CHX35-51/61C-**-*+TDR | SL280UH110V60C* | 10.6 | 45500 | 5000 | 207436568 | ccASHP | HRCU-A-CB | DAVE LENNOX SIGNATURE SL25XPV SERIES | 20 | 46000 | 1.81 | 83
LENNOX | SL25XPV-048-230A** | CHX35-51/61C-**-*+TDR | SL280UH090XV60C* | 10.6 | 45500 | 5000 | 207436566 | ccASHP | HRCU-A-CB | DAVE LENNOX SIGNATURE SL25XPV SERIES | 21 | 46000 | 1.82 | 83
LENNOX | SL25XPV-048-230A** | CHX35-51/61C-**-*+TDR | SL280UH090V60C* | 10.6 | 45500 | 5000 | 207436565 | ccASHP | HRCU-A-CB | DAVE LENNOX SIGNATURE SL25XPV SERIES | 21 | 46000 | 1.82 | 83
LENNOX | SL25XPV-048-230A** | CHX35-51/61C-**-*+TDR | SLP99UH110XV60C* | 10.6 | 46000 | 5000 | 207436574 | ccASHP | HRCU-A-CB | DAVE LENNOX SIGNATURE SL25XPV SERIES | 20 | 45500 | 1.81 | 82
LENNOX | SL25XPV-048-230A** | CHX35-51/61C-**-*+TDR | EL296UH090XV48C* | 10.6 | 46000 | 5000 | 207436560 | ccASHP | HRCU-A-CB | DAVE LENNOX SIGNATURE SL25XPV SERIES | 21 | 45500 | 1.81 | 82
LENNOX | SL25XPV-048-230A** | CH35-51C+TDR+TXV | SLP99UH110XV60C* | 10.6 | 46000 | 5000 | 207436556 | ccASHP | HRCU-A-CB | DAVE LENNOX SIGNATURE SL25XPV SERIES | 20 | 45500 | 1.81 | 82
LENNOX | SL25XPV-048-230A** | CHX35-51/61C-**-*+TDR | EL296UH090XV60C* | 10.6 | 46000 | 5000 | 207436561 | ccASHP | HRCU-A-CB | DAVE LENNOX SIGNATURE SL25XPV SERIES | 20 | 45500 | 1.8 | 82
LENNOX | SL25XPV-048-230A** | CHX35-51/61C-**-*+TDR | EL296UH110XV48C* | 10.6 | 46000 | 5000 | 207436562 | ccASHP | HRCU-A-CB | DAVE LENNOX SIGNATURE SL25XPV SERIES | 21 | 46000 | 1.81 | 82
LENNOX | SL25XPV-048-230A** | CH35-51C+TDR+TXV | SLP99UH090XV60C* | 10.6 | 46000 | 5000 | 207436555 | ccASHP | HRCU-A-CB | DAVE LENNOX SIGNATURE SL25XPV SERIES | 20 | 45500 | 1.8 | 82
LENNOX | SL25XPV-048-230A** | CHX35-51/61C-**-*+TDR | SLP99UH090XV60C* | 10.6 | 46000 | 5000 | 207436573 | ccASHP | HRCU-A-CB | DAVE LENNOX SIGNATURE SL25XPV SERIES | 20 | 45500 | 1.8 | 82
LENNOX | SL25XPV-048-230A** | CHX35-51/61C-**-*+TDR | SLP99UH090XV48C* | 10.6 | 46000 | 5000 | 207436572 | ccASHP | HRCU-A-CB | DAVE LENNOX SIGNATURE SL25XPV SERIES | 21 | 45500 | 1.81 | 82
LENNOX | SL25XPV-048-230A** | CH35-51C+TDR+TXV | SLP99UH090XV48C* | 10.6 | 46000 | 5000 | 207436554 | ccASHP | HRCU-A-CB | DAVE LENNOX SIGNATURE SL25XPV SERIES | 21 | 45500 | 1.81 | 82
LENNOX | SL25XPV-048-230A** | CH35-51C+TDR+TXV | EL296UH110XV60C* | 10.6 | 46000 | 5000 | 207436545 | ccASHP | HRCU-A-CB | DAVE LENNOX SIGNATURE SL25XPV SERIES | 20 | 45500 | 1.81 | 82
LENNOX | SL25XPV-048-230A** | CH35-51C+TDR+TXV | EL296UH110XV48C* | 10.6 | 46000 | 5000 | 207436544 | ccASHP | HRCU-A-CB | DAVE LENNOX SIGNATURE SL25XPV SERIES | 21 | 46000 | 1.81 | 82
LENNOX | SL25XPV-048-230A** | CH35-51C+TDR+TXV | EL296UH090XV60C* | 10.6 | 46000 | 5000 | 207436543 | ccASHP | HRCU-A-CB | DAVE LENNOX SIGNATURE SL25XPV SERIES | 20 | 45500 | 1.8 | 82
LENNOX | SL25XPV-048-230A** | CH35-51C+TDR+TXV | EL296UH090XV48C* | 10.6 | 46000 | 5000 | 207436542 | ccASHP | HRCU-A-CB | DAVE LENNOX SIGNATURE SL25XPV SERIES | 21 | 45500 | 1.81 | 82
LENNOX | SL25XPV-048-230A** | CHX35-51/61C-**-*+TDR | EL296UH110XV60C* | 10.6 | 46000 | 5000 | 207436563 | ccASHP | HRCU-A-CB | DAVE LENNOX SIGNATURE SL25XPV SERIES | 20 | 45500 | 1.81 | 82
MITSUBISHI ELECTRIC | MXZ-5C42NAHZ2 |  |  | 10.6 | 48000 | $2,500: 2 indoor heads; $5,000: >=3 indoor heads | 204834266 | ccASHP | HMSV-A-CB | M-Series H2i | 17 | 42000 | 1.9 | 100
AMERICAN STANDARD / MITSUBISHI ELECTRIC | NAXMPH42A152B* |  |  | 10.6 | 48000 | $2,500: 2 indoor heads; $5,000: >=3 indoor heads | 204834260 | ccASHP | HMSV-A-CB | Nv Series Pro Heat | 17 | 42000 | 1.9 | 100
TRANE / MITSUBISHI ELECTRIC | NTXMPH42A152B* |  |  | 10.6 | 48000 | $2,500: 2 indoor heads; $5,000: >=3 indoor heads | 204834254 | ccASHP | HMSV-A-CB | Nv Series Pro Heat | 17 | 42000 | 1.9 | 100
HISENSE | AST-07UW3SVG01 | AST-07UW3SVG**01 |  | 10.7 | 8500 | $2,500: 2 indoor heads; $4,000: >=3 indoor heads | 203403711 | ASHP | HRCU-A-CB-O |  | 22.5 | 7000
FRIEDRICH | FPHSR09A3A | FPHFW09A3A |  | 10.7 | 9500 | $2,500: 2 indoor heads; $5,000: >=3 indoor heads | 203383865 | ccASHP | HRCU-A-CB-O | Floating Air Pro | 22.5 | 9000 | 2.12 | 78
WESTINGHOUSE | WHP09SZA21S | WHP09WMA21S |  | 10.7 | 9500 | $2,500: 2 indoor heads; $5,000: >=3 indoor heads | 205417832 | ccASHP | HRCU-A-CB-O |  | 22.5 | 9000 | 2.14 | 78
HISENSE | AST-09UW3SVE01 | AST-09UW3SVE**01 |  | 10.7 | 9500 | $2,500: 2 indoor heads; $5,000: >=3 indoor heads | 203377929 | ccASHP | HRCU-A-CB-O |  | 22.5 | 9000 | 2.13 | 77
FRIEDRICH | FPHSR09A3A-A | FPHFW09A3B |  | 10.7 | 9500 | $2,500: 2 indoor heads; $5,000: >=3 indoor heads | 205142783 | ccASHP | HRCU-A-CB-O | Floating Air Pro | 22.5 | 9000 | 2.12 | 78
AIR-CON | ABXCI4H4S09 | ABXEM4H4S09 |  | 10.7 | 9500 | $2,500: 2 indoor heads; $4,000: >=3 indoor heads | 203446794 | ASHP | HRCU-A-CB-O |  | 22.5 | 9000
MANUFLOW | AST-09UW3SVGDJ01(I) | AST-09UW3SVGDJ01(O) |  | 10.7 | 9500 | $2,500: 2 indoor heads; $4,000: >=3 indoor heads | 203742098 | ASHP | HRCU-A-CB-O |  | 22.5 | 9000
EMERSON QUIET KOOL | 21S-EACH9R2C | 21S-EACH9R2W |  | 10.7 | 9500 | $2,500: 2 indoor heads; $4,000: >=3 indoor heads | 206061619 | ASHP | HRCU-A-CB-O |  | 22.5 | 9000
HISENSE | AST-09UW3SVEDC01 | AST-09UW3SVEDC01 |  | 10.7 | 9500 | $2,500: 2 indoor heads; $4,000: >=3 indoor heads | 206347235 | ASHP | HRCU-A-CB-O |  | 22.5 | 9000
HAXXAIR | HAH-09T2D | HVH-09T2D |  | 10.7 | 9500 | $2,500: 2 indoor heads; $4,000: >=3 indoor heads | 203999083 | ASHP | HRCU-A-CB-O |  | 22.5 | 9000
ZEPHYR | ZE-09CA22SEXT | ZE-09CA22SINT |  | 10.7 | 9500 | $2,500: 2 indoor heads; $4,000: >=3 indoor heads | 203446791 | ASHP | HRCU-A-CB-O |  | 22.5 | 9000
HISENSE | AST-09UW3SVG01 | AST-09UW3SVG**01 |  | 10.7 | 9500 | $2,500: 2 indoor heads; $4,000: >=3 indoor heads | 203378161 | ASHP | HRCU-A-CB-O |  | 22.5 | 9000
PERFECT AIRE | 3PAMSHQCO09-U230 | 3PAMSHQCW09-U230 |  | 10.7 | 9500 | $2,500: 2 indoor heads; $4,000: >=3 indoor heads | 206453600 | ASHP | HRCU-A-CB-O |  | 22.5 | 9000
HISENSE | AST-09UW3SVG01A | AST-09UW3SVG**01A |  | 10.7 | 9500 | $2,500: 2 indoor heads; $4,000: >=3 indoor heads | 205092761 | ASHP | HRCU-A-CB-O |  | 22.5 | 9000
HISENSE | AST-09UW3SVE01A | AST-09UW3SVE**01A |  | 10.7 | 9500 | $2,500: 2 indoor heads; $4,000: >=3 indoor heads | 205092760 | ASHP | HRCU-A-CB-O |  | 22.5 | 9000
HAXXAIR | HVH-09T2D | HAH-09T2D |  | 10.7 | 9500 | $2,500: 2 indoor heads; $4,000: >=3 indoor heads | 204628474 | ASHP | HRCU-A-CB-O |  | 22.5 | 9000
DAIKIN | 2MXS18NMVJU* |  |  | 10.7 | 18900 | $2,500: 2 indoor heads; $4,000: >=3 indoor heads | 205663351 | ASHP | HMSV-A-CB-O |  | 18.9 | 18000
DAIKIN | 2MXS18NMVJU |  |  | 10.7 | 18900 | $2,500: 2 indoor heads; $4,000: >=3 indoor heads | 8103542 | ASHP | HMSV-A-CB |  | 18.9 | 18000
MIDEA | 38MGRBQ18BA3 |  |  | 10.7 | 19000 | $2,500: 2 indoor heads; $4,000: >=3 indoor heads | 207642962 | ASHP | HMSV-A-CB |  | 20.75 | 18000
BRYANT | 38MGRBQ18BA3 |  |  | 10.7 | 19000 | $2,500: 2 indoor heads; $4,000: >=3 indoor heads | 207642899 | ASHP | HMSV-A-CB |  | 20.75 | 18000
PAYNE | 38MGRBQ18BA3 |  |  | 10.7 | 19000 | $2,500: 2 indoor heads; $4,000: >=3 indoor heads | 207642920 | ASHP | HMSV-A-CB |  | 20.75 | 18000
WEATHERMAKER | 38MGRBQ18BA3 |  |  | 10.7 | 19000 | $2,500: 2 indoor heads; $4,000: >=3 indoor heads | 207642941 | ASHP | HMSV-A-CB |  | 20.75 | 18000
SENVILLE | SENA/18HF/MOQ |  |  | 10.7 | 19000 | $2,500: 2 indoor heads; $4,000: >=3 indoor heads | 207641331 | ASHP | HMSV-A-CB |  | 20.75 | 18000
MDV | M2OA-18HFN1-M |  |  | 10.7 | 19000 | $2,500: 2 indoor heads; $4,000: >=3 indoor heads | 206716987 | ASHP | HMSV-A-CB |  | 20.75 | 18000
CARRIER | 38MGRBQ18BA3 |  |  | 10.7 | 19000 | $2,500: 2 indoor heads; $4,000: >=3 indoor heads | 207642878 | ASHP | HMSV-A-CB |  | 20.75 | 18000
AMERISTAR | M4THS1818A11N** | M4MHW1818A1N0** |  | 10.7 | 19800 | $2,500: 2 indoor heads; $5,000: >=3 indoor heads | 203162807 | ccASHP | HRCU-A-CB-O |  | 18 | 18000 | 1.84 | 82
AMERICAN STANDARD | 4TXK2318A10N0** | 4MXW2318A10N0** | N/A | 10.7 | 19800 | $2,500: 2 indoor heads; $5,000: >=3 indoor heads | 202703125 | ccASHP | HRCU-A-CB-O |  | 20 | 18000 | 1.84 | 82
TRANE | 4TXK2318A10N0** | 4MXW2318A10N0** | N/A | 10.7 | 19800 | $2,500: 2 indoor heads; $5,000: >=3 indoor heads | 202703124 | ccASHP | HRCU-A-CB-O |  | 20 | 18000 | 1.84 | 82
RUNTRU | M4THS1818A11N** | M4MHW1818A1N0** |  | 10.7 | 19800 | $2,500: 2 indoor heads; $5,000: >=3 indoor heads | 205118697 | ccASHP | HRCU-A-CB-O |  | 18 | 18000 | 1.84 | 82
GREE | GWH18QD-D3DNC6N/O | GWH18QD-D3DN***/I |  | 10.7 | 19800 | $2,500: 2 indoor heads; $4,000: >=3 indoor heads | 202557957 | ASHP | HRCU-A-CB-O |  | 18 | 18000
LG | LMU240HHV |  |  | 10.7 | 26000 | $2,500: 2 indoor heads; $5,000: >=3 indoor heads | 10445374 | ccASHP | HMSV-A-CB |  | 21 | 24000 | 2.1 | 100
FUJITSU | AOU24RGLX | AMUG24LMAS |  | 10.7 | 27000 | 5000 | 205123807 | ccASHP | HRCU-A-CB |  | 19 | 24000 | 1.8 | 73
RHEEM | RP1724HJVXA | RHMV2421MNAC |  | 10.7 | 27000 | 5000 | 206137896 | ccASHP | HRCU-A-CB |  | 19 | 24000 | 1.8 | 73
SAMSUNG | AR24KSWSJWKX | AR24KSWSJWKN |  | 10.7 | 27000 | $2,500: 2 indoor heads; $4,000: >=3 indoor heads | 8677410 | ASHP | HRCU-A-CB-O | Smart Whisper | 21.6 | 21000
LG | LUU360HHV | LVN361HV4 |  | 10.7 | 37500 | $2,500: 2 indoor heads; $4,000: >=3 indoor heads | 205788773 | ASHP | HRCU-A-CB |  | 17.8 | 33000
AMERICAN STANDARD / MITSUBISHI ELECTRIC | NAXMPH36A142AA |  |  | 10.7 | 45000 | $2,500: 2 indoor heads; $5,000: >=3 indoor heads | 202366328 | ccASHP | HMSV-A-CB | M-Series H2i | 17.45 | 36000 | 2.24 | 105
MITSUBISHI ELECTRIC | MXZ-4C36NAHZ |  |  | 10.7 | 45000 | $2,500: 2 indoor heads; $5,000: >=3 indoor heads | 201755020 | ccASHP | HRCU-A-CB | M-Series | 17.45 | 36000 | 2.12 | 100
TRANE / MITSUBISHI ELECTRIC | NTXMPH36A142AA |  |  | 10.7 | 45000 | $2,500: 2 indoor heads; $5,000: >=3 indoor heads | 202366334 | ccASHP | HMSV-A-CB | M-Series H2i | 17.45 | 36000 | 2.24 | 105
MDV | MOE30U-48HFN1-M-[X] | MCD-48HRFN1-M(D) |  | 10.7 | 51000 | $2,500: 2 indoor heads; $5,000: >=3 indoor heads | 204829817 | ccASHP | HRCU-A-CB-O |  | 16.5 | 48000 | 1.97 | 101
MDV | MOE30U-48HFN1-M-[X](GA) | MCD1-48HRFN1-M(GA) |  | 10.7 | 51000 | $2,500: 2 indoor heads; $5,000: >=3 indoor heads | 207338216 | ccASHP | HRCU-A-CB-O |  | 16.5 | 48000 | 1.95 | 98
LENNOX | MLB048S4S-1P | M33B048S4-2P |  | 10.7 | 51000 | $2,500: 2 indoor heads; $5,000: >=3 indoor heads | 205782165 | ccASHP | HRCU-A-CB-O | MLB Low Ambient | 16.5 | 48000 | 1.97 | 101
TRANE / MITSUBISHI ELECTRIC | NTXMMX60A182B* |  |  | 10.7 | 66000 | $2,500: 2 indoor heads; $5,000: >=3 indoor heads | 204834257 | ccASHP | HMSV-A-CB |  | 17 | 60000 | 2.07 | 86
MITSUBISHI ELECTRIC | MXZ-8C60NA2 |  |  | 10.7 | 66000 | $2,500: 2 indoor heads; $5,000: >=3 indoor heads | 204834269 | ccASHP | HMSV-A-CB |  | 17 | 60000 | 2.07 | 86
MITSUBISHI ELECTRIC | PUMY-P60NKMU3 |  |  | 10.7 | 66000 | $2,500: 2 indoor heads; $5,000: >=3 indoor heads | 204834217 | ccASHP | HMSV-A-CB | S-Series | 17.8 | 60000 | 1.9 | 86
TRANE / MITSUBISHI ELECTRIC | TUMYP0601AK42** |  |  | 10.7 | 66000 | $2,500: 2 indoor heads; $5,000: >=3 indoor heads | 202850707 | ccASHP | HMSV-A-CB |  | 17.8 | 60000 | 1.9 | 86
MITSUBISHI ELECTRIC | MXZ-8C60NA2 |  |  | 10.7 | 66000 | $2,500: 2 indoor heads; $5,000: >=3 indoor heads | 204926518 | ccASHP | HMSV-A-CB |  | 18.25 | 60000 | 2.07 | 86
MITSUBISHI ELECTRIC | MXZ-8C60NA2 |  |  | 10.7 | 66000 | $2,500: 2 indoor heads; $5,000: >=3 indoor heads | 204834295 | ccASHP | HMSV-A-CB-O |  | 19.5 | 60000 | 2.07 | 86
MITSUBISHI ELECTRIC | PUMY-P60NKMU2 |  |  | 10.7 | 66000 | $2,500: 2 indoor heads; $5,000: >=3 indoor heads | 202411913 | ccASHP | HMSV-A-CB | S-Series | 17.8 | 60000 | 1.9 | 86
TRANE / MITSUBISHI ELECTRIC | TUMYP0601AK43** |  |  | 10.7 | 66000 | $2,500: 2 indoor heads; $5,000: >=3 indoor heads | 204834220 | ccASHP | HMSV-A-CB |  | 17.8 | 60000 | 1.9 | 86
TRANE / MITSUBISHI ELECTRIC | NTXMMX60A182B* |  |  | 10.7 | 66000 | $2,500: 2 indoor heads; $5,000: >=3 indoor heads | 204834287 | ccASHP | HMSV-A-CB-O |  | 19.5 | 60000 | 2.07 | 86
TRANE / MITSUBISHI ELECTRIC | NTXMMX60A182B* |  |  | 10.7 | 66000 | $2,500: 2 indoor heads; $5,000: >=3 indoor heads | 204926529 | ccASHP | HMSV-A-CB |  | 18.25 | 60000 | 2.07 | 86
AMERICAN STANDARD / MITSUBISHI ELECTRIC | NAXMMX60A182B* |  |  | 10.7 | 66000 | $2,500: 2 indoor heads; $4,000: >=3 indoor heads | 204834291 | ASHP | HMSV-A-CB-O |  | 19.5 | 60000
PAYNE | 38MGHBQ24CA3 |  |  | 10.75 | 24400 | $2,500: 2 indoor heads; $4,000: >=3 indoor heads | 207642923 | ASHP | HMSV-A-CB |  | 22.6 | 24000
WEATHERMAKER | 38MGHBQ24CA3 |  |  | 10.75 | 24400 | $2,500: 2 indoor heads; $4,000: >=3 indoor heads | 207642944 | ASHP | HMSV-A-CB |  | 22.6 | 24000
MIDEA | 38MGHBQ24CA3 |  |  | 10.75 | 24400 | $2,500: 2 indoor heads; $4,000: >=3 indoor heads | 207642965 | ASHP | HMSV-A-CB |  | 22.6 | 24000
MDV | M3OJ-24HFN1-M |  |  | 10.75 | 24400 | $2,500: 2 indoor heads; $4,000: >=3 indoor heads | 207618258 | ASHP | HMSV-A-CB |  | 22.6 | 24000
CARRIER | 38MGHBQ24CA3 |  |  | 10.75 | 24400 | $2,500: 2 indoor heads; $4,000: >=3 indoor heads | 207642881 | ASHP | HMSV-A-CB |  | 22.6 | 24000
BRYANT | 38MGHBQ24CA3 |  |  | 10.75 | 24400 | $2,500: 2 indoor heads; $4,000: >=3 indoor heads | 207642902 | ASHP | HMSV-A-CB |  | 22.6 | 24000
MIDEA | 38MGRQ36D--3 |  |  | 10.75 | 36400 | $2,500: 2 indoor heads; $5,000: >=3 indoor heads | 204722808 | ccASHP | HMSV-A-CB | Excel | 20.25 | 36000 | 1.94 | 97
PAYNE | 38MGRQ36D--3 |  |  | 10.75 | 36400 | $2,500: 2 indoor heads; $5,000: >=3 indoor heads | 204722803 | ccASHP | HMSV-A-CB | Mid-tier | 20.25 | 36000 | 1.94 | 97
BRYANT | 38MGRQ36D--3 |  |  | 10.75 | 36400 | $2,500: 2 indoor heads; $5,000: >=3 indoor heads | 204722813 | ccASHP | HMSV-A-CB | Preferred | 20.25 | 36000 | 1.94 | 97
CARRIER | 38MGRQ36D--3 |  |  | 10.75 | 36400 | $2,500: 2 indoor heads; $5,000: >=3 indoor heads | 204722798 | ccASHP | HMSV-A-CB | Performance | 20.25 | 36000 | 1.94 | 97
FUJITSU | AOU36RLAVS4 |  |  | 10.75 | 42000 | $2,500: 2 indoor heads; $5,000: >=3 indoor heads | 206347303 | ccASHP | HMSV-A-CB | AIRSTAGE J-IVs Series | 18.55 | 36000 | 2.92 | 76
FUJITSU | AOU36RLAVM4 |  |  | 10.75 | 42000 | $2,500: 2 indoor heads; $5,000: >=3 indoor heads | 206347301 | ccASHP | HMSV-A-CB | AIRSTAGE J-IV Series | 18 | 36000 | 2.82 | 90
FUJITSU | AOU36RLAVS |  |  | 10.75 | 42000 | $2,500: 2 indoor heads; $5,000: >=3 indoor heads | 9962524 | ccASHP | HMSV-A-CB | AIRSTAGE J-IIs Series | 18.55 | 36000 | 2.96 | 75
YORK | YZV36B21 | CM38CE2A1+CC | TMLV100C16MP12 | 10.75 | 47500 | 4000 | 10524902 | ASHP | HRCU-A-CB | AFFINITY | 19.25 | 33600
YORK | YZV36B21 | CM38CE2A1+CC | TP9C100C16MP13 | 10.75 | 47500 | 4000 | 10524904 | ASHP | HRCU-A-CB | AFFINITY | 19.25 | 33600
YORK | YZV36B21 | CM38CE2A1+CC | TPLC080C16MP13 | 10.75 | 47500 | 4000 | 10524905 | ASHP | HRCU-A-CB | AFFINITY | 19.25 | 33600
YORK | YZV36B21 | CM38CE2A1+CC | TPLC100C16MP13 | 10.75 | 47500 | 4000 | 10524906 | ASHP | HRCU-A-CB | AFFINITY | 19.25 | 33600
YORK | YZV36B21 | CM38CE2A1+CC | YP9C100C16MP13 | 10.75 | 47500 | 4000 | 10524908 | ASHP | HRCU-A-CB | AFFINITY | 19.25 | 33600
YORK | YZV36B21 | CM38CE2A1+CC | YPLC080C16MP13 | 10.75 | 47500 | 4000 | 10524909 | ASHP | HRCU-A-CB | AFFINITY | 19.25 | 33600
YORK | YZV36B21 | CM38CE2A1+CC | YPLC100C16MP13 | 10.75 | 47500 | 4000 | 10524910 | ASHP | HRCU-A-CB | AFFINITY | 19.25 | 33600
COLEMAN | HC20B3621 | CM38CE2A1+CC | TMLV080C16MP12 | 10.75 | 47500 | 4000 | 204333808 | ASHP | HRCU-A-CB | ECHELON | 19.25 | 33600
LUXAIRE | HL20B3621 | CM38CE2A1+CC | TMLV080C16MP12 | 10.75 | 47500 | 4000 | 204333811 | ASHP | HRCU-A-CB | ACCLIMATE | 19.25 | 33600
FRASER-JOHNSTON | HL20B3621 | CM38CE2A1+CC | TMLV080C16MP12 | 10.75 | 47500 | 4000 | 204333812 | ASHP | HRCU-A-CB | RELIANT | 19.25 | 33600
CHAMPION HEATING AND COOLING | HL20B3621 | CM38CE2A1+CC | TMLV080C16MP12 | 10.75 | 47500 | 4000 | 204333813 | ASHP | HRCU-A-CB | MOMENTUM | 19.25 | 33600
CHAMPION HEATING AND COOLING | HL20B3621 | CM38CE2A1+CC | TM8V100C16MP12 | 10.75 | 47500 | 4000 | 204333799 | ASHP | HRCU-A-CB | MOMENTUM | 19.25 | 33600
COLEMAN | HC20B3621 | CM38CE2A1+CC | TM8V080C16MP12 | 10.75 | 47500 | 4000 | 204333802 | ASHP | HRCU-A-CB | ECHELON | 19.25 | 33600
LUXAIRE | HL20B3621 | CM38CE2A1+CC | TM8V080C16MP12 | 10.75 | 47500 | 4000 | 204333803 | ASHP | HRCU-A-CB | ACCLIMATE | 19.25 | 33600
FRASER-JOHNSTON | HL20B3621 | CM38CE2A1+CC | TM8V080C16MP12 | 10.75 | 47500 | 4000 | 204333806 | ASHP | HRCU-A-CB | RELIANT | 19.25 | 33600
CHAMPION HEATING AND COOLING | HL20B3621 | CM38CE2A1+CC | TM8V080C16MP12 | 10.75 | 47500 | 4000 | 204333807 | ASHP | HRCU-A-CB | MOMENTUM | 19.25 | 33600
COLEMAN | HC20B3621 | CM38CE2A1+CC | TMLV100C16MP12 | 10.75 | 47500 | 4000 | 204333816 | ASHP | HRCU-A-CB | ECHELON | 19.25 | 33600
LUXAIRE | HL20B3621 | CM38CE2A1+CC | TMLV100C16MP12 | 10.75 | 47500 | 4000 | 204333817 | ASHP | HRCU-A-CB | ACCLIMATE | 19.25 | 33600
FRASER-JOHNSTON | HL20B3621 | CM38CE2A1+CC | TMLV100C16MP12 | 10.75 | 47500 | 4000 | 204333820 | ASHP | HRCU-A-CB | RELIANT | 19.25 | 33600
CHAMPION HEATING AND COOLING | HL20B3621 | CM38CE2A1+CC | TMLV100C16MP12 | 10.75 | 47500 | 4000 | 204333821 | ASHP | HRCU-A-CB | MOMENTUM | 19.25 | 33600
COLEMAN | HC20B3621 | CM38CE2A1+CC | TPLC080C16MP13 | 10.75 | 47500 | 4000 | 204333822 | ASHP | HRCU-A-CB | ECHELON | 19.25 | 33600
LUXAIRE | HL20B3621 | CM38CE2A1+CC | TPLC080C16MP13 | 10.75 | 47500 | 4000 | 204333825 | ASHP | HRCU-A-CB | ACCLIMATE | 19.25 | 33600
FRASER-JOHNSTON | HL20B3621 | CM38CE2A1+CC | TPLC080C16MP13 | 10.75 | 47500 | 4000 | 204333826 | ASHP | HRCU-A-CB | RELIANT | 19.25 | 33600
CHAMPION HEATING AND COOLING | HL20B3621 | CM38CE2A1+CC | TPLC080C16MP13 | 10.75 | 47500 | 4000 | 204333827 | ASHP | HRCU-A-CB | MOMENTUM | 19.25 | 33600
COLEMAN | HC20B3621 | CM38CE2A1+CC | TPLC100C16MP13 | 10.75 | 47500 | 4000 | 204333842 | ASHP | HRCU-A-CB | ECHELON | 19.25 | 33600
LUXAIRE | HL20B3621 | CM38CE2A1+CC | TPLC100C16MP13 | 10.75 | 47500 | 4000 | 204333859 | ASHP | HRCU-A-CB | ACCLIMATE | 19.25 | 33600
FRASER-JOHNSTON | HL20B3621 | CM38CE2A1+CC | TPLC100C16MP13 | 10.75 | 47500 | 4000 | 204333867 | ASHP | HRCU-A-CB | RELIANT | 19.25 | 33600
CHAMPION HEATING AND COOLING | HL20B3621 | CM38CE2A1+CC | TPLC100C16MP13 | 10.75 | 47500 | 4000 | 204333870 | ASHP | HRCU-A-CB | MOMENTUM | 19.25 | 33600
COLEMAN | HC20B3621 | CM38CE2A1+CC | CPLC080C16MP13 | 10.75 | 47500 | 4000 | 204333875 | ASHP | HRCU-A-CB | ECHELON | 19.25 | 33600
LUXAIRE | HL20B3621 | CM38CE2A1+CC | LPLC080C16MP13 | 10.75 | 47500 | 4000 | 204333884 | ASHP | HRCU-A-CB | ACCLIMATE | 19.25 | 33600
COLEMAN | HC20B3621 | CM38CE2A1+CC | CPLC100C16MP13 | 10.75 | 47500 | 4000 | 204333891 | ASHP | HRCU-A-CB | ECHELON | 19.25 | 33600
LUXAIRE | HL20B3621 | CM38CE2A1+CC | LPLC100C16MP13 | 10.75 | 47500 | 4000 | 204333894 | ASHP | HRCU-A-CB | ACCLIMATE | 19.25 | 33600
COLEMAN | HC20B3621 | CM38CE2A1+CC | TM9V100C16MP12 | 10.75 | 47500 | 4000 | 204333927 | ASHP | HRCU-A-CB | ECHELON | 19.25 | 33600
LUXAIRE | HL20B3621 | CM38CE2A1+CC | TM9V100C16MP12 | 10.75 | 47500 | 4000 | 204333928 | ASHP | HRCU-A-CB | ACCLIMATE | 19.25 | 33600
FRASER-JOHNSTON | HL20B3621 | CM38CE2A1+CC | TM9V100C16MP12 | 10.75 | 47500 | 4000 | 204333931 | ASHP | HRCU-A-CB | RELIANT | 19.25 | 33600
CHAMPION HEATING AND COOLING | HL20B3621 | CM38CE2A1+CC | TM9V100C16MP12 | 10.75 | 47500 | 4000 | 204333932 | ASHP | HRCU-A-CB | MOMENTUM | 19.25 | 33600
COLEMAN | HC20B3621 | CM38CE2A1+CC | TP9C100C16MP13 | 10.75 | 47500 | 4000 | 204333933 | ASHP | HRCU-A-CB | ECHELON | 19.25 | 33600
LUXAIRE | HL20B3621 | CM38CE2A1+CC | TP9C100C16MP13 | 10.75 | 47500 | 4000 | 204333936 | ASHP | HRCU-A-CB | ACCLIMATE | 19.25 | 33600
FRASER-JOHNSTON | HL20B3621 | CM38CE2A1+CC | TP9C100C16MP13 | 10.75 | 47500 | 4000 | 204333937 | ASHP | HRCU-A-CB | RELIANT | 19.25 | 33600
CHAMPION HEATING AND COOLING | HL20B3621 | CM38CE2A1+CC | TP9C100C16MP13 | 10.75 | 47500 | 4000 | 204333940 | ASHP | HRCU-A-CB | MOMENTUM | 19.25 | 33600
COLEMAN | HC20B3621 | CM38CE2A1+CC | CP9C100C16MP13 | 10.75 | 47500 | 4000 | 204333941 | ASHP | HRCU-A-CB | ECHELON | 19.25 | 33600
LUXAIRE | HL20B3621 | CM38CE2A1+CC | LP9C100C16MP13 | 10.75 | 47500 | 4000 | 204333942 | ASHP | HRCU-A-CB | ACCLIMATE | 19.25 | 33600
COLEMAN | HC20B3621 | CM38CE2A1+CC | TM8V100C16MP12 | 10.75 | 47500 | 4000 | 204333792 | ASHP | HRCU-A-CB | ECHELON | 19.25 | 33600
LUXAIRE | HL20B3621 | CM38CE2A1+CC | TM8V100C16MP12 | 10.75 | 47500 | 4000 | 204333795 | ASHP | HRCU-A-CB | ACCLIMATE | 19.25 | 33600
FRASER-JOHNSTON | HL20B3621 | CM38CE2A1+CC | TM8V100C16MP12 | 10.75 | 47500 | 4000 | 204333798 | ASHP | HRCU-A-CB | RELIANT | 19.25 | 33600
COLEMAN | HC20B3621S | CM38CE2A1+CC | CP9C100C16MP13 | 10.75 | 47500 | 4000 | 10525570 | ASHP | HRCU-A-CB | ECHELON | 19.25 | 33600
COLEMAN | HC20B3621S | CM38CE2A1+CC | CPLC080C16MP13 | 10.75 | 47500 | 4000 | 10525571 | ASHP | HRCU-A-CB | ECHELON | 19.25 | 33600
COLEMAN | HC20B3621S | CM38CE2A1+CC | CPLC100C16MP13 | 10.75 | 47500 | 4000 | 10525573 | ASHP | HRCU-A-CB | ECHELON | 19.25 | 33600
COLEMAN | HC20B3621S | CM38CE2A1+CC | TM8V080C16MP12 | 10.75 | 47500 | 4000 | 10525574 | ASHP | HRCU-A-CB | ECHELON | 19.25 | 33600
COLEMAN | HC20B3621S | CM38CE2A1+CC | TM8V100C16MP12 | 10.75 | 47500 | 4000 | 10525575 | ASHP | HRCU-A-CB | ECHELON | 19.25 | 33600
COLEMAN | HC20B3621S | CM38CE2A1+CC | TM9V100C16MP12 | 10.75 | 47500 | 4000 | 10525577 | ASHP | HRCU-A-CB | ECHELON | 19.25 | 33600
COLEMAN | HC20B3621S | CM38CE2A1+CC | TMLV080C16MP12 | 10.75 | 47500 | 4000 | 10525578 | ASHP | HRCU-A-CB | ECHELON | 19.25 | 33600
COLEMAN | HC20B3621S | CM38CE2A1+CC | TMLV100C16MP12 | 10.75 | 47500 | 4000 | 10525579 | ASHP | HRCU-A-CB | ECHELON | 19.25 | 33600
COLEMAN | HC20B3621S | CM38CE2A1+CC | TP9C100C16MP13 | 10.75 | 47500 | 4000 | 10525581 | ASHP | HRCU-A-CB | ECHELON | 19.25 | 33600
COLEMAN | HC20B3621S | CM38CE2A1+CC | TPLC080C16MP13 | 10.75 | 47500 | 4000 | 10525582 | ASHP | HRCU-A-CB | ECHELON | 19.25 | 33600
COLEMAN | HC20B3621S | CM38CE2A1+CC | TPLC100C16MP13 | 10.75 | 47500 | 4000 | 10525583 | ASHP | HRCU-A-CB | ECHELON | 19.25 | 33600
YORK | YZV36B21 | CM38CE2A1+CC | TM9V100C16MP12 | 10.75 | 47500 | 4000 | 10524900 | ASHP | HRCU-A-CB | AFFINITY | 19.25 | 33600
YORK | YZV36B21 | CM38CE2A1+CC | TMLV080C16MP12 | 10.75 | 47500 | 4000 | 10524901 | ASHP | HRCU-A-CB | AFFINITY | 19.25 | 33600
YORK | YZV36B21 | CM38CE2A1+CC | TM8V080C16MP12 | 10.75 | 47500 | 4000 | 10524897 | ASHP | HRCU-A-CB | AFFINITY | 19.25 | 33600
YORK | YZV36B21 | CM38CE2A1+CC | TM8V100C16MP12 | 10.75 | 47500 | 4000 | 10524898 | ASHP | HRCU-A-CB | AFFINITY | 19.25 | 33600
FUJITSU | AOU48RLAVM4 |  |  | 10.75 | 54000 | $2,500: 2 indoor heads; $5,000: >=3 indoor heads | 206347300 | ccASHP | HMSV-A-CB | AIRSTAGE J-IV Series | 18.95 | 48000 | 3.25 | 85
FUJITSU | AOU60RLAVM4 |  |  | 10.75 | 66000 | $2,500: 2 indoor heads; $5,000: >=3 indoor heads | 206347299 | ccASHP | HMSV-A-CB | AIRSTAGE J-IV Series | 17.5 | 60000 | 3.54 | 85
COLEMAN | HC20B6021 | CM61DE4A1+MVC20DN21+CC |  | 10.75 | 68000 | 4000 | 204334485 | ASHP | HRCU-A-CB | ECHELON | 20 | 54000
COLEMAN | HC20B6021S | CM61DE4A1+MVC20DN21+CC |  | 10.75 | 68000 | 4000 | 10309050 | ASHP | HRCU-A-CB | ECHELON | 20 | 54000
FRASER-JOHNSTON | HL20B6021 | CM61DE4A1+MVC20DN21+CC |  | 10.75 | 68000 | 4000 | 204334494 | ASHP | HRCU-A-CB | RELIANT | 20 | 54000
CHAMPION HEATING AND COOLING | HL20B6021 | CM61DE4A1+MVC20DN21+CC |  | 10.75 | 68000 | 4000 | 204334498 | ASHP | HRCU-A-CB | MOMENTUM | 20 | 54000
YORK | YZV60B21 | CM61DE4A1+MVC20DN21+CC |  | 10.75 | 68000 | 4000 | 10309027 | ASHP | HRCU-A-CB | AFFINITY | 20 | 54000
LUXAIRE | HL20B6021 | CM61DE4A1+MVC20DN21+CC |  | 10.75 | 68000 | 4000 | 204334490 | ASHP | HRCU-A-CB | ACCLIMATE | 20 | 54000
LUXAIRE | HL20B6021 | AVV61DE421+CC |  | 10.75 | 71000 | 4000 | 205288331 | ASHP | HRCU-A-CB | ACCLIMATE | 19.8 | 53000
CHAMPION HEATING AND COOLING | HL20B6021 | AVV61DE421+CC |  | 10.75 | 71000 | 4000 | 205288332 | ASHP | HRCU-A-CB | MOMENTUM | 19.8 | 53000
COLEMAN | HC20B6021 | AVV61DE421+CC |  | 10.75 | 71000 | 4000 | 205288335 | ASHP | HRCU-A-CB | ECHELON | 19.8 | 53000
FRASER-JOHNSTON | HL20B6021 | AVV61DE421+CC |  | 10.75 | 71000 | 4000 | 205288336 | ASHP | HRCU-A-CB | RELIANT | 19.8 | 53000
YORK | YZV60B21 | AVV61DE421+CC |  | 10.75 | 71000 | 4000 | 10525809 | ASHP | HRCU-A-CB | AFFINITY | 19.8 | 53000
LUXAIRE | HL20B6021S | AVV61DE421+CC |  | 10.75 | 71000 | 4000 | 201982949 | ASHP | HRCU-A-CB | ACCLIMATE | 19.8 | 53000
FRASER-JOHNSTON | HL20B6021S | AVV61DE421+CC |  | 10.75 | 71000 | 4000 | 201982950 | ASHP | HRCU-A-CB | RELIANT | 19.8 | 53000
CHAMPION HEATING AND COOLING | HL20B6021S | AVV61DE421+CC |  | 10.75 | 71000 | 4000 | 201982951 | ASHP | HRCU-A-CB | MOMENTUM | 19.8 | 53000
COLEMAN | HC20B6021S | AVV61DE421+CC |  | 10.75 | 71000 | 4000 | 201982948 | ASHP | HRCU-A-CB | ECHELON | 19.8 | 53000
ELIOS | DE09HOS23230E2 | DE09HIW23230E3 |  | 10.8 | 9800 | $2,500: 2 indoor heads; $5,000: >=3 indoor heads | 203238486 | ccASHP | HRCU-A-CB-O |  | 23.5 | 9000 | 2 | 81
COMFORTSTAR | CPP009CD(O) | CXH009CD(I)-WIFI |  | 10.8 | 9800 | $2,500: 2 indoor heads; $5,000: >=3 indoor heads | 202575853 | ccASHP | HRCU-A-CB-O |  | 23.5 | 9000 | 2 | 81
LENNOX | MPB009S4S-1P | MWMA009S4-3P |  | 10.8 | 9800 | $2,500: 2 indoor heads; $5,000: >=3 indoor heads | 201796630 | ccASHP | HRCU-A-CB-O |  | 23.5 | 9800 | 1.98 | 81
LENNOX | MPB009S4S-1P | MWMA009S4-2P |  | 10.8 | 9800 | $2,500: 2 indoor heads; $5,000: >=3 indoor heads | 10056170 | ccASHP | HRCU-A-CB-O |  | 23.5 | 9800 | 1.98 | 81
LENNOX | MPB009S4S-1P | MWMA009S4-1P |  | 10.8 | 9800 | $2,500: 2 indoor heads; $5,000: >=3 indoor heads | 10056169 | ccASHP | HRCU-A-CB-O |  | 23.5 | 9800 | 1.98 | 81
MDV | MOBA30-09HFN1-MT0W | CS11M-09HRFN1-MX0W(A) |  | 10.8 | 9800 | $2,500: 2 indoor heads; $5,000: >=3 indoor heads | 9101401 | ccASHP | HRCU-A-CB-O |  | 23.5 | 9000 | 2 | 81
NAPOLEON | NH21-09F-O | NH25-09F-I |  | 10.8 | 9800 | $2,500: 2 indoor heads; $5,000: >=3 indoor heads | 205309935 | ccASHP | HRCU-A-CB-O |  | 23.5 | 9000 | 2 | 81
MRCOOL | O-ES-09-HP-C-230 | O-09-HP-WMAH-230A |  | 10.8 | 9800 | $2,500: 2 indoor heads; $5,000: >=3 indoor heads | 204783911 | ccASHP | HRCU-A-CB-O |  | 23.5 | 9000 | 2 | 81
COMFORTSTAR | CPP009CD(O) | CXH009CD(I) |  | 10.8 | 9800 | $2,500: 2 indoor heads; $5,000: >=3 indoor heads | 202575859 | ccASHP | HRCU-A-CB-O |  | 23.5 | 9000 | 2 | 81
DIRECT AIR | MOBA30-09HFN1-MT0W | CS11M-09HRFN1-MX0W(A) |  | 10.8 | 9800 | $2,500: 2 indoor heads; $5,000: >=3 indoor heads | 9680947 | ccASHP | HRCU-A-CB-O |  | 23.5 | 9800 | 1.98 | 81
C&H | CH-09SPH-230VO | CH-09DKT230VI |  | 10.8 | 9800 | $2,500: 2 indoor heads; $5,000: >=3 indoor heads | 205047857 | ccASHP | HRCU-A-CB-O | Single Zone Sophia Outdoor + Dakota High Wall Indoor | 23.5 | 9000 | 2 | 81
C&H | CH-09SPH-230VO | CH-D09MSPHWM-230VI |  | 10.8 | 9800 | $2,500: 2 indoor heads; $5,000: >=3 indoor heads | 205263877 | ccASHP | HRCU-A-CB-O |  | 23.5 | 9000 | 2 | 81
BOSCH | BMS500-AAS009-1CSXRA | BMS500-AAU009-1AHWXB |  | 10.8 | 9800 | $2,500: 2 indoor heads; $5,000: >=3 indoor heads | 203991148 | ccASHP | HRCU-A-CB-O | Bosch Climate 5000 ductless minisplit series | 23.5 | 9000 | 1.98 | 81
MOOVAIR | DM09HOS23230E2 | DM09HIW23230E3 |  | 10.8 | 9800 | $2,500: 2 indoor heads; $5,000: >=3 indoor heads | 203238509 | ccASHP | HRCU-A-CB-O |  | 23.5 | 9000 | 2 | 81
ALLIED | 4DHP1S09S-1P | DWM109S4-1P |  | 10.8 | 9800 | $2,500: 2 indoor heads; $4,000: >=3 indoor heads | 203966542 | ASHP | HRCU-A-CB-O |  | 23.5 | 9000
DUCANE | 4DHP1S09S-1P | DWM109S4-2P |  | 10.8 | 9800 | $2,500: 2 indoor heads; $4,000: >=3 indoor heads | 203376776 | ASHP | HRCU-A-CB-O |  | 23.5 | 9000
CONCORD | 4DHP1S09S-1P | DWM109S4-2P |  | 10.8 | 9800 | $2,500: 2 indoor heads; $4,000: >=3 indoor heads | 203376771 | ASHP | HRCU-A-CB-O |  | 23.5 | 9000
NORTON AIR CONDITIONERS | OHP14-09-12-22 | DWHP14-09-12-25 |  | 10.8 | 9800 | $2,500: 2 indoor heads; $4,000: >=3 indoor heads | 205300187 | ASHP | HRCU-A-CB-O |  | 23.5 | 9000
ALLIED | 4DHP1S09S-1P | DWM109S4-2P |  | 10.8 | 9800 | $2,500: 2 indoor heads; $4,000: >=3 indoor heads | 203376761 | ASHP | HRCU-A-CB-O |  | 23.5 | 9000
AIREASE | 4DHP1S09S-1P | DWM109S4-2P |  | 10.8 | 9800 | $2,500: 2 indoor heads; $4,000: >=3 indoor heads | 203376756 | ASHP | HRCU-A-CB-O |  | 23.5 | 9000
ARMSTRONG AIR | 4DHP1S09S-1P | DWM109S4-2P |  | 10.8 | 9800 | $2,500: 2 indoor heads; $4,000: >=3 indoor heads | 203376766 | ASHP | HRCU-A-CB-O |  | 23.5 | 9000
KENMORE | DLCSRBH09AAK | DLFSCAH09XAK |  | 10.8 | 10000 | $2,500: 2 indoor heads; $5,000: >=3 indoor heads | 206350437 | ccASHP | HRCU-A-CB-O | Mid-Tier | 20.5 | 9000 | 1.8 | 108
MIDEA | DLCSRBH09AAK | DLFSCAH09XAK |  | 10.8 | 10000 | $2,500: 2 indoor heads; $5,000: >=3 indoor heads | 206350448 | ccASHP | HRCU-A-CB-O | Excel | 20.5 | 9000 | 1.8 | 108
CARRIER | 38MARBQ09AA3 | 40MBCQ09--3 |  | 10.8 | 10000 | $2,500: 2 indoor heads; $5,000: >=3 indoor heads | 206350327 | ccASHP | HRCU-A-CB-O | Performance | 20.5 | 9000 | 1.8 | 108
DAY & NIGHT | DLCSRBH09AAK | DLFSCAH09XAK |  | 10.8 | 10000 | $2,500: 2 indoor heads; $5,000: >=3 indoor heads | 206350404 | ccASHP | HRCU-A-CB-O | Constant Comfort | 20.5 | 9000 | 1.8 | 108
CARRIER | 38MAQB09R--3 | 40MBCQ09---3 |  | 10.8 | 10000 | $2,500: 2 indoor heads; $5,000: >=3 indoor heads | 200059151 | ccASHP | HRCU-A-CB-O | Performance | 20 | 9000 | 1.83 | 110
BRYANT | 38MARBQ09AA3 | 40MBCQ09--3 |  | 10.8 | 10000 | $2,500: 2 indoor heads; $5,000: >=3 indoor heads | 206350338 | ccASHP | HRCU-A-CB-O | Preferred | 20.5 | 9000 | 1.8 | 108
BRYANT | 38MAQB09R--3 | 40MBCQ09---3 |  | 10.8 | 10000 | $2,500: 2 indoor heads; $5,000: >=3 indoor heads | 200059150 | ccASHP | HRCU-A-CB-O | Preferred | 20 | 9000 | 1.83 | 110
ARCOAIRE | DLCSRBH09AAK | DLFSCAH09XAK |  | 10.8 | 10000 | $2,500: 2 indoor heads; $5,000: >=3 indoor heads | 206350382 | ccASHP | HRCU-A-CB-O | DuraComfort | 20.5 | 9000 | 1.8 | 108
AIRQUEST | DLCSRBH09AAK | DLFSCAH09XAK |  | 10.8 | 10000 | $2,500: 2 indoor heads; $5,000: >=3 indoor heads | 206350481 | ccASHP | HRCU-A-CB-O | QuietComfort | 20.5 | 9000 | 1.8 | 108
COMFORTMAKER | DLCSRBH09AAK | DLFSCAH09XAK |  | 10.8 | 10000 | $2,500: 2 indoor heads; $5,000: >=3 indoor heads | 206350393 | ccASHP | HRCU-A-CB-O | QuietComfort | 20.5 | 9000 | 1.8 | 108
MIDEA | 38MARBQ09AA3 | 40MBCQ09--3 |  | 10.8 | 10000 | $2,500: 2 indoor heads; $5,000: >=3 indoor heads | 206350371 | ccASHP | HRCU-A-CB-O | Excel | 20.5 | 9000 | 1.8 | 108
PAYNE | 38MARBQ09AA3 | 40MBCQ09--3 |  | 10.8 | 10000 | $2,500: 2 indoor heads; $5,000: >=3 indoor heads | 206350349 | ccASHP | HRCU-A-CB-O | Mid-Tier | 20.5 | 9000 | 1.8 | 108
TEMPSTAR | DLCSRBH09AAK | DLFSCAH09XAK |  | 10.8 | 10000 | $2,500: 2 indoor heads; $5,000: >=3 indoor heads | 206350459 | ccASHP | HRCU-A-CB-O | QuietComfort | 20.5 | 9000 | 1.8 | 108
WEATHERMAKER | 38MARBQ09AA3 | 40MBCQ09--3 |  | 10.8 | 10000 | $2,500: 2 indoor heads; $5,000: >=3 indoor heads | 206350360 | ccASHP | HRCU-A-CB-O | Mid-Tier | 20.5 | 9000 | 1.8 | 108
KEEPRITE | DLCSRBH09AAK | DLFSCAH09XAK |  | 10.8 | 10000 | $2,500: 2 indoor heads; $5,000: >=3 indoor heads | 206350426 | ccASHP | HRCU-A-CB-O | ProComfort | 20.5 | 9000 | 1.8 | 108
HEIL | DLCSRBH09AAK | DLFSCAH09XAK |  | 10.8 | 10000 | $2,500: 2 indoor heads; $5,000: >=3 indoor heads | 206350415 | ccASHP | HRCU-A-CB-O | QuietComfort | 20.5 | 9000 | 1.8 | 108
LBG PRODUCTS | LBH09AWO | LBH09AWI |  | 10.8 | 10000 | $2,500: 2 indoor heads; $5,000: >=3 indoor heads | 206726728 | ccASHP | HRCU-A-CB-O | Airbox | 24 | 9100 | 1.88 | 90
MIDEA | 38MAQB09R--3 | 40MBCQ09---3 |  | 10.8 | 10000 | $2,500: 2 indoor heads; $5,000: >=3 indoor heads | 201846992 | ccASHP | HRCU-A-CB-O | Excel | 20 | 9000 | 1.83 | 110
PAYNE | 38MAQB09R--3 | 40MBCQ09---3 |  | 10.8 | 10000 | $2,500: 2 indoor heads; $5,000: >=3 indoor heads | 201846972 | ccASHP | HRCU-A-CB-O | Mid-tier | 20 | 9000 | 1.83 | 110
BRYANT | 38MAQB09R--3 | 619REQ009CBMA |  | 10.8 | 10000 | $2,500: 2 indoor heads; $4,000: >=3 indoor heads | 8856641 | ASHP | HRCU-A-CB-O |  | 20 | 9000
ELIOS | DE09HOS25230E3 | DE09HICU230X5 |  | 10.8 | 10000 | $2,500: 2 indoor heads; $4,000: >=3 indoor heads | 204005782 | ASHP | HRCU-A-CB-O |  | 20 | 9000
BOSCH | BMS500-AAS009-1CSXHB | BMS500-AAU009-1AHCXB |  | 10.8 | 10000 | $2,500: 2 indoor heads; $4,000: >=3 indoor heads | 204014464 | ASHP | HRCU-A-CB-O |  | 20 | 9000
MRCOOL | O-HH-09-HP-C-230 | CASSETTE12HP-230 |  | 10.8 | 10000 | $2,500: 2 indoor heads; $4,000: >=3 indoor heads | 8977715 | ASHP | HRCU-A-CB-O |  | 20 | 9000
MDV | MOB30-09HFN1-MX0W | CCA3U-09HRFN1-M(C) |  | 10.8 | 10000 | $2,500: 2 indoor heads; $4,000: >=3 indoor heads | 8735962 | ASHP | HRCU-A-CB-O |  | 20 | 9000
DIRECT AIR | MOB30-09HFN1-MX0W | CCA3U-09HRFN1-M(C) |  | 10.8 | 10000 | $2,500: 2 indoor heads; $4,000: >=3 indoor heads | 8775830 | ASHP | HRCU-A-CB-O |  | 20 | 9000
MOOVAIR | DM09HOS25230E3 | DM09HICU230X5 |  | 10.8 | 10000 | $2,500: 2 indoor heads; $4,000: >=3 indoor heads | 204005748 | ASHP | HRCU-A-CB-O |  | 20 | 9000
SMART COMFORT | DLCSRBH09AAK | DLFSCAH09XAK |  | 10.8 | 10000 | $2,500: 2 indoor heads; $4,000: >=3 indoor heads | 206350470 | ASHP | HRCU-A-CB-O |  | 20.5 | 9000
KERR | A-KMH09SU-1 | B-KMH09CU-1 |  | 10.8 | 10000 | $2,500: 2 indoor heads; $4,000: >=3 indoor heads | 206347315 | ASHP | HRCU-A-CB-O |  | 20 | 9000
MDV | MOX330-09HFN1-MY5W | MCA3U-09HRFN1-M(C) |  | 10.8 | 10000 | $2,500: 2 indoor heads; $4,000: >=3 indoor heads | 206330122 | ASHP | HRCU-A-CB-O |  | 20.5 | 9000
KARDA | 1PAMSHH09-SZO-25 | 2KARDA09UVCS |  | 10.8 | 10000 | $2,500: 2 indoor heads; $4,000: >=3 indoor heads | 205921402 | ASHP | HRCU-A-CB-O |  | 20 | 9000
PERFECTAIRE | 1PAMSHH09-SZO-25 | 2PAMSCH09 |  | 10.8 | 10000 | $2,500: 2 indoor heads; $4,000: >=3 indoor heads | 207192284 | ASHP | HRCU-A-CB-O |  | 20 | 9000
CARRIER | 38MAQB09R--3 | 40MBQB09C--3 |  | 10.8 | 10000 | $2,500: 2 indoor heads; $4,000: >=3 indoor heads | 8856644 | ASHP | HRCU-A-CB-O |  | 20 | 9000
C&H | CH-09DKT230VO | CH-09MSPHCT-230VI |  | 10.8 | 10000 | $2,500: 2 indoor heads; $4,000: >=3 indoor heads | 204098416 | ASHP | HRCU-A-CB-O |  | 20 | 9000
NOVAIR PLUS | 09EVONVO | 09EVCNVI |  | 10.8 | 10000 | $2,500: 2 indoor heads; $4,000: >=3 indoor heads | 205281378 | ASHP | HRCU-A-CB-O |  | 20 | 9000
ELIOS | DE09HOS25230E3 | DM09HICU230X5 |  | 10.8 | 10000 | $2,500: 2 indoor heads; $4,000: >=3 indoor heads | 205300183 | ASHP | HRCU-A-CB-O |  | 20 | 9000
COMFORTSTAR | CXH009CD(O) | TPA-09 |  | 10.8 | 10000 | $2,500: 2 indoor heads; $4,000: >=3 indoor heads | 202575863 | ASHP | HRCU-A-CB-O |  | 20 | 9000
SENVILLE | SENA/09HF/OZ | SENA/09HF/ICZ |  | 10.8 | 10000 | $2,500: 2 indoor heads; $4,000: >=3 indoor heads | 202606678 | ASHP | HRCU-A-CB-O |  | 20 | 9000
KOOLKING | MOB30-09HFN1-MX0W | CCA3U-09HRFN1-M(C) |  | 10.8 | 10000 | $2,500: 2 indoor heads; $4,000: >=3 indoor heads | 205092276 | ASHP | HRCU-A-CB-O |  | 20 | 9000
BREEZE33 | BZ33-HYP09HPOUT2-P | BZ33-CASS09-P |  | 10.8 | 10000 | $2,500: 2 indoor heads; $4,000: >=3 indoor heads | 205470425 | ASHP | HRCU-A-CB-O |  | 20 | 9000
WEATHERMAKER | 38MAQB09R--3 | 40MBCQ09---3 |  | 10.8 | 10000 | $2,500: 2 indoor heads; $4,000: >=3 indoor heads | 205772832 | ASHP | HRCU-A-CB-O |  | 20 | 9000
LG | LSU090HSV4 | LAN090HSV4 |  | 10.8 | 10800 | $2,500: 2 indoor heads; $5,000: >=3 indoor heads | 7484109 | ccASHP | HRCU-A-CB-O |  | 21.5 | 9000 | 2.8 | 88
LG | LSU090HSV4 | LSN090HSV4 |  | 10.8 | 10800 | $2,500: 2 indoor heads; $4,000: >=3 indoor heads | 7484110 | ASHP | HRCU-A-CB-O |  | 21.5 | 9000
MITSUBISHI ELECTRIC | SUZ-KA09NAHZ | PEAD-A09AA7 |  | 10.8 | 12000 | $2,500: 2 indoor heads; $4,000: >=3 indoor heads | 206328082 | ASHP | HRCU-A-CB | M-Series | 17.8 | 9000
MDV | MOX230-12HFN1-MV5W | MSABB-12HRFN1-MV0W |  | 10.8 | 12000 | $2,500: 2 indoor heads; $4,000: >=3 indoor heads | 207591145 | ASHP | HRCU-A-CB-O |  | 22 | 12000
MITSUBISHI ELECTRIC | SUZ-KA09NAHZ | PEAD-A09AA |  | 10.8 | 12000 | $2,500: 2 indoor heads; $4,000: >=3 indoor heads | 204627043 | ASHP | HRCU-A-CB |  | 17.8 | 9000
KANIONCO | KWSM-12IR410AHS24MV | KWSM-12IR410AHS23MV |  | 10.8 | 12000 | $2,500: 2 indoor heads; $4,000: >=3 indoor heads | 207645875 | ASHP | HRCU-A-CB-O |  | 22 | 12000
HISENSE | AS-12UW3SXE00A | AS-12UW3SXE**00A |  | 10.8 | 13000 | $2,500: 2 indoor heads; $4,000: >=3 indoor heads | 205092776 | ASHP | HRCU-A-CB-O |  | 20.5 | 12000
HISENSE | AS-12UW3SXE | AS-12UW3SXE** |  | 10.8 | 13000 | $2,500: 2 indoor heads; $4,000: >=3 indoor heads | 201910443 | ASHP | HRCU-A-CB-O |  | 20.5 | 12000
HISENSE | AS-12UR3SXE | AS-12UR3SXETG |  | 10.8 | 13000 | $2,500: 2 indoor heads; $4,000: >=3 indoor heads | 8819819 | ASHP | HRCU-A-CB-O |  | 20.5 | 12000
SLIMAIR TECHNOLOGIES | SHC12VB-2H | SHM12VB-2DC |  | 10.8 | 13000 | $2,500: 2 indoor heads; $4,000: >=3 indoor heads | 9060039 | ASHP | HRCU-A-CB-O |  | 20.5 | 12000
MAESTRO | MA-12CA22EXT | MA-12CA22INT |  | 10.8 | 13000 | $2,500: 2 indoor heads; $4,000: >=3 indoor heads | 10277944 | ASHP | HRCU-A-CB-O |  | 20.5 | 12000
DAIKIN | RXL12QMVJU9 | FDMQ12RVJU |  | 10.8 | 13600 | $2,500: 2 indoor heads; $5,000: >=3 indoor heads | 204717990 | ccASHP | HRCU-A-CB | Aurora | 18 | 10800 | 1.8 | 100
SAMSUNG | AC012BXADCH | AC012BNLDCH |  | 10.8 | 14000 | $2,500: 2 indoor heads; $5,000: >=3 indoor heads | 207465443 | ccASHP | HRCU-A-CB | Slim Duct | 20.7 | 12000 | 2 | 87
MITSUBISHI ELECTRIC | MUZ-GL15NAH*** | MSZ-GL15NA*** |  | 10.8 | 18000 | $2,500: 2 indoor heads; $5,000: >=3 indoor heads | 202680599 | ccASHP | HRCU-A-CB-O | M-Series | 21.6 | 14000 | 2.43 | 78
MITSUBISHI ELECTRIC | MUZ-GL15NAH-U1 | MSZ-GL15NA-U1 |  | 10.8 | 18000 | $2,500: 2 indoor heads; $5,000: >=3 indoor heads | 201754312 | ccASHP | HRCU-A-CB-O | M-Series | 21.6 | 14000 | 2.43 | 78
MDV | MOCA01-18HFN1-MT0W | MTIU-18HWFN1-M |  | 10.8 | 19000 | $2,500: 2 indoor heads; $4,000: >=3 indoor heads | 200059325 | ASHP | HRCU-A-CB |  | 20 | 16500
DAY & NIGHT | DLCSRAH18AAK | DLFSDAH18XAK |  | 10.8 | 19000 | $2,500: 2 indoor heads; $4,000: >=3 indoor heads | 201835640 | ASHP | HRCU-A-CB |  | 20 | 16500
HEIL | DLCSRAH18AAK | DLFSDAH18XAK |  | 10.8 | 19000 | $2,500: 2 indoor heads; $4,000: >=3 indoor heads | 201835728 | ASHP | HRCU-A-CB |  | 20 | 16500
KEEPRITE | DLCSRAH18AAK | DLFSDAH18XAK |  | 10.8 | 19000 | $2,500: 2 indoor heads; $4,000: >=3 indoor heads | 201835729 | ASHP | HRCU-A-CB |  | 20 | 16500
TEMPSTAR | DLCSRAH18AAK | DLFSDAH18XAK |  | 10.8 | 19000 | $2,500: 2 indoor heads; $4,000: >=3 indoor heads | 201835824 | ASHP | HRCU-A-CB |  | 20 | 16500
KENMORE | DLCSRAH18AAK | DLFSDAH18XAK |  | 10.8 | 19000 | $2,500: 2 indoor heads; $4,000: >=3 indoor heads | 201835825 | ASHP | HRCU-A-CB |  | 20 | 16500
ARCOAIRE | DLCSRAH18AAK | DLFSDAH18XAK |  | 10.8 | 19000 | $2,500: 2 indoor heads; $4,000: >=3 indoor heads | 201835543 | ASHP | HRCU-A-CB |  | 20 | 16500
COMFORTMAKER | DLCSRAH18AAK | DLFSDAH18XAK |  | 10.8 | 19000 | $2,500: 2 indoor heads; $4,000: >=3 indoor heads | 201835592 | ASHP | HRCU-A-CB |  | 20 | 16500
MIDEA | DLCSRAH18AAK | DLFSDAH18XAK |  | 10.8 | 19000 | $2,500: 2 indoor heads; $4,000: >=3 indoor heads | 201796617 | ASHP | HRCU-A-CB |  | 20 | 16500
SMART COMFORT | DLCSRAH18AAK | DLFSDAH18XAK |  | 10.8 | 19000 | $2,500: 2 indoor heads; $4,000: >=3 indoor heads | 202119288 | ASHP | HRCU-A-CB |  | 20 | 16500
AIRQUEST | DLCSRAH18AAK | DLFSDAH18XAK |  | 10.8 | 19000 | $2,500: 2 indoor heads; $4,000: >=3 indoor heads | 203966597 | ASHP | HRCU-A-CB |  | 20 | 16500
MIDEA | MOCA01-18HFN1-MT0W | MTIU-18HWFN1-M |  | 10.8 | 19000 | $2,500: 2 indoor heads; $4,000: >=3 indoor heads | 200059326 | ASHP | HRCU-A-CB |  | 20 | 16500
LENNOX | SL25XPV-024-230A** | CHX35-42B-**-*+TDR | EL296UH070XV36B* | 10.8 | 21200 | 5000 | 207436195 | ccASHP | HRCU-A-CB | DAVE LENNOX SIGNATURE SL25XPV SERIES | 24 | 23200 | 1.98 | 93
LENNOX | SL25XPV-024-230A** | CH35-42B+TDR+TXV | EL296UH045XV36B* | 10.8 | 21200 | 5000 | 207436168 | ccASHP | HRCU-A-CB | DAVE LENNOX SIGNATURE SL25XPV SERIES | 23 | 23200 | 1.98 | 94
LENNOX | SL25XPV-024-230A** | CHX35-42B-**-*+TDR | SLP99UH070XV36B* | 10.8 | 21200 | 5000 | 207436202 | ccASHP | HRCU-A-CB | DAVE LENNOX SIGNATURE SL25XPV SERIES | 24 | 23200 | 1.98 | 93
LENNOX | SL25XPV-024-230A** | CHX35-42B-**-*+TDR | EL296UH045XV36B* | 10.8 | 21200 | 5000 | 207436194 | ccASHP | HRCU-A-CB | DAVE LENNOX SIGNATURE SL25XPV SERIES | 23 | 23200 | 1.98 | 94
LENNOX | SL25XPV-024-230A** | CHX35-42B-**-*+TDR | SL297UH040NV36B* | 10.8 | 21200 | 5000 | 207436200 | ccASHP | HRCU-A-CB | DAVE LENNOX SIGNATURE SL25XPV SERIES | 24 | 23200 | 1.98 | 93
LENNOX | SL25XPV-024-230A** | CH35-42B+TDR+TXV | EL296UH070XV36B* | 10.8 | 21200 | 5000 | 207436169 | ccASHP | HRCU-A-CB | DAVE LENNOX SIGNATURE SL25XPV SERIES | 24 | 23200 | 1.98 | 93
LENNOX | SL25XPV-024-230A** | CH35-42B+TDR+TXV | SL297UH040NV36B* | 10.8 | 21200 | 5000 | 207436174 | ccASHP | HRCU-A-CB | DAVE LENNOX SIGNATURE SL25XPV SERIES | 24 | 23200 | 1.98 | 93
LENNOX | SL25XPV-024-230A** | CH35-42B+TDR+TXV | SLP99UH070XV36B* | 10.8 | 21200 | 5000 | 207436176 | ccASHP | HRCU-A-CB | DAVE LENNOX SIGNATURE SL25XPV SERIES | 24 | 23200 | 1.98 | 93
LENNOX | SL25XPV-024-230A** | C35-36A+TDR+TXV | SL280UH060NV36A* | 10.8 | 21400 | 5000 | 207436146 | ccASHP | HRCU-A-CB | DAVE LENNOX SIGNATURE SL25XPV SERIES | 24 | 23000 | 1.85 | 95
LENNOX | SL25XPV-024-230A** | CX35-36B+TDR | SL280UH080NV48B* | 10.8 | 21400 | 5000 | 207436233 | ccASHP | HRCU-A-CB | DAVE LENNOX SIGNATURE SL25XPV SERIES | 24 | 23000 | 1.86 | 95
LENNOX | SL25XPV-024-230A** | CX35-36A+TDR | SL280UH060NV36A* | 10.8 | 21400 | 5000 | 207436229 | ccASHP | HRCU-A-CB | DAVE LENNOX SIGNATURE SL25XPV SERIES | 24 | 23000 | 1.85 | 95
LENNOX | SL25XPV-024-230A** | C35-36B+TDR+TXV | SL280UH090V36B* | 10.8 | 21400 | 5000 | 207436151 | ccASHP | HRCU-A-CB | DAVE LENNOX SIGNATURE SL25XPV SERIES | 24 | 22800 | 1.85 | 95
LENNOX | SL25XPV-024-230A** | CX35-36B+TDR | SL280UH090V36B* | 10.8 | 21400 | 5000 | 207436234 | ccASHP | HRCU-A-CB | DAVE LENNOX SIGNATURE SL25XPV SERIES | 24 | 22800 | 1.85 | 95
LENNOX | SL25XPV-024-230A** | C35-36B+TDR+TXV | SL280UH080NV48B* | 10.8 | 21400 | 5000 | 207436150 | ccASHP | HRCU-A-CB | DAVE LENNOX SIGNATURE SL25XPV SERIES | 24 | 23000 | 1.86 | 95
MITSUBISHI ELECTRIC | SUZ-KA18NAHZ | PEAD-A18AA7 |  | 10.8 | 21600 | $2,500: 2 indoor heads; $4,000: >=3 indoor heads | 206328087 | ASHP | HRCU-A-CB | M-Series | 18.9 | 18000
MITSUBISHI ELECTRIC | SUZ-KA18NAHZ | PEAD-A18AA |  | 10.8 | 21600 | $2,500: 2 indoor heads; $4,000: >=3 indoor heads | 204627046 | ASHP | HRCU-A-CB |  | 18.9 | 18000
LENNOX | SL25XPV-024-230A** | CBA38MV-030-230*+TDR |  | 10.8 | 22200 | 5000 | 207436166 | ccASHP | HRCU-A-CB | DAVE LENNOX SIGNATURE SL25XPV SERIES | 24 | 22800 | 1.95 | 96
MITSUBISHI ELECTRIC | PUZ-HA24NHA | PCA-A24KA7 |  | 10.8 | 26000 | $2,500: 2 indoor heads; $5,000: >=3 indoor heads | 204276762 | ccASHP | HRCU-A-CB-O | P-Series H2i | 18.5 | 24000 | 1.9 | 100
LG | LUU240HHV | LHN248HV |  | 10.8 | 27000 | $2,500: 2 indoor heads; $5,000: >=3 indoor heads | 205788767 | ccASHP | HRCU-A-CB |  | 18.2 | 23000 | 1.85 | 100
MIDEA | DLCMRAH27CAK |  |  | 10.8 | 27000 | $2,500: 2 indoor heads; $5,000: >=3 indoor heads | 201771973 | ccASHP | HMSV-A-CB | Advantage | 20.4 | 27000 | 1.82 | 89
SAMSUNG | AC024JXADCH/AA | AC024MNADCH/AA |  | 10.8 | 27000 | $2,500: 2 indoor heads; $5,000: >=3 indoor heads | 10227625 | ccASHP | HRCU-A-CB-O | High Wall | 18.3 | 24000 | 1.99 | 70
RHEEM | ROSH24VGSN | RICH24AXCJ |  | 10.8 | 27000 | $2,500: 2 indoor heads; $5,000: >=3 indoor heads | 202244731 | ccASHP | HRCU-A-CB-O | Rheem Multi-room Mini-Split Systems | 20 | 24000 | 2.05 | 86
ARCOAIRE | DLCMRAH27CAK |  |  | 10.8 | 27000 | $2,500: 2 indoor heads; $5,000: >=3 indoor heads | 201835525 | ccASHP | HMSV-A-CB | Mid-tier | 20.4 | 27000 | 1.82 | 89
DAY & NIGHT | DLCMRAH27CAK |  |  | 10.8 | 27000 | $2,500: 2 indoor heads; $5,000: >=3 indoor heads | 201835621 | ccASHP | HMSV-A-CB | Mid-tier | 20.4 | 27000 | 1.82 | 89
FUJITSU | AOU24RGLX | ARU24RGLX |  | 10.8 | 27000 | $2,500: 2 indoor heads; $5,000: >=3 indoor heads | 202537547 | ccASHP | HRCU-A-CB | Halcyon Single-room Mini-Split Systems Slim | 17.5 | 24000 | 1.93 | 82
FUJITSU | AOU24RGLX | AUU24RGLX |  | 10.8 | 27000 | $2,500: 2 indoor heads; $5,000: >=3 indoor heads | 202208444 | ccASHP | HRCU-A-CB-O | Halcyon Multi-room Mini-Split Systems | 20 | 24000 | 2.05 | 86
COMFORTMAKER | DLCMRAH27CAK |  |  | 10.8 | 27000 | $2,500: 2 indoor heads; $5,000: >=3 indoor heads | 201835573 | ccASHP | HMSV-A-CB | Mid-tier | 20.4 | 27000 | 1.82 | 89
HEIL | DLCMRAH27CAK |  |  | 10.8 | 27000 | $2,500: 2 indoor heads; $5,000: >=3 indoor heads | 201835690 | ccASHP | HMSV-A-CB | Mid-tier | 20.4 | 27000 | 1.82 | 89
TEMPSTAR | DLCMRAH27CAK |  |  | 10.8 | 27000 | $2,500: 2 indoor heads; $5,000: >=3 indoor heads | 201835786 | ccASHP | HMSV-A-CB | Mid-tier | 20.4 | 27000 | 1.82 | 89
SMART COMFORT | DLCMRAH27CAK |  |  | 10.8 | 27000 | $2,500: 2 indoor heads; $5,000: >=3 indoor heads | 202119270 | ccASHP | HMSV-A-CB | Mid-tier | 20.4 | 27000 | 1.82 | 89
KENMORE | DLCMRAH27CAK |  |  | 10.8 | 27000 | $2,500: 2 indoor heads; $5,000: >=3 indoor heads | 201835787 | ccASHP | HMSV-A-CB | Mid-tier | 20.4 | 27000 | 1.82 | 89
KEEPRITE | DLCMRAH27CAK |  |  | 10.8 | 27000 | $2,500: 2 indoor heads; $5,000: >=3 indoor heads | 201835691 | ccASHP | HMSV-A-CB | Mid-tier | 20.4 | 27000 | 1.82 | 89
SAMSUNG | AC024BXADCH | AC024BN6DCH |  | 10.8 | 27000 | $2,500: 2 indoor heads; $4,000: >=3 indoor heads | 207465453 | ASHP | HRCU-A-CB-O | 360 Cassette | 21 | 24000
RUUD | UOSH24VGSN | RICH24AXCJ |  | 10.8 | 27000 | $2,500: 2 indoor heads; $4,000: >=3 indoor heads | 202244927 | ASHP | HRCU-A-CB-O |  | 20 | 24000
RHEEM | ROSH24VGSN | RIDH24AXCJ |  | 10.8 | 27000 | $2,500: 2 indoor heads; $4,000: >=3 indoor heads | 207590029 | ASHP | HRCU-A-CB |  | 17.5 | 24000
RUUD | ROSH24VGSN | RIDH24AXCJ |  | 10.8 | 27000 | $2,500: 2 indoor heads; $4,000: >=3 indoor heads | 207590030 | ASHP | HRCU-A-CB |  | 17.5 | 24000
RUUD | ROSH24VGSN | RICH24AXCJ |  | 10.8 | 27000 | $2,500: 2 indoor heads; $4,000: >=3 indoor heads | 206221539 | ASHP | HRCU-A-CB-O |  | 20 | 24000
CARRIER | 38MAQB30R--3 | FM(C,U)4Z30**AL* |  | 10.8 | 30000 | 5000 | 203380996 | ccASHP | HRCU-A-CB | Performance Series | 17.95 | 28600 | 2.34 | 70
PAYNE | 38MAQB30R--3 | FM(C,U)4Z30**AL* |  | 10.8 | 30000 | 5000 | 203381007 | ccASHP | HRCU-A-CB | Mid-tier | 17.95 | 28600 | 2.34 | 70
BRYANT | 38MAQB30R--3 | FM(C,U)4Z30**AL* |  | 10.8 | 30000 | 5000 | 203381001 | ccASHP | HRCU-A-CB | Preferred Series | 17.95 | 28600 | 2.34 | 70
KEEPRITE | DLCMHBH36DAK |  |  | 10.8 | 36000 | $2,500: 2 indoor heads; $4,000: >=3 indoor heads | 207643086 | ASHP | HMSV-A-CB |  | 20 | 36000
COMFORTMAKER | DLCMHBH36DAK |  |  | 10.8 | 36000 | $2,500: 2 indoor heads; $4,000: >=3 indoor heads | 207643023 | ASHP | HMSV-A-CB |  | 20 | 36000
DAY & NIGHT | DLCMHBH36DAK |  |  | 10.8 | 36000 | $2,500: 2 indoor heads; $4,000: >=3 indoor heads | 207643044 | ASHP | HMSV-A-CB |  | 20 | 36000
HEIL | DLCMHBH36DAK |  |  | 10.8 | 36000 | $2,500: 2 indoor heads; $4,000: >=3 indoor heads | 207643065 | ASHP | HMSV-A-CB |  | 20 | 36000
ARCOAIRE | DLCMHBH36DAK |  |  | 10.8 | 36000 | $2,500: 2 indoor heads; $4,000: >=3 indoor heads | 207643002 | ASHP | HMSV-A-CB |  | 20 | 36000
KENMORE | DLCMHBH36DAK |  |  | 10.8 | 36000 | $2,500: 2 indoor heads; $4,000: >=3 indoor heads | 207643107 | ASHP | HMSV-A-CB |  | 20 | 36000
MIDEA | DLCMHBH36DAK |  |  | 10.8 | 36000 | $2,500: 2 indoor heads; $4,000: >=3 indoor heads | 207643128 | ASHP | HMSV-A-CB |  | 20 | 36000
TEMPSTAR | DLCMHBH36DAK |  |  | 10.8 | 36000 | $2,500: 2 indoor heads; $4,000: >=3 indoor heads | 207643149 | ASHP | HMSV-A-CB |  | 20 | 36000
SMART COMFORT | DLCMHBH36DAK |  |  | 10.8 | 36000 | $2,500: 2 indoor heads; $4,000: >=3 indoor heads | 207643170 | ASHP | HMSV-A-CB |  | 20 | 36000
AIRQUEST | DLCMHBH36DAK |  |  | 10.8 | 36000 | $2,500: 2 indoor heads; $4,000: >=3 indoor heads | 207643191 | ASHP | HMSV-A-CB |  | 20 | 36000
PERFECTAIRE | 3PAMS36-HH-MZO4 |  |  | 10.8 | 36000 | $2,500: 2 indoor heads; $4,000: >=3 indoor heads | 207657341 | ASHP | HMSV-A-CB |  | 20 | 36000
MDV | M4OI-36HFN1-M* |  |  | 10.8 | 36000 | $2,500: 2 indoor heads; $4,000: >=3 indoor heads | 207641237 | ASHP | HMSV-A-CB |  | 20 | 36000
MITSUBISHI ELECTRIC | PUZ-HA36NKA | PVA-A18AA7PVA-A18AA7 |  | 10.8 | 38000 | $2,500: 2 indoor heads; $5,000: >=3 indoor heads | 206223053 | ccASHP | HRCU-A-CB | P-Series H2i | 17.9 | 33000 | 2.1 | 100
LENNOX | SL25XPV-048-230A** | CHX35-51/61C-**-*+TDR | SL280UH100NV60C* | 10.8 | 45500 | 5000 | 207436567 | ccASHP | HRCU-A-CB | DAVE LENNOX SIGNATURE SL25XPV SERIES | 21 | 46000 | 1.84 | 82
LENNOX | SL25XPV-048-230A** | CH35-51C+TDR+TXV | SL280UH080NV60C* | 10.8 | 45500 | 5000 | 207436546 | ccASHP | HRCU-A-CB | DAVE LENNOX SIGNATURE SL25XPV SERIES | 21 | 46000 | 1.84 | 82
LENNOX | SL25XPV-048-230A** | CH35-51C+TDR+TXV | SL280UH100NV60C* | 10.8 | 45500 | 5000 | 207436549 | ccASHP | HRCU-A-CB | DAVE LENNOX SIGNATURE SL25XPV SERIES | 21 | 46000 | 1.84 | 82
LENNOX | SL25XPV-048-230A** | CHX35-51/61C-**-*+TDR | SL280UH080NV60C* | 10.8 | 45500 | 5000 | 207436564 | ccASHP | HRCU-A-CB | DAVE LENNOX SIGNATURE SL25XPV SERIES | 21 | 46000 | 1.84 | 82
AMERICAN STANDARD / MITSUBISHI ELECTRIC | NAXMPH42A152B* |  |  | 10.8 | 48000 | $2,500: 2 indoor heads; $5,000: >=3 indoor heads | 204926524 | ccASHP | HMSV-A-CB | Nv Series Pro Heat | 18.5 | 42000 | 1.95 | 100
TRANE / MITSUBISHI ELECTRIC | NTXMPH42A152B* |  |  | 10.8 | 48000 | $2,500: 2 indoor heads; $5,000: >=3 indoor heads | 204926532 | ccASHP | HMSV-A-CB | Nv Series Pro Heat | 18.5 | 42000 | 1.95 | 100
MITSUBISHI ELECTRIC | MXZ-5C42NAHZ2 |  |  | 10.8 | 48000 | $2,500: 2 indoor heads; $5,000: >=3 indoor heads | 204926514 | ccASHP | HMSV-A-CB | M-Series H2i | 18.5 | 42000 | 1.95 | 100
HITACHI | RAM-S42U5HLAE |  |  | 10.8 | 48000 | $2,500: 2 indoor heads; $4,000: >=3 indoor heads | 206186277 | ASHP | HRCU-A-CB-O |  | 23 | 42000
MDV | MOE30U-48HFN1-M-[X](GA) | MUE-48HRFN1-M(C) |  | 10.8 | 50000 | $2,500: 2 indoor heads; $5,000: >=3 indoor heads | 207338215 | ccASHP | HRCU-A-CB-O |  | 17 | 48000 | 1.93 | 95
LENNOX | MLB048S4S-1P | MCFA048S4-2P |  | 10.8 | 50000 | $2,500: 2 indoor heads; $5,000: >=3 indoor heads | 205782163 | ccASHP | HRCU-A-CB-O | MLB Low Ambient | 17 | 48000 | 1.92 | 95
MDV | MOE30U-48HFN1-M-[X] | MUE-48HRFN1-M(C) |  | 10.8 | 50000 | $2,500: 2 indoor heads; $5,000: >=3 indoor heads | 204829818 | ccASHP | HRCU-A-CB-O |  | 17 | 48000 | 1.92 | 95
LG | LMU480HHV |  |  | 10.8 | 52500 | $2,500: 2 indoor heads; $5,000: >=3 indoor heads | 206717014 | ccASHP | HMSV-A-CB | MULTI F RED | 19.5 | 48000 | 2.33 | 100
TRANE / MITSUBISHI ELECTRIC | NTXMPH48A182B* |  |  | 10.8 | 54000 | $2,500: 2 indoor heads; $5,000: >=3 indoor heads | 204926534 | ccASHP | HMSV-A-CB | Nv Series Pro Heat | 18 | 48000 | 1.9 | 100
AMERICAN STANDARD / MITSUBISHI ELECTRIC | NAXMPH48A182B* |  |  | 10.8 | 54000 | $2,500: 2 indoor heads; $5,000: >=3 indoor heads | 204926526 | ccASHP | HMSV-A-CB | Nv Series Pro Heat | 18 | 48000 | 1.9 | 100
MITSUBISHI ELECTRIC | MXZ-8C48NAHZ2 |  |  | 10.8 | 54000 | $2,500: 2 indoor heads; $5,000: >=3 indoor heads | 204926517 | ccASHP | HMSV-A-CB | M-Series H2i | 18 | 48000 | 1.9 | 100
PAYNE | 38MGRQ48E--3 |  |  | 10.85 | 49000 | $2,500: 2 indoor heads; $5,000: >=3 indoor heads | 204722804 | ccASHP | HMSV-A-CB | Mid-tier | 21.45 | 48500 | 1.95 | 73
BRYANT | 38MGRQ48E--3 |  |  | 10.85 | 49000 | $2,500: 2 indoor heads; $5,000: >=3 indoor heads | 204722814 | ccASHP | HMSV-A-CB | Preferred | 21.45 | 48500 | 1.95 | 73
CARRIER | 38MGRQ48E--3 |  |  | 10.85 | 49000 | $2,500: 2 indoor heads; $5,000: >=3 indoor heads | 204722799 | ccASHP | HMSV-A-CB | Performance | 21.45 | 48500 | 1.95 | 73
MIDEA | 38MGRQ48E--3 |  |  | 10.85 | 49000 | $2,500: 2 indoor heads; $5,000: >=3 indoor heads | 204722809 | ccASHP | HMSV-A-CB | Excel | 21.45 | 48500 | 1.95 | 73
MITSUBISHI ELECTRIC | SUZ-KA12NAH2 | SLZ-KF12NA |  | 10.9 | 13000 | $2,500: 2 indoor heads; $4,000: >=3 indoor heads | 202392051 | ASHP | HRCU-A-CB-O | M-Series | 22 | 12000
MITSUBISHI ELECTRIC | SUZ-KA12NA | PEAD-A12AA* |  | 10.9 | 16300 | $2,500: 2 indoor heads; $4,000: >=3 indoor heads | 201810884 | ASHP | HRCU-A-CB | M-Series | 18.6 | 12000
RHEEM | ROSH18VGSN | RICH18AXCJ |  | 10.9 | 21000 | $2,500: 2 indoor heads; $5,000: >=3 indoor heads | 202244046 | ccASHP | HRCU-A-CB-O | Rheem Multi-room Mini-Split Systems | 21.4 | 18000 | 2.31 | 86
FUJITSU | AOU18RGLX | AUU18RGLX |  | 10.9 | 21000 | $2,500: 2 indoor heads; $5,000: >=3 indoor heads | 202195106 | ccASHP | HRCU-A-CB-O | Halcyon Multi-room Mini-Split Systems | 21.4 | 18000 | 2.31 | 86
FUJITSU | AOU18RGLX | ARU18RGLX |  | 10.9 | 21000 | $2,500: 2 indoor heads; $5,000: >=3 indoor heads | 202534923 | ccASHP | HRCU-A-CB | Halcyon Single-room Mini-Split Systems Slim | 19 | 18000 | 2.45 | 85
RUUD | UOSH18VGSN | RICH18AXCJ |  | 10.9 | 21000 | $2,500: 2 indoor heads; $4,000: >=3 indoor heads | 202244186 | ASHP | HRCU-A-CB-O |  | 21.4 | 18000
RUUD | ROSH18VGSN | RICH18AXCJ |  | 10.9 | 21000 | $2,500: 2 indoor heads; $4,000: >=3 indoor heads | 206221538 | ASHP | HRCU-A-CB-O |  | 21.4 | 18000
MITSUBISHI ELECTRIC | SUZ-KA18NAHZ | SEZ-KD18NA4 |  | 10.9 | 21600 | $2,500: 2 indoor heads; $4,000: >=3 indoor heads | 204627022 | ASHP | HRCU-A-CB |  | 19.1 | 18000
FUJITSU | AOU36RLAVM |  |  | 10.9 | 42000 | $2,500: 2 indoor heads; $5,000: >=3 indoor heads | 8693481 | ccASHP | HMSV-A-CB | AIRSTAGE J-II Series | 18 | 36000 | 2.8 | 90
LG | LUU420HHV | LHN428HV |  | 10.9 | 48000 | $2,500: 2 indoor heads; $5,000: >=3 indoor heads | 205788770 | ccASHP | HRCU-A-CB |  | 19 | 42000 | 2.04 | 100
YORK | YZV36B21 | AVV38CE221+CC |  | 10.9 | 50000 | 4000 | 10309007 | ASHP | HRCU-A-CB | AFFINITY | 20 | 33600
COLEMAN | HC20B3621S | AVV38CE221+CC |  | 10.9 | 50000 | 4000 | 201982919 | ASHP | HRCU-A-CB | ECHELON | 20 | 33600
LUXAIRE | HL20B3621S | AVV38CE221+CC |  | 10.9 | 50000 | 4000 | 201982918 | ASHP | HRCU-A-CB | ACCLIMATE | 20 | 33600
FRASER-JOHNSTON | HL20B3621S | AVV38CE221+CC |  | 10.9 | 50000 | 4000 | 201982917 | ASHP | HRCU-A-CB | RELIANT | 20 | 33600
CHAMPION HEATING AND COOLING | HL20B3621S | AVV38CE221+CC |  | 10.9 | 50000 | 4000 | 201982916 | ASHP | HRCU-A-CB | MOMENTUM | 20 | 33600
FRASER-JOHNSTON | HL20B3621 | AVV38CE221+CC |  | 10.9 | 50000 | 4000 | 205288340 | ASHP | HRCU-A-CB | RELIANT | 20 | 33600
COLEMAN | HC20B3621 | AVV38CE221+CC |  | 10.9 | 50000 | 4000 | 205288339 | ASHP | HRCU-A-CB | ECHELON | 20 | 33600
LUXAIRE | HL20B3621 | AVV38CE221+CC |  | 10.9 | 50000 | 4000 | 205288327 | ASHP | HRCU-A-CB | ACCLIMATE | 20 | 33600
CHAMPION HEATING AND COOLING | HL20B3621 | AVV38CE221+CC |  | 10.9 | 50000 | 4000 | 205288328 | ASHP | HRCU-A-CB | MOMENTUM | 20 | 33600
FUJITSU | AOU48RLAVS |  |  | 10.9 | 54000 | $2,500: 2 indoor heads; $5,000: >=3 indoor heads | 9962520 | ccASHP | HMSV-A-CB | AIRSTAGE J-IIs Series | 18.8 | 48000 | 2.91 | 70
FUJITSU | AOU48RLAVM |  |  | 10.9 | 54000 | $2,500: 2 indoor heads; $5,000: >=3 indoor heads | 8693476 | ccASHP | HMSV-A-CB | AIRSTAGE J-II Series | 18.1 | 48000 | 3 | 76
LG | ARUN060GSS4 |  |  | 10.9 | 64000 | $2,500: 2 indoor heads; $5,000: >=3 indoor heads | 10514710 | ccASHP | HMSV-A-CB |  | 18.9 | 60000 | 2.45 | 88
MDV | MOX230-09HFN1-MW5W | MSAG11A-06HRFN1-MU0W |  | 11 | 7000 | $2,500: 2 indoor heads; $4,000: >=3 indoor heads | 207178565 | ASHP | HRCU-A-CB-O |  | 23.5 | 6000
ARCOAIRE | DLCSRBH06AAK | DLFSHBH06XAK |  | 11 | 7000 | $2,500: 2 indoor heads; $4,000: >=3 indoor heads | 207188905 | ASHP | HRCU-A-CB-O |  | 23.5 | 6000
COMFORTMAKER | DLCSRBH06AAK | DLFSHBH06XAK |  | 11 | 7000 | $2,500: 2 indoor heads; $4,000: >=3 indoor heads | 207188908 | ASHP | HRCU-A-CB-O |  | 23.5 | 6000
DAY & NIGHT | DLCSRBH06AAK | DLFSHBH06XAK |  | 11 | 7000 | $2,500: 2 indoor heads; $4,000: >=3 indoor heads | 207188911 | ASHP | HRCU-A-CB-O |  | 23.5 | 6000
HEIL | DLCSRBH06AAK | DLFSHBH06XAK |  | 11 | 7000 | $2,500: 2 indoor heads; $4,000: >=3 indoor heads | 207188914 | ASHP | HRCU-A-CB-O |  | 23.5 | 6000
KEEPRITE | DLCSRBH06AAK | DLFSHBH06XAK |  | 11 | 7000 | $2,500: 2 indoor heads; $4,000: >=3 indoor heads | 207188917 | ASHP | HRCU-A-CB-O |  | 23.5 | 6000
KENMORE | DLCSRBH06AAK | DLFSHBH06XAK |  | 11 | 7000 | $2,500: 2 indoor heads; $4,000: >=3 indoor heads | 207188920 | ASHP | HRCU-A-CB-O |  | 23.5 | 6000
AIRQUEST | DLCSRBH06AAK | DLFSHBH06XAK |  | 11 | 7000 | $2,500: 2 indoor heads; $4,000: >=3 indoor heads | 207188932 | ASHP | HRCU-A-CB-O |  | 23.5 | 6000
MIDEA | DLCSRBH06AAK | DLFSHBH06XAK |  | 11 | 7000 | $2,500: 2 indoor heads; $4,000: >=3 indoor heads | 207188923 | ASHP | HRCU-A-CB-O |  | 23.5 | 6000
TEMPSTAR | DLCSRBH06AAK | DLFSHBH06XAK |  | 11 | 7000 | $2,500: 2 indoor heads; $4,000: >=3 indoor heads | 207188926 | ASHP | HRCU-A-CB-O |  | 23.5 | 6000
SMART COMFORT | DLCSRBH06AAK | DLFSHBH06XAK |  | 11 | 7000 | $2,500: 2 indoor heads; $4,000: >=3 indoor heads | 207188929 | ASHP | HRCU-A-CB-O |  | 23.5 | 6000
MDV | MOX230-12HFN1-BW0W-9K | MSAG11B-12HRFN1-BU5W-9K |  | 11 | 9200 | $2,500: 2 indoor heads; $4,000: >=3 indoor heads | 206909896 | ASHP | HRCU-A-CB-O |  | 23 | 9000
GREE | VIR09HP115V1BO | VIR09HP115V1AH |  | 11 | 9900 | $2,500: 2 indoor heads; $4,000: >=3 indoor heads | 10347131 | ASHP | HRCU-A-CB-O |  | 23 | 9000
GE APPLIANCES | ASH109URDSE* | USYM09UCDSA* |  | 11 | 10000 | $2,500: 2 indoor heads; $5,000: >=3 indoor heads | 206842135 | ccASHP | HMSV-A-CB-O |  | 21 | 9000 | 1.9 | 100
HAIER | 1U09EH2VHE* | USYM09UCDSA* |  | 11 | 10000 | $2,500: 2 indoor heads; $5,000: >=3 indoor heads | 206608650 | ccASHP | HRCU-A-CB | ARCTIC Next Gen | 21 | 9000 | 1.9 | 100
FUJITSU | AOUH09LPAS1 | ASUH09LPAS |  | 11 | 10000 | $2,500: 2 indoor heads; $4,000: >=3 indoor heads | 206909902 | ASHP | HRCU-A-CB-O |  | 20 | 9000
HITACHI | RAC-EH09WHLAE | RAS-EH09RHLAE |  | 11 | 10500 | $2,500: 2 indoor heads; $4,000: >=3 indoor heads | 206143036 | ASHP | HRCU-A-CB-O |  | 19 | 9000
FRIEDRICH | MR09Y3J | MW09Y3J |  | 11 | 10800 | $2,500: 2 indoor heads; $4,000: >=3 indoor heads | 7000021 | ASHP | HRCU-A-CB-O |  | 21.5 | 9000
LBG PRODUCTS | LBH09DWO | LBH09DWI |  | 11 | 11000 | $2,500: 2 indoor heads; $5,000: >=3 indoor heads | 206853245 | ccASHP | HRCU-A-CB-O | Airbox | 23 | 9100 | 1.93 | 81
HITACHI | RAC-EH09WHLAB | RAS-EH09PHLAB |  | 11 | 11000 | $2,500: 2 indoor heads; $4,000: >=3 indoor heads | 206143035 | ASHP | HRCU-A-CB-O |  | 19 | 9000
GREE | VIR09HP230V1BO | VIR09HP230V1AH |  | 11 | 11000 | $2,500: 2 indoor heads; $4,000: >=3 indoor heads | 10347135 | ASHP | HRCU-A-CB-O |  | 23 | 9000
CARRIER | 38MARBQ09AA3 | 40MAQB09B--3 |  | 11 | 11800 | $2,500: 2 indoor heads; $5,000: >=3 indoor heads | 206400642 | ccASHP | HRCU-A-CB-O | Performance | 26.3 | 9000 | 1.8 | 101
WEATHERMAKER | 38MARBQ09AA3 | DHMSHAQ09XA3 |  | 11 | 11800 | $2,500: 2 indoor heads; $5,000: >=3 indoor heads | 206400666 | ccASHP | HRCU-A-CB-O | Mid-Tier | 26.3 | 9000 | 1.8 | 101
MIDEA | 38MARBQ09AA3 | DHMSHAQ09XA3 |  | 11 | 11800 | $2,500: 2 indoor heads; $5,000: >=3 indoor heads | 206400660 | ccASHP | HRCU-A-CB-O | Excel | 26.3 | 9000 | 1.8 | 101
PAYNE | 38MARBQ09AA3 | DHMSHAQ09XA3 |  | 11 | 11800 | $2,500: 2 indoor heads; $5,000: >=3 indoor heads | 206400654 | ccASHP | HRCU-A-CB-O | Mid-Tier | 26.3 | 9000 | 1.8 | 101
BRYANT | 38MARBQ09AA3 | 619PEQ009BBMA |  | 11 | 11800 | $2,500: 2 indoor heads; $5,000: >=3 indoor heads | 206400648 | ccASHP | HRCU-A-CB-O | Preferred | 26.3 | 9000 | 1.8 | 101
ARCOAIRE | DLCSRAH12AAJ | DLFSHAH12XAJ |  | 11 | 11800 | $2,500: 2 indoor heads; $4,000: >=3 indoor heads | 201835514 | ASHP | HRCU-A-CB-O |  | 20.4 | 12000
COMFORTMAKER | DLCSRAH12AAJ | DLFSHAH12XAJ |  | 11 | 11800 | $2,500: 2 indoor heads; $4,000: >=3 indoor heads | 201835562 | ASHP | HRCU-A-CB-O |  | 20.4 | 12000
DAY & NIGHT | DLCSRAH12AAJ | DLFSHAH12XAJ |  | 11 | 11800 | $2,500: 2 indoor heads; $4,000: >=3 indoor heads | 201835610 | ASHP | HRCU-A-CB-O |  | 20.4 | 12000
HEIL | DLCSRAH12AAJ | DLFSHAH12XAJ |  | 11 | 11800 | $2,500: 2 indoor heads; $4,000: >=3 indoor heads | 201835668 | ASHP | HRCU-A-CB-O |  | 20.4 | 12000
KEEPRITE | DLCSRAH12AAJ | DLFSHAH12XAJ |  | 11 | 11800 | $2,500: 2 indoor heads; $4,000: >=3 indoor heads | 201835669 | ASHP | HRCU-A-CB-O |  | 20.4 | 12000
AIRQUEST | DLCSRAH12AAJ | DLFSHAH12XAJ |  | 11 | 11800 | $2,500: 2 indoor heads; $4,000: >=3 indoor heads | 203966579 | ASHP | HRCU-A-CB-O |  | 20.4 | 12000
MIDEA | DLCSRAH12AAJ | DLFSHAH12XAJ |  | 11 | 11800 | $2,500: 2 indoor heads; $4,000: >=3 indoor heads | 201756546 | ASHP | HRCU-A-CB-O |  | 20.4 | 12000
MIDEA | MCHS-12PSH1 | MEHS-12PSH1 |  | 11 | 11800 | $2,500: 2 indoor heads; $4,000: >=3 indoor heads | 8779200 | ASHP | HRCU-A-CB-O |  | 20.4 | 12000
MDV | MOB01-12HFN1-BT0W | MSMBB-12HRFN1-BT0W |  | 11 | 11800 | $2,500: 2 indoor heads; $4,000: >=3 indoor heads | 8779182 | ASHP | HRCU-A-CB-O |  | 20.4 | 12000
SMART COMFORT | DLCSRAH12AAJ | DLFSHAH12XAJ |  | 11 | 11800 | $2,500: 2 indoor heads; $4,000: >=3 indoor heads | 202119261 | ASHP | HRCU-A-CB-O |  | 20.4 | 12000
KENMORE | DLCSRAH12AAJ | DLFSHAH12XAJ |  | 11 | 11800 | $2,500: 2 indoor heads; $4,000: >=3 indoor heads | 201835764 | ASHP | HRCU-A-CB-O |  | 20.4 | 12000
TEMPSTAR | DLCSRAH12AAJ | DLFSHAH12XAJ |  | 11 | 11800 | $2,500: 2 indoor heads; $4,000: >=3 indoor heads | 201835765 | ASHP | HRCU-A-CB-O |  | 20.4 | 12000
MDV | MOB30-12HFN1-MT0W | CS11M-12HRFN1-MU5W |  | 11 | 12000 | $2,500: 2 indoor heads; $5,000: >=3 indoor heads | 9101402 | ccASHP | HRCU-A-CB-O |  | 22.7 | 12000 | 1.87 | 70
LBG PRODUCTS | LBH12DWO | LBH12DWI |  | 11 | 12000 | $2,500: 2 indoor heads; $5,000: >=3 indoor heads | 206853246 | ccASHP | HRCU-A-CB-O | Airbox | 23 | 12000 | 1.93 | 76
LENNOX | MPB012S4S-1P | MWMA012S4-1P |  | 11 | 12000 | $2,500: 2 indoor heads; $5,000: >=3 indoor heads | 10056171 | ccASHP | HRCU-A-CB-O |  | 22.7 | 12000 | 1.94 | 76
LENNOX | MPB012S4S-1P | MWMA012S4-2P |  | 11 | 12000 | $2,500: 2 indoor heads; $5,000: >=3 indoor heads | 10056172 | ccASHP | HRCU-A-CB-O |  | 22.7 | 12000 | 1.94 | 76
LENNOX | MLA012S4S-1P | MMDB012S4-2P |  | 11 | 12000 | $2,500: 2 indoor heads; $5,000: >=3 indoor heads | 10528570 | ccASHP | HRCU-A-CB |  | 20.5 | 12000 | 1.86 | 102
LENNOX | MPB012S4S-1P | MWMA012S4-3P |  | 11 | 12000 | $2,500: 2 indoor heads; $5,000: >=3 indoor heads | 201796631 | ccASHP | HRCU-A-CB-O |  | 22.7 | 12000 | 1.94 | 76
FUJITSU | AOUH12LEAS1 | ASUH12LMAS |  | 11 | 12000 | $2,500: 2 indoor heads; $5,000: >=3 indoor heads | 207454670 | ccASHP | HRCU-A-CB-O | Halcyon Single-zone Mini Split | 18 | 12000 | 2 | 75
CONTINENTAL | CH21-12-O | CH25-12-I |  | 11 | 12000 | $2,500: 2 indoor heads; $5,000: >=3 indoor heads | 205309939 | ccASHP | HRCU-A-CB-O |  | 22.7 | 12000 | 1.87 | 70
ELIOS | DE12HOS23230E2 | DE12HIW23230E3 |  | 11 | 12000 | $2,500: 2 indoor heads; $5,000: >=3 indoor heads | 203238487 | ccASHP | HRCU-A-CB-O |  | 22.7 | 12000 | 1.87 | 70
BOSCH | BMS500-AAS012-1CSXXA | BMS500-AAU012-1AHWXB |  | 11 | 12000 | $2,500: 2 indoor heads; $5,000: >=3 indoor heads | 205921394 | ccASHP | HRCU-A-CB-O | Bosch Climate 5000 ductless minisplit series | 22.7 | 12000 | 1.87 | 70
BOSCH | BMS500-AAS012-1CSXRA | BMS500-AAU012-1AHWXB |  | 11 | 12000 | $2,500: 2 indoor heads; $5,000: >=3 indoor heads | 203991149 | ccASHP | HRCU-A-CB-O | Bosch Climate 5000 ductless minisplit series | 22.7 | 12000 | 1.87 | 70
AMERICAN STANDARD | 4TXK2512A10N0** | 4MXW2512A10N0** |  | 11 | 12000 | $2,500: 2 indoor heads; $5,000: >=3 indoor heads | 207629150 | ccASHP | HRCU-A-CB-O |  | 23 | 12000 | 1.93 | 76
C&H | CH-12SPH-230VO | CH-12DKT230VI |  | 11 | 12000 | $2,500: 2 indoor heads; $5,000: >=3 indoor heads | 205104725 | ccASHP | HRCU-A-CB-O | Single Zone Sophia Outdoor + Dakota High Wall Indoor | 22.7 | 12000 | 1.87 | 70
C&H | CH-12SPH-230VO | CH-D12MSPHWM-230VI |  | 11 | 12000 | $2,500: 2 indoor heads; $5,000: >=3 indoor heads | 205263878 | ccASHP | HRCU-A-CB-O |  | 22.7 | 12000 | 1.87 | 70
MOOVAIR | DM12HOS23230E2 | DM12HIW23230E3 |  | 11 | 12000 | $2,500: 2 indoor heads; $5,000: >=3 indoor heads | 203238510 | ccASHP | HRCU-A-CB-O |  | 22.7 | 12000 | 1.87 | 70
RHEEM | ROSH09AFWJ | RIWH09AVFJ |  | 11 | 12000 | $2,500: 2 indoor heads; $5,000: >=3 indoor heads | 10061699 | ccASHP | HRCU-A-CB-O | Rheem Single-room Mini-Split Systems Wall Mounted | 23 | 9000 | 1.97 | 71
MRCOOL | O-ES-12-HP-C-230 | O-12-HP-WMAH-230A |  | 11 | 12000 | $2,500: 2 indoor heads; $5,000: >=3 indoor heads | 204783912 | ccASHP | HRCU-A-CB-O |  | 22.7 | 12000 | 1.87 | 70
NAPOLEON | NH21-12F-O | NH25-12F-I |  | 11 | 12000 | $2,500: 2 indoor heads; $5,000: >=3 indoor heads | 205309936 | ccASHP | HRCU-A-CB-O |  | 22.7 | 12000 | 1.87 | 70
TRANE | 4TXK2512A10N0** | 4MXW2512A10N0** |  | 11 | 12000 | $2,500: 2 indoor heads; $5,000: >=3 indoor heads | 207629149 | ccASHP | HRCU-A-CB-O |  | 23 | 12000 | 1.93 | 76
COMFORTSTAR | CPP012CD(O) | CXH012CD(I)-WIFI |  | 11 | 12000 | $2,500: 2 indoor heads; $5,000: >=3 indoor heads | 202575854 | ccASHP | HRCU-A-CB-O |  | 22.7 | 12000 | 1.87 | 70
COMFORTSTAR | CPP012CD(O) | CXH012CD(I) |  | 11 | 12000 | $2,500: 2 indoor heads; $5,000: >=3 indoor heads | 202575860 | ccASHP | HRCU-A-CB-O |  | 22.7 | 12000 | 1.87 | 70
FUJITSU | AOU9RLFW1 | ASU9RLF1 |  | 11 | 12000 | $2,500: 2 indoor heads; $5,000: >=3 indoor heads | 6961728 | ccASHP | HRCU-A-CB-O | Halcyon Single-room Mini-Split Systems Wall Mounted RLF Series | 23 | 9000 | 1.97 | 71
DIRECT AIR | MOB30-12HFN1-MT0W | CS11M-12HRFN1-MU5W |  | 11 | 12000 | $2,500: 2 indoor heads; $5,000: >=3 indoor heads | 9680948 | ccASHP | HRCU-A-CB-O |  | 22.7 | 12000 | 1.94 | 76
WEATHERMAKER | 38MAQB12R--3 | 40MBDQ12---3 |  | 11 | 12000 | $2,500: 2 indoor heads; $4,000: >=3 indoor heads | 205772836 | ASHP | HRCU-A-CB |  | 20.5 | 12000
ELIOS | DE12HOS25230E3 | DE12HIDU230X5 |  | 11 | 12000 | $2,500: 2 indoor heads; $4,000: >=3 indoor heads | 204005779 | ASHP | HRCU-A-CB |  | 20.5 | 12000
PERFECTAIRE | 1KARDA12SZO22.5 | 2PAMSDH12 |  | 11 | 12000 | $2,500: 2 indoor heads; $4,000: >=3 indoor heads | 206348125 | ASHP | HRCU-A-CB |  | 20.5 | 12000
SENVILLE | SENA/12HF/OZ | SENA/12HF/ID |  | 11 | 12000 | $2,500: 2 indoor heads; $4,000: >=3 indoor heads | 205921391 | ASHP | HRCU-A-CB |  | 20.5 | 12000
KARDA | 1PAMSHH12-SZO-22.5 | 2KARDA12UVD |  | 11 | 12000 | $2,500: 2 indoor heads; $4,000: >=3 indoor heads | 205921404 | ASHP | HRCU-A-CB |  | 20.5 | 12000
C&H | CH-HYP12SPH230VO | CH-M12DTUI |  | 11 | 12000 | $2,500: 2 indoor heads; $4,000: >=3 indoor heads | 205263853 | ASHP | HRCU-A-CB |  | 20.5 | 12000
NORTON AIR CONDITIONERS | OHP14-12-12-25 | DHP14-12-12-U |  | 11 | 12000 | $2,500: 2 indoor heads; $4,000: >=3 indoor heads | 205300200 | ASHP | HRCU-A-CB |  | 20.5 | 12000
MIDEA | MOB01-12HFN1-MV0W | MSMBB-12HRFN1-MU0W |  | 11 | 12000 | $2,500: 2 indoor heads; $4,000: >=3 indoor heads | 205092290 | ASHP | HRCU-A-CB-O |  | 21.5 | 12000
ELIOS | DE12HOS25230E3 | DM12HIDU230X5 |  | 11 | 12000 | $2,500: 2 indoor heads; $4,000: >=3 indoor heads | 205300174 | ASHP | HRCU-A-CB |  | 20.5 | 12000
NORTON AIR CONDITIONERS | OHP14-12-12-22 | DWHP14-12-12-25 |  | 11 | 12000 | $2,500: 2 indoor heads; $4,000: >=3 indoor heads | 205300188 | ASHP | HRCU-A-CB-O |  | 22.7 | 12000
AIREASE | 4DHP1S12S-1P | DWM112S4-2P |  | 11 | 12000 | $2,500: 2 indoor heads; $4,000: >=3 indoor heads | 203376757 | ASHP | HRCU-A-CB-O |  | 22.7 | 12000
ALLIED | 4DHP1S12S-1P | DWM112S4-2P |  | 11 | 12000 | $2,500: 2 indoor heads; $4,000: >=3 indoor heads | 203376762 | ASHP | HRCU-A-CB-O |  | 22.7 | 12000
NOVAIR PLUS | 12EVONVO | 12EVDNVI |  | 11 | 12000 | $2,500: 2 indoor heads; $4,000: >=3 indoor heads | 205281388 | ASHP | HRCU-A-CB |  | 20.5 | 12000
MDV | MOX230-12HFN1-MV5W | MSAG11B-12HRFN1-MV0W(GA) |  | 11 | 12000 | $2,500: 2 indoor heads; $4,000: >=3 indoor heads | 206361866 | ASHP | HRCU-A-CB-O |  | 22.2 | 12000
MITSUBISHI ELECTRIC | SUZ-KA09NA2 | SEZ-KD09NA |  | 11 | 12000 | $2,500: 2 indoor heads; $4,000: >=3 indoor heads | 202392027 | ASHP | HRCU-A-CB | M-Series | 18.8 | 9000
COMFORTSTAR | CXH012CD(O) | CPA-12B |  | 11 | 12000 | $2,500: 2 indoor heads; $4,000: >=3 indoor heads | 202575867 | ASHP | HRCU-A-CB |  | 20.5 | 12000
KENMORE | DLCSRAH12AAK | DLFSHAH12XAK |  | 11 | 12000 | $2,500: 2 indoor heads; $4,000: >=3 indoor heads | 201835768 | ASHP | HRCU-A-CB-O |  | 21.5 | 12000
TEMPSTAR | DLCSRAH12AAK | DLFSHAH12XAK |  | 11 | 12000 | $2,500: 2 indoor heads; $4,000: >=3 indoor heads | 201835769 | ASHP | HRCU-A-CB-O |  | 21.5 | 12000
ARMSTRONG AIR | 4DHP1S12S-1P | DWM112S4-2P |  | 11 | 12000 | $2,500: 2 indoor heads; $4,000: >=3 indoor heads | 203376767 | ASHP | HRCU-A-CB-O |  | 22.7 | 12000
CONCORD | 4DHP1S12S-1P | DWM112S4-2P |  | 11 | 12000 | $2,500: 2 indoor heads; $4,000: >=3 indoor heads | 203376772 | ASHP | HRCU-A-CB-O |  | 22.7 | 12000
DUCANE | 4DHP1S12S-1P | DWM112S4-2P |  | 11 | 12000 | $2,500: 2 indoor heads; $4,000: >=3 indoor heads | 203376777 | ASHP | HRCU-A-CB-O |  | 22.7 | 12000
QUUL | R.Q.OS12.OUT | R.Q.OS12 |  | 11 | 12000 | $2,500: 2 indoor heads; $4,000: >=3 indoor heads | 205887063 | ASHP | HRCU-A-CB-O |  | 22.7 | 12000
RUUD | ROSH09AFWJ | UIWH09AVFJ |  | 11 | 12000 | $2,500: 2 indoor heads; $4,000: >=3 indoor heads | 206221489 | ASHP | HRCU-A-CB-O |  | 23 | 9000
ALLIED | 4DHP1S12S-1P | DWM112S4-1P |  | 11 | 12000 | $2,500: 2 indoor heads; $4,000: >=3 indoor heads | 203966546 | ASHP | HRCU-A-CB-O |  | 22.7 | 12000
COMFORT-AIRE | A-VMH12SU-1 | B-VMH12DU-1 |  | 11 | 12000 | $2,500: 2 indoor heads; $4,000: >=3 indoor heads | 202110991 | ASHP | HRCU-A-CB |  | 20.5 | 12000
CENTURY | A-VMH12SU-1 | B-VMH12DU-1 |  | 11 | 12000 | $2,500: 2 indoor heads; $4,000: >=3 indoor heads | 202110992 | ASHP | HRCU-A-CB |  | 20.5 | 12000
KERR | A-KMH12SU-1 | B-KMH12DU-1 |  | 11 | 12000 | $2,500: 2 indoor heads; $4,000: >=3 indoor heads | 202110998 | ASHP | HRCU-A-CB |  | 20.5 | 12000
SMART COMFORT | DLCSRAH12AAK | DLFSHAH12XAK |  | 11 | 12000 | $2,500: 2 indoor heads; $4,000: >=3 indoor heads | 202119263 | ASHP | HRCU-A-CB-O |  | 21.5 | 12000
BREEZE33 | BZ33-HYP12HPOUT2-P | BZ33-DIDU12-P |  | 11 | 12000 | $2,500: 2 indoor heads; $4,000: >=3 indoor heads | 205470430 | ASHP | HRCU-A-CB |  | 20.5 | 12000
HEIL | DLCSRAH12AAK | DLFSHAH12XAK |  | 11 | 12000 | $2,500: 2 indoor heads; $4,000: >=3 indoor heads | 201835672 | ASHP | HRCU-A-CB-O |  | 21.5 | 12000
KEEPRITE | DLCSRAH12AAK | DLFSHAH12XAK |  | 11 | 12000 | $2,500: 2 indoor heads; $4,000: >=3 indoor heads | 201835673 | ASHP | HRCU-A-CB-O |  | 21.5 | 12000
KOOLKING | MOB30-12HFN1-MV0W | MEHSU-12CHD2 |  | 11 | 12000 | $2,500: 2 indoor heads; $4,000: >=3 indoor heads | 201863411 | ASHP | HRCU-A-CB |  | 20.5 | 12000
MDV | MOB01-12HFN1-MV0W | MSMBB-12HRFN1-MU0W |  | 11 | 12000 | $2,500: 2 indoor heads; $4,000: >=3 indoor heads | 8779184 | ASHP | HRCU-A-CB-O |  | 21.5 | 12000
MIDEA | MCHSU-12PHH2 | MEHSU-12PHH2 |  | 11 | 12000 | $2,500: 2 indoor heads; $4,000: >=3 indoor heads | 8779202 | ASHP | HRCU-A-CB-O |  | 21.5 | 12000
SLIMAIR | SHCD12VB2 | SHD12VB2-1 |  | 11 | 12000 | $2,500: 2 indoor heads; $4,000: >=3 indoor heads | 201863356 | ASHP | HRCU-A-CB |  | 20.5 | 12000
MIDEA | MCHSU-12PHH2 | MEU-12WPQ2 |  | 11 | 12000 | $2,500: 2 indoor heads; $4,000: >=3 indoor heads | 10611647 | ASHP | HRCU-A-CB-O |  | 21.5 | 12000
MDV | MOB30-12HFN1-MV0W | MTIU-12HWFN1-M |  | 11 | 12000 | $2,500: 2 indoor heads; $4,000: >=3 indoor heads | 200059293 | ASHP | HRCU-A-CB |  | 20.5 | 12000
MIDEA | MOB30-12HFN1-MV0W | MTIU-12HWFN1-M |  | 11 | 12000 | $2,500: 2 indoor heads; $4,000: >=3 indoor heads | 200059294 | ASHP | HRCU-A-CB |  | 20.5 | 12000
MIDEA | DLCSRAH12AAK | DLFSHAH12XAK |  | 11 | 12000 | $2,500: 2 indoor heads; $4,000: >=3 indoor heads | 201756548 | ASHP | HRCU-A-CB-O |  | 21.5 | 12000
ARCOAIRE | DLCSRAH12AAK | DLFSHAH12XAK |  | 11 | 12000 | $2,500: 2 indoor heads; $4,000: >=3 indoor heads | 201835516 | ASHP | HRCU-A-CB-O |  | 21.5 | 12000
COMFORTMAKER | DLCSRAH12AAK | DLFSHAH12XAK |  | 11 | 12000 | $2,500: 2 indoor heads; $4,000: >=3 indoor heads | 201835564 | ASHP | HRCU-A-CB-O |  | 21.5 | 12000
DAY & NIGHT | DLCSRAH12AAK | DLFSHAH12XAK |  | 11 | 12000 | $2,500: 2 indoor heads; $4,000: >=3 indoor heads | 201835612 | ASHP | HRCU-A-CB-O |  | 21.5 | 12000
RUUD | UOSH09AFWJ | UIWH09AVFJ |  | 11 | 12000 | $2,500: 2 indoor heads; $4,000: >=3 indoor heads | 10061700 | ASHP | HRCU-A-CB-O |  | 23 | 9000
BOSCH | BMS500-AAS012-1CSXHB | BMS500-AAU012-1AHDXB |  | 11 | 12000 | $2,500: 2 indoor heads; $4,000: >=3 indoor heads | 204014468 | ASHP | HRCU-A-CB |  | 20.5 | 12000
C&H | CH-12DKT230VO | CH-12LCDTU/I |  | 11 | 12000 | $2,500: 2 indoor heads; $4,000: >=3 indoor heads | 204098425 | ASHP | HRCU-A-CB |  | 20.5 | 12000
DIRECT AIR | MOB30-12HFN1-MV0W | MTIU-12HWFN1-M |  | 11 | 12000 | $2,500: 2 indoor heads; $4,000: >=3 indoor heads | 203269793 | ASHP | HRCU-A-CB |  | 20.5 | 12000
MRCOOL | O-HH-12-HP-C-230 | DUCT-12HP-230 |  | 11 | 12000 | $2,500: 2 indoor heads; $4,000: >=3 indoor heads | 204469769 | ASHP | HRCU-A-CB |  | 20.5 | 12000
MITSUBISHI ELECTRIC | SUZ-KA09NAHZ | MLZ-KP09NA |  | 11 | 12000 | $2,500: 2 indoor heads; $4,000: >=3 indoor heads | 204627061 | ASHP | HRCU-A-CB-O |  | 18.9 | 9000
AIRQUEST | DLCSRAH12AAK | DLFSHAH12XAK |  | 11 | 12000 | $2,500: 2 indoor heads; $4,000: >=3 indoor heads | 203966580 | ASHP | HRCU-A-CB-O |  | 21.5 | 12000
PANASONIC | CU-E9RKUA | CS-E9RKUAW |  | 11 | 12000 | $2,500: 2 indoor heads; $4,000: >=3 indoor heads | 7958198 | ASHP | HRCU-A-CB-O |  | 23 | 9000
AUX | ASW-H12T2/*R1DI-US | ASW-H12T2/*R1DI-US |  | 11 | 12000 | $2,500: 2 indoor heads; $4,000: >=3 indoor heads | 8796409 | ASHP | HRCU-A-CB-O |  | 22 | 12000
PERFECTAIRE | 1PAMSHH12-SZO-22.5 | 2PAMSDH12 |  | 11 | 12000 | $2,500: 2 indoor heads; $4,000: >=3 indoor heads | 207192289 | ASHP | HRCU-A-CB |  | 20.5 | 12000
DAIKIN | RXG09HVJU | FTXG09HVJU |  | 11 | 12000 | $2,500: 2 indoor heads; $4,000: >=3 indoor heads | 3208521 | ASHP | HRCU-A-CB-O |  | 26.1 | 9000
MOOVAIR | DM12HOS25230E3 | DM12HIDU230X5 |  | 11 | 12000 | $2,500: 2 indoor heads; $4,000: >=3 indoor heads | 204005741 | ASHP | HRCU-A-CB |  | 20.5 | 12000
KARDA | 1KARDA12SZO22.5 | 2PAMSDH12 |  | 11 | 12000 | $2,500: 2 indoor heads; $4,000: >=3 indoor heads | 206348121 | ASHP | HRCU-A-CB |  | 20.5 | 12000
LBG PRODUCTS | LBH12AWO | LBH12AWI |  | 11 | 12100 | $2,500: 2 indoor heads; $5,000: >=3 indoor heads | 206726729 | ccASHP | HRCU-A-CB-O | Airbox | 23 | 12100 | 1.93 | 76
GREE | VIR12HP115V1BO | VIR12HP115V1AH |  | 11 | 12200 | $2,500: 2 indoor heads; $4,000: >=3 indoor heads | 10347133 | ASHP | HRCU-A-CB-O |  | 22 | 12000
GREE | VIR12HP115V1AO | VIR12HP115V1AH |  | 11 | 12200 | $2,500: 2 indoor heads; $4,000: >=3 indoor heads | 8237300 | ASHP | HRCU-A-CB-O |  | 22 | 12000
GREE | VIR12HP115V1AO | VIR12HP115V1BH |  | 11 | 12200 | $2,500: 2 indoor heads; $4,000: >=3 indoor heads | 10347134 | ASHP | HRCU-A-CB-O |  | 22 | 12000
ARCOAIRE | DLCSRAH12AAK | DLFSDAH12XAK |  | 11 | 12500 | $2,500: 2 indoor heads; $5,000: >=3 indoor heads | 201835535 | ccASHP | HRCU-A-CB | Mid-tier | 20.5 | 12000 | 1.81 | 95
HEIL | DLCSRAH12AAK | DLFSDAH12XAK |  | 11 | 12500 | $2,500: 2 indoor heads; $5,000: >=3 indoor heads | 201835712 | ccASHP | HRCU-A-CB | Mid-tier | 20.5 | 12000 | 1.81 | 95
SMART COMFORT | DLCSRAH12AAK | DLFSDAH12XAK |  | 11 | 12500 | $2,500: 2 indoor heads; $5,000: >=3 indoor heads | 202119280 | ccASHP | HRCU-A-CB | Mid-tier | 20.5 | 12000 | 1.81 | 95
TEMPSTAR | DLCSRAH12AAK | DLFSDAH12XAK |  | 11 | 12500 | $2,500: 2 indoor heads; $5,000: >=3 indoor heads | 201835808 | ccASHP | HRCU-A-CB | Mid-tier | 20.5 | 12000 | 1.81 | 95
KEEPRITE | DLCSRAH12AAK | DLFSDAH12XAK |  | 11 | 12500 | $2,500: 2 indoor heads; $5,000: >=3 indoor heads | 201835713 | ccASHP | HRCU-A-CB | Mid-tier | 20.5 | 12000 | 1.81 | 95
COMFORTMAKER | DLCSRAH12AAK | DLFSDAH12XAK |  | 11 | 12500 | $2,500: 2 indoor heads; $5,000: >=3 indoor heads | 201835584 | ccASHP | HRCU-A-CB | Mid-tier | 20.5 | 12000 | 1.81 | 95
KENMORE | DLCSRAH12AAK | DLFSDAH12XAK |  | 11 | 12500 | $2,500: 2 indoor heads; $5,000: >=3 indoor heads | 201835809 | ccASHP | HRCU-A-CB | Mid-tier | 20.5 | 12000 | 1.81 | 95
DAY & NIGHT | DLCSRAH12AAK | DLFSDAH12XAK |  | 11 | 12500 | $2,500: 2 indoor heads; $5,000: >=3 indoor heads | 201835632 | ccASHP | HRCU-A-CB | Mid-tier | 20.5 | 12000 | 1.81 | 95
MIDEA | DLCSRAH12AAK | DLFSDAH12XAK |  | 11 | 12500 | $2,500: 2 indoor heads; $5,000: >=3 indoor heads | 201796609 | ccASHP | HRCU-A-CB | Mid-tier | 20.5 | 12000 | 1.81 | 95
MIDEA | MOB01-12HFN1-MV0W | MTIU-12HWFN1-M |  | 11 | 12500 | $2,500: 2 indoor heads; $4,000: >=3 indoor heads | 200059324 | ASHP | HRCU-A-CB |  | 20.5 | 12000
MDV | MOB01-12HFN1-MV0W | MTIU-12HWFN1-M |  | 11 | 12500 | $2,500: 2 indoor heads; $4,000: >=3 indoor heads | 200059323 | ASHP | HRCU-A-CB |  | 20.5 | 12000
AIRQUEST | DLCSRAH12AAK | DLFSDAH12XAK |  | 11 | 12500 | $2,500: 2 indoor heads; $4,000: >=3 indoor heads | 203966596 | ASHP | HRCU-A-CB |  | 20.5 | 12000
HAIER | 1U12AP2VHA | AW12ES2VHB |  | 11 | 13000 | $2,500: 2 indoor heads; $5,000: >=3 indoor heads | 202583711 | ccASHP | HRCU-A-CB | Advanced Plus | 23 | 12000 | 1.95 | 100
GE APPLIANCES | ASH112PRDWA | ASYW12PRDWB |  | 11 | 13000 | $2,500: 2 indoor heads; $5,000: >=3 indoor heads | 202588311 | ccASHP | HRCU-A-CB | Summit | 23 | 12000 | 1.95 | 100
KINGHOME | KW12HQ2B8DO | KW12HQ2B8DI |  | 11 | 13000 | $2,500: 2 indoor heads; $5,000: >=3 indoor heads | 10333037 | ccASHP | HRCU-A-CB-O |  | 22 | 12000 | 1.98 | 70
ACD | OCD12KCH22S-O | OCD12KCH22S-I |  | 11 | 13000 | $2,500: 2 indoor heads; $5,000: >=3 indoor heads | 201863351 | ccASHP | HRCU-A-CB-O |  | 22 | 12000 | 1.98 | 70
WABBAN | BB12HQ2A3DO | BB12HQ2A3DI |  | 11 | 13000 | $2,500: 2 indoor heads; $5,000: >=3 indoor heads | 201903165 | ccASHP | HRCU-A-CB-O | Mistral Series | 22 | 12000 | 1.98 | 70
TOSOT | TW12HQ2C2DO | TW12HQ2C2DI |  | 11 | 13000 | $2,500: 2 indoor heads; $5,000: >=3 indoor heads | 9108746 | ccASHP | HRCU-A-CB-O |  | 22 | 12000 | 1.98 | 70
GREE | GWH12QC-D3DNA1D/O | GWH12QC-D3DN***/I |  | 11 | 13000 | $2,500: 2 indoor heads; $5,000: >=3 indoor heads | 7091971 | ccASHP | HRCU-A-CB-O | Lomo 23 Series | 22 | 12000 | 1.98 | 70
BOREAL | EQX12HPJ1OB | EQX12HPJ1IB |  | 11 | 13000 | $2,500: 2 indoor heads; $4,000: >=3 indoor heads | 10277685 | ASHP | HRCU-A-CB-O |  | 22 | 12000
MAX-R | MAX-R 12K30 GR23 (OUT) | MAX-R 12K30 GR23 (INT) |  | 11 | 13000 | $2,500: 2 indoor heads; $4,000: >=3 indoor heads | 205982977 | ASHP | HRCU-A-CB-O |  | 22 | 12000
AIRBYRD | AB1223OD | AB1223ID |  | 11 | 13000 | $2,500: 2 indoor heads; $4,000: >=3 indoor heads | 207497719 | ASHP | HRCU-A-CB-O |  | 22 | 12000
C&H | GWH12QC-D3DNA1D/O | GWH12QC-D3DNA1D/I |  | 11 | 13000 | $2,500: 2 indoor heads; $4,000: >=3 indoor heads | 8235773 | ASHP | HRCU-A-CB-O |  | 22 | 12000
VARIABLE SPEED DUCTLESS SPLITS | DLCCHR12K1A | DLFCHB12K1A |  | 11 | 13000 | $2,500: 2 indoor heads; $4,000: >=3 indoor heads | 8331940 | ASHP | HRCU-A-CB-O |  | 22 | 12000
YORK BY JOHNSON CONTROLS | DHX12CSB21S | DHX12NWB21S |  | 11 | 13000 | $2,500: 2 indoor heads; $4,000: >=3 indoor heads | 8578573 | ASHP | HRCU-A-CB-O |  | 22 | 12000
COLEMAN BY JOHNSON CONTROLS | DHX12CSB21S | DHX12NWB21S |  | 11 | 13000 | $2,500: 2 indoor heads; $4,000: >=3 indoor heads | 8578574 | ASHP | HRCU-A-CB-O |  | 22 | 12000
LUXAIRE BY JOHNSON CONTROLS | DHX12CSB21S | DHX12NWB21S |  | 11 | 13000 | $2,500: 2 indoor heads; $4,000: >=3 indoor heads | 8578575 | ASHP | HRCU-A-CB-O |  | 22 | 12000
GUARDIAN BY JOHNSON CONTROLS | DHX12CSB21S | DHX12NWB21S |  | 11 | 13000 | $2,500: 2 indoor heads; $4,000: >=3 indoor heads | 8578576 | ASHP | HRCU-A-CB-O |  | 22 | 12000
CHAMPION | DHX12CSB21S | DHX12NWB21S |  | 11 | 13000 | $2,500: 2 indoor heads; $4,000: >=3 indoor heads | 8657814 | ASHP | HRCU-A-CB-O |  | 22 | 12000
GREE | GWH12QC-D3DNC4P/O | GWH12QC-D3DN***/I |  | 11 | 13000 | $2,500: 2 indoor heads; $4,000: >=3 indoor heads | 203300063 | ASHP | HRCU-A-CB-O |  | 22 | 12000
AMERICAN STANDARD | 4TXK2312A10N0** | 4MXW2312A10N0** |  | 11 | 13000 | $2,500: 2 indoor heads; $4,000: >=3 indoor heads | 202703123 | ASHP | HRCU-A-CB-O |  | 22 | 12000
GREE | VIR12HP230V1AO | VIR12HP230V1AH |  | 11 | 13000 | $2,500: 2 indoor heads; $4,000: >=3 indoor heads | 8237303 | ASHP | HRCU-A-CB-O |  | 22 | 12000
GREE | VIR12HP230V1AO | VIR12HP230V1BH |  | 11 | 13000 | $2,500: 2 indoor heads; $4,000: >=3 indoor heads | 10346139 | ASHP | HRCU-A-CB-O |  | 22 | 12000
GREE | VIR12HP230V1BO | VIR12HP230V1AH |  | 11 | 13000 | $2,500: 2 indoor heads; $4,000: >=3 indoor heads | 10346140 | ASHP | HRCU-A-CB-O |  | 22 | 12000
TOSOT | TW12HQ2A1DO | TW12HQ2A1DI |  | 11 | 13000 | $2,500: 2 indoor heads; $4,000: >=3 indoor heads | 10101956 | ASHP | HRCU-A-CB-O |  | 22 | 12000
GREE | VIR12HP230V1BO | VIR12HP230V1BH |  | 11 | 13000 | $2,500: 2 indoor heads; $4,000: >=3 indoor heads | 9959454 | ASHP | HRCU-A-CB-O |  | 22 | 12000
C&H | CH12VCT230VO | CH12VCT230VI |  | 11 | 13000 | $2,500: 2 indoor heads; $4,000: >=3 indoor heads | 9119140 | ASHP | HRCU-A-CB-O |  | 22 | 12000
GIBSON | GXH12(3.5)LSK4DH | GHH12(3.5)LUK4DH |  | 11 | 13000 | $2,500: 2 indoor heads; $4,000: >=3 indoor heads | 9000998 | ASHP | HRCU-A-CB-O |  | 22 | 12000
GREE | GWH12QC-D3DNC4P/O | GWH12QC-D3DNC4P/I |  | 11 | 13000 | $2,500: 2 indoor heads; $4,000: >=3 indoor heads | 202443083 | ASHP | HRCU-A-CB-O |  | 22 | 12000
TOSOT | TW12HQ2A3DO | TW12HQ2A3DI |  | 11 | 13000 | $2,500: 2 indoor heads; $4,000: >=3 indoor heads | 202134392 | ASHP | HRCU-A-CB-O |  | 22 | 12000
AIREFORCE | GXH12(3.5)LSK4DH | GHH12(3.5)LUK4DH |  | 11 | 13000 | $2,500: 2 indoor heads; $4,000: >=3 indoor heads | 202534239 | ASHP | HRCU-A-CB-O |  | 22 | 12000
TRANE | 4TXK2312A10N0** | 4MXW2312A10N0** |  | 11 | 13000 | $2,500: 2 indoor heads; $4,000: >=3 indoor heads | 202635845 | ASHP | HRCU-A-CB-O |  | 22 | 12000
LG | LGU121HSV | LGN121HSV |  | 11 | 13300 | $2,500: 2 indoor heads; $4,000: >=3 indoor heads | 5356480 | ASHP | HRCU-A-CB-O |  | 20 | 11200
LG | LAU120HSV2 | LAN120HSV2 |  | 11 | 13300 | $2,500: 2 indoor heads; $4,000: >=3 indoor heads | 5557253 | ASHP | HRCU-A-CB-O |  | 20 | 11200
LG | LGU121HSV2 | LGN121HSV2 |  | 11 | 13300 | $2,500: 2 indoor heads; $4,000: >=3 indoor heads | 7845625 | ASHP | HRCU-A-CB-O |  | 20 | 11200
LG | LSU120HSV4 | LAN120HSV4 |  | 11 | 13300 | $2,500: 2 indoor heads; $4,000: >=3 indoor heads | 7484111 | ASHP | HRCU-A-CB-O |  | 21.5 | 11200
LG | LSU120HSV4 | LSN120HSV4 |  | 11 | 13300 | $2,500: 2 indoor heads; $4,000: >=3 indoor heads | 7484112 | ASHP | HRCU-A-CB-O |  | 21.5 | 11200
FRIEDRICH | MR12Y3J | MW12Y3J |  | 11 | 13300 | $2,500: 2 indoor heads; $4,000: >=3 indoor heads | 7000022 | ASHP | HRCU-A-CB-O |  | 21.5 | 11200
FRIEDRICH | MRH12Y3J | MWH12Y3J |  | 11 | 13600 | $2,500: 2 indoor heads; $4,000: >=3 indoor heads | 7086358 | ASHP | HRCU-A-CB-O |  | 25 | 12000
HITACHI | RAC-SH12WHLAE | RAS-SH12RHLAE |  | 11 | 13800 | $2,500: 2 indoor heads; $4,000: >=3 indoor heads | 206907173 | ASHP | HRCU-A-CB-O |  | 20 | 12000
PANASONIC | CU-E12RKUA | CS-E12RKUAW |  | 11 | 13800 | $2,500: 2 indoor heads; $4,000: >=3 indoor heads | 7958199 | ASHP | HRCU-A-CB-O |  | 22.5 | 11500
FUJITSU | AOUH12LPAS1 | ASUH12LPAS |  | 11 | 14000 | $2,500: 2 indoor heads; $5,000: >=3 indoor heads | 206909901 | ccASHP | HRCU-A-CB-O |  | 20 | 12000 | 2.36 | 73
TRANE / MITSUBISHI ELECTRIC | NTXSKH12A112AA | TPEADA0121AA70A |  | 11 | 15000 | $2,500: 2 indoor heads; $5,000: >=3 indoor heads | 204793344 | ccASHP | HRCU-A-CB | Nv Series Pro Heat | 19.3 | 12000 | 2.09 | 100
MITSUBISHI ELECTRIC | SUZ-KA12NAHZ | PEAD-A12AA7 |  | 11 | 15000 | $2,500: 2 indoor heads; $5,000: >=3 indoor heads | 206328084 | ccASHP | HRCU-A-CB | M-Series H2i | 19.3 | 12000 | 2.09 | 100
AMERICAN STANDARD / MITSUBISHI ELECTRIC | NAXSKH12A112AA | APEADA0121AA70A |  | 11 | 15000 | $2,500: 2 indoor heads; $5,000: >=3 indoor heads | 204793327 | ccASHP | HRCU-A-CB | Nv Series Pro Heat | 19.3 | 12000 | 2.09 | 100
MITSUBISHI ELECTRIC | SUZ-KA12NAHZ | TPEADA0121AA70A |  | 11 | 15000 | $2,500: 2 indoor heads; $5,000: >=3 indoor heads | 206374537 | ccASHP | HRCU-A-CB | M-Series H2i | 19.3 | 12000 | 2.09 | 100
MITSUBISHI ELECTRIC | SUZ-KA12NAHZ | PEAD-A12AA |  | 11 | 15000 | $2,500: 2 indoor heads; $5,000: >=3 indoor heads | 204627044 | ccASHP | HRCU-A-CB | M-Series H2i | 19.3 | 12000 | 2.09 | 100
MITSUBISHI ELECTRIC | SUZ-KA12NAHZ | APEADA0121AA70A |  | 11 | 15000 | $2,500: 2 indoor heads; $5,000: >=3 indoor heads | 206374536 | ccASHP | HRCU-A-CB | M-Series H2i | 19.3 | 12000 | 2.09 | 100
RHEEM | ROSH12AFWJ | RIWH12AVFJ |  | 11 | 16000 | $2,500: 2 indoor heads; $5,000: >=3 indoor heads | 10061702 | ccASHP | HRCU-A-CB-O | Rheem Single-room Mini-Split Systems Wall Mounted | 22 | 12000 | 2.01 | 75
FUJITSU | AOU12RLFW1 | ASU12RLF1 |  | 11 | 16000 | $2,500: 2 indoor heads; $5,000: >=3 indoor heads | 6961729 | ccASHP | HRCU-A-CB-O | Halcyon Single-room Mini-Split Systems Wall Mounted RLF Series | 22 | 12000 | 2.01 | 75
ACD | OCD15KCH20S-O | OCD15KCH20S-I |  | 11 | 16000 | $2,500: 2 indoor heads; $4,000: >=3 indoor heads | 206703383 | ASHP | HRCU-A-CB-O |  | 20 | 15000
GREE | GWH15QD-D3DNA5G/O | GWH15QD-D3DN***/I |  | 11 | 16000 | $2,500: 2 indoor heads; $4,000: >=3 indoor heads | 10146838 | ASHP | HRCU-A-CB-O |  | 20 | 15000
DAIKIN | RX15RMVJU | FFQ15Q2VJU |  | 11 | 16200 | $2,500: 2 indoor heads; $4,000: >=3 indoor heads | 201871419 | ASHP | HRCU-A-CB-O |  | 20.7 | 14400
DAIKIN | RX15QMVJU | FFQ15Q2VJU |  | 11 | 16200 | $2,500: 2 indoor heads; $4,000: >=3 indoor heads | 9966775 | ASHP | HRCU-A-CB-O |  | 20.7 | 14400
PERFECTAIRE | 1PAMSHH18-SZO-22.5 | 1PAMSHH18-SZW-22.5 |  | 11 | 17000 | $2,500: 2 indoor heads; $4,000: >=3 indoor heads | 9857571 | ASHP | HRCU-A-CB-O |  | 22.5 | 16000
CENTURY | A-VMH18SU-1 | B-VMH18SU-1 |  | 11 | 17000 | $2,500: 2 indoor heads; $4,000: >=3 indoor heads | 200059121 | ASHP | HRCU-A-CB-O |  | 22.5 | 16000
COMFORT-AIRE | A-VMH18SU-1 | B-VMH18SU-1 |  | 11 | 17000 | $2,500: 2 indoor heads; $4,000: >=3 indoor heads | 200059120 | ASHP | HRCU-A-CB-O |  | 22.5 | 16000
KERR | A-KMH18SU-1 | B-KMH18SU-1 |  | 11 | 17000 | $2,500: 2 indoor heads; $4,000: >=3 indoor heads | 9989564 | ASHP | HRCU-A-CB-O |  | 22.5 | 16000
BRYANT | 38MARBQ18AA3 | CAP**2517AL* | 83*SA36040E17*** | 11 | 17600 | 5000 | 207202316 | ccASHP | HRCU-A-CB | Preferred | 18 | 18300 | 2 | 71
CARRIER | 38MARBQ18AA3 | CAP**2517AL* | 58SU*A040E17**12 | 11 | 17600 | 5000 | 207202204 | ccASHP | HRCU-A-CB | Performance | 18 | 18300 | 2 | 71
CARRIER | 38MARBQ18AA3 | CAP**1917AL* | 58SU*A040E17**12 | 11 | 17700 | 5000 | 207202202 | ccASHP | HRCU-A-CB | Performance | 18 | 18300 | 2 | 71
CARRIER | 38MARBQ18AA3 | CAP**2517AL* | 58TP*A070V14**12 | 11 | 17700 | 5000 | 207202215 | ccASHP | HRCU-A-CB | Performance | 18 | 18400 | 2 | 71
BRYANT | 38MARBQ18AA3 | CAP**1917AL* | 83*SA36040E17*** | 11 | 17700 | 5000 | 207202314 | ccASHP | HRCU-A-CB | Preferred | 18 | 18300 | 2 | 71
BRYANT | 38MARBQ18AA3 | CAP**2517AL* | 82*TA36070V14*** | 11 | 17700 | 5000 | 207202327 | ccASHP | HRCU-A-CB | Preferred | 18 | 18400 | 2 | 71
CARRIER | 38MARBQ18AA3 | CAP**2517AL* | 58TP*A045V14**12 | 11 | 17800 | 5000 | 207202209 | ccASHP | HRCU-A-CB | Performance | 18 | 18500 | 2 | 71
CARRIER | 38MARBQ18AA3 | CAP**2517AL* | 58TP*A070V17**16 | 11 | 17800 | 5000 | 207202221 | ccASHP | HRCU-A-CB | Performance | 18 | 18500 | 2 | 71
CARRIER | 38MARBQ18AA3 | CAP**2517AL* | 59SU5A040E17**12 | 11 | 17800 | 5000 | 207202267 | ccASHP | HRCU-A-CB | Performance | 18 | 18500 | 2 | 71
CARRIER | 38MARBQ18AA3 | CAP**2517AL* | 59TP6B060V14**12 | 11 | 17800 | 5000 | 207202283 | ccASHP | HRCU-A-CB | Performance | 17.5 | 18400 | 2 | 71
CARRIER | 38MARBQ18AA3 | CAP**2517AL* | 59TP6B080V17**16 | 11 | 17800 | 5000 | 207202290 | ccASHP | HRCU-A-CB | Performance | 18 | 18500 | 2 | 71
CARRIER | 38MARBQ18AA3 | CAP**1917AL* | 58S(B,C)*A045E17**12 | 11 | 17800 | 5000 | 207202191 | ccASHP | HRCU-A-CB | Performance | 18 | 18500 | 2 | 72
CARRIER | 38MARBQ18AA3 | CAP**2517AL* | 58S(B,C)*A045E17**12 | 11 | 17800 | 5000 | 207202193 | ccASHP | HRCU-A-CB | Performance | 18 | 18500 | 2 | 71
CARRIER | 38MARBQ18AA3 | CAP**2517AL* | 58S(B,C)*A070E14**12 | 11 | 17800 | 5000 | 207202196 | ccASHP | HRCU-A-CB | Performance | 18 | 18600 | 2 | 71
BRYANT | 38MARBQ18AA3 | CAP**2517AL* | 82*TA36045V14*** | 11 | 17800 | 5000 | 207202321 | ccASHP | HRCU-A-CB | Preferred | 18 | 18500 | 2 | 71
BRYANT | 38MARBQ18AA3 | CAP**1917AL* | 82*TA36070V14*** | 11 | 17800 | 5000 | 207202324 | ccASHP | HRCU-A-CB | Preferred | 18 | 18400 | 2 | 72
BRYANT | 38MARBQ18AA3 | CAP**2517AL* | 82*TA48070V17*** | 11 | 17800 | 5000 | 207202333 | ccASHP | HRCU-A-CB | Preferred | 18 | 18500 | 2 | 71
BRYANT | 38MARBQ18AA3 | CAP**1917AL* | 935SA36040E17*** | 11 | 17800 | 5000 | 207202377 | ccASHP | HRCU-A-CB | Preferred | 18 | 18400 | 2 | 71
BRYANT | 38MARBQ18AA3 | CAP**2517AL* | 935SA36040E17*** | 11 | 17800 | 5000 | 207202379 | ccASHP | HRCU-A-CB | Preferred | 18 | 18500 | 2 | 71
BRYANT | 38MARBQ18AA3 | CAP**2517AL* | 926TB36060V14*** | 11 | 17800 | 5000 | 207202395 | ccASHP | HRCU-A-CB | Preferred | 17.5 | 18400 | 2 | 71
BRYANT | 38MARBQ18AA3 | CAP**2517AL* | 926TB48080V17*** | 11 | 17800 | 5000 | 207202402 | ccASHP | HRCU-A-CB | Preferred | 18 | 18500 | 2 | 71
BRYANT | 38MARBQ18AA3 | CAP**1917AL* | 8(0,1)*SA36045E17*** | 11 | 17800 | 5000 | 207202303 | ccASHP | HRCU-A-CB | Preferred | 18 | 18500 | 2 | 72
BRYANT | 38MARBQ18AA3 | CAP**2517AL* | 8(0,1)*SA36045E17*** | 11 | 17800 | 5000 | 207202305 | ccASHP | HRCU-A-CB | Preferred | 18 | 18500 | 2 | 71
BRYANT | 38MARBQ18AA3 | CAP**2517AL* | 8(0,1)*SA36070E14*** | 11 | 17800 | 5000 | 207202308 | ccASHP | HRCU-A-CB | Preferred | 18 | 18600 | 2 | 71
CARRIER | 38MARBQ18AA3 | CAP**1917AL* | 58TP*A070V14**12 | 11 | 17800 | 5000 | 207202212 | ccASHP | HRCU-A-CB | Performance | 18 | 18400 | 2 | 72
CARRIER | 38MARBQ18AA3 | CAP**1917AL* | 59SU5A040E17**12 | 11 | 17800 | 5000 | 207202265 | ccASHP | HRCU-A-CB | Performance | 18 | 18400 | 2 | 71
CARRIER | 38MARBQ18AA3 | CAP**1917AL* | 58TP*A045V14**12 | 11 | 17900 | 5000 | 207202206 | ccASHP | HRCU-A-CB | Performance | 18 | 18500 | 2 | 72
CARRIER | 38MARBQ18AA3 | CAP**1917AL* | 58TP*A090V17**16 | 11 | 17900 | 5000 | 207202222 | ccASHP | HRCU-A-CB | Performance | 18 | 18500 | 2 | 72
CARRIER | 38MARBQ18AA3 | CAP**1917AL* | 59SC2D060E14**12 | 11 | 17900 | 5000 | 207202235 | ccASHP | HRCU-A-CB | Performance | 18 | 18600 | 2 | 72
CARRIER | 38MARBQ18AA3 | CAP**2517AL* | 59SC2D060E14**12 | 11 | 17900 | 5000 | 207202237 | ccASHP | HRCU-A-CB | Performance | 18 | 18700 | 2 | 71
CARRIER | 38MARBQ18AA3 | CAP**1917AL* | 59TP6B060V14**12 | 11 | 17900 | 5000 | 207202280 | ccASHP | HRCU-A-CB | Performance | 17.5 | 18400 | 2 | 71
CARRIER | 38MARBQ18AA3 | CAP**1917AL* | 58S(B,C)*A045E14**12 | 11 | 17900 | 5000 | 207202184 | ccASHP | HRCU-A-CB | Performance | 18 | 18600 | 2 | 71
CARRIER | 38MARBQ18AA3 | CAP**2517AL* | 58S(B,C)*A045E14**12 | 11 | 17900 | 5000 | 207202187 | ccASHP | HRCU-A-CB | Performance | 18 | 18600 | 2 | 71
CARRIER | 38MARBQ18AA3 | CAP**1917AL* | 58S(B,C)*A070E14**12 | 11 | 17900 | 5000 | 207202194 | ccASHP | HRCU-A-CB | Performance | 18 | 18500 | 2 | 72
BRYANT | 38MARBQ18AA3 | CAP**1917AL* | 82*TA36045V14*** | 11 | 17900 | 5000 | 207202318 | ccASHP | HRCU-A-CB | Preferred | 18 | 18500 | 2 | 72
BRYANT | 38MARBQ18AA3 | CAP**1917AL* | 82*TA48070V17*** | 11 | 17900 | 5000 | 207202331 | ccASHP | HRCU-A-CB | Preferred | 18 | 18500 | 2 | 72
BRYANT | 38MARBQ18AA3 | CAP**1917AL* | 82*TA48090V17*** | 11 | 17900 | 5000 | 207202334 | ccASHP | HRCU-A-CB | Preferred | 18 | 18500 | 2 | 72
BRYANT | 38MARBQ18AA3 | CAP**1917AL* | 912SD36040E17*** | 11 | 17900 | 5000 | 207202344 | ccASHP | HRCU-A-CB | Preferred | 17.5 | 18300 | 2 | 72
BRYANT | 38MARBQ18AA3 | CAP**1917AL* | 912SD36060E14*** | 11 | 17900 | 5000 | 207202347 | ccASHP | HRCU-A-CB | Preferred | 18 | 18600 | 2 | 72
BRYANT | 38MARBQ18AA3 | CAP**2517AL* | 912SD36060E14*** | 11 | 17900 | 5000 | 207202349 | ccASHP | HRCU-A-CB | Preferred | 18 | 18700 | 2 | 71
BRYANT | 38MARBQ18AA3 | CAP**1917AL* | 8(0,1)*SA36045E14*** | 11 | 17900 | 5000 | 207202296 | ccASHP | HRCU-A-CB | Preferred | 18 | 18600 | 2 | 71
BRYANT | 38MARBQ18AA3 | CAP**1917AL* | 926TB36060V14*** | 11 | 17900 | 5000 | 207202392 | ccASHP | HRCU-A-CB | Preferred | 17.5 | 18400 | 2 | 71
BRYANT | 38MARBQ18AA3 | CAP**2517AL* | 8(0,1)*SA36045E14*** | 11 | 17900 | 5000 | 207202299 | ccASHP | HRCU-A-CB | Preferred | 18 | 18600 | 2 | 71
BRYANT | 38MARBQ18AA3 | CAP**1917AL* | 8(0,1)*SA36070E14*** | 11 | 17900 | 5000 | 207202306 | ccASHP | HRCU-A-CB | Preferred | 18 | 18500 | 2 | 72
CARRIER | 38MARBQ18AA3 | CAP**1917AL* | 58TP*A070V17**16 | 11 | 17900 | 5000 | 207202219 | ccASHP | HRCU-A-CB | Performance | 18 | 18500 | 2 | 72
CARRIER | 38MARBQ18AA3 | CAP**1917AL* | 59SC2D040E17**12 | 11 | 17900 | 5000 | 207202232 | ccASHP | HRCU-A-CB | Performance | 17.5 | 18300 | 2 | 72
BRYANT | 38MARBQ18AA3 | CAP**2517AL* | 926TB42060V17*** | 11 | 18000 | 5000 | 207202401 | ccASHP | HRCU-A-CB | Preferred | 18 | 18800 | 2 | 71
BRYANT | 38MARBQ18AA3 | CAP**2517AL* | 915SB30026E14*** | 11 | 18000 | 5000 | 207202357 | ccASHP | HRCU-A-CB | Preferred | 17.5 | 18700 | 2 | 71
CARRIER | 38MARBQ18AA3 | CAP**2517AL* | 59SC5B026E14**10 | 11 | 18000 | 5000 | 207202245 | ccASHP | HRCU-A-CB | Performance | 17.5 | 18700 | 2 | 71
CARRIER | 38MARBQ18AA3 | CAP**2517AL* | 59TP6B060V17**14 | 11 | 18000 | 5000 | 207202289 | ccASHP | HRCU-A-CB | Performance | 18 | 18800 | 2 | 71
MITSUBISHI ELECTRIC | MUZ-FH15NAH | MSZ-FS15NA-U1 |  | 11 | 18000 | $2,500: 2 indoor heads; $5,000: >=3 indoor heads | 206401404 | ccASHP | HRCU-A-CB-O | M-Series H2i | 22 | 15000 | 1.8 | 101
MITSUBISHI ELECTRIC | MUZ-FH15NAH | NTXWPH15A112A* |  | 11 | 18000 | $2,500: 2 indoor heads; $5,000: >=3 indoor heads | 204629176 | ccASHP | HRCU-A-CB-O | M-Series H2i | 22 | 15000 | 1.8 | 101
TRANE / MITSUBISHI ELECTRIC | NTXSPB15A112A* | NTXWPH15B112AA |  | 11 | 18000 | $2,500: 2 indoor heads; $5,000: >=3 indoor heads | 206401410 | ccASHP | HRCU-A-CB-O | Nv Series Pro | 22 | 15000 | 1.8 | 101
MITSUBISHI ELECTRIC | MUZ-FS15NAH-U1 | MSZ-FH15NA-U1 |  | 11 | 18000 | $2,500: 2 indoor heads; $5,000: >=3 indoor heads | 206425184 | ccASHP | HRCU-A-CB-O |  | 22 | 15000 | 1.8 | 101
HISENSE | AMW2-18U3SFA |  |  | 11 | 18000 | $2,500: 2 indoor heads; $5,000: >=3 indoor heads | 204816953 | ccASHP | HRCU-A-CB-O |  | 22 | 18000 | 1.85 | 110
FUJITSU | AOUH18LPAS1 | ASUH18LPAS |  | 11 | 18000 | $2,500: 2 indoor heads; $5,000: >=3 indoor heads | 207131734 | ccASHP | HRCU-A-CB-O |  | 20 | 18000 | 2.18 | 103
FRIEDRICH | FPHMR18A3A |  |  | 11 | 18000 | $2,500: 2 indoor heads; $5,000: >=3 indoor heads | 205150429 | ccASHP | HRCU-A-CB-O | Floating Air Pro | 22 | 18000 | 1.85 | 110
AMERICAN STANDARD / MITSUBISHI ELECTRIC | NAXSPB15A112A* | NAXWPH15B112AA |  | 11 | 18000 | $2,500: 2 indoor heads; $5,000: >=3 indoor heads | 206401407 | ccASHP | HRCU-A-CB-O | Nv Series Pro | 22 | 15000 | 1.8 | 101
AMERICAN STANDARD / MITSUBISHI ELECTRIC | NAXSPB15B112A* | NAXWPH15A112AA |  | 11 | 18000 | $2,500: 2 indoor heads; $5,000: >=3 indoor heads | 206425203 | ccASHP | HRCU-A-CB-O |  | 22 | 15000 | 1.8 | 101
TRANE / MITSUBISHI ELECTRIC | NTXSPB15B112A* | NTXWPH15A112AA |  | 11 | 18000 | $2,500: 2 indoor heads; $5,000: >=3 indoor heads | 206425206 | ccASHP | HRCU-A-CB-O |  | 22 | 15000 | 1.8 | 101
MITSUBISHI ELECTRIC | NTXSPB15A112A* | MSZ-FH15NA |  | 11 | 18000 | $2,500: 2 indoor heads; $5,000: >=3 indoor heads | 204629260 | ccASHP | HRCU-A-CB-O | Nv Series | 22 | 15000 | 1.8 | 101
MITSUBISHI ELECTRIC | MUZ-FH15NAH | NAXWPH15A112A* |  | 11 | 18000 | $2,500: 2 indoor heads; $5,000: >=3 indoor heads | 204629221 | ccASHP | HRCU-A-CB-O | M-Series H2i | 22 | 15000 | 1.8 | 101
MDV | MOX430-17HFN1-MT0W | MSAG11D-18HRFN1-MT8W |  | 11 | 18000 | $2,500: 2 indoor heads; $5,000: >=3 indoor heads | 206361862 | ccASHP | HRCU-A-CB-O |  | 21.5 | 18000 | 1.84 | 98
WESTINGHOUSE | WHP18M2A21S |  |  | 11 | 18000 | $2,500: 2 indoor heads; $5,000: >=3 indoor heads | 205470408 | ccASHP | HRCU-A-CB-O |  | 22 | 18000 | 1.85 | 110
DIRECT AIR | MOX430-17HFN1-MT0W | CS11M-18HRFN1-MT0W |  | 11 | 18000 | $2,500: 2 indoor heads; $4,000: >=3 indoor heads | 205816491 | ASHP | HRCU-A-CB-O |  | 20.5 | 17000
ZEPHYR | ZE-18M222SCO |  |  | 11 | 18000 | $2,500: 2 indoor heads; $4,000: >=3 indoor heads | 206346128 | ASHP | HRCU-A-CB-O |  | 22 | 18000
CANAIR | C23SCH18H22 | C23SEH18H21 |  | 11 | 18000 | $2,500: 2 indoor heads; $4,000: >=3 indoor heads | 205816493 | ASHP | HRCU-A-CB-O |  | 20.5 | 17000
AIR-CON | AMSCI4H4S18 |  |  | 11 | 18000 | $2,500: 2 indoor heads; $4,000: >=3 indoor heads | 205150432 | ASHP | HRCU-A-CB-O |  | 22 | 18000
ARCOAIRE | DLCSRBH18AAK | DLFSHBH18XAK |  | 11 | 18000 | $2,500: 2 indoor heads; $4,000: >=3 indoor heads | 206361871 | ASHP | HRCU-A-CB-O |  | 21.5 | 18000
COMFORTMAKER | DLCSRBH18AAK | DLFSHBH18XAK |  | 11 | 18000 | $2,500: 2 indoor heads; $4,000: >=3 indoor heads | 206361876 | ASHP | HRCU-A-CB-O |  | 21.5 | 18000
DAY & NIGHT | DLCSRBH18AAK | DLFSHBH18XAK |  | 11 | 18000 | $2,500: 2 indoor heads; $4,000: >=3 indoor heads | 206361881 | ASHP | HRCU-A-CB-O |  | 21.5 | 18000
HEIL | DLCSRBH18AAK | DLFSHBH18XAK |  | 11 | 18000 | $2,500: 2 indoor heads; $4,000: >=3 indoor heads | 206361886 | ASHP | HRCU-A-CB-O |  | 21.5 | 18000
KEEPRITE | DLCSRBH18AAK | DLFSHBH18XAK |  | 11 | 18000 | $2,500: 2 indoor heads; $4,000: >=3 indoor heads | 206361891 | ASHP | HRCU-A-CB-O |  | 21.5 | 18000
KENMORE | DLCSRBH18AAK | DLFSHBH18XAK |  | 11 | 18000 | $2,500: 2 indoor heads; $4,000: >=3 indoor heads | 206361896 | ASHP | HRCU-A-CB-O |  | 21.5 | 18000
MIDEA | DLCSRBH18AAK | DLFSHBH18XAK |  | 11 | 18000 | $2,500: 2 indoor heads; $4,000: >=3 indoor heads | 206361901 | ASHP | HRCU-A-CB-O |  | 21.5 | 18000
TEMPSTAR | DLCSRBH18AAK | DLFSHBH18XAK |  | 11 | 18000 | $2,500: 2 indoor heads; $4,000: >=3 indoor heads | 206361906 | ASHP | HRCU-A-CB-O |  | 21.5 | 18000
SMART COMFORT | DLCSRBH18AAK | DLFSHBH18XAK |  | 11 | 18000 | $2,500: 2 indoor heads; $4,000: >=3 indoor heads | 206361911 | ASHP | HRCU-A-CB-O |  | 21.5 | 18000
AIRQUEST | DLCSRBH18AAK | DLFSHBH18XAK |  | 11 | 18000 | $2,500: 2 indoor heads; $4,000: >=3 indoor heads | 206361916 | ASHP | HRCU-A-CB-O |  | 21.5 | 18000
RHEEM | ROSH15AFFHJ | RIFH15AVFJ |  | 11 | 18000 | $2,500: 2 indoor heads; $4,000: >=3 indoor heads | 10595389 | ASHP | HRCU-A-CB-O |  | 20.3 | 14200
FUJITSU | AOU15RLFFH | AGU15RLF |  | 11 | 18000 | $2,500: 2 indoor heads; $4,000: >=3 indoor heads | 6937311 | ASHP | HRCU-A-CB-O |  | 20.3 | 14200
KARDA | 3KARDA18SZO | 3KARDA18UVW |  | 11 | 18000 | $2,500: 2 indoor heads; $4,000: >=3 indoor heads | 207430430 | ASHP | HRCU-A-CB-O |  | 21.5 | 18000
MOOVAIR | DM18HOS25230E3A | DM18HIW23230E3 |  | 11 | 18000 | $2,500: 2 indoor heads; $4,000: >=3 indoor heads | 206401439 | ASHP | HRCU-A-CB-O |  | 20.5 | 17000
ELIOS | DE18HOS25230E3A | DE18HIW23230E3 |  | 11 | 18000 | $2,500: 2 indoor heads; $4,000: >=3 indoor heads | 206401445 | ASHP | HRCU-A-CB-O |  | 20.5 | 17000
CONVECTAIR | 8180-O | 8180-I |  | 11 | 18000 | $2,500: 2 indoor heads; $4,000: >=3 indoor heads | 206422438 | ASHP | HRCU-A-CB-O |  | 20.5 | 17000
MITSUBISHI ELECTRIC | SUZ-KA15NAH2 | SEZ-KD15NA |  | 11 | 18000 | $2,500: 2 indoor heads; $4,000: >=3 indoor heads | 202392033 | ASHP | HRCU-A-CB | M-Series | 19 | 15000
COMFORT-AIRE | A-VMH18SU-1B | B-VMH18SU-1A |  | 11 | 18000 | $2,500: 2 indoor heads; $4,000: >=3 indoor heads | 206913035 | ASHP | HRCU-A-CB-O |  | 20.5 | 17000
KERR | A-KMH18SU-1A | B-KMH18SU-1 |  | 11 | 18000 | $2,500: 2 indoor heads; $4,000: >=3 indoor heads | 206913037 | ASHP | HRCU-A-CB-O |  | 20.5 | 17000
COMFORT-AIRE | A-VMH18SU-1A | B-VMH18SU-1B |  | 11 | 18000 | $2,500: 2 indoor heads; $4,000: >=3 indoor heads | 206913570 | ASHP | HRCU-A-CB-O |  | 20.5 | 17000
KERR | A-KMH18SU-1 | B-KMH18SU-1A |  | 11 | 18000 | $2,500: 2 indoor heads; $4,000: >=3 indoor heads | 206913572 | ASHP | HRCU-A-CB-O |  | 20.5 | 17000
PERFECTAIRE | 3PAMSHH18-SZO-20.5 | 2PAMSHH18-SZW-20 |  | 11 | 18000 | $2,500: 2 indoor heads; $4,000: >=3 indoor heads | 207338159 | ASHP | HRCU-A-CB-O |  | 20.5 | 17000
MDV | MOX430-17HFN1-MT0W | CS11M-18HRFN1-MT0W |  | 11 | 18000 | $2,500: 2 indoor heads; $4,000: >=3 indoor heads | 205746254 | ASHP | HRCU-A-CB-O |  | 20.5 | 17000
COMFORT-AIRE | A-VMH18SU-1B | B-VMH18SU-1B |  | 11 | 18000 | $2,500: 2 indoor heads; $4,000: >=3 indoor heads | 205747696 | ASHP | HRCU-A-CB-O |  | 20.5 | 17000
KERR | A-KMH18SU-1A | B-KMH18SU-1A |  | 11 | 18000 | $2,500: 2 indoor heads; $4,000: >=3 indoor heads | 205747697 | ASHP | HRCU-A-CB-O |  | 20.5 | 17000
PERFECT AIRE | 3PAMSHHQC18-MZO2 |  |  | 11 | 18000 | $2,500: 2 indoor heads; $4,000: >=3 indoor heads | 206428591 | ASHP | HRCU-A-CB-O |  | 22 | 18000
NAPOLEON | NH25-18H-O | NH25-18F-I |  | 11 | 18000 | $2,500: 2 indoor heads; $4,000: >=3 indoor heads | 206597271 | ASHP | HRCU-A-CB-O |  | 20.5 | 17000
CARRIER | 38MARBQ18AA3 | 40MAQB18B--3 |  | 11 | 18000 | $2,500: 2 indoor heads; $4,000: >=3 indoor heads | 206400644 | ASHP | HRCU-A-CB-O |  | 20.5 | 17000
BRYANT | 38MARBQ18AA3 | 619PEQ018BBMA |  | 11 | 18000 | $2,500: 2 indoor heads; $4,000: >=3 indoor heads | 206400650 | ASHP | HRCU-A-CB-O |  | 20.5 | 17000
PAYNE | 38MARBQ18AA3 | DHMSHAQ18XA3 |  | 11 | 18000 | $2,500: 2 indoor heads; $4,000: >=3 indoor heads | 206400656 | ASHP | HRCU-A-CB-O |  | 20.5 | 17000
MIDEA | 38MARBQ18AA3 | DHMSHAQ18XA3 |  | 11 | 18000 | $2,500: 2 indoor heads; $4,000: >=3 indoor heads | 206400662 | ASHP | HRCU-A-CB-O |  | 20.5 | 17000
WEATHERMAKER | 38MARBQ18AA3 | DHMSHAQ18XA3 |  | 11 | 18000 | $2,500: 2 indoor heads; $4,000: >=3 indoor heads | 206400668 | ASHP | HRCU-A-CB-O |  | 20.5 | 17000
CARRIER | 38MARBQ18AA3 | CAP**1917AL* | 59SC5B026E14**10 | 11 | 18100 | 5000 | 207202243 | ccASHP | HRCU-A-CB | Performance | 17.5 | 18700 | 2 | 72
CARRIER | 38MARBQ18AA3 | CAP**1917AL* | 59SC5B060E17**14 | 11 | 18100 | 5000 | 207202262 | ccASHP | HRCU-A-CB | Performance | 17.5 | 18800 | 2 | 72
CARRIER | 38MARBQ18AA3 | CAP**2517AL* | 59SC5B060E17**14 | 11 | 18100 | 5000 | 207202263 | ccASHP | HRCU-A-CB | Performance | 17.5 | 18900 | 2 | 71
BRYANT | 38MARBQ18AA3 | CAP**1917AL* | 915SB30026E14*** | 11 | 18100 | 5000 | 207202355 | ccASHP | HRCU-A-CB | Preferred | 17.5 | 18700 | 2 | 72
BRYANT | 38MARBQ18AA3 | CAP**1917AL* | 915SB42060E17*** | 11 | 18100 | 5000 | 207202374 | ccASHP | HRCU-A-CB | Preferred | 17.5 | 18800 | 2 | 72
BRYANT | 38MARBQ18AA3 | CAP**2517AL* | 915SB42060E17*** | 11 | 18100 | 5000 | 207202375 | ccASHP | HRCU-A-CB | Preferred | 17.5 | 18900 | 2 | 71
BRYANT | 38MARBQ18AA3 | CAP**1917AL* | 926TB42060V17*** | 11 | 18100 | 5000 | 207202399 | ccASHP | HRCU-A-CB | Preferred | 17.5 | 18700 | 2 | 72
CARRIER | 38MARBQ18AA3 | CAP**1917AL* | 59TP6B060V17**14 | 11 | 18100 | 5000 | 207202287 | ccASHP | HRCU-A-CB | Performance | 17.5 | 18700 | 2 | 72
GREE | 3VIR18HP230V1AO | 3VIR18HP230V1AH |  | 11 | 18200 | $2,500: 2 indoor heads; $4,000: >=3 indoor heads | 206839100 | ASHP | HRCU-A-CB-O |  | 23 | 18000
GREE | GWH18AGD-D3DNA1B/O | GWH18AGD-D3DN***/I |  | 11 | 18200 | $2,500: 2 indoor heads; $4,000: >=3 indoor heads | 206395962 | ASHP | HRCU-A-CB-O |  | 23 | 18000
BRYANT | 38MARBQ18AA3 | CAP**2417AL* | 83*SA36040E17*** | 11 | 18400 | 5000 | 207202315 | ccASHP | HRCU-A-CB | Preferred | 17.5 | 17800 | 2 | 73
CARRIER | 38MARBQ18AA3 | CAP**2417AL* | 58SU*A040E17**12 | 11 | 18400 | 5000 | 207202203 | ccASHP | HRCU-A-CB | Performance | 17.5 | 17800 | 2 | 73
CARRIER | 38MARBQ18AA3 | CAP**2414AL* | 58TP*A070V14**12 | 11 | 18500 | 5000 | 207202213 | ccASHP | HRCU-A-CB | Performance | 17.5 | 17800 | 2 | 73
BRYANT | 38MARBQ18AA3 | CAP**2417AL* | 82*TA36070V14*** | 11 | 18500 | 5000 | 207202326 | ccASHP | HRCU-A-CB | Preferred | 17.5 | 17900 | 2 | 74
CARRIER | 38MARBQ18AA3 | CAP**2417AL* | 58TP*A070V14**12 | 11 | 18500 | 5000 | 207202214 | ccASHP | HRCU-A-CB | Performance | 17.5 | 17900 | 2 | 74
BRYANT | 38MARBQ18AA3 | CAP**2414AL* | 82*TA36070V14*** | 11 | 18500 | 5000 | 207202325 | ccASHP | HRCU-A-CB | Preferred | 17.5 | 17800 | 2 | 73
MDV | MOX430-18HFN1-MU0W | MCA3U-18HRFN1-M(C) |  | 11 | 18500 | $2,500: 2 indoor heads; $4,000: >=3 indoor heads | 207614047 | ASHP | HRCU-A-CB-O |  | 20.5 | 16000
MDV | MOX430-18HFN1-MU0W-L | MCA3U-18HRFN1-M(C) |  | 11 | 18500 | $2,500: 2 indoor heads; $4,000: >=3 indoor heads | 207658602 | ASHP | HRCU-A-CB-O |  | 20.5 | 16000
MITSUBISHI ELECTRIC | MUZ-FH15NAH | MSZ-FH15NA |  | 11 | 18540 | $2,500: 2 indoor heads; $5,000: >=3 indoor heads | 201754301 | ccASHP | HRCU-A-CB-O | Mitsubishi Electric | 22 | 15000 | 1.8 | 98
TRANE / MITSUBISHI ELECTRIC | NTXSPB15A112AA | NTXWPH15A112AA |  | 11 | 18540 | $2,500: 2 indoor heads; $5,000: >=3 indoor heads | 202373729 | ccASHP | HRCU-A-CB-O | M-Series H2i | 22 | 15000 | 1.8 | 98
AMERICAN STANDARD / MITSUBISHI ELECTRIC | NAXSPB15A112AA | NAXWPH15A112AA |  | 11 | 18540 | $2,500: 2 indoor heads; $5,000: >=3 indoor heads | 202373689 | ccASHP | HRCU-A-CB-O | M-Series H2i | 22 | 15000 | 1.8 | 98
CARRIER | 38MARBQ18AA3 | CAP**2417AL* | 58S(B,C)*A045E14**12 | 11 | 18600 | 5000 | 207202186 | ccASHP | HRCU-A-CB | Performance | 17.5 | 18100 | 2 | 73
CARRIER | 38MARBQ18AA3 | CAP**2417AL* | 58TP*A070V17**16 | 11 | 18600 | 5000 | 207202220 | ccASHP | HRCU-A-CB | Performance | 17.5 | 18000 | 2 | 73
BRYANT | 38MARBQ18AA3 | CAP**2417AL* | 8(0,1)*SA36045E14*** | 11 | 18600 | 5000 | 207202298 | ccASHP | HRCU-A-CB | Preferred | 17.5 | 18100 | 2 | 73
BRYANT | 38MARBQ18AA3 | CAP**2417AL* | 82*TA48070V17*** | 11 | 18600 | 5000 | 207202332 | ccASHP | HRCU-A-CB | Preferred | 17.5 | 18000 | 2 | 73
BRYANT | 38MARBQ18AA3 | CAP**2417AL* | 912SD36060E14*** | 11 | 18700 | 5000 | 207202348 | ccASHP | HRCU-A-CB | Preferred | 17.5 | 18100 | 2 | 72
CARRIER | 38MARBQ18AA3 | CAP**2417AL* | 59SC2D060E14**12 | 11 | 18700 | 5000 | 207202236 | ccASHP | HRCU-A-CB | Performance | 17.5 | 18100 | 2 | 72
BRYANT | 38MARBQ18AA3 | CAP**2417AL* | 926TB42060V17*** | 11 | 18800 | 5000 | 207202400 | ccASHP | HRCU-A-CB | Preferred | 17.5 | 18200 | 2 | 72
CARRIER | 38MARBQ18AA3 | CAP**2417AL* | 59TP6B060V17**14 | 11 | 18800 | 5000 | 207202288 | ccASHP | HRCU-A-CB | Performance | 17.5 | 18200 | 2 | 72
BRYANT | 38MARBQ18AA3 | CAP**2417AL* | 8(0,1)*SA36070E17*** | 11 | 18900 | 5000 | 207202312 | ccASHP | HRCU-A-CB | Preferred | 17.5 | 18500 | 2 | 72
CARRIER | 38MARBQ18AA3 | CAP**2417AL* | 58S(B,C)*A070E17**12 | 11 | 18900 | 5000 | 207202200 | ccASHP | HRCU-A-CB | Performance | 17.5 | 18500 | 2 | 72
BRYANT | 38MARBQ18AA3 | CAP**2417AL* | 912SD48080E17*** | 11 | 19000 | 5000 | 207202353 | ccASHP | HRCU-A-CB | Preferred | 17.5 | 18600 | 2 | 71
CARRIER | 38MARBQ18AA3 | CAP**2417AL* | 59SC2D080E17**16 | 11 | 19000 | 5000 | 207202241 | ccASHP | HRCU-A-CB | Performance | 17.5 | 18600 | 2 | 71
AMERICAN STANDARD | 4A6L9024A1 | 4TXCB004DS3 | *DD2B080ACV3 | 11 | 19000 | 4000 | 201923054 | ASHP | HRCU-A-CB | Platinum 19 | 17 | 22400
TRANE | 4TWL9024A1 | 4TXCB004DS3 | *DD2B080ACV3 | 11 | 19000 | 4000 | 201923132 | ASHP | HRCU-A-CB | XV19 | 17 | 22400
KERR | A-KMH18SU-1A | B-KMH18DU-1 |  | 11 | 19000 | $2,500: 2 indoor heads; $5,000: >=3 indoor heads | 206347320 | ccASHP | HRCU-A-CB |  | 19.6 | 16500 | 1.82 | 94
KENMORE | DLCSRBH18AAK | DLFSDAH18XAK |  | 11 | 19000 | $2,500: 2 indoor heads; $5,000: >=3 indoor heads | 206350443 | ccASHP | HRCU-A-CB | Mid-Tier | 19.6 | 16500 | 1.8 | 99
ELIOS | DE18HOS25230E3A | DM18HIDU230X5 |  | 11 | 19000 | $2,500: 2 indoor heads; $5,000: >=3 indoor heads | 206401446 | ccASHP | HRCU-A-CB |  | 19.6 | 16500 | 1.82 | 94
HEIL | DLCSRBH18AAK | DLFSDAH18XAK |  | 11 | 19000 | $2,500: 2 indoor heads; $5,000: >=3 indoor heads | 206350421 | ccASHP | HRCU-A-CB | QuietComfort | 19.6 | 16500 | 1.8 | 99
KEEPRITE | DLCSRBH18AAK | DLFSDAH18XAK |  | 11 | 19000 | $2,500: 2 indoor heads; $5,000: >=3 indoor heads | 206350432 | ccASHP | HRCU-A-CB | ProComfort | 19.6 | 16500 | 1.8 | 99
DIRECT AIR | MOX430-17HFN1-MT0W | MTIU-18HWFN1-M |  | 11 | 19000 | $2,500: 2 indoor heads; $5,000: >=3 indoor heads | 206377760 | ccASHP | HRCU-A-CB |  | 19.6 | 16500 | 1.82 | 94
HAXXAIR | HVHSC-18T2D | HAHC-18T2D |  | 11 | 19000 | $2,500: 2 indoor heads; $5,000: >=3 indoor heads | 205921367 | ccASHP | HRCU-A-CB-O |  | 22 | 18000 | 2.3 | 77
AIRQUEST | DLCSRBH18AAK | DLFSDAH18XAK |  | 11 | 19000 | $2,500: 2 indoor heads; $5,000: >=3 indoor heads | 206350487 | ccASHP | HRCU-A-CB | QuietComfort | 19.6 | 16500 | 1.8 | 99
ARCOAIRE | DLCSRBH18AAK | DLFSDAH18XAK |  | 11 | 19000 | $2,500: 2 indoor heads; $5,000: >=3 indoor heads | 206350388 | ccASHP | HRCU-A-CB | DuraComfort | 19.6 | 16500 | 1.8 | 99
ACD | MPD18KCH22S-O |  |  | 11 | 19000 | $2,500: 2 indoor heads; $5,000: >=3 indoor heads | 202110494 | ccASHP | HMSV-A-CB | MPD-22 | 22 | 18000 | 2.01 | 70
BRYANT | 38MARBQ18AA3 | 40MBDQ18--3 |  | 11 | 19000 | $2,500: 2 indoor heads; $5,000: >=3 indoor heads | 206350344 | ccASHP | HRCU-A-CB | Preferred | 19.6 | 16500 | 1.8 | 99
WEATHERMAKER | 38MARBQ18AA3 | 40MBDQ18--3 |  | 11 | 19000 | $2,500: 2 indoor heads; $5,000: >=3 indoor heads | 206350366 | ccASHP | HRCU-A-CB | Mid-Tier | 19.6 | 16500 | 1.8 | 99
PAYNE | 38MARBQ18AA3 | 40MBDQ18--3 |  | 11 | 19000 | $2,500: 2 indoor heads; $5,000: >=3 indoor heads | 206350355 | ccASHP | HRCU-A-CB | Mid-Tier | 19.6 | 16500 | 1.8 | 99
MDV | MOX430-17HFN1-MT0W | MTIU-18HWFN1-M |  | 11 | 19000 | $2,500: 2 indoor heads; $5,000: >=3 indoor heads | 206330129 | ccASHP | HRCU-A-CB |  | 19.6 | 16500 | 1.82 | 94
TEMPSTAR | DLCSRBH18AAK | DLFSDAH18XAK |  | 11 | 19000 | $2,500: 2 indoor heads; $5,000: >=3 indoor heads | 206350465 | ccASHP | HRCU-A-CB | QuietComfort | 19.6 | 16500 | 1.8 | 99
TOSOT | TM18H4O |  |  | 11 | 19000 | $2,500: 2 indoor heads; $5,000: >=3 indoor heads | 10064017 | ccASHP | HMSV-A-CB-O | Multi Zone | 22 | 18000 | 2.01 | 70
MOOVAIR | DM18HOS25230E3A | DM18HIDU230X5 |  | 11 | 19000 | $2,500: 2 indoor heads; $5,000: >=3 indoor heads | 206401440 | ccASHP | HRCU-A-CB |  | 19.6 | 16500 | 1.82 | 94
MIDEA | 38MARBQ18AA3 | 40MBDQ18--3 |  | 11 | 19000 | $2,500: 2 indoor heads; $5,000: >=3 indoor heads | 206350377 | ccASHP | HRCU-A-CB | Excel | 19.6 | 16500 | 1.8 | 99
MIDEA | DLCSRBH18AAK | DLFSDAH18XAK |  | 11 | 19000 | $2,500: 2 indoor heads; $5,000: >=3 indoor heads | 206350454 | ccASHP | HRCU-A-CB | Excel | 19.6 | 16500 | 1.8 | 99
GREE | GWHD(18)ND3GO |  |  | 11 | 19000 | $2,500: 2 indoor heads; $5,000: >=3 indoor heads | 9084224 | ccASHP | HRCU-A-CB-O |  | 22 | 18000 | 2.01 | 70
GREE | MULTI18HP230V1CO |  |  | 11 | 19000 | $2,500: 2 indoor heads; $5,000: >=3 indoor heads | 9958975 | ccASHP | HRCU-A-CB-O |  | 22 | 18000 | 2.01 | 70
COMFORTMAKER | DLCSRBH18AAK | DLFSDAH18XAK |  | 11 | 19000 | $2,500: 2 indoor heads; $5,000: >=3 indoor heads | 206350399 | ccASHP | HRCU-A-CB | QuietComfort | 19.6 | 16500 | 1.8 | 99
DAY & NIGHT | DLCSRBH18AAK | DLFSDAH18XAK |  | 11 | 19000 | $2,500: 2 indoor heads; $5,000: >=3 indoor heads | 206350410 | ccASHP | HRCU-A-CB | Constant Comfort | 19.6 | 16500 | 1.8 | 99
CARRIER | 38MARBQ18AA3 | 40MBDQ18--3 |  | 11 | 19000 | $2,500: 2 indoor heads; $5,000: >=3 indoor heads | 206350333 | ccASHP | HRCU-A-CB | Performance | 19.6 | 16500 | 1.8 | 99
NOVAIR PLUS | 18EVONVO | 18EVDNVI |  | 11 | 19000 | $2,500: 2 indoor heads; $4,000: >=3 indoor heads | 205281390 | ASHP | HRCU-A-CB |  | 20 | 16500
ELIOS | DE18HOS25230E3 | DE18HIDU230X5 |  | 11 | 19000 | $2,500: 2 indoor heads; $4,000: >=3 indoor heads | 204005780 | ASHP | HRCU-A-CB |  | 20 | 16500
KARDA | 2KARDA18SZO20 | 2PAMSDH18 |  | 11 | 19000 | $2,500: 2 indoor heads; $4,000: >=3 indoor heads | 206348122 | ASHP | HRCU-A-CB |  | 19.6 | 16500
PERFECTAIRE | 2KARDA18SZO20 | 2PAMSDH18 |  | 11 | 19000 | $2,500: 2 indoor heads; $4,000: >=3 indoor heads | 206348126 | ASHP | HRCU-A-CB |  | 19.6 | 16500
SMART COMFORT | DLCSRBH18AAK | DLFSDAH18XAK |  | 11 | 19000 | $2,500: 2 indoor heads; $4,000: >=3 indoor heads | 206350476 | ASHP | HRCU-A-CB |  | 19.6 | 16500
SENVILLE | SENA/18HF/OZ | SENA/18HF/ID |  | 11 | 19000 | $2,500: 2 indoor heads; $4,000: >=3 indoor heads | 205921392 | ASHP | HRCU-A-CB |  | 20 | 16500
KARDA | 2PAMSHH18-SZO-20 | 2KARDA18UVD |  | 11 | 19000 | $2,500: 2 indoor heads; $4,000: >=3 indoor heads | 205921405 | ASHP | HRCU-A-CB |  | 20 | 16500
C&H | CH-HYP18SPH230VO | CH-M18DTUI |  | 11 | 19000 | $2,500: 2 indoor heads; $4,000: >=3 indoor heads | 205263855 | ASHP | HRCU-A-CB |  | 20 | 16500
NORTON AIR CONDITIONERS | OHP14-18-12-25 | DHP14-18-12-U |  | 11 | 19000 | $2,500: 2 indoor heads; $4,000: >=3 indoor heads | 205300201 | ASHP | HRCU-A-CB |  | 20 | 16500
AIR-CON | ASLCI4H4S18 | ASLEC4H4S18 |  | 11 | 19000 | $2,500: 2 indoor heads; $4,000: >=3 indoor heads | 205129519 | ASHP | HRCU-A-CB-O |  | 22 | 18000
ELIOS | DE18HOS25230E3 | DM18HIDU230X5 |  | 11 | 19000 | $2,500: 2 indoor heads; $4,000: >=3 indoor heads | 205300175 | ASHP | HRCU-A-CB |  | 20 | 16500
YMGI | WMMS-30CH-V2B(59)4 |  |  | 11 | 19000 | $2,500: 2 indoor heads; $4,000: >=3 indoor heads | 202265559 | ASHP | HMSV-A-CB |  | 22 | 18000
COMFORTSTAR | CXH018CD(O) | CPA-18B |  | 11 | 19000 | $2,500: 2 indoor heads; $4,000: >=3 indoor heads | 202575868 | ASHP | HRCU-A-CB |  | 20 | 16500
PAYNE | 38MAQB18R--3 | 40MBDQ18---3 |  | 11 | 19000 | $2,500: 2 indoor heads; $4,000: >=3 indoor heads | 201846977 | ASHP | HRCU-A-CB |  | 20 | 16500
LENNOX | LISH018000P431-C | LIFHC018180P431-C. |  | 11 | 19000 | $2,500: 2 indoor heads; $4,000: >=3 indoor heads | 201796622 | ASHP | HRCU-A-CB |  | 20 | 16500
COMFORT-AIRE | A-VMH18SU-1A | B-VMH18DU-1 |  | 11 | 19000 | $2,500: 2 indoor heads; $4,000: >=3 indoor heads | 202110993 | ASHP | HRCU-A-CB |  | 20 | 16500
CENTURY | A-VMH18SU-1A | B-VMH18DU-1 |  | 11 | 19000 | $2,500: 2 indoor heads; $4,000: >=3 indoor heads | 202110994 | ASHP | HRCU-A-CB |  | 20 | 16500
KERR | A-KMH18SU-1 | B-KMH18DU-1 |  | 11 | 19000 | $2,500: 2 indoor heads; $4,000: >=3 indoor heads | 202110999 | ASHP | HRCU-A-CB |  | 20 | 16500
BREEZE33 | BZ33-HYP18HPOUT2-P | BZ33-DIDU18-P |  | 11 | 19000 | $2,500: 2 indoor heads; $4,000: >=3 indoor heads | 205470431 | ASHP | HRCU-A-CB |  | 20 | 16500
KOOLKING | MOCA30-18HFN1-MT0W | MEU-18MPH2 |  | 11 | 19000 | $2,500: 2 indoor heads; $4,000: >=3 indoor heads | 201863412 | ASHP | HRCU-A-CB |  | 20 | 16500
WABBAN | BBM18H4O |  |  | 11 | 19000 | $2,500: 2 indoor heads; $4,000: >=3 indoor heads | 201903176 | ASHP | HMSV-A-CB |  | 22 | 18000
KERR | A-KFH18DB-1 |  |  | 11 | 19000 | $2,500: 2 indoor heads; $4,000: >=3 indoor heads | 9959456 | ASHP | HMSV-A-CB |  | 22 | 18000
MDV | MOCA30-18HFN1-MT0W* | MTIU-18HWFN1-M |  | 11 | 19000 | $2,500: 2 indoor heads; $4,000: >=3 indoor heads | 10028965 | ASHP | HRCU-A-CB |  | 20 | 16500
MIDEA | MCHSU-18PHH2 | MEU-18MPH2 |  | 11 | 19000 | $2,500: 2 indoor heads; $4,000: >=3 indoor heads | 10028987 | ASHP | HRCU-A-CB |  | 20 | 16500
MIDEA | 38MAQB18R--3 | 40MBDQ18---3 |  | 11 | 19000 | $2,500: 2 indoor heads; $4,000: >=3 indoor heads | 201846997 | ASHP | HRCU-A-CB |  | 20 | 16500
SLIMAIR | SHCD18VB2 | SHD18VB2-1 |  | 11 | 19000 | $2,500: 2 indoor heads; $4,000: >=3 indoor heads | 201863354 | ASHP | HRCU-A-CB |  | 20 | 16500
MIDEA | MOCA30-18HFN1-MT0W | MTIU-18HWFN1-M |  | 11 | 19000 | $2,500: 2 indoor heads; $4,000: >=3 indoor heads | 201863407 | ASHP | HRCU-A-CB |  | 20 | 16500
KINGHOME | KM18H4O |  |  | 11 | 19000 | $2,500: 2 indoor heads; $4,000: >=3 indoor heads | 10339674 | ASHP | HMSV-A-CB-O |  | 22 | 18000
SEA BREEZE | SMZ18H421ZOGB |  |  | 11 | 19000 | $2,500: 2 indoor heads; $4,000: >=3 indoor heads | 10349243 | ASHP | HMSV-A-CB |  | 22 | 18000
SEA BREEZE | SMZ18H422ZOGB |  |  | 11 | 19000 | $2,500: 2 indoor heads; $4,000: >=3 indoor heads | 10435321 | ASHP | HMSV-A-CB |  | 22 | 18000
LENNOX | MLA018S4S-1P | MMDB018S4-2P |  | 11 | 19000 | $2,500: 2 indoor heads; $4,000: >=3 indoor heads | 10528571 | ASHP | HRCU-A-CB |  | 20 | 16500
COMFORT-AIRE | A-VFH18DB-1 |  |  | 11 | 19000 | $2,500: 2 indoor heads; $4,000: >=3 indoor heads | 200059083 | ASHP | HMSV-A-CB |  | 22 | 18000
CENTURY | A-VFH18DB-1 |  |  | 11 | 19000 | $2,500: 2 indoor heads; $4,000: >=3 indoor heads | 200059084 | ASHP | HMSV-A-CB |  | 22 | 18000
BRYANT | 38MAQB18R--3 | 40MBDQ18---3 |  | 11 | 19000 | $2,500: 2 indoor heads; $4,000: >=3 indoor heads | 200059142 | ASHP | HRCU-A-CB |  | 20 | 16500
CARRIER | 38MAQB18R--3 | 40MBDQ18---3 |  | 11 | 19000 | $2,500: 2 indoor heads; $4,000: >=3 indoor heads | 200059143 | ASHP | HRCU-A-CB |  | 20 | 16500
HITACHI | RAS-2.0PNNBDH1 | RCI-2.0PNN1DH |  | 11 | 19000 | $2,500: 2 indoor heads; $4,000: >=3 indoor heads | 206750855 | ASHP | HRCU-A-CB-O |  | 22 | 18000
MAX-R | MAX-R18K30MZGR |  |  | 11 | 19000 | $2,500: 2 indoor heads; $4,000: >=3 indoor heads | 207338192 | ASHP | HMSV-A-CB-O |  | 22 | 18000
SENVILLE | SENA/18HF/OQ | SENA/18HF/ID |  | 11 | 19000 | $2,500: 2 indoor heads; $4,000: >=3 indoor heads | 207641347 | ASHP | HRCU-A-CB |  | 19.6 | 16500
MDV | MOX430-17HFN1-MT0W-L | MTIU-18HWFN1-M |  | 11 | 19000 | $2,500: 2 indoor heads; $4,000: >=3 indoor heads | 207658610 | ASHP | HRCU-A-CB |  | 19.6 | 16500
DIAL | 18000-UNI-O | 18000Z-CAS-I |  | 11 | 19000 | $2,500: 2 indoor heads; $4,000: >=3 indoor heads | 206838616 | ASHP | HRCU-A-CB-O |  | 22 | 18000
BOSCH | BMS500-AAS018-1CSXHB | BMS500-AAU018-1AHDXB |  | 11 | 19000 | $2,500: 2 indoor heads; $4,000: >=3 indoor heads | 204014469 | ASHP | HRCU-A-CB |  | 20 | 16500
C&H | CH-18DKT230VO | CH-18LCDTU/I |  | 11 | 19000 | $2,500: 2 indoor heads; $4,000: >=3 indoor heads | 204098426 | ASHP | HRCU-A-CB |  | 20 | 16500
DIRECT AIR | MOCA30-18HFN1-MT0W | MTIU-18HWFN1-M |  | 11 | 19000 | $2,500: 2 indoor heads; $4,000: >=3 indoor heads | 203269794 | ASHP | HRCU-A-CB |  | 20 | 16500
MRCOOL | O-HH-18-HP-C-230 | DUCT-18HP-230 |  | 11 | 19000 | $2,500: 2 indoor heads; $4,000: >=3 indoor heads | 204469770 | ASHP | HRCU-A-CB |  | 20 | 16500
PERFECTAIRE | 2PAMSHH18-SZO-20 | 2PAMSDH18 |  | 11 | 19000 | $2,500: 2 indoor heads; $4,000: >=3 indoor heads | 207192290 | ASHP | HRCU-A-CB |  | 20 | 16500
WESTINGHOUSE | WHU18SZA21S | WHU18CTA21S |  | 11 | 19000 | $2,500: 2 indoor heads; $4,000: >=3 indoor heads | 207237537 | ASHP | HRCU-A-CB-O |  | 22 | 18000
MOOVAIR | DM18HOS25230E3 | DM18HIDU230X5 |  | 11 | 19000 | $2,500: 2 indoor heads; $4,000: >=3 indoor heads | 204005742 | ASHP | HRCU-A-CB |  | 20 | 16500
WEATHERMAKER | 38MAQB18R--3 | 40MBDQ18---3 |  | 11 | 19000 | $2,500: 2 indoor heads; $4,000: >=3 indoor heads | 205772837 | ASHP | HRCU-A-CB |  | 20 | 16500
CARRIER | 38MARBQ18AA3 | FMA4X18**AL* |  | 11 | 19200 | 5000 | 207202179 | ccASHP | HRCU-A-CB | Performance | 17 | 18000 | 2 | 72
BRYANT | 38MARBQ18AA3 | FMA4X18**AL* |  | 11 | 19200 | 5000 | 207202291 | ccASHP | HRCU-A-CB | Preferred | 17 | 18000 | 2 | 72
AMERICAN STANDARD | 4A6L9024A1 | 4PX*BU36BS3 | S9V2B060U3PSB+RP | 11 | 19200 | 4000 | 201922868 | ASHP | HRCU-A-CB | Platinum 19 | 19 | 23600
TRANE | 4TWL9024A1 | 4PX*BU36BS3 | S9V2B060U3PSB+RP | 11 | 19200 | 4000 | 201922946 | ASHP | HRCU-A-CB | XV19 | 19 | 23600
TRANE | 4TWL9024A1 | 4PX*BD42BS3+HORIZ-RT | S9V2B040U3PSB+RP | 11 | 19400 | 4000 | 201923104 | ASHP | HRCU-A-CB | XV19 | 19 | 24400
AMERICAN STANDARD | 4A6L9024A1 | 4PX*BD42BS3 | S9V2B040D3PSB+RP | 11 | 19400 | 4000 | 201923018 | ASHP | HRCU-A-CB | Platinum 19 | 18.5 | 24400
AMERICAN STANDARD | 4A6L9024A1 | 4PX*BD42BS3 | S9V2B060D3PSB+RP | 11 | 19400 | 4000 | 201923021 | ASHP | HRCU-A-CB | Platinum 19 | 19 | 24200
AMERICAN STANDARD | 4A6L9024A1 | 4PX*BD42BS3 | S9V2B080D3PSB+RP | 11 | 19400 | 4000 | 201923022 | ASHP | HRCU-A-CB | Platinum 19 | 19 | 24000
TRANE | 4TWL9024A1 | 4TXFH036CZ3 | S9V2B060U3PSB+RP | 11 | 19400 | 4000 | 201923155 | ASHP | HRCU-A-CB | XV19 | 19 | 23800
AMERICAN STANDARD | 4A6L9024A1 | 4TXFH036CZ3 | S9V2B060U3PSB+RP | 11 | 19400 | 4000 | 201923077 | ASHP | HRCU-A-CB | Platinum 19 | 19 | 23800
AMERICAN STANDARD | 4A6L9024A1 | 4PX*BD42BS3+HORIZ-RT | S9V2B040U3PSB+RP | 11 | 19400 | 4000 | 201923026 | ASHP | HRCU-A-CB | Platinum 19 | 19 | 24400
AMERICAN STANDARD | 4A6L9024A1 | 4PX*BU36BS3 | S9V2B080U3PSB+RP | 11 | 19400 | 4000 | 201922869 | ASHP | HRCU-A-CB | Platinum 19 | 19 | 23800
TRANE | 4TWL9024A1 | 4PX*BU36BS3 | S9V2B080U3PSB+RP | 11 | 19400 | 4000 | 201922947 | ASHP | HRCU-A-CB | XV19 | 19 | 23800
TRANE | 4TWL9024A1 | 4PX*BD42BS3 | S9V2B060D3PSB+RP | 11 | 19400 | 4000 | 201923099 | ASHP | HRCU-A-CB | XV19 | 19 | 24200
TRANE | 4TWL9024A1 | 4PX*BD42BS3 | S9V2B080D3PSB+RP | 11 | 19400 | 4000 | 201923100 | ASHP | HRCU-A-CB | XV19 | 19 | 24000
TRANE | 4TWL9024A1 | 4PX*BD42BS3 | S9V2B040D3PSB+RP | 11 | 19400 | 4000 | 201923096 | ASHP | HRCU-A-CB | XV19 | 18.5 | 24400
TRANE | 4TWL9024A1 | 4PX*BD42BS3+HORIZ-RT | S9V2B060U3PSB+RP | 11 | 19600 | 4000 | 201923101 | ASHP | HRCU-A-CB | XV19 | 19 | 24400
TRANE | 4TWL9024A1 | 4PX*BD42BS3+HORIZ-RT | S9V2B080U3PSB+RP | 11 | 19600 | 4000 | 201923105 | ASHP | HRCU-A-CB | XV19 | 19 | 24000
AMERICAN STANDARD | 4A6L9024A1 | 4PX*BD42BS3+HORIZ-RT | S9V2B060U3PSB+RP | 11 | 19600 | 4000 | 201923023 | ASHP | HRCU-A-CB | Platinum 19 | 19 | 24400
TRANE | 4TWL9024A1 | 4TXFH036CZ3 | S9V2B040U3PSB+RP | 11 | 19600 | 4000 | 201923153 | ASHP | HRCU-A-CB | XV19 | 19 | 23800
TRANE | 4TWL9024A1 | 4TXFH036CZ3 | S9V2B080U3PSB+RP | 11 | 19600 | 4000 | 201923154 | ASHP | HRCU-A-CB | XV19 | 19 | 23600
AMERICAN STANDARD | 4A6L9024A1 | 4TXFH036CZ3 | *UD2B060ACV3 | 11 | 19600 | 4000 | 201923078 | ASHP | HRCU-A-CB | Platinum 19 | 19 | 23800
AMERICAN STANDARD | 4A6L9024A1 | 4PX*BD42BS3+HORIZ-RT | S9V2B080U3PSB+RP | 11 | 19600 | 4000 | 201923027 | ASHP | HRCU-A-CB | Platinum 19 | 19 | 24000
AMERICAN STANDARD | 4A6L9024A1 | 4PX*BU36BS3 | S9V2B040U3PSB+RP | 11 | 19600 | 4000 | 201922867 | ASHP | HRCU-A-CB | Platinum 19 | 18.5 | 23800
TRANE | 4TWL9024A1 | 4PX*BU36BS3 | S9V2B040U3PSB+RP | 11 | 19600 | 4000 | 201922945 | ASHP | HRCU-A-CB | XV19 | 18.5 | 23800
AMERICAN STANDARD | 4A6L9024A1 | 4TXFH036CZ3 | S9V2B040U3PSB+RP | 11 | 19600 | 4000 | 201923075 | ASHP | HRCU-A-CB | Platinum 19 | 19 | 23800
AMERICAN STANDARD | 4A6L9024A1 | 4TXFH036CZ3 | S9V2B080U3PSB+RP | 11 | 19600 | 4000 | 201923076 | ASHP | HRCU-A-CB | Platinum 19 | 19 | 23600
TRANE | 4TWL9024A1 | 4TXFH036CZ3 | *UD2B060ACV3 | 11 | 19600 | 4000 | 201923156 | ASHP | HRCU-A-CB | XV19 | 19 | 23800
TRANE | 4TWL9024A1 | 4TXFH024CZ3 | S9V2B040U3PSB+RP | 11 | 19800 | 4000 | 201922997 | ASHP | HRCU-A-CB | XV19 | 18 | 23200
TRANE | 4TWL9024A1 | 4TXFH036CZ3 | *UD2C080ACV4 | 11 | 19800 | 4000 | 201923000 | ASHP | HRCU-A-CB | XV19 | 19 | 24000
AMERICAN STANDARD | 4A6L9024A1 | 4TXCB006DS3 | *DD2B060ACV3 | 11 | 19800 | 4000 | 201922907 | ASHP | HRCU-A-CB | Platinum 19 | 18 | 22600
AMERICAN STANDARD | 4A6L9024A1 | 4TXFH024CZ3 | S9V2B040U3PSB+RP | 11 | 19800 | 4000 | 201922919 | ASHP | HRCU-A-CB | Platinum 19 | 18 | 23200
TRANE | 4TWL9024A1 | 4TXCB006DS3 | *DD2B060ACV3 | 11 | 19800 | 4000 | 201922985 | ASHP | HRCU-A-CB | XV19 | 18 | 22600
AMERICAN STANDARD | 4A6L9024A1 | 4TXFH036CZ3 | *UD2C080ACV4 | 11 | 19800 | 4000 | 201922922 | ASHP | HRCU-A-CB | Platinum 19 | 19 | 24000
GREE | VIR18HP230V1AO | VIR18HP230V1AH |  | 11 | 19800 | $2,500: 2 indoor heads; $4,000: >=3 indoor heads | 8237304 | ASHP | HRCU-A-CB-O |  | 20 | 18000
TRANE | 4TWL9024A1 | 4PX*CU36BS3 | *UHMC100ACV4 | 11 | 20000 | 4000 | 201922959 | ASHP | HRCU-A-CB | XV19 | 18 | 24200
TRANE | 4TWL9024A1 | 4PX*BD48BS3+HORIZ-RT | S9V2B060U4PSBC+RP | 11 | 20000 | 4000 | 206910642 | ASHP | HRCU-A-CB | XV19 | 19 | 24000
TRANE | 4TWL9024A1 | 4TXCB006DS3 | *DHMB060BCV3 | 11 | 20000 | 4000 | 201922983 | ASHP | HRCU-A-CB | XV19 | 17.5 | 22600
TRANE | 4TWL9024A1 | 4PX*BD42BS3 | *DD2B080ACV3 | 11 | 20000 | 4000 | 201923097 | ASHP | HRCU-A-CB | XV19 | 19 | 24600
TRANE | 4TWL9024A1 | 4PX*BD42BS3 | *DD2B060ACV3 | 11 | 20000 | 4000 | 201923098 | ASHP | HRCU-A-CB | XV19 | 19 | 24400
TRANE | 4TWL9024A1 | 4PX*BD42BS3+HORIZ-RT | *UD2B060ACV3 | 11 | 20000 | 4000 | 201923102 | ASHP | HRCU-A-CB | XV19 | 19 | 24800
TRANE | 4TWL9024A1 | 4PX*BD42BS3+HORIZ-RT | *UD2B080ACV3 | 11 | 20000 | 4000 | 201923103 | ASHP | HRCU-A-CB | XV19 | 19 | 24800
TRANE | 4TWL9024A1 | 4PX*BU36BS3 | *UD2B080ACV3 | 11 | 20000 | 4000 | 201923115 | ASHP | HRCU-A-CB | XV19 | 18.75 | 24000
TRANE | 4TWL9024A1 | 4PX*BU48BS3 | S9V2B040U3PSB+RP | 11 | 20000 | 4000 | 201923122 | ASHP | HRCU-A-CB | XV19 | 19.5 | 24000
TRANE | 4TWL9024A1 | 4TXFH024CZ3 | S9V2B080U3PSB+RP | 11 | 20000 | 4000 | 201923147 | ASHP | HRCU-A-CB | XV19 | 18 | 23400
TRANE | 4TWL9024A1 | 4TXFH024CZ3 | *UD2B080ACV3 | 11 | 20000 | 4000 | 201923149 | ASHP | HRCU-A-CB | XV19 | 18 | 23600
TRANE | 4TWL9024A1 | 4TXFH024CZ3 | *UD2B060ACV3 | 11 | 20000 | 4000 | 201923150 | ASHP | HRCU-A-CB | XV19 | 18 | 23400
TRANE | 4TWL9024A1 | 4TXFH024CZ3 | *UD2C080ACV4 | 11 | 20000 | 4000 | 201923151 | ASHP | HRCU-A-CB | XV19 | 18 | 23600
TRANE | 4TWL9024A1 | 4TXFH024CZ3 | S9V2B060U3PSB+RP | 11 | 20000 | 4000 | 201922996 | ASHP | HRCU-A-CB | XV19 | 18 | 23400
TRANE | 4TWL9024A1 | 4TXFH036CZ3 | *UD2B080ACV3 | 11 | 20000 | 4000 | 201922999 | ASHP | HRCU-A-CB | XV19 | 19 | 24000
TRANE | 4TWL9024A1 | TEM8A0B30V31+TDR |  | 11 | 20000 | 4000 | 201923003 | ASHP | HRCU-A-CB | XV19 | 19 | 23600
TRANE | 4TWL9024A1 | TEM8A0C36V31+TDR |  | 11 | 20000 | 4000 | 201923004 | ASHP | HRCU-A-CB | XV19 | 19.5 | 24000
AMERICAN STANDARD | 4A6L9024A1 | 4PX*BD36BS3 | S9V2B080D3PSB+RP | 11 | 20000 | 4000 | 201923013 | ASHP | HRCU-A-CB | Platinum 19 | 19.5 | 23600
AMERICAN STANDARD | 4A6L9024A1 | 4PX*BD42BS3 | *DD2B080ACV3 | 11 | 20000 | 4000 | 201923019 | ASHP | HRCU-A-CB | Platinum 19 | 19 | 24600
AMERICAN STANDARD | 4A6L9024A1 | 4PX*BD42BS3 | *DD2B060ACV3 | 11 | 20000 | 4000 | 201923020 | ASHP | HRCU-A-CB | Platinum 19 | 19 | 24400
AMERICAN STANDARD | 4A6L9024A1 | 4PX*BD42BS3+HORIZ-RT | *UD2B060ACV3 | 11 | 20000 | 4000 | 201923024 | ASHP | HRCU-A-CB | Platinum 19 | 19 | 24800
AMERICAN STANDARD | 4A6L9024A1 | 4PX*BD42BS3+HORIZ-RT | *UD2B080ACV3 | 11 | 20000 | 4000 | 201923025 | ASHP | HRCU-A-CB | Platinum 19 | 19 | 24800
TRANE | 4TWL9024A1 | 4TXFH036CZ3 | *UHMC100ACV4 | 11 | 20000 | 4000 | 201923157 | ASHP | HRCU-A-CB | XV19 | 18.5 | 23800
TRANE | 4TWL9024A1 | TEM8A0B24V21+TDR |  | 11 | 20000 | 4000 | 201923158 | ASHP | HRCU-A-CB | XV19 | 19 | 23800
TRANE | 4TWL9024A1 | TAM9A0A24V21 |  | 11 | 20000 | 4000 | 201978188 | ASHP | HRCU-A-CB | XV19 | 18.5 | 23000
AMERICAN STANDARD | 4A6L9024A1 | TAM9A0A24V21 |  | 11 | 20000 | 4000 | 201978189 | ASHP | HRCU-A-CB | Platinum 19 | 18.5 | 23000
AMERICAN STANDARD | 4A6L9024A1 | 4PX*CU36BS3 | *UHMC100ACV4 | 11 | 20000 | 4000 | 201922881 | ASHP | HRCU-A-CB | Platinum 19 | 18 | 24200
AMERICAN STANDARD | 4A6L9024A1 | 4PX*CU36BS3 | *UD2C080ACV4 | 11 | 20000 | 4000 | 201922882 | ASHP | HRCU-A-CB | Platinum 19 | 19 | 24000
AMERICAN STANDARD | 4A6L9024A1 | 4TXCB006DS3 | *DHMB060BCV3 | 11 | 20000 | 4000 | 201922905 | ASHP | HRCU-A-CB | Platinum 19 | 17.5 | 22600
AMERICAN STANDARD | 4A6L9024A1 | 4TXFH024CZ3 | S9V2B060U3PSB+RP | 11 | 20000 | 4000 | 201922918 | ASHP | HRCU-A-CB | Platinum 19 | 18 | 23400
TRANE | 4TWL9024A1 | 4PX*BD36BS3 | S9V2B080D3PSB+RP | 11 | 20000 | 4000 | 201923091 | ASHP | HRCU-A-CB | XV19 | 19.5 | 23600
TRANE | 4TWL9024A1 | 4PX*CU36BS3 | *UD2C080ACV4 | 11 | 20000 | 4000 | 201922960 | ASHP | HRCU-A-CB | XV19 | 19 | 24000
AMERICAN STANDARD | 4A6L9024A1 | 4PX*BD48BS3+HORIZ-RT | S9V2B060U4PSBC+RP | 11 | 20000 | 4000 | 206910602 | ASHP | HRCU-A-CB | Platinum 19 | 19 | 24000
AMERICAN STANDARD | 4A6L9024A1 | 4PX*BU36BS3 | *UD2B080ACV3 | 11 | 20000 | 4000 | 201923037 | ASHP | HRCU-A-CB | Platinum 19 | 18.75 | 24000
AMERICAN STANDARD | 4A6L9024A1 | 4PX*BU48BS3 | S9V2B040U3PSB+RP | 11 | 20000 | 4000 | 201923044 | ASHP | HRCU-A-CB | Platinum 19 | 19.5 | 24000
TRANE | 4TWL9024A1 | 4PX*BD42BS3 | *DHMB060BCV3 | 11 | 20000 | 4000 | 201922938 | ASHP | HRCU-A-CB | XV19 | 19 | 24000
AMERICAN STANDARD | 4A6L9024A1 | 4PX*BD42BS3 | *DHMB060BCV3 | 11 | 20000 | 4000 | 201922860 | ASHP | HRCU-A-CB | Platinum 19 | 19 | 24000
AMERICAN STANDARD | 4A6L9024A1 | 4PX*BU36BS3 | *UD2B060ACV3 | 11 | 20000 | 4000 | 201922865 | ASHP | HRCU-A-CB | Platinum 19 | 18.75 | 24000
TRANE | 4TWL9024A1 | 4PX*BU36BS3 | *UD2B060ACV3 | 11 | 20000 | 4000 | 201922943 | ASHP | HRCU-A-CB | XV19 | 18.75 | 24000
AMERICAN STANDARD | 4A6L9024A1 | 4TXFH024CZ3 | S9V2B080U3PSB+RP | 11 | 20000 | 4000 | 201923069 | ASHP | HRCU-A-CB | Platinum 19 | 18 | 23400
AMERICAN STANDARD | 4A6L9024A1 | 4TXFH024CZ3 | *UD2B080ACV3 | 11 | 20000 | 4000 | 201923071 | ASHP | HRCU-A-CB | Platinum 19 | 18 | 23600
AMERICAN STANDARD | 4A6L9024A1 | 4TXFH024CZ3 | *UD2B060ACV3 | 11 | 20000 | 4000 | 201923072 | ASHP | HRCU-A-CB | Platinum 19 | 18 | 23400
AMERICAN STANDARD | 4A6L9024A1 | 4TXFH024CZ3 | *UD2C080ACV4 | 11 | 20000 | 4000 | 201923073 | ASHP | HRCU-A-CB | Platinum 19 | 18 | 23600
AMERICAN STANDARD | 4A6L9024A1 | 4TXFH036CZ3 | *UD2B080ACV3 | 11 | 20000 | 4000 | 201922921 | ASHP | HRCU-A-CB | Platinum 19 | 19 | 24000
AMERICAN STANDARD | 4A6L9024A1 | TEM8A0B30V31+TDR |  | 11 | 20000 | 4000 | 201922925 | ASHP | HRCU-A-CB | Platinum 19 | 19 | 23600
AMERICAN STANDARD | 4A6L9024A1 | TEM8A0C36V31+TDR |  | 11 | 20000 | 4000 | 201922926 | ASHP | HRCU-A-CB | Platinum 19 | 19.5 | 24000
AMERICAN STANDARD | 4A6L9024A1 | 4TXFH036CZ3 | *UHMC100ACV4 | 11 | 20000 | 4000 | 201923079 | ASHP | HRCU-A-CB | Platinum 19 | 18.5 | 23800
AMERICAN STANDARD | 4A6L9024A1 | TEM8A0B24V21+TDR |  | 11 | 20000 | 4000 | 201923080 | ASHP | HRCU-A-CB | Platinum 19 | 19 | 23800
MDV | MOX430-18HFN1-MU0W-L | MTIU-18HWFN1-M |  | 11 | 20000 | $2,500: 2 indoor heads; $4,000: >=3 indoor heads | 207658594 | ASHP | HRCU-A-CB |  | 20.5 | 17800
MDV | MOX430-18HFN1-MU0W | MTIU-18HWFN1-M |  | 11 | 20000 | $2,500: 2 indoor heads; $4,000: >=3 indoor heads | 207614048 | ASHP | HRCU-A-CB |  | 20.5 | 18000
TRANE | 4TWL9024A1 | 4TXFH024CZ3 | *UHMC100ACV4 | 11 | 20200 | 4000 | 201923145 | ASHP | HRCU-A-CB | XV19 | 17.5 | 23600
AMERICAN STANDARD | 4A6L9024A1 | 4TXFH024CZ3 | *UHMC100ACV4 | 11 | 20200 | 4000 | 201923067 | ASHP | HRCU-A-CB | Platinum 19 | 17.5 | 23600
AMERICAN STANDARD | 4A6L9024A1 | 4PX*CU60BS3 | *UD2C080ACV4 | 11 | 20200 | 4000 | 201923049 | ASHP | HRCU-A-CB | Platinum 19 | 20 | 25000
TRANE | 4TWL9024A1 | 4PX*CU60BS3 | *UD2C080ACV4 | 11 | 20200 | 4000 | 201923127 | ASHP | HRCU-A-CB | XV19 | 20 | 25000
TRANE | 4TWL9024A1 | 4PX*BU24BS3 | S9V2B080U3PSB+RP | 11 | 20200 | 4000 | 201922941 | ASHP | HRCU-A-CB | XV19 | 18 | 22600
AMERICAN STANDARD | 4A6L9024A1 | 4PX*BU24BS3 | S9V2B080U3PSB+RP | 11 | 20200 | 4000 | 201922863 | ASHP | HRCU-A-CB | Platinum 19 | 18 | 22600
TRANE | 4TWL9024A1 | 4TXCB006DS3 | *DD2B080ACV3 | 11 | 20200 | 4000 | 201922984 | ASHP | HRCU-A-CB | XV19 | 18 | 23000
TRANE | 4TWL9024A1 | 4PX*BD36BS3 | *DHMB080ACV3 | 11 | 20200 | 4000 | 201922932 | ASHP | HRCU-A-CB | XV19 | 17.5 | 23200
AMERICAN STANDARD | 4A6L9024A1 | 4PX*BD36BS3 | *DHMB060BCV3 | 11 | 20200 | 4000 | 201922277 | ASHP | HRCU-A-CB | Platinum 19 | 19 | 23400
AMERICAN STANDARD | 4A6L9024A1 | 4PX*BD36BS3+HORIZ-RT | S9V2B060U3PSB+RP | 11 | 20200 | 4000 | 201923016 | ASHP | HRCU-A-CB | Platinum 19 | 19 | 23600
AMERICAN STANDARD | 4A6L9024A1 | 4TXCB006DS3 | *DD2B080ACV3 | 11 | 20200 | 4000 | 201922906 | ASHP | HRCU-A-CB | Platinum 19 | 18 | 23000
TRANE | 4TWL9024A1 | 4PX*BD36BS3+HORIZ-RT | S9V2B060U3PSB+RP | 11 | 20200 | 4000 | 201923094 | ASHP | HRCU-A-CB | XV19 | 19 | 23600
TRANE | 4TWL9024A1 | 4PX*BD36BS3 | *DHMB060BCV3 | 11 | 20200 | 4000 | 201921616 | ASHP | HRCU-A-CB | XV19 | 19 | 23400
AMERICAN STANDARD | 4A6L9024A1 | 4PX*BD36BS3 | *DHMB080ACV3 | 11 | 20200 | 4000 | 201922854 | ASHP | HRCU-A-CB | Platinum 19 | 17.5 | 23200
AMERICAN STANDARD / MITSUBISHI ELECTRIC | NAXSPB18A112A* | NAXWPH18B112AA |  | 11 | 20200 | $2,500: 2 indoor heads; $5,000: >=3 indoor heads | 206401424 | ccASHP | HRCU-A-CB-O | Nv Series Pro | 21 | 17200 | 2.06 | 103
MITSUBISHI ELECTRIC | MUZ-FH18NAH2 | MSZ-FS18NA-U1 |  | 11 | 20200 | $2,500: 2 indoor heads; $5,000: >=3 indoor heads | 206401417 | ccASHP | HRCU-A-CB-O | M-Series H2i | 21 | 17200 | 2.06 | 103
MITSUBISHI ELECTRIC | NAXSPB18A112A* | MSZ-FH18NA2 |  | 11 | 20200 | $2,500: 2 indoor heads; $5,000: >=3 indoor heads | 204629348 | ccASHP | HRCU-A-CB-O | Nv Series | 21 | 17200 | 2.06 | 103
AMERICAN STANDARD / MITSUBISHI ELECTRIC | NAXSPB18B112A* | NAXWPH18A112AA |  | 11 | 20200 | $2,500: 2 indoor heads; $5,000: >=3 indoor heads | 206425188 | ccASHP | HRCU-A-CB-O |  | 21 | 17200 | 2.06 | 103
TRANE / MITSUBISHI ELECTRIC | NTXSPB18B112A* | NTXWPH18A112AA |  | 11 | 20200 | $2,500: 2 indoor heads; $5,000: >=3 indoor heads | 206425195 | ccASHP | HRCU-A-CB-O |  | 21 | 17200 | 2.06 | 103
TRANE / MITSUBISHI ELECTRIC | NTXSPB18A112A* | NTXWPH18B112AA |  | 11 | 20200 | $2,500: 2 indoor heads; $5,000: >=3 indoor heads | 206401431 | ccASHP | HRCU-A-CB-O | Nv Series Pro | 21 | 17200 | 2.06 | 103
MITSUBISHI ELECTRIC | NTXSPB18A112A* | MSZ-FH18NA2 |  | 11 | 20200 | $2,500: 2 indoor heads; $5,000: >=3 indoor heads | 204629261 | ccASHP | HRCU-A-CB-O | Nv Series | 21 | 17200 | 2.06 | 103
MITSUBISHI ELECTRIC | MUZ-FH18NAH2 | NAXWPH18A112A* |  | 11 | 20200 | $2,500: 2 indoor heads; $5,000: >=3 indoor heads | 204629571 | ccASHP | HRCU-A-CB-O | M-Series H2i | 21 | 17200 | 2.06 | 103
MITSUBISHI ELECTRIC | MUZ-FH18NAH2 | NTXWPH18A112A* |  | 11 | 20200 | $2,500: 2 indoor heads; $5,000: >=3 indoor heads | 204629564 | ccASHP | HRCU-A-CB-O | M-Series H2i | 21 | 17200 | 2.06 | 103
MITSUBISHI ELECTRIC | MUZ-FS18NAH-U1 | MSZ-FH18NA-U1 |  | 11 | 20200 | $2,500: 2 indoor heads; $5,000: >=3 indoor heads | 206425186 | ccASHP | HRCU-A-CB-O |  | 21 | 17200 | 2.06 | 103
TRANE / MITSUBISHI ELECTRIC | NTXSPB18A112AA | NTXWPH18A112AA |  | 11 | 20300 | $2,500: 2 indoor heads; $5,000: >=3 indoor heads | 202373731 | ccASHP | HRCU-A-CB-O | M-Series H2i | 21 | 17200 | 2.06 | 102
AMERICAN STANDARD / MITSUBISHI ELECTRIC | NAXSPB18A112AA | NAXWPH18A112AA |  | 11 | 20300 | $2,500: 2 indoor heads; $5,000: >=3 indoor heads | 202373691 | ccASHP | HRCU-A-CB-O | M-Series H2i | 21 | 17200 | 2.06 | 102
MITSUBISHI ELECTRIC | MUZ-FH18NAH2 | MSZ-FH18NA** |  | 11 | 20300 | $2,500: 2 indoor heads; $5,000: >=3 indoor heads | 201754303 | ccASHP | HRCU-A-CB-O | Mitsubishi Electric | 21 | 17200 | 2.06 | 102
TRANE | 4TWL9024A1 | 4PX*BD36BS3+HORIZ-RT | S9V2B080U3PSB+RP | 11 | 20400 | 4000 | 201923095 | ASHP | HRCU-A-CB | XV19 | 19 | 23600
TRANE | 4TWL9024A1 | 4PX*BU42BS3 | *UHMB060ACV3 | 11 | 20400 | 4000 | 201922949 | ASHP | HRCU-A-CB | XV19 | 18 | 24400
TRANE | 4TWL9024A1 | 4PX*BD48BS3 | S9V2B060D3PSB+RP | 11 | 20400 | 4000 | 201923106 | ASHP | HRCU-A-CB | XV19 | 19 | 24200
TRANE | 4TWL9024A1 | 4PX*BU48BS3 | *UD2B080ACV3 | 11 | 20400 | 4000 | 201923124 | ASHP | HRCU-A-CB | XV19 | 19.5 | 24600
AMERICAN STANDARD | 4A6L9024A1 | 4PX*CU60BS3 | *UHMC100ACV4 | 11 | 20400 | 4000 | 201923048 | ASHP | HRCU-A-CB | Platinum 19 | 19 | 25000
AMERICAN STANDARD | 4A6L9024A1 | 4PX*BD36BS3+HORIZ-RT | S9V2B080U3PSB+RP | 11 | 20400 | 4000 | 201923017 | ASHP | HRCU-A-CB | Platinum 19 | 19 | 23600
AMERICAN STANDARD | 4A6L9024A1 | 4PX*BD48BS3 | S9V2B060D3PSB+RP | 11 | 20400 | 4000 | 201923028 | ASHP | HRCU-A-CB | Platinum 19 | 19 | 24200
AMERICAN STANDARD | 4A6L9024A1 | 4PX*BU48BS3 | *UD2B080ACV3 | 11 | 20400 | 4000 | 201923046 | ASHP | HRCU-A-CB | Platinum 19 | 19.5 | 24600
AMERICAN STANDARD | 4A6L9024A1 | 4PX*BU42BS3 | *UHMB060ACV3 | 11 | 20400 | 4000 | 201922871 | ASHP | HRCU-A-CB | Platinum 19 | 18 | 24400
TRANE | 4TWL9024A1 | 4PX*CU60BS3 | *UHMC100ACV4 | 11 | 20400 | 4000 | 201923126 | ASHP | HRCU-A-CB | XV19 | 19 | 25000
TRANE | 4TWL9024A1 | 4PX*BU48BS3 | *UHMB060ACV3 | 11 | 20600 | 4000 | 201922953 | ASHP | HRCU-A-CB | XV19 | 18 | 24000
TRANE | 4TWL9024A1 | 4TXCB003DS3 | S9V2B040U3VSA+RP | 11 | 20600 | 4000 | 207062438 | ASHP | HRCU-A-CB | XV19 | 18 | 23000
TRANE | 4TWL9024A1 | 4PX*CD36BS3+HORIZ-RT | *UD2C080ACV4 | 11 | 20600 | 4000 | 201922956 | ASHP | HRCU-A-CB | XV19 | 19 | 24000
TRANE | 4TWL9024A1 | 4PX*BD48BS3 | *DHMB080ACV3 | 11 | 20600 | 4000 | 201923108 | ASHP | HRCU-A-CB | XV19 | 17.5 | 24000
TRANE | 4TWL9024A1 | 4PX*BD48BS3+HORIZ-RT | S9V2B060U3PSB+RP | 11 | 20600 | 4000 | 201923109 | ASHP | HRCU-A-CB | XV19 | 19 | 24200
TRANE | 4TWL9024A1 | 4PX*BU24BS3 | S9V2B060U3PSB+RP | 11 | 20600 | 4000 | 201923111 | ASHP | HRCU-A-CB | XV19 | 18 | 22600
TRANE | 4TWL9024A1 | 4PX*BU48BS3 | *UD2B060ACV3 | 11 | 20600 | 4000 | 201923123 | ASHP | HRCU-A-CB | XV19 | 19.5 | 24600
AMERICAN STANDARD | 4A6L9024A1 | 4PX*BD24BS3 | S9V2B060D3PSB+RP | 11 | 20600 | 4000 | 201923005 | ASHP | HRCU-A-CB | Platinum 19 | 17 | 22400
AMERICAN STANDARD | 4A6L9024A1 | 4PX*BD36BS3 | *DD2B080ACV3 | 11 | 20600 | 4000 | 201923011 | ASHP | HRCU-A-CB | Platinum 19 | 19 | 24000
AMERICAN STANDARD | 4A6L9024A1 | 4PX*BD36BS3+HORIZ-RT | *UD2B060ACV3 | 11 | 20600 | 4000 | 201923014 | ASHP | HRCU-A-CB | Platinum 19 | 19 | 24000
AMERICAN STANDARD | 4A6L9024A1 | 4PX*BU48BS3 | *UHMB080ACV3 | 11 | 20600 | 4000 | 201922876 | ASHP | HRCU-A-CB | Platinum 19 | 18 | 24600
AMERICAN STANDARD | 4A6L9024A1 | 4PX*CD36BS3+HORIZ-RT | *UD2C080ACV4 | 11 | 20600 | 4000 | 201922878 | ASHP | HRCU-A-CB | Platinum 19 | 19 | 24000
TRANE | 4TWL9024A1 | 4PX*BD36BS3+HORIZ-RT | *UD2B060ACV3 | 11 | 20600 | 4000 | 201923092 | ASHP | HRCU-A-CB | XV19 | 19 | 24000
AMERICAN STANDARD | 4A6L9024A1 | 4TXCB003DS3 | S9V2B040U3VSA+RP | 11 | 20600 | 4000 | 207062439 | ASHP | HRCU-A-CB | Platinum 19 | 18 | 23000
AMERICAN STANDARD | 4A6L9024A1 | 4PX*BD48BS3 | *DHMB080ACV3 | 11 | 20600 | 4000 | 201923030 | ASHP | HRCU-A-CB | Platinum 19 | 17.5 | 24000
AMERICAN STANDARD | 4A6L9024A1 | 4PX*BU24BS3 | S9V2B060U3PSB+RP | 11 | 20600 | 4000 | 201923033 | ASHP | HRCU-A-CB | Platinum 19 | 18 | 22600
AMERICAN STANDARD | 4A6L9024A1 | 4PX*BU48BS3 | *UD2B060ACV3 | 11 | 20600 | 4000 | 201923045 | ASHP | HRCU-A-CB | Platinum 19 | 19.5 | 24600
TRANE | 4TWL9024A1 | 4PX*BD48BS3 | *DHMB060BCV3 | 11 | 20600 | 4000 | 201921618 | ASHP | HRCU-A-CB | XV19 | 19 | 24000
TRANE | 4TWL9024A1 | 4PX*BD48BS3+HORIZ-RT | *UD2B080ACV3 | 11 | 20600 | 4000 | 201921621 | ASHP | HRCU-A-CB | XV19 | 19 | 24000
AMERICAN STANDARD | 4A6L9024A1 | 4PX*BD48BS3 | *DHMB060BCV3 | 11 | 20600 | 4000 | 201922279 | ASHP | HRCU-A-CB | Platinum 19 | 19 | 24000
AMERICAN STANDARD | 4A6L9024A1 | 4PX*BD48BS3+HORIZ-RT | *UD2B080ACV3 | 11 | 20600 | 4000 | 201922282 | ASHP | HRCU-A-CB | Platinum 19 | 19 | 24000
TRANE | 4TWL9024A1 | 4PX*BD36BS3 | S9V2B040D3PSB+RP | 11 | 20600 | 4000 | 201922934 | ASHP | HRCU-A-CB | XV19 | 19 | 23400
TRANE | 4TWL9024A1 | 4PX*BD36BS3+HORIZ-RT | *UD2B080ACV3 | 11 | 20600 | 4000 | 201922935 | ASHP | HRCU-A-CB | XV19 | 19 | 24000
AMERICAN STANDARD | 4A6L9024A1 | 4PX*BD36BS3 | S9V2B040D3PSB+RP | 11 | 20600 | 4000 | 201922856 | ASHP | HRCU-A-CB | Platinum 19 | 19 | 23400
AMERICAN STANDARD | 4A6L9024A1 | 4PX*BD36BS3+HORIZ-RT | *UD2B080ACV3 | 11 | 20600 | 4000 | 201922857 | ASHP | HRCU-A-CB | Platinum 19 | 19 | 24000
AMERICAN STANDARD | 4A6L9024A1 | 4PX*BD48BS3 | S9V2B080D3PSB+RP | 11 | 20600 | 4000 | 201922861 | ASHP | HRCU-A-CB | Platinum 19 | 19 | 24000
AMERICAN STANDARD | 4A6L9024A1 | 4PX*BU48BS3 | *UHMB060ACV3 | 11 | 20600 | 4000 | 201922875 | ASHP | HRCU-A-CB | Platinum 19 | 18 | 24000
TRANE | 4TWL9024A1 | 4PX*BD48BS3 | S9V2B080D3PSB+RP | 11 | 20600 | 4000 | 201922939 | ASHP | HRCU-A-CB | XV19 | 19 | 24000
TRANE | 4TWL9024A1 | 4PX*BD48BS3+HORIZ-RT | S9V2B080U3PSB+RP | 11 | 20600 | 4000 | 201922940 | ASHP | HRCU-A-CB | XV19 | 19 | 24000
TRANE | 4TWL9024A1 | 4PX*BD24BS3 | S9V2B060D3PSB+RP | 11 | 20600 | 4000 | 201923083 | ASHP | HRCU-A-CB | XV19 | 17 | 22400
TRANE | 4TWL9024A1 | 4PX*BD36BS3 | *DD2B080ACV3 | 11 | 20600 | 4000 | 201923089 | ASHP | HRCU-A-CB | XV19 | 19 | 24000
TRANE | 4TWL9024A1 | 4PX*BU48BS3 | *UHMB080ACV3 | 11 | 20600 | 4000 | 201922954 | ASHP | HRCU-A-CB | XV19 | 18 | 24600
TRANE | 4TWL9024A1 | 4PX*CU42BS3 | *UHMC100ACV4 | 11 | 20800 | 4000 | 201922962 | ASHP | HRCU-A-CB | XV19 | 19 | 24400
TRANE | 4TWL9024A1 | 4PX*BU42BS3 | *UD2B080ACV3 | 11 | 20800 | 4000 | 201923118 | ASHP | HRCU-A-CB | XV19 | 19 | 24600
TRANE | 4TWL9024A1 | 4PX*BU42BS3 | *UD2B060ACV3 | 11 | 20800 | 4000 | 201923119 | ASHP | HRCU-A-CB | XV19 | 19 | 24600
AMERICAN STANDARD | 4A6L9024A1 | 4PX*CU42BS3 | *UHMC100ACV4 | 11 | 20800 | 4000 | 201922884 | ASHP | HRCU-A-CB | Platinum 19 | 19 | 24400
AMERICAN STANDARD | 4A6L9024A1 | 4PX*BU42BS3 | *UD2B080ACV3 | 11 | 20800 | 4000 | 201923040 | ASHP | HRCU-A-CB | Platinum 19 | 19 | 24600
AMERICAN STANDARD | 4A6L9024A1 | 4PX*BD36BS3 | *DD2B060ACV3 | 11 | 20800 | 4000 | 201922855 | ASHP | HRCU-A-CB | Platinum 19 | 19 | 24000
TRANE | 4TWL9024A1 | 4PX*BD48BS3 | *DD2B060ACV3 | 11 | 20800 | 4000 | 201921619 | ASHP | HRCU-A-CB | XV19 | 19 | 24200
TRANE | 4TWL9024A1 | 4PX*BD48BS3+HORIZ-RT | *UD2B060ACV3 | 11 | 20800 | 4000 | 201921622 | ASHP | HRCU-A-CB | XV19 | 19 | 24200
AMERICAN STANDARD | 4A6L9024A1 | 4PX*BD48BS3 | *DD2B060ACV3 | 11 | 20800 | 4000 | 201922280 | ASHP | HRCU-A-CB | Platinum 19 | 19 | 24200
AMERICAN STANDARD | 4A6L9024A1 | 4PX*BD48BS3+HORIZ-RT | *UD2B060ACV3 | 11 | 20800 | 4000 | 201922283 | ASHP | HRCU-A-CB | Platinum 19 | 19 | 24200
TRANE | 4TWL9024A1 | 4PX*BD36BS3 | *DD2B060ACV3 | 11 | 20800 | 4000 | 201922933 | ASHP | HRCU-A-CB | XV19 | 19 | 24000
AMERICAN STANDARD | 4A6L9024A1 | 4PX*BU42BS3 | *UD2B060ACV3 | 11 | 20800 | 4000 | 201923041 | ASHP | HRCU-A-CB | Platinum 19 | 19 | 24600
TRANE | 4TWL9024A1 | 4PX*BD30BS3 | S9V2B040D3PSB+RP | 11 | 21000 | 4000 | 201922931 | ASHP | HRCU-A-CB | XV19 | 18.5 | 23400
AMERICAN STANDARD | 4A6L9024A1 | 4PX*BD24BS3 | *DD2B080ACV3 | 11 | 21000 | 4000 | 201922849 | ASHP | HRCU-A-CB | Platinum 19 | 17.5 | 23000
AMERICAN STANDARD | 4A6L9024A1 | 4PX*BD30BS3 | S9V2B080D3PSB+RP | 11 | 21000 | 4000 | 201922851 | ASHP | HRCU-A-CB | Platinum 19 | 19 | 23200
AMERICAN STANDARD | 4A6L9024A1 | 4PX*BD30BS3 | S9V2B060D3PSB+RP | 11 | 21000 | 4000 | 201922852 | ASHP | HRCU-A-CB | Platinum 19 | 19 | 23200
AMERICAN STANDARD | 4A6L9024A1 | 4PX*BD30BS3 | S9V2B040D3PSB+RP | 11 | 21000 | 4000 | 201922853 | ASHP | HRCU-A-CB | Platinum 19 | 18.5 | 23400
AMERICAN STANDARD | 4A6L9024A1 | 4PX*BU42BS3 | *UHMB080ACV3 | 11 | 21000 | 4000 | 201922870 | ASHP | HRCU-A-CB | Platinum 19 | 18 | 24200
TRANE | 4TWL9024A1 | 4PX*BU42BS3 | *UHMB080ACV3 | 11 | 21000 | 4000 | 201922948 | ASHP | HRCU-A-CB | XV19 | 18 | 24200
TRANE | 4TWL9024A1 | 4PX*BD24BS3 | *DD2B080ACV3 | 11 | 21000 | 4000 | 201922927 | ASHP | HRCU-A-CB | XV19 | 17.5 | 23000
TRANE | 4TWL9024A1 | 4PX*BD30BS3 | S9V2B080D3PSB+RP | 11 | 21000 | 4000 | 201922929 | ASHP | HRCU-A-CB | XV19 | 19 | 23200
TRANE | 4TWL9024A1 | 4PX*BD30BS3 | S9V2B060D3PSB+RP | 11 | 21000 | 4000 | 201922930 | ASHP | HRCU-A-CB | XV19 | 19 | 23200
TRANE | 4TWL9024A1 | 4PX*BU30BS3 | S9V2B040U3PSB+RP | 11 | 21200 | 4000 | 201923113 | ASHP | HRCU-A-CB | XV19 | 18.5 | 23600
AMERICAN STANDARD | 4A6L9024A1 | 4PX*BU30BS3 | S9V2B040U3PSB+RP | 11 | 21200 | 4000 | 201923035 | ASHP | HRCU-A-CB | Platinum 19 | 18.5 | 23600
TRANE | 4TWL9024A1 | 4PX*BD30BS3 | *DD2B060ACV3 | 11 | 21200 | 4000 | 201921615 | ASHP | HRCU-A-CB | XV19 | 19 | 23000
TRANE | 4TWL9024A1 | 4PX*BU30BS3 | *UD2B060ACV3 | 11 | 21200 | 4000 | 201921628 | ASHP | HRCU-A-CB | XV19 | 18.5 | 23600
AMERICAN STANDARD | 4A6L9024A1 | 4PX*BU30BS3 | *UHMB080ACV3 | 11 | 21200 | 4000 | 201922293 | ASHP | HRCU-A-CB | Platinum 19 | 17 | 23000
TRANE | 4TWL9024A1 | 4PX*BU30BS3 | *UHMB080ACV3 | 11 | 21200 | 4000 | 201921632 | ASHP | HRCU-A-CB | XV19 | 17 | 23000
AMERICAN STANDARD | 4A6L9024A1 | 4PX*BD30BS3 | *DD2B060ACV3 | 11 | 21200 | 4000 | 201922276 | ASHP | HRCU-A-CB | Platinum 19 | 19 | 23000
AMERICAN STANDARD | 4A6L9024A1 | 4PX*BU30BS3 | *UD2B060ACV3 | 11 | 21200 | 4000 | 201922289 | ASHP | HRCU-A-CB | Platinum 19 | 18.5 | 23600
AMERICAN STANDARD | 4A6L9024A1 | 4PX*BU30BS3 | *UD2B080ACV3 | 11 | 21200 | 4000 | 201922290 | ASHP | HRCU-A-CB | Platinum 19 | 18.5 | 23600
TRANE | 4TWL9024A1 | 4PX*BU30BS3 | *UD2B080ACV3 | 11 | 21200 | 4000 | 201921629 | ASHP | HRCU-A-CB | XV19 | 18.5 | 23600
LENNOX | SL25XPV-024-230A** | CH35-42B+TDR+TXV | SL280UH080NV48B* | 11 | 21400 | 5000 | 207436170 | ccASHP | HRCU-A-CB | DAVE LENNOX SIGNATURE SL25XPV SERIES | 24 | 23200 | 2 | 92
LENNOX | SL25XPV-024-230A** | CHX35-42B-**-*+TDR | SL280UH090V36B* | 11 | 21400 | 5000 | 207436197 | ccASHP | HRCU-A-CB | DAVE LENNOX SIGNATURE SL25XPV SERIES | 24 | 23200 | 1.99 | 92
LENNOX | SL25XPV-024-230A** | CHX35-42B-**-*+TDR | SL280UH080NV48B* | 11 | 21400 | 5000 | 207436196 | ccASHP | HRCU-A-CB | DAVE LENNOX SIGNATURE SL25XPV SERIES | 24 | 23200 | 2 | 92
LENNOX | SL25XPV-024-230A** | CH35-42B+TDR+TXV | SL280UH090V36B* | 11 | 21400 | 5000 | 207436171 | ccASHP | HRCU-A-CB | DAVE LENNOX SIGNATURE SL25XPV SERIES | 24 | 23200 | 1.99 | 92
TRANE | 4TWL9024A1 | 4PX*BU30BS3 | *UHMB060ACV3 | 11 | 21600 | 4000 | 201921631 | ASHP | HRCU-A-CB | XV19 | 17 | 23200
TRANE | 4TWL9024A1 | 4PX*BD30BS3 | *DHMB060BCV3 | 11 | 21600 | 4000 | 201921613 | ASHP | HRCU-A-CB | XV19 | 18 | 23400
AMERICAN STANDARD | 4A6L9024A1 | 4PX*BU30BS3 | *UHMB060ACV3 | 11 | 21600 | 4000 | 201922292 | ASHP | HRCU-A-CB | Platinum 19 | 17 | 23200
AMERICAN STANDARD | 4A6L9024A1 | 4PX*BD30BS3 | *DHMB060BCV3 | 11 | 21600 | 4000 | 201922274 | ASHP | HRCU-A-CB | Platinum 19 | 18 | 23400
DAIKIN | RXS18LVJU | FTXS18LVJU |  | 11 | 21600 | $2,500: 2 indoor heads; $4,000: >=3 indoor heads | 5265757 | ASHP | HRCU-A-CB-O |  | 20.3 | 18000
HITACHI | RAC-SH18WHLAE | RAS-SH18RHLAE |  | 11 | 21700 | $2,500: 2 indoor heads; $4,000: >=3 indoor heads | 206143041 | ASHP | HRCU-A-CB-O |  | 22 | 18000
LG | LMU180HV |  |  | 11 | 22000 | $2,500: 2 indoor heads; $5,000: >=3 indoor heads | 206221543 | ccASHP | HMSR-A-CB |  | 22.5 | 18000 | 2.3 | 80
LENNOX | SL25XPV-024-230A** | CBA38MV-042-230*+TDR |  | 11 | 22200 | 5000 | 207436142 | ccASHP | HRCU-A-CB | DAVE LENNOX SIGNATURE SL25XPV SERIES | 24 | 23200 | 2.01 | 89
FUJITSU | FO2420RVJCAB | FH2421ELVJUC |  | 11 | 22400 | 5000 | 202843117 | ccASHP | HRCU-A-CB |  | 20 | 22800 | 1.91 | 76
RHEEM | RP2024BJV | RHMV2421UEAC |  | 11 | 22400 | 5000 | 202141048 | ccASHP | HRCU-A-CB |  | 20 | 22800 | 1.91 | 76
RUUD | UP2024BJV | RHMV2421UEAC |  | 11 | 22400 | 5000 | 202141158 | ccASHP | HRCU-A-CB |  | 20 | 22800 | 1.91 | 76
CARRIER | 25VNA024A*030* | CAP**6021AL*+UI & 59*N*A060V17**14 |  | 11 | 22800 | 5000 | 9892535 | ccASHP | HRCU-A-CB | Infinity® 20 Heat Pump with Greenspeed® Intelligence | 19.5 | 24600 | 2.41 | 90
BRYANT | 280ANV024*0**A* | CAP**6021AL*+UI & 98(6*B,7*A)42060V17*** |  | 11 | 22800 | 5000 | 9893485 | ccASHP | HRCU-A-CB | Bryant® Extreme Heat Pump | 19.5 | 24600 | 2.41 | 90
CARRIER | 25VNA024A*030* | CSPH*4812AL*+UI & 59*N*A100V21**22 |  | 11 | 23000 | 5000 | 9892603 | ccASHP | HRCU-A-CB | Infinity® 20 Heat Pump with Greenspeed® Intelligence | 19.5 | 24800 | 2.41 | 90
CARRIER | 25VNA024A*030* | CSPH*4812AL*+UI & 59*N*A080V21**20 |  | 11 | 23000 | 5000 | 9892602 | ccASHP | HRCU-A-CB | Infinity® 20 Heat Pump with Greenspeed® Intelligence | 19 | 24800 | 2.41 | 90
BRYANT | 280ANV024*0**A* | CAP**3621AL*+UI & 98(6*B,7*A)66100V21*** |  | 11 | 23000 | 5000 | 9893514 | ccASHP | HRCU-A-CB | Bryant® Extreme Heat Pump | 19 | 24000 | 2.24 | 90
BRYANT | 280ANV024*0**A* | CAP**4221AL*+UI & 98(6*B,7*A)60080V21*** |  | 11 | 23000 | 5000 | 9893516 | ccASHP | HRCU-A-CB | Bryant® Extreme Heat Pump | 19 | 24200 | 2.28 | 90
BRYANT | 280ANV024*0**A* | CAP**4221AL*+UI & 98(6*B,7*A)66100V21*** |  | 11 | 23000 | 5000 | 9893517 | ccASHP | HRCU-A-CB | Bryant® Extreme Heat Pump | 19 | 24200 | 2.28 | 90
BRYANT | 280ANV024*0**A* | CAP**4224AL*+UI & 98(6*B,7*A)60080V21*** |  | 11 | 23000 | 5000 | 9893519 | ccASHP | HRCU-A-CB | Bryant® Extreme Heat Pump | 19 | 24200 | 2.28 | 90
BRYANT | 280ANV024*0**A* | CAP**4224AL*+UI & 98(6*B,7*A)66100V21*** |  | 11 | 23000 | 5000 | 9893520 | ccASHP | HRCU-A-CB | Bryant® Extreme Heat Pump | 19 | 24200 | 2.28 | 90
BRYANT | 280ANV024*0**A* | CNPV*4824AL*+UI & 98(6*B,7*A)60080V21*** |  | 11 | 23000 | 5000 | 9893540 | ccASHP | HRCU-A-CB | Bryant® Extreme Heat Pump | 19.5 | 24800 | 2.39 | 90
BRYANT | 280ANV024*0**A* | CNPV*4824AL*+UI & 98(6*B,7*A)66100V21*** |  | 11 | 23000 | 5000 | 9893541 | ccASHP | HRCU-A-CB | Bryant® Extreme Heat Pump | 19.5 | 24800 | 2.41 | 90
BRYANT | 280ANV024*0**A* | CSPH*4212AL*+UI & 98(6*B,7*A)66100V21*** |  | 11 | 23000 | 5000 | 9893550 | ccASHP | HRCU-A-CB | Bryant® Extreme Heat Pump | 19 | 24800 | 2.39 | 90
BRYANT | 280ANV024*0**A* | CSPH*4812AL*+UI & 98(6*B,7*A)60080V21*** |  | 11 | 23000 | 5000 | 9893552 | ccASHP | HRCU-A-CB | Bryant® Extreme Heat Pump | 19 | 24800 | 2.41 | 90
BRYANT | 280ANV024*0**A* | CSPH*4812AL*+UI & 98(6*B,7*A)66100V21*** |  | 11 | 23000 | 5000 | 9893553 | ccASHP | HRCU-A-CB | Bryant® Extreme Heat Pump | 19.5 | 24800 | 2.41 | 90
CARRIER | 25VNA024A*030* | CAP**3621AL*+UI & 59*N*A080V21**20 |  | 11 | 23000 | 5000 | 9892563 | ccASHP | HRCU-A-CB | Infinity® 20 Heat Pump with Greenspeed® Intelligence | 19 | 24000 | 2.22 | 90
CARRIER | 25VNA024A*030* | CAP**3621AL*+UI & 59*N*A100V21**22 |  | 11 | 23000 | 5000 | 9892564 | ccASHP | HRCU-A-CB | Infinity® 20 Heat Pump with Greenspeed® Intelligence | 19 | 24000 | 2.24 | 90
CARRIER | 25VNA024A*030* | CAP**4221AL*+UI & 59*N*A080V21**20 |  | 11 | 23000 | 5000 | 9892566 | ccASHP | HRCU-A-CB | Infinity® 20 Heat Pump with Greenspeed® Intelligence | 19 | 24200 | 2.28 | 90
CARRIER | 25VNA024A*030* | CAP**4221AL*+UI & 59*N*A100V21**22 |  | 11 | 23000 | 5000 | 9892567 | ccASHP | HRCU-A-CB | Infinity® 20 Heat Pump with Greenspeed® Intelligence | 19 | 24200 | 2.28 | 90
CARRIER | 25VNA024A*030* | CAP**4224AL*+UI & 59*N*A080V21**20 |  | 11 | 23000 | 5000 | 9892569 | ccASHP | HRCU-A-CB | Infinity® 20 Heat Pump with Greenspeed® Intelligence | 19 | 24200 | 2.28 | 90
CARRIER | 25VNA024A*030* | CAP**4224AL*+UI & 59*N*A100V21**22 |  | 11 | 23000 | 5000 | 9892570 | ccASHP | HRCU-A-CB | Infinity® 20 Heat Pump with Greenspeed® Intelligence | 19 | 24200 | 2.28 | 90
CARRIER | 25VNA024A*030* | CNPV*4824AL*+UI & 59*N*A080V21**20 |  | 11 | 23000 | 5000 | 9892590 | ccASHP | HRCU-A-CB | Infinity® 20 Heat Pump with Greenspeed® Intelligence | 19.5 | 24800 | 2.39 | 90
CARRIER | 25VNA024A*030* | CNPV*4824AL*+UI & 59*N*A100V21**22 |  | 11 | 23000 | 5000 | 9892591 | ccASHP | HRCU-A-CB | Infinity® 20 Heat Pump with Greenspeed® Intelligence | 19.5 | 24800 | 2.41 | 90
CARRIER | 25VNA024A*030* | CSPH*4212AL*+UI & 59*N*A100V21**22 |  | 11 | 23000 | 5000 | 9892600 | ccASHP | HRCU-A-CB | Infinity® 20 Heat Pump with Greenspeed® Intelligence | 19 | 24800 | 2.39 | 90
BRYANT | 280ANV024*0**A* | CAP**3621AL*+UI & 98(6*B,7*A)60080V21*** |  | 11 | 23000 | 5000 | 9893513 | ccASHP | HRCU-A-CB | Bryant® Extreme Heat Pump | 19 | 24000 | 2.22 | 90
CARRIER | 25VNA024A*030* | CSPH*6012AL*+UI & 59MN7A060V21**20 |  | 11 | 23200 | 5000 | 9892604 | ccASHP | HRCU-A-CB | Infinity® 20 Heat Pump with Greenspeed® Intelligence | 19 | 25000 | 2.43 | 90
CARRIER | 25VNA024A*030* | CSPH*4812AL*+UI & 59MN7A060V21**20 |  | 11 | 23200 | 5000 | 9892601 | ccASHP | HRCU-A-CB | Infinity® 20 Heat Pump with Greenspeed® Intelligence | 19 | 24800 | 2.41 | 90
CARRIER | 25VNA024A*030* | CSPH*6012AL*+UI & 59*N*A100V21**22 |  | 11 | 23200 | 5000 | 9892606 | ccASHP | HRCU-A-CB | Infinity® 20 Heat Pump with Greenspeed® Intelligence | 19.5 | 25000 | 2.43 | 90
CARRIER | 25VNA024A*030* | CNPV*4821AL*+UI & 59*N*A080V17**14 |  | 11 | 23200 | 5000 | 9892547 | ccASHP | HRCU-A-CB | Infinity® 20 Heat Pump with Greenspeed® Intelligence | 19.5 | 24600 | 2.39 | 90
CARRIER | 25VNA024A*030* | CNPV*4824AL*+UI & 59*N*A120V24**22 |  | 11 | 23200 | 5000 | 9892548 | ccASHP | HRCU-A-CB | Infinity® 20 Heat Pump with Greenspeed® Intelligence | 19.5 | 24800 | 2.41 | 90
CARRIER | 25VNA024A*030* | CSPH*4812AL*+UI & 59*N*A120V24**22 |  | 11 | 23200 | 5000 | 9892558 | ccASHP | HRCU-A-CB | Infinity® 20 Heat Pump with Greenspeed® Intelligence | 19 | 24800 | 2.43 | 90
BRYANT | 280ANV024*0**A* | CAP**4821AL*+UI & 98(6*B,7*A)42060V17*** |  | 11 | 23200 | 5000 | 9893482 | ccASHP | HRCU-A-CB | Bryant® Extreme Heat Pump | 19 | 24600 | 2.39 | 90
BRYANT | 280ANV024*0**A* | CNPV*4821AL*+UI & 98(6*B,7*A)42080V17*** |  | 11 | 23200 | 5000 | 9893497 | ccASHP | HRCU-A-CB | Bryant® Extreme Heat Pump | 19.5 | 24600 | 2.39 | 90
BRYANT | 280ANV024*0**A* | CNPV*4824AL*+UI & 98(6*B,7*A)66120V24*** |  | 11 | 23200 | 5000 | 9893498 | ccASHP | HRCU-A-CB | Bryant® Extreme Heat Pump | 19.5 | 24800 | 2.41 | 90
BRYANT | 280ANV024*0**A* | CSPH*4812AL*+UI & 98(6*B,7*A)66120V24*** |  | 11 | 23200 | 5000 | 9893508 | ccASHP | HRCU-A-CB | Bryant® Extreme Heat Pump | 19 | 24800 | 2.43 | 90
BRYANT | 280ANV024*0**A* | CAP**3621AL*+UI & 98(6*B,7MA)60060V21*** |  | 11 | 23200 | 5000 | 9893512 | ccASHP | HRCU-A-CB | Bryant® Extreme Heat Pump | 19 | 24000 | 2.2 | 90
BRYANT | 280ANV024*0**A* | CNPV*4824AL*+UI & 98(6*B,7MA)60060V21*** |  | 11 | 23200 | 5000 | 9893539 | ccASHP | HRCU-A-CB | Bryant® Extreme Heat Pump | 19 | 24800 | 2.39 | 90
BRYANT | 280ANV024*0**A* | CNPV*6024AL*+UI & 98(6*B,7*A)60080V21*** |  | 11 | 23200 | 5000 | 9893543 | ccASHP | HRCU-A-CB | Bryant® Extreme Heat Pump | 20 | 24800 | 2.41 | 90
BRYANT | 280ANV024*0**A* | CNPV*6024AL*+UI & 98(6*B,7*A)66100V21*** |  | 11 | 23200 | 5000 | 9893544 | ccASHP | HRCU-A-CB | Bryant® Extreme Heat Pump | 20 | 24800 | 2.41 | 90
BRYANT | 280ANV024*0**A* | CSPH*4212AL*+UI & 98(6*B,7*A)60080V21*** |  | 11 | 23200 | 5000 | 9893549 | ccASHP | HRCU-A-CB | Bryant® Extreme Heat Pump | 19 | 24800 | 2.41 | 90
BRYANT | 280ANV024*0**A* | CSPH*4812AL*+UI & 98(6*B,7MA)60060V21*** |  | 11 | 23200 | 5000 | 9893551 | ccASHP | HRCU-A-CB | Bryant® Extreme Heat Pump | 19 | 24800 | 2.41 | 90
BRYANT | 280ANV024*0**A* | CSPH*6012AL*+UI & 98(6*B,7MA)60060V21*** |  | 11 | 23200 | 5000 | 9893554 | ccASHP | HRCU-A-CB | Bryant® Extreme Heat Pump | 19 | 25000 | 2.43 | 90
BRYANT | 280ANV024*0**A* | CSPH*6012AL*+UI & 98(6*B,7*A)60080V21*** |  | 11 | 23200 | 5000 | 9893555 | ccASHP | HRCU-A-CB | Bryant® Extreme Heat Pump | 19.5 | 25000 | 2.43 | 90
CARRIER | 25VNA024A*030* | CAP**4821AL*+UI & 59*N*A060V17**14 |  | 11 | 23200 | 5000 | 9892532 | ccASHP | HRCU-A-CB | Infinity® 20 Heat Pump with Greenspeed® Intelligence | 19 | 24600 | 2.39 | 90
CARRIER | 25VNA024A*030* | CAP**3621AL*+UI & 59MN7A060V21**20 |  | 11 | 23200 | 5000 | 9892562 | ccASHP | HRCU-A-CB | Infinity® 20 Heat Pump with Greenspeed® Intelligence | 19 | 24000 | 2.2 | 90
CARRIER | 25VNA024A*030* | CNPV*4824AL*+UI & 59MN7A060V21**20 |  | 11 | 23200 | 5000 | 9892589 | ccASHP | HRCU-A-CB | Infinity® 20 Heat Pump with Greenspeed® Intelligence | 19 | 24800 | 2.39 | 90
CARRIER | 25VNA024A*030* | CNPV*6024AL*+UI & 59*N*A080V21**20 |  | 11 | 23200 | 5000 | 9892593 | ccASHP | HRCU-A-CB | Infinity® 20 Heat Pump with Greenspeed® Intelligence | 20 | 24800 | 2.41 | 90
CARRIER | 25VNA024A*030* | CNPV*6024AL*+UI & 59*N*A100V21**22 |  | 11 | 23200 | 5000 | 9892594 | ccASHP | HRCU-A-CB | Infinity® 20 Heat Pump with Greenspeed® Intelligence | 20 | 24800 | 2.41 | 90
CARRIER | 25VNA024A*030* | CSPH*4212AL*+UI & 59*N*A080V21**20 |  | 11 | 23200 | 5000 | 9892599 | ccASHP | HRCU-A-CB | Infinity® 20 Heat Pump with Greenspeed® Intelligence | 19 | 24800 | 2.41 | 90
CARRIER | 25VNA024A*030* | CSPH*6012AL*+UI & 59*N*A080V21**20 |  | 11 | 23200 | 5000 | 9892605 | ccASHP | HRCU-A-CB | Infinity® 20 Heat Pump with Greenspeed® Intelligence | 19.5 | 25000 | 2.43 | 90
CARRIER | 25VNA024A*030* | CNPV*6024AL*+UI & 59*N*A120V24**22 |  | 11 | 23400 | 5000 | 9892549 | ccASHP | HRCU-A-CB | Infinity® 20 Heat Pump with Greenspeed® Intelligence | 20 | 24800 | 2.41 | 90
CARRIER | 25VNA024A*030* | CSPH*4812AL*+UI & 59*N*A060V17**14 |  | 11 | 23400 | 5000 | 9892556 | ccASHP | HRCU-A-CB | Infinity® 20 Heat Pump with Greenspeed® Intelligence | 18.5 | 24800 | 2.41 | 90
CARRIER | 25VNA024A*030* | CSPH*4812AL*+UI & 59*N*A080V17**14 |  | 11 | 23400 | 5000 | 9892557 | ccASHP | HRCU-A-CB | Infinity® 20 Heat Pump with Greenspeed® Intelligence | 19 | 24800 | 2.41 | 90
BRYANT | 280ANV024*0**A* | CNPV*6024AL*+UI & 98(6*B,7*A)66120V24*** |  | 11 | 23400 | 5000 | 9893499 | ccASHP | HRCU-A-CB | Bryant® Extreme Heat Pump | 20 | 24800 | 2.41 | 90
BRYANT | 280ANV024*0**A* | CSPH*4812AL*+UI & 98(6*B,7*A)42060V17*** |  | 11 | 23400 | 5000 | 9893506 | ccASHP | HRCU-A-CB | Bryant® Extreme Heat Pump | 18.5 | 24800 | 2.41 | 90
CARRIER | 25VNA024A*030* | CNPV*6024AL*+UI & 59MN7A060V21**20 |  | 11 | 23400 | 5000 | 9892592 | ccASHP | HRCU-A-CB | Infinity® 20 Heat Pump with Greenspeed® Intelligence | 19.5 | 24800 | 2.38 | 90
BRYANT | 280ANV024*0**A* | CSPH*6012AL*+UI & 98(6*B,7*A)42080V17*** |  | 11 | 23400 | 5000 | 9893510 | ccASHP | HRCU-A-CB | Bryant® Extreme Heat Pump | 19 | 25000 | 2.44 | 90
BRYANT | 280ANV024*0**A* | CSPH*6012AL*+UI & 98(6*B,7*A)66120V24*** |  | 11 | 23400 | 5000 | 9893511 | ccASHP | HRCU-A-CB | Bryant® Extreme Heat Pump | 19.5 | 25000 | 2.44 | 90
BRYANT | 280ANV024*0**A* | CNPV*6024AL*+UI & 98(6*B,7MA)60060V21*** |  | 11 | 23400 | 5000 | 9893542 | ccASHP | HRCU-A-CB | Bryant® Extreme Heat Pump | 19.5 | 24800 | 2.38 | 90
CARRIER | 25VNA024A*030* | CSPH*6012AL*+UI & 59*N*A080V17**14 |  | 11 | 23400 | 5000 | 9892560 | ccASHP | HRCU-A-CB | Infinity® 20 Heat Pump with Greenspeed® Intelligence | 19 | 25000 | 2.44 | 90
CARRIER | 25VNA024A*030* | CSPH*6012AL*+UI & 59*N*A120V24**22 |  | 11 | 23400 | 5000 | 9892561 | ccASHP | HRCU-A-CB | Infinity® 20 Heat Pump with Greenspeed® Intelligence | 19.5 | 25000 | 2.44 | 90
BRYANT | 280ANV024*0**A* | CSPH*4812AL*+UI & 98(6*B,7*A)42080V17*** |  | 11 | 23400 | 5000 | 9893507 | ccASHP | HRCU-A-CB | Bryant® Extreme Heat Pump | 19 | 24800 | 2.41 | 90
CARRIER | 25VNA024A*030* | CAP**4224AL*+UI & 59*N*A120V24**22 |  | 11 | 23600 | 5000 | 9892529 | ccASHP | HRCU-A-CB | Infinity® 20 Heat Pump with Greenspeed® Intelligence | 19 | 24400 | 2.28 | 90
BRYANT | 280ANV024*0**A* | CSPH*6012AL*+UI & 98(6*B,7*A)42060V17*** |  | 11 | 23600 | 5000 | 9893509 | ccASHP | HRCU-A-CB | Bryant® Extreme Heat Pump | 19 | 24800 | 2.41 | 90
BRYANT | 280ANV024*0**A* | CSPH*4212AL*+UI & 98(6*B,7*A)66120V24*** |  | 11 | 23600 | 5000 | 9893505 | ccASHP | HRCU-A-CB | Bryant® Extreme Heat Pump | 19 | 24800 | 2.38 | 90
BRYANT | 280ANV024*0**A* | CAP**4224AL*+UI & 98(6*B,7*A)66120V24*** |  | 11 | 23600 | 5000 | 9893479 | ccASHP | HRCU-A-CB | Bryant® Extreme Heat Pump | 19 | 24400 | 2.28 | 90
CARRIER | 25VNA024A*030* | CSPH*4212AL*+UI & 59*N*A120V24**22 |  | 11 | 23600 | 5000 | 9892555 | ccASHP | HRCU-A-CB | Infinity® 20 Heat Pump with Greenspeed® Intelligence | 19 | 24800 | 2.38 | 90
CARRIER | 25VNA024A*030* | CSPH*6012AL*+UI & 59*N*A060V17**14 |  | 11 | 23600 | 5000 | 9892559 | ccASHP | HRCU-A-CB | Infinity® 20 Heat Pump with Greenspeed® Intelligence | 19 | 24800 | 2.41 | 90
BRYANT HEATING AND COOLING SYSTEMS | 284ANV024*0**A* | CAP**3621AL*+UI | 935CA48060C17*** | 11 | 23600 | 4000 | 206132511 | ASHP | HRCU-A-CB | EVOLUTION Extreme 24 HP | 21 | 23600
CARRIER | 25VNA424A*030* | CNPV*3617AL*+UI | 59CU5A060C17**16 | 11 | 23600 | 4000 | 206132516 | ASHP | HRCU-A-CB | INFINITY 24 HP with GREENSPEED INTELLIGENCE | 21 | 23400
BRYANT HEATING AND COOLING SYSTEMS | 284ANV024*0**A* | CNPV*3617AL*+UI | 935CA48060C17*** | 11 | 23600 | 4000 | 206132517 | ASHP | HRCU-A-CB | EVOLUTION Extreme 24 HP | 21 | 23400
CARRIER | 25VNA424A*030* | CNPV*3621AL*+UI | 59CU5A060C17**16 | 11 | 23600 | 4000 | 206132518 | ASHP | HRCU-A-CB | INFINITY 24 HP with GREENSPEED INTELLIGENCE | 21 | 23400
BRYANT HEATING AND COOLING SYSTEMS | 284ANV024*0**A* | CNPV*3621AL*+UI | 935CA48060C17*** | 11 | 23600 | 4000 | 206132519 | ASHP | HRCU-A-CB | EVOLUTION Extreme 24 HP | 21 | 23400
CARRIER | 25VNA424A*030* | CSPH*3612AL*+UI | 59CU5A060C17**16 | 11 | 23600 | 4000 | 206132524 | ASHP | HRCU-A-CB | INFINITY 24 HP with GREENSPEED INTELLIGENCE | 20 | 24000
BRYANT HEATING AND COOLING SYSTEMS | 284ANV024*0**A* | CSPH*3612AL*+UI | 935CA48060C17*** | 11 | 23600 | 4000 | 206132525 | ASHP | HRCU-A-CB | EVOLUTION Extreme 24 HP | 20 | 24000
CARRIER | 25VNA424A*031* | CSPH*3612AL*+UI | 59CU5A060C17**16 | 11 | 23600 | 4000 | 206788571 | ASHP | HRCU-A-CB | INFINITY 24 HP with GREENSPEED INTELLIGENCE | 20 | 24000
BRYANT HEATING AND COOLING SYSTEMS | 284ANV024*0**B* | CAP**3617AL*+UI | 935CA48060C17*** | 11 | 23600 | 4000 | 206790251 | ASHP | HRCU-A-CB | EVOLUTION Extreme 24 HP | 21 | 23600
BRYANT HEATING AND COOLING SYSTEMS | 284ANV024*0**B* | CAP**3621AL*+UI | 935CA48060C17*** | 11 | 23600 | 4000 | 206790252 | ASHP | HRCU-A-CB | EVOLUTION Extreme 24 HP | 21 | 23600
BRYANT HEATING AND COOLING SYSTEMS | 284ANV024*0**B* | CNPV*3617AL*+UI | 935CA48060C17*** | 11 | 23600 | 4000 | 206790255 | ASHP | HRCU-A-CB | EVOLUTION Extreme 24 HP | 21 | 23400
BRYANT HEATING AND COOLING SYSTEMS | 284ANV024*0**B* | CNPV*3621AL*+UI | 935CA48060C17*** | 11 | 23600 | 4000 | 206790256 | ASHP | HRCU-A-CB | EVOLUTION Extreme 24 HP | 21 | 23400
BRYANT HEATING AND COOLING SYSTEMS | 284ANV024*0**B* | CSPH*3612AL*+UI | 935CA48060C17*** | 11 | 23600 | 4000 | 206790259 | ASHP | HRCU-A-CB | EVOLUTION Extreme 24 HP | 20 | 24000
CARRIER | 25VNA424A*030* | CAP**3621AL*+UI | 59CU5A060C17**16 | 11 | 23600 | 4000 | 206132510 | ASHP | HRCU-A-CB | INFINITY 24 HP with GREENSPEED INTELLIGENCE | 21 | 23600
BRYANT HEATING AND COOLING SYSTEMS | 284ANV024*0**A* | CAP**3617AL*+UI | 935CA48060C17*** | 11 | 23600 | 4000 | 206132509 | ASHP | HRCU-A-CB | EVOLUTION Extreme 24 HP | 21 | 23600
CARRIER | 25VNA424A*030* | CAP**3617AL*+UI | 59CU5A060C17**16 | 11 | 23600 | 4000 | 206132508 | ASHP | HRCU-A-CB | INFINITY 24 HP with GREENSPEED INTELLIGENCE | 21 | 23600
CARRIER | 25VNA424A*031* | CNPV*3621AL*+UI | 59CU5A060C17**16 | 11 | 23600 | 4000 | 206788568 | ASHP | HRCU-A-CB | INFINITY 24 HP with GREENSPEED INTELLIGENCE | 21 | 23400
CARRIER | 25VNA424A*031* | CNPV*3617AL*+UI | 59CU5A060C17**16 | 11 | 23600 | 4000 | 206788567 | ASHP | HRCU-A-CB | INFINITY 24 HP with GREENSPEED INTELLIGENCE | 21 | 23400
CARRIER | 25VNA424A*031* | CAP**3621AL*+UI | 59CU5A060C17**16 | 11 | 23600 | 4000 | 206788564 | ASHP | HRCU-A-CB | INFINITY 24 HP with GREENSPEED INTELLIGENCE | 21 | 23600
CARRIER | 25VNA424A*031* | CAP**3617AL*+UI | 59CU5A060C17**16 | 11 | 23600 | 4000 | 206788563 | ASHP | HRCU-A-CB | INFINITY 24 HP with GREENSPEED INTELLIGENCE | 21 | 23600
BRYANT | 280ANV024*0**A* | CAP**4221AL*+UI & 98(6*B,7*A)42060V17*** |  | 11 | 23800 | 5000 | 9893477 | ccASHP | HRCU-A-CB | Bryant® Extreme Heat Pump | 19 | 24200 | 2.27 | 90
BRYANT | 280ANV024*0**A* | CAP**4221AL*+UI & 98(6*B,7*A)42080V17*** |  | 11 | 23800 | 5000 | 9893478 | ccASHP | HRCU-A-CB | Bryant® Extreme Heat Pump | 19 | 24200 | 2.28 | 90
CARRIER | 25VNA024A*030* | CAP**4224AL*+UI | 58TN*A135C24**22 | 11 | 23800 | 5000 | 204430011 | ccASHP | HRCU-A-CB |  | 19.5 | 24400 | 1.8 | 74
CARRIER | 25VNA024A*030* | CAP**4221AL*+UI & 59*N*A080V17**14 |  | 11 | 23800 | 5000 | 9892528 | ccASHP | HRCU-A-CB | Infinity® 20 Heat Pump with Greenspeed® Intelligence | 19 | 24200 | 2.28 | 90
CARRIER | 25VNA024A*030* | CAP**4221AL*+UI & 59*N*A060V17**14 |  | 11 | 23800 | 5000 | 9892527 | ccASHP | HRCU-A-CB | Infinity® 20 Heat Pump with Greenspeed® Intelligence | 19 | 24200 | 2.27 | 90
BRYANT | 280ANV024*0**A* | CAP**3621AL*+UI & 98(6*B,7*A)42080V17*** |  | 11 | 24000 | 5000 | 9893476 | ccASHP | HRCU-A-CB | Bryant® Extreme Heat Pump | 19 | 24200 | 2.24 | 90
BRYANT | 284ANV024*0**A* | CNPV*4821AL*+UI | 987MB42080C17*** | 11 | 24000 | 5000 | 205273782 | ccASHP | HRCU-A-CB |  | 22 | 23400 | 2.28 | 74
BRYANT | 284ANV024*0**A* | CNPV*4821AL*+UI | 987MB66100C21*** | 11 | 24000 | 5000 | 205273785 | ccASHP | HRCU-A-CB |  | 22 | 23400 | 2.3 | 73
BRYANT | 284ANV024*0**A* | CNPV*4821AL*+UI | 88*TA48090C17*** | 11 | 24000 | 5000 | 205273786 | ccASHP | HRCU-A-CB |  | 22 | 23400 | 2.31 | 73
BRYANT | 284ANV024*0**A* | CNPV*4821AL*+UI | 88*TA60110C21*** | 11 | 24000 | 5000 | 205273787 | ccASHP | HRCU-A-CB |  | 22 | 23400 | 2.31 | 73
BRYANT | 284ANV024*0**A* | CNPV*4824AL*+UI | 987MB60060C21*** | 11 | 24000 | 5000 | 205273788 | ccASHP | HRCU-A-CB |  | 21 | 23400 | 2.28 | 74
BRYANT | 284ANV024*0**A* | CNPV*4824AL*+UI | 987MB60080C21*** | 11 | 24000 | 5000 | 205273789 | ccASHP | HRCU-A-CB |  | 22 | 23400 | 2.3 | 73
BRYANT | 284ANV024*0**A* | CNPV*4824AL*+UI | 987MB66100C21*** | 11 | 24000 | 5000 | 205273790 | ccASHP | HRCU-A-CB |  | 22 | 23400 | 2.3 | 73
BRYANT | 284ANV024*0**A* | CNPV*4824AL*+UI | 987MB66120C24*** | 11 | 24000 | 5000 | 205273791 | ccASHP | HRCU-A-CB |  | 22 | 23400 | 2.3 | 73
BRYANT | 284ANV024*0**A* | CNPV*4824AL*+UI | 88*TA60110C21*** | 11 | 24000 | 5000 | 205273792 | ccASHP | HRCU-A-CB |  | 22 | 23400 | 2.31 | 73
BRYANT | 284ANV024*0**A* | CNPV*6024AL*+UI | 987MB60060C21*** | 11 | 24000 | 5000 | 205273793 | ccASHP | HRCU-A-CB |  | 22 | 23400 | 2.3 | 73
BRYANT | 284ANV024*0**A* | CNPV*6024AL*+UI | 987MB60080C21*** | 11 | 24000 | 5000 | 205273794 | ccASHP | HRCU-A-CB |  | 22 | 23400 | 2.31 | 72
BRYANT | 284ANV024*0**A* | CNPV*6024AL*+UI | 987MB66100C21*** | 11 | 24000 | 5000 | 205273795 | ccASHP | HRCU-A-CB |  | 22 | 23400 | 2.31 | 72
BRYANT | 284ANV024*0**A* | CNPV*6024AL*+UI | 987MB66120C24*** | 11 | 24000 | 5000 | 205273796 | ccASHP | HRCU-A-CB |  | 22 | 23400 | 2.31 | 72
BRYANT | 284ANV024*0**A* | CNPV*6024AL*+UI | 88*TA60110C21*** | 11 | 24000 | 5000 | 205273797 | ccASHP | HRCU-A-CB |  | 22 | 23400 | 2.33 | 72
BRYANT | 284ANV024*0**A* | CSPH*3612AL*+UI | 987MB42060C17*** | 11 | 24000 | 5000 | 205273798 | ccASHP | HRCU-A-CB |  | 20 | 23400 | 2.21 | 74
BRYANT | 284ANV024*0**A* | CSPH*3612AL*+UI | 987MB42080C17*** | 11 | 24000 | 5000 | 205273799 | ccASHP | HRCU-A-CB |  | 21 | 23400 | 2.23 | 74
BRYANT | 284ANV024*0**A* | CSPH*3612AL*+UI | 987MB60060C21*** | 11 | 24000 | 5000 | 205273800 | ccASHP | HRCU-A-CB |  | 20 | 23400 | 2.23 | 74
BRYANT | 284ANV024*0**A* | CSPH*3612AL*+UI | 987MB60080C21*** | 11 | 24000 | 5000 | 205273801 | ccASHP | HRCU-A-CB |  | 21 | 23400 | 2.26 | 74
BRYANT | 284ANV024*0**A* | CSPH*3612AL*+UI | 987MB66100C21*** | 11 | 24000 | 5000 | 205273802 | ccASHP | HRCU-A-CB |  | 21 | 23400 | 2.26 | 74
BRYANT | 284ANV024*0**A* | CSPH*3612AL*+UI | 987MB66120C24*** | 11 | 24000 | 5000 | 205273803 | ccASHP | HRCU-A-CB |  | 21 | 23400 | 2.26 | 74
BRYANT | 284ANV024*0**A* | CSPH*3612AL*+UI | 88*TA36070C14*** | 11 | 24000 | 5000 | 205273804 | ccASHP | HRCU-A-CB |  | 22 | 23400 | 2.25 | 74
BRYANT | 284ANV024*0**A* | CSPH*3612AL*+UI | 88*TA48090C17*** | 11 | 24000 | 5000 | 205273805 | ccASHP | HRCU-A-CB |  | 22 | 23400 | 2.26 | 74
BRYANT | 284ANV024*0**A* | CSPH*3612AL*+UI | 88*TA60110C21*** | 11 | 24000 | 5000 | 205273806 | ccASHP | HRCU-A-CB |  | 22 | 23400 | 2.26 | 74
BRYANT | 284ANV024*0**A* | CSPH*4212AL*+UI | 987MB42060C17*** | 11 | 24000 | 5000 | 205273807 | ccASHP | HRCU-A-CB |  | 20 | 23400 | 2.25 | 74
BRYANT | 284ANV024*0**A* | CSPH*4212AL*+UI | 987MB42080C17*** | 11 | 24000 | 5000 | 205273808 | ccASHP | HRCU-A-CB |  | 21 | 23400 | 2.26 | 74
BRYANT | 284ANV024*0**A* | CSPH*4212AL*+UI | 987MB60060C21*** | 11 | 24000 | 5000 | 205273809 | ccASHP | HRCU-A-CB |  | 20 | 23400 | 2.26 | 74
BRYANT | 284ANV024*0**A* | CSPH*4212AL*+UI | 987MB60080C21*** | 11 | 24000 | 5000 | 205273810 | ccASHP | HRCU-A-CB |  | 21 | 23400 | 2.28 | 74
BRYANT | 284ANV024*0**A* | CSPH*4212AL*+UI | 987MB66100C21*** | 11 | 24000 | 5000 | 205273811 | ccASHP | HRCU-A-CB |  | 21 | 23400 | 2.3 | 73
BRYANT | 284ANV024*0**A* | CSPH*4212AL*+UI | 987MB66120C24*** | 11 | 24000 | 5000 | 205273812 | ccASHP | HRCU-A-CB |  | 21 | 23400 | 2.28 | 74
BRYANT | 284ANV024*0**A* | CSPH*4212AL*+UI | 88*TA36070C14*** | 11 | 24000 | 5000 | 205273813 | ccASHP | HRCU-A-CB |  | 22 | 23400 | 2.28 | 74
BRYANT | 284ANV024*0**A* | CSPH*4212AL*+UI | 88*TA48090C17*** | 11 | 24000 | 5000 | 205273814 | ccASHP | HRCU-A-CB |  | 22 | 23400 | 2.3 | 73
BRYANT | 284ANV024*0**A* | CSPH*4212AL*+UI | 88*TA60110C21*** | 11 | 24000 | 5000 | 205273815 | ccASHP | HRCU-A-CB |  | 22 | 23400 | 2.3 | 73
BRYANT | 284ANV024*0**A* | CSPH*4812AL*+UI | 987MB42060C17*** | 11 | 24000 | 5000 | 205273816 | ccASHP | HRCU-A-CB |  | 21 | 23400 | 2.26 | 74
BRYANT | 284ANV024*0**A* | CSPH*4812AL*+UI | 987MB42080C17*** | 11 | 24000 | 5000 | 205273817 | ccASHP | HRCU-A-CB |  | 21 | 23400 | 2.28 | 74
BRYANT | 284ANV024*0**A* | CSPH*4812AL*+UI | 987MB60060C21*** | 11 | 24000 | 5000 | 205273818 | ccASHP | HRCU-A-CB |  | 21 | 23400 | 2.28 | 74
BRYANT | 284ANV024*0**A* | CSPH*4812AL*+UI | 987MB60080C21*** | 11 | 24000 | 5000 | 205273819 | ccASHP | HRCU-A-CB |  | 21 | 23400 | 2.31 | 73
BRYANT | 284ANV024*0**A* | CSPH*4812AL*+UI | 987MB66100C21*** | 11 | 24000 | 5000 | 205273820 | ccASHP | HRCU-A-CB |  | 21 | 23400 | 2.31 | 73
BRYANT | 284ANV024*0**A* | CSPH*4812AL*+UI | 987MB66120C24*** | 11 | 24000 | 5000 | 205273821 | ccASHP | HRCU-A-CB |  | 21 | 23400 | 2.31 | 73
BRYANT | 284ANV024*0**A* | CSPH*4812AL*+UI | 88*TA36070C14*** | 11 | 24000 | 5000 | 205273822 | ccASHP | HRCU-A-CB |  | 22 | 23400 | 2.3 | 74
BRYANT | 284ANV024*0**A* | CSPH*4812AL*+UI | 88*TA48090C17*** | 11 | 24000 | 5000 | 205273823 | ccASHP | HRCU-A-CB |  | 22 | 23400 | 2.31 | 73
BRYANT | 284ANV024*0**A* | CSPH*4812AL*+UI | 88*TA60110C21*** | 11 | 24000 | 5000 | 205273824 | ccASHP | HRCU-A-CB |  | 22 | 23400 | 2.31 | 73
BRYANT | 284ANV024*0**A* | CSPH*6012AL*+UI | 987MB42060C17*** | 11 | 24000 | 5000 | 205273825 | ccASHP | HRCU-A-CB |  | 21 | 23400 | 2.3 | 73
BRYANT | 284ANV024*0**A* | CSPH*6012AL*+UI | 987MB42080C17*** | 11 | 24000 | 5000 | 205273826 | ccASHP | HRCU-A-CB |  | 21 | 23400 | 2.31 | 73
BRYANT | 284ANV024*0**A* | CSPH*6012AL*+UI | 987MB60060C21*** | 11 | 24000 | 5000 | 205273827 | ccASHP | HRCU-A-CB |  | 21 | 23400 | 2.31 | 72
BRYANT | 284ANV024*0**A* | CSPH*6012AL*+UI | 987MB60080C21*** | 11 | 24000 | 5000 | 205273828 | ccASHP | HRCU-A-CB |  | 21 | 23400 | 2.33 | 72
BRYANT | 284ANV024*0**A* | CSPH*6012AL*+UI | 987MB66100C21*** | 11 | 24000 | 5000 | 205273829 | ccASHP | HRCU-A-CB |  | 21 | 23400 | 2.34 | 72
BRYANT | 284ANV024*0**A* | CSPH*6012AL*+UI | 987MB66120C24*** | 11 | 24000 | 5000 | 205273830 | ccASHP | HRCU-A-CB |  | 21 | 23400 | 2.33 | 72
BRYANT | 284ANV024*0**A* | CSPH*6012AL*+UI | 88*TA36070C14*** | 11 | 24000 | 5000 | 205273831 | ccASHP | HRCU-A-CB |  | 22 | 23400 | 2.33 | 72
BRYANT | 284ANV024*0**A* | CSPH*6012AL*+UI | 88*TA48090C17*** | 11 | 24000 | 5000 | 205273832 | ccASHP | HRCU-A-CB |  | 22 | 23400 | 2.34 | 72
BRYANT | 284ANV024*0**A* | CSPH*6012AL*+UI | 88*TA60110C21*** | 11 | 24000 | 5000 | 205273833 | ccASHP | HRCU-A-CB |  | 22 | 23400 | 2.34 | 72
BRYANT | 284ANV024*0**A* | CAP**3617AL*+UI | 88*TA36045C17*** | 11 | 24000 | 5000 | 205273834 | ccASHP | HRCU-A-CB |  | 21 | 23400 | 2.15 | 74
BRYANT | 284ANV024*0**A* | CAP**3617AL*+UI | 88*TA48070C17*** | 11 | 24000 | 5000 | 205273835 | ccASHP | HRCU-A-CB |  | 21 | 23400 | 2.15 | 74
BRYANT | 284ANV024*0**A* | CAP**3617AL*+UI | 986TC42060C17*** | 11 | 24000 | 5000 | 205273836 | ccASHP | HRCU-A-CB |  | 21 | 23400 | 2.15 | 74
BRYANT | 284ANV024*0**A* | CAP**3617AL*+UI | 986TC42080C17*** | 11 | 24000 | 5000 | 205273837 | ccASHP | HRCU-A-CB |  | 21 | 23400 | 2.15 | 74
BRYANT | 284ANV024*0**A* | CAP**3621AL*+UI | 88*TA36045C17*** | 11 | 24000 | 5000 | 205273838 | ccASHP | HRCU-A-CB |  | 21 | 23400 | 2.15 | 74
BRYANT | 284ANV024*0**A* | CAP**3621AL*+UI | 88*TA48070C17*** | 11 | 24000 | 5000 | 205273839 | ccASHP | HRCU-A-CB |  | 21 | 23400 | 2.17 | 74
BRYANT | 284ANV024*0**A* | CAP**3621AL*+UI | 88*TA60070C21*** | 11 | 24000 | 5000 | 205273840 | ccASHP | HRCU-A-CB |  | 21 | 23400 | 2.17 | 74
BRYANT | 284ANV024*0**A* | CAP**3621AL*+UI | 88*TA60090C21*** | 11 | 24000 | 5000 | 205273841 | ccASHP | HRCU-A-CB |  | 22 | 23400 | 2.19 | 74
BRYANT | 284ANV024*0**A* | CAP**3621AL*+UI | 986TC42060C17*** | 11 | 24000 | 5000 | 205273842 | ccASHP | HRCU-A-CB |  | 21 | 23400 | 2.15 | 74
BRYANT | 284ANV024*0**A* | CAP**3621AL*+UI | 986TC42080C17*** | 11 | 24000 | 5000 | 205273843 | ccASHP | HRCU-A-CB |  | 21 | 23400 | 2.15 | 74
BRYANT | 284ANV024*0**A* | CAP**4221AL*+UI | 88*TA36045C17*** | 11 | 24000 | 5000 | 205273844 | ccASHP | HRCU-A-CB |  | 21 | 23400 | 2.17 | 74
BRYANT | 284ANV024*0**A* | CAP**4221AL*+UI | 88*TA48070C17*** | 11 | 24000 | 5000 | 205273845 | ccASHP | HRCU-A-CB |  | 21 | 23400 | 2.21 | 74
BRYANT | 284ANV024*0**A* | CAP**4221AL*+UI | 88*TA60070C21*** | 11 | 24000 | 5000 | 205273846 | ccASHP | HRCU-A-CB |  | 21 | 23400 | 2.21 | 74
BRYANT | 284ANV024*0**A* | CNPV*4221AL*+UI | 88*TA60110C21*** | 11 | 24000 | 5000 | 205273780 | ccASHP | HRCU-A-CB |  | 22 | 23400 | 2.21 | 74
BRYANT | 284ANV024*0**A* | CNPV*4821AL*+UI | 987MB42060C17*** | 11 | 24000 | 5000 | 205273781 | ccASHP | HRCU-A-CB |  | 21 | 23400 | 2.26 | 74
BRYANT | 284ANV024*0**A* | CAP**4221AL*+UI | 88*TA60090C21*** | 11 | 24000 | 5000 | 205273847 | ccASHP | HRCU-A-CB |  | 22 | 23400 | 2.23 | 74
BRYANT | 284ANV024*0**A* | CAP**4221AL*+UI | 986TC42060C17*** | 11 | 24000 | 5000 | 205273848 | ccASHP | HRCU-A-CB |  | 21 | 23400 | 2.17 | 74
BRYANT | 284ANV024*0**A* | CAP**4221AL*+UI | 986TC42080C17*** | 11 | 24000 | 5000 | 205273849 | ccASHP | HRCU-A-CB |  | 21 | 23400 | 2.19 | 74
BRYANT | 284ANV024*0**A* | CAP**4224AL*+UI | 88*TA60070C21*** | 11 | 24000 | 5000 | 205273850 | ccASHP | HRCU-A-CB |  | 21 | 23400 | 2.21 | 74
BRYANT | 284ANV024*0**A* | CAP**4224AL*+UI | 88*TA60090C21*** | 11 | 24000 | 5000 | 205273851 | ccASHP | HRCU-A-CB |  | 22 | 23400 | 2.23 | 74
BRYANT | 284ANV024*0**A* | CAP**4224AL*+UI | 88*TA66135C24*** | 11 | 24000 | 5000 | 205273852 | ccASHP | HRCU-A-CB |  | 22 | 23400 | 2.23 | 73
BRYANT | 284ANV024*0**A* | CAP**4224AL*+UI | 986TC66120C24*** | 11 | 24000 | 5000 | 205273853 | ccASHP | HRCU-A-CB |  | 22 | 23400 | 2.23 | 74
BRYANT | 284ANV024*0**A* | CAP**4821AL*+UI | 88*TA36045C17*** | 11 | 24000 | 5000 | 205273854 | ccASHP | HRCU-A-CB |  | 21 | 23400 | 2.28 | 74
BRYANT | 284ANV024*0**A* | CAP**4821AL*+UI | 88*TA48070C17*** | 11 | 24000 | 5000 | 205273855 | ccASHP | HRCU-A-CB |  | 22 | 23400 | 2.31 | 73
BRYANT | 284ANV024*0**A* | CAP**4821AL*+UI | 88*TA60070C21*** | 11 | 24000 | 5000 | 205273856 | ccASHP | HRCU-A-CB |  | 22 | 23400 | 2.31 | 73
BRYANT | 284ANV024*0**A* | CAP**4821AL*+UI | 88*TA60090C21*** | 11 | 24000 | 5000 | 205273857 | ccASHP | HRCU-A-CB |  | 22 | 23400 | 2.33 | 72
BRYANT | 284ANV024*0**A* | CAP**4821AL*+UI | 986TC42060C17*** | 11 | 24000 | 5000 | 205273858 | ccASHP | HRCU-A-CB |  | 21 | 23400 | 2.28 | 74
BRYANT | 284ANV024*0**A* | CAP**4821AL*+UI | 986TC42080C17*** | 11 | 24000 | 5000 | 205273859 | ccASHP | HRCU-A-CB |  | 21 | 23400 | 2.3 | 73
BRYANT | 284ANV024*0**A* | CAP**4824AL*+UI | 88*TA60070C21*** | 11 | 24000 | 5000 | 205273860 | ccASHP | HRCU-A-CB |  | 22 | 23400 | 2.31 | 73
BRYANT | 284ANV024*0**A* | CAP**4824AL*+UI | 88*TA60090C21*** | 11 | 24000 | 5000 | 205273861 | ccASHP | HRCU-A-CB |  | 22 | 23400 | 2.33 | 72
BRYANT | 284ANV024*0**A* | CAP**4824AL*+UI | 88*TA66135C24*** | 11 | 24000 | 5000 | 205273862 | ccASHP | HRCU-A-CB |  | 22 | 23400 | 2.33 | 72
BRYANT | 284ANV024*0**A* | CAP**4824AL*+UI | 986TC66120C24*** | 11 | 24000 | 5000 | 205273863 | ccASHP | HRCU-A-CB |  | 22 | 23400 | 2.33 | 73
BRYANT | 284ANV024*0**A* | CAP**6024AL*+UI | 88*TA60070C21*** | 11 | 24000 | 5000 | 205273864 | ccASHP | HRCU-A-CB |  | 22 | 23400 | 2.31 | 72
BRYANT | 284ANV024*0**A* | CAP**6024AL*+UI | 88*TA60090C21*** | 11 | 24000 | 5000 | 205273865 | ccASHP | HRCU-A-CB |  | 22 | 23400 | 2.32 | 72
BRYANT | 284ANV024*0**A* | CAP**6024AL*+UI | 88*TA66135C24*** | 11 | 24000 | 5000 | 205273866 | ccASHP | HRCU-A-CB |  | 22 | 23400 | 2.34 | 72
BRYANT | 284ANV024*0**A* | CAP**6024AL*+UI | 986TC66120C24*** | 11 | 24000 | 5000 | 205273867 | ccASHP | HRCU-A-CB |  | 22 | 23400 | 2.32 | 72
BRYANT | 284ANV024*0**A* | CNPV*3617AL*+UI | 88*TA36045C17*** | 11 | 24000 | 5000 | 205273868 | ccASHP | HRCU-A-CB |  | 21 | 23400 | 2.11 | 75
BRYANT | 284ANV024*0**A* | CNPV*3617AL*+UI | 88*TA48070C17*** | 11 | 24000 | 5000 | 205273869 | ccASHP | HRCU-A-CB |  | 21 | 23400 | 2.13 | 74
BRYANT | 284ANV024*0**A* | CNPV*3617AL*+UI | 986TC42060C17*** | 11 | 24000 | 5000 | 205273870 | ccASHP | HRCU-A-CB |  | 21 | 23400 | 2.11 | 75
BRYANT | 284ANV024*0**A* | CNPV*3617AL*+UI | 986TC42080C17*** | 11 | 24000 | 5000 | 205273871 | ccASHP | HRCU-A-CB |  | 21 | 23400 | 2.13 | 74
BRYANT | 284ANV024*0**A* | CNPV*3621AL*+UI | 88*TA36045C17*** | 11 | 24000 | 5000 | 205273872 | ccASHP | HRCU-A-CB |  | 21 | 23400 | 2.11 | 75
BRYANT | 284ANV024*0**A* | CNPV*3621AL*+UI | 88*TA48070C17*** | 11 | 24000 | 5000 | 205273873 | ccASHP | HRCU-A-CB |  | 21 | 23400 | 2.13 | 74
BRYANT | 284ANV024*0**A* | CNPV*3621AL*+UI | 88*TA60070C21*** | 11 | 24000 | 5000 | 205273874 | ccASHP | HRCU-A-CB |  | 21 | 23400 | 2.15 | 74
BRYANT | 284ANV024*0**A* | CNPV*3621AL*+UI | 88*TA60090C21*** | 11 | 24000 | 5000 | 205273875 | ccASHP | HRCU-A-CB |  | 21 | 23400 | 2.15 | 74
BRYANT | 284ANV024*0**A* | CNPV*3621AL*+UI | 986TC42060C17*** | 11 | 24000 | 5000 | 205273876 | ccASHP | HRCU-A-CB |  | 21 | 23400 | 2.11 | 75
BRYANT | 284ANV024*0**A* | CNPV*4821AL*+UI | 987MB60060C21*** | 11 | 24000 | 5000 | 205273783 | ccASHP | HRCU-A-CB |  | 21 | 23400 | 2.28 | 74
BRYANT | 284ANV024*0**A* | CNPV*4821AL*+UI | 987MB60080C21*** | 11 | 24000 | 5000 | 205273784 | ccASHP | HRCU-A-CB |  | 22 | 23400 | 2.3 | 73
BRYANT | 284ANV024*0**A* | CNPV*4821AL*+UI | 986TC42080C17*** | 11 | 24000 | 5000 | 205273893 | ccASHP | HRCU-A-CB |  | 21 | 23400 | 2.26 | 74
BRYANT | 284ANV024*0**A* | CNPV*4824AL*+UI | 88*TA60070C21*** | 11 | 24000 | 5000 | 205273894 | ccASHP | HRCU-A-CB |  | 22 | 23400 | 2.3 | 74
BRYANT | 284ANV024*0**A* | CNPV*4824AL*+UI | 88*TA60090C21*** | 11 | 24000 | 5000 | 205273895 | ccASHP | HRCU-A-CB |  | 22 | 23400 | 2.31 | 73
BRYANT | 284ANV024*0**A* | CNPV*4824AL*+UI | 88*TA66135C24*** | 11 | 24000 | 5000 | 205273896 | ccASHP | HRCU-A-CB |  | 22 | 23400 | 2.31 | 73
BRYANT | 284ANV024*0**A* | CNPV*4824AL*+UI | 986TC66120C24*** | 11 | 24000 | 5000 | 205273897 | ccASHP | HRCU-A-CB |  | 22 | 23400 | 2.3 | 73
BRYANT | 284ANV024*0**A* | CNPV*6024AL*+UI | 88*TA60070C21*** | 11 | 24000 | 5000 | 205273898 | ccASHP | HRCU-A-CB |  | 22 | 23400 | 2.31 | 72
BRYANT | 284ANV024*0**A* | CNPV*6024AL*+UI | 88*TA60090C21*** | 11 | 24000 | 5000 | 205273899 | ccASHP | HRCU-A-CB |  | 22 | 23400 | 2.33 | 72
BRYANT | 284ANV024*0**A* | CNPV*6024AL*+UI | 88*TA66135C24*** | 11 | 24000 | 5000 | 205273900 | ccASHP | HRCU-A-CB |  | 22 | 23400 | 2.33 | 72
BRYANT | 284ANV024*0**A* | CNPV*6024AL*+UI | 986TC66120C24*** | 11 | 24000 | 5000 | 205273901 | ccASHP | HRCU-A-CB |  | 22 | 23400 | 2.31 | 72
BRYANT | 284ANV024*0**A* | CSPH*3612AL*+UI | 88*TA36045C17*** | 11 | 24000 | 5000 | 205273902 | ccASHP | HRCU-A-CB |  | 21 | 23400 | 2.21 | 74
BRYANT | 284ANV024*0**A* | CSPH*3612AL*+UI | 88*TA48070C17*** | 11 | 24000 | 5000 | 205273903 | ccASHP | HRCU-A-CB |  | 21 | 23400 | 2.25 | 74
BRYANT | 284ANV024*0**A* | CSPH*3612AL*+UI | 88*TA60070C21*** | 11 | 24000 | 5000 | 205273904 | ccASHP | HRCU-A-CB |  | 21 | 23400 | 2.25 | 74
BRYANT | 284ANV024*0**A* | CSPH*3612AL*+UI | 88*TA60090C21*** | 11 | 24000 | 5000 | 205273905 | ccASHP | HRCU-A-CB |  | 21 | 23400 | 2.26 | 74
BRYANT | 284ANV024*0**A* | CSPH*3612AL*+UI | 88*TA66135C24*** | 11 | 24000 | 5000 | 205273906 | ccASHP | HRCU-A-CB |  | 21 | 23400 | 2.26 | 74
BRYANT | 284ANV024*0**A* | CSPH*3612AL*+UI | 986TC42060C17*** | 11 | 24000 | 5000 | 205273907 | ccASHP | HRCU-A-CB |  | 21 | 23400 | 2.23 | 74
BRYANT | 284ANV024*0**A* | CSPH*3612AL*+UI | 986TC42080C17*** | 11 | 24000 | 5000 | 205273908 | ccASHP | HRCU-A-CB |  | 21 | 23400 | 2.23 | 74
BRYANT | 284ANV024*0**A* | CSPH*3612AL*+UI | 986TC66120C24*** | 11 | 24000 | 5000 | 205273909 | ccASHP | HRCU-A-CB |  | 21 | 23400 | 2.26 | 74
BRYANT | 284ANV024*0**A* | CSPH*4212AL*+UI | 88*TA36045C17*** | 11 | 24000 | 5000 | 205273910 | ccASHP | HRCU-A-CB |  | 21 | 23400 | 2.25 | 74
BRYANT | 284ANV024*0**A* | CSPH*4212AL*+UI | 88*TA48070C17*** | 11 | 24000 | 5000 | 205273911 | ccASHP | HRCU-A-CB |  | 21 | 23400 | 2.28 | 74
BRYANT | 284ANV024*0**A* | CSPH*4212AL*+UI | 88*TA60070C21*** | 11 | 24000 | 5000 | 205273912 | ccASHP | HRCU-A-CB |  | 21 | 23400 | 2.28 | 74
BRYANT | 284ANV024*0**A* | CAP**4821AL*+UI | 987MB60080C21*** | 11 | 24000 | 5000 | 205273745 | ccASHP | HRCU-A-CB |  | 22 | 23400 | 2.31 | 73
BRYANT | 284ANV024*0**A* | CAP**4821AL*+UI | 987MB66100C21*** | 11 | 24000 | 5000 | 205273746 | ccASHP | HRCU-A-CB |  | 22 | 23400 | 2.33 | 73
BRYANT | 284ANV024*0**A* | CAP**4821AL*+UI | 88*TA48090C17*** | 11 | 24000 | 5000 | 205273747 | ccASHP | HRCU-A-CB |  | 22 | 23400 | 2.33 | 72
BRYANT | 284ANV024*0**A* | CAP**4821AL*+UI | 88*TA60110C21*** | 11 | 24000 | 5000 | 205273748 | ccASHP | HRCU-A-CB |  | 22 | 23400 | 2.33 | 72
BRYANT | 284ANV024*0**A* | CAP**4824AL*+UI | 987MB60060C21*** | 11 | 24000 | 5000 | 205273749 | ccASHP | HRCU-A-CB |  | 21 | 23400 | 2.3 | 73
BRYANT | 284ANV024*0**A* | CAP**4824AL*+UI | 987MB60080C21*** | 11 | 24000 | 5000 | 205273750 | ccASHP | HRCU-A-CB |  | 22 | 23400 | 2.31 | 73
BRYANT | 284ANV024*0**A* | CAP**4824AL*+UI | 987MB66100C21*** | 11 | 24000 | 5000 | 205273751 | ccASHP | HRCU-A-CB |  | 22 | 23400 | 2.33 | 72
BRYANT | 284ANV024*0**A* | CAP**4824AL*+UI | 987MB66120C24*** | 11 | 24000 | 5000 | 205273752 | ccASHP | HRCU-A-CB |  | 22 | 23400 | 2.31 | 73
BRYANT | 284ANV024*0**A* | CAP**4824AL*+UI | 88*TA60110C21*** | 11 | 24000 | 5000 | 205273753 | ccASHP | HRCU-A-CB |  | 22 | 23400 | 2.33 | 72
BRYANT | 284ANV024*0**A* | CAP**6024AL*+UI | 987MB60060C21*** | 11 | 24000 | 5000 | 205273754 | ccASHP | HRCU-A-CB |  | 22 | 23400 | 2.29 | 72
BRYANT | 284ANV024*0**A* | CAP**6024AL*+UI | 987MB60080C21*** | 11 | 24000 | 5000 | 205273755 | ccASHP | HRCU-A-CB |  | 22 | 23400 | 2.32 | 72
BRYANT | 284ANV024*0**A* | CAP**6024AL*+UI | 987MB66100C21*** | 11 | 24000 | 5000 | 205273756 | ccASHP | HRCU-A-CB |  | 22 | 23400 | 2.32 | 72
BRYANT | 284ANV024*0**A* | CAP**6024AL*+UI | 987MB66120C24*** | 11 | 24000 | 5000 | 205273757 | ccASHP | HRCU-A-CB |  | 22 | 23400 | 2.32 | 72
BRYANT | 284ANV024*0**A* | CAP**6024AL*+UI | 88*TA60110C21*** | 11 | 24000 | 5000 | 205273758 | ccASHP | HRCU-A-CB |  | 22 | 23400 | 2.32 | 72
BRYANT | 284ANV024*0**A* | CNPV*3617AL*+UI | 987MB42060C17*** | 11 | 24000 | 5000 | 205273759 | ccASHP | HRCU-A-CB |  | 21 | 23400 | 2.11 | 75
BRYANT | 284ANV024*0**A* | CNPV*3617AL*+UI | 987MB42080C17*** | 11 | 24000 | 5000 | 205273760 | ccASHP | HRCU-A-CB |  | 21 | 23400 | 2.13 | 74
BRYANT | 284ANV024*0**A* | CNPV*3617AL*+UI | 88*TA36070C14*** | 11 | 24000 | 5000 | 205273761 | ccASHP | HRCU-A-CB |  | 22 | 23400 | 2.13 | 74
BRYANT | 284ANV024*0**A* | CNPV*3617AL*+UI | 88*TA48090C17*** | 11 | 24000 | 5000 | 205273762 | ccASHP | HRCU-A-CB |  | 22 | 23400 | 2.15 | 74
BRYANT | 284ANV024*0**A* | CNPV*3621AL*+UI | 987MB42060C17*** | 11 | 24000 | 5000 | 205273763 | ccASHP | HRCU-A-CB |  | 21 | 23400 | 2.11 | 75
BRYANT | 284ANV024*0**A* | CNPV*3621AL*+UI | 987MB42080C17*** | 11 | 24000 | 5000 | 205273764 | ccASHP | HRCU-A-CB |  | 21 | 23400 | 2.13 | 74
BRYANT | 284ANV024*0**A* | CNPV*3621AL*+UI | 987MB60060C21*** | 11 | 24000 | 5000 | 205273765 | ccASHP | HRCU-A-CB |  | 21 | 23400 | 2.13 | 74
BRYANT | 284ANV024*0**A* | CNPV*3621AL*+UI | 987MB60080C21*** | 11 | 24000 | 5000 | 205273766 | ccASHP | HRCU-A-CB |  | 22 | 23400 | 2.15 | 74
BRYANT | 284ANV024*0**A* | CNPV*3621AL*+UI | 987MB66100C21*** | 11 | 24000 | 5000 | 205273767 | ccASHP | HRCU-A-CB |  | 22 | 23400 | 2.15 | 74
BRYANT | 284ANV024*0**A* | CNPV*3621AL*+UI | 88*TA48090C17*** | 11 | 24000 | 5000 | 205273768 | ccASHP | HRCU-A-CB |  | 22 | 23400 | 2.15 | 74
BRYANT | 284ANV024*0**A* | CNPV*3621AL*+UI | 88*TA60110C21*** | 11 | 24000 | 5000 | 205273769 | ccASHP | HRCU-A-CB |  | 22 | 23400 | 2.15 | 74
BRYANT | 284ANV024*0**A* | CNPV*4217AL*+UI | 987MB42060C17*** | 11 | 24000 | 5000 | 205273770 | ccASHP | HRCU-A-CB |  | 21 | 23400 | 2.21 | 74
BRYANT | 284ANV024*0**A* | CNPV*4217AL*+UI | 987MB42080C17*** | 11 | 24000 | 5000 | 205273771 | ccASHP | HRCU-A-CB |  | 21 | 23400 | 2.23 | 74
BRYANT | 284ANV024*0**A* | CNPV*4217AL*+UI | 88*TA36070C14*** | 11 | 24000 | 5000 | 205273772 | ccASHP | HRCU-A-CB |  | 22 | 23400 | 2.25 | 74
BRYANT | 284ANV024*0**A* | CNPV*4217AL*+UI | 88*TA48090C17*** | 11 | 24000 | 5000 | 205273773 | ccASHP | HRCU-A-CB |  | 22 | 23400 | 2.26 | 74
BRYANT | 284ANV024*0**A* | CNPV*4221AL*+UI | 987MB42060C17*** | 11 | 24000 | 5000 | 205273774 | ccASHP | HRCU-A-CB |  | 21 | 23400 | 2.15 | 74
BRYANT | 284ANV024*0**A* | CNPV*4221AL*+UI | 987MB42080C17*** | 11 | 24000 | 5000 | 205273775 | ccASHP | HRCU-A-CB |  | 21 | 23400 | 2.17 | 74
BRYANT | 284ANV024*0**A* | CNPV*4221AL*+UI | 987MB60060C21*** | 11 | 24000 | 5000 | 205273776 | ccASHP | HRCU-A-CB |  | 21 | 23400 | 2.19 | 74
BRYANT | 284ANV024*0**A* | CNPV*4221AL*+UI | 987MB60080C21*** | 11 | 24000 | 5000 | 205273777 | ccASHP | HRCU-A-CB |  | 22 | 23400 | 2.21 | 74
BRYANT | 284ANV024*0**A* | CNPV*4221AL*+UI | 987MB66100C21*** | 11 | 24000 | 5000 | 205273778 | ccASHP | HRCU-A-CB |  | 22 | 23400 | 2.21 | 74
BRYANT | 284ANV024*0**A* | CNPV*4221AL*+UI | 88*TA48090C17*** | 11 | 24000 | 5000 | 205273779 | ccASHP | HRCU-A-CB |  | 22 | 23400 | 2.21 | 74
BRYANT | 284ANV024*0**A* | CSPH*4212AL*+UI | 986TC42080C17*** | 11 | 24000 | 5000 | 205273916 | ccASHP | HRCU-A-CB |  | 21 | 23400 | 2.26 | 74
BRYANT | 284ANV024*0**A* | CSPH*4212AL*+UI | 986TC66120C24*** | 11 | 24000 | 5000 | 205273917 | ccASHP | HRCU-A-CB |  | 21 | 23400 | 2.3 | 74
BRYANT | 284ANV024*0**A* | CSPH*4812AL*+UI | 88*TA36045C17*** | 11 | 24000 | 5000 | 205273918 | ccASHP | HRCU-A-CB |  | 21 | 23400 | 2.28 | 74
BRYANT | 284ANV024*0**A* | CSPH*4812AL*+UI | 88*TA48070C17*** | 11 | 24000 | 5000 | 205273919 | ccASHP | HRCU-A-CB |  | 21 | 23400 | 2.3 | 74
BRYANT | 284ANV024*0**A* | CSPH*4812AL*+UI | 88*TA60070C21*** | 11 | 24000 | 5000 | 205273920 | ccASHP | HRCU-A-CB |  | 21 | 23400 | 2.3 | 74
BRYANT | 284ANV024*0**A* | CSPH*4812AL*+UI | 986TC42080C17*** | 11 | 24000 | 5000 | 205273924 | ccASHP | HRCU-A-CB |  | 21 | 23400 | 2.28 | 74
BRYANT | 284ANV024*0**A* | CSPH*4812AL*+UI | 986TC66120C24*** | 11 | 24000 | 5000 | 205273925 | ccASHP | HRCU-A-CB |  | 21 | 23400 | 2.31 | 73
BRYANT | 284ANV024*0**A* | CSPH*6012AL*+UI | 88*TA36045C17*** | 11 | 24000 | 5000 | 205273926 | ccASHP | HRCU-A-CB |  | 21 | 23400 | 2.3 | 73
BRYANT | 284ANV024*0**A* | CSPH*6012AL*+UI | 88*TA48070C17*** | 11 | 24000 | 5000 | 205273927 | ccASHP | HRCU-A-CB |  | 21 | 23400 | 2.33 | 72
BRYANT | 284ANV024*0**A* | CSPH*6012AL*+UI | 88*TA60070C21*** | 11 | 24000 | 5000 | 205273928 | ccASHP | HRCU-A-CB |  | 21 | 23400 | 2.33 | 72
BRYANT | 284ANV024*0**A* | CSPH*6012AL*+UI | 88*TA60090C21*** | 11 | 24000 | 5000 | 205273929 | ccASHP | HRCU-A-CB |  | 21 | 23400 | 2.34 | 72
BRYANT | 284ANV024*0**A* | CSPH*6012AL*+UI | 88*TA66135C24*** | 11 | 24000 | 5000 | 205273930 | ccASHP | HRCU-A-CB |  | 21 | 23400 | 2.34 | 72
BRYANT | 284ANV024*0**A* | CSPH*6012AL*+UI | 986TC42060C17*** | 11 | 24000 | 5000 | 205273931 | ccASHP | HRCU-A-CB |  | 21 | 23400 | 2.3 | 73
BRYANT | 284ANV024*0**A* | CSPH*6012AL*+UI | 986TC42080C17*** | 11 | 24000 | 5000 | 205273932 | ccASHP | HRCU-A-CB |  | 21 | 23400 | 2.31 | 73
BRYANT | 284ANV024*0**A* | CSPH*6012AL*+UI | 986TC66120C24*** | 11 | 24000 | 5000 | 205273933 | ccASHP | HRCU-A-CB |  | 21 | 23400 | 2.34 | 72
BRYANT | 284ANV024*0**A* | CAP**3617AL*+UI | 987MB42060C17*** | 11 | 24000 | 5000 | 205273719 | ccASHP | HRCU-A-CB |  | 21 | 23400 | 2.14 | 75
BRYANT | 284ANV024*0**A* | CAP**3617AL*+UI | 987MB42080C17*** | 11 | 24000 | 5000 | 205273720 | ccASHP | HRCU-A-CB |  | 21 | 23400 | 2.15 | 74
BRYANT | 284ANV024*0**A* | CAP**3617AL*+UI | 88*TA36070C14*** | 11 | 24000 | 5000 | 205273721 | ccASHP | HRCU-A-CB |  | 22 | 23400 | 2.15 | 74
BRYANT | 284ANV024*0**A* | CAP**3617AL*+UI | 88*TA48090C17*** | 11 | 24000 | 5000 | 205273722 | ccASHP | HRCU-A-CB |  | 22 | 23400 | 2.17 | 74
BRYANT | 284ANV024*0**A* | CAP**3621AL*+UI | 987MB42060C17*** | 11 | 24000 | 5000 | 205273723 | ccASHP | HRCU-A-CB |  | 21 | 23400 | 2.15 | 74
BRYANT | 284ANV024*0**A* | CAP**3621AL*+UI | 987MB42080C17*** | 11 | 24000 | 5000 | 205273724 | ccASHP | HRCU-A-CB |  | 21 | 23400 | 2.15 | 74
BRYANT | 284ANV024*0**A* | CAP**3621AL*+UI | 987MB60060C21*** | 11 | 24000 | 5000 | 205273725 | ccASHP | HRCU-A-CB |  | 21 | 23400 | 2.15 | 74
BRYANT | 284ANV024*0**A* | CAP**3621AL*+UI | 987MB60080C21*** | 11 | 24000 | 5000 | 205273726 | ccASHP | HRCU-A-CB |  | 22 | 23400 | 2.17 | 74
BRYANT | 284ANV024*0**A* | CAP**3621AL*+UI | 987MB66100C21*** | 11 | 24000 | 5000 | 205273727 | ccASHP | HRCU-A-CB |  | 22 | 23400 | 2.17 | 74
BRYANT | 284ANV024*0**A* | CAP**3621AL*+UI | 88*TA48090C17*** | 11 | 24000 | 5000 | 205273728 | ccASHP | HRCU-A-CB |  | 22 | 23400 | 2.19 | 74
BRYANT | 284ANV024*0**A* | CAP**3621AL*+UI | 88*TA60110C21*** | 11 | 24000 | 5000 | 205273729 | ccASHP | HRCU-A-CB |  | 22 | 23400 | 2.19 | 74
BRYANT | 284ANV024*0**A* | CAP**4221AL*+UI | 987MB42060C17*** | 11 | 24000 | 5000 | 205273730 | ccASHP | HRCU-A-CB |  | 21 | 23400 | 2.17 | 74
BRYANT | 284ANV024*0**A* | CAP**4221AL*+UI | 987MB42080C17*** | 11 | 24000 | 5000 | 205273731 | ccASHP | HRCU-A-CB |  | 21 | 23400 | 2.19 | 74
BRYANT | 284ANV024*0**A* | CAP**4221AL*+UI | 987MB60060C21*** | 11 | 24000 | 5000 | 205273732 | ccASHP | HRCU-A-CB |  | 21 | 23400 | 2.19 | 74
BRYANT | 284ANV024*0**A* | CAP**4221AL*+UI | 987MB60080C21*** | 11 | 24000 | 5000 | 205273733 | ccASHP | HRCU-A-CB |  | 22 | 23400 | 2.21 | 74
BRYANT | 284ANV024*0**A* | CAP**4221AL*+UI | 987MB66100C21*** | 11 | 24000 | 5000 | 205273734 | ccASHP | HRCU-A-CB |  | 22 | 23400 | 2.23 | 74
BRYANT | 284ANV024*0**A* | CAP**4221AL*+UI | 88*TA48090C17*** | 11 | 24000 | 5000 | 205273735 | ccASHP | HRCU-A-CB |  | 22 | 23400 | 2.23 | 74
BRYANT | 284ANV024*0**A* | CAP**4221AL*+UI | 88*TA60110C21*** | 11 | 24000 | 5000 | 205273736 | ccASHP | HRCU-A-CB |  | 22 | 23400 | 2.23 | 74
BRYANT | 284ANV024*0**A* | CAP**4224AL*+UI | 987MB60060C21*** | 11 | 24000 | 5000 | 205273737 | ccASHP | HRCU-A-CB |  | 21 | 23400 | 2.19 | 74
BRYANT | 284ANV024*0**A* | CAP**4224AL*+UI | 987MB60080C21*** | 11 | 24000 | 5000 | 205273738 | ccASHP | HRCU-A-CB |  | 22 | 23400 | 2.21 | 74
BRYANT | 284ANV024*0**A* | CAP**4224AL*+UI | 987MB66100C21*** | 11 | 24000 | 5000 | 205273739 | ccASHP | HRCU-A-CB |  | 22 | 23400 | 2.23 | 74
BRYANT | 284ANV024*0**A* | CAP**4224AL*+UI | 987MB66120C24*** | 11 | 24000 | 5000 | 205273740 | ccASHP | HRCU-A-CB |  | 22 | 23400 | 2.21 | 74
BRYANT | 284ANV024*0**A* | CAP**4224AL*+UI | 88*TA60110C21*** | 11 | 24000 | 5000 | 205273741 | ccASHP | HRCU-A-CB |  | 22 | 23400 | 2.23 | 74
BRYANT | 284ANV024*0**A* | CAP**4821AL*+UI | 987MB42060C17*** | 11 | 24000 | 5000 | 205273742 | ccASHP | HRCU-A-CB |  | 21 | 23400 | 2.28 | 74
BRYANT | 284ANV024*0**A* | CAP**4821AL*+UI | 987MB42080C17*** | 11 | 24000 | 5000 | 205273743 | ccASHP | HRCU-A-CB |  | 22 | 23400 | 2.3 | 73
BRYANT | 284ANV024*0**A* | CAP**4821AL*+UI | 987MB60060C21*** | 11 | 24000 | 5000 | 205273744 | ccASHP | HRCU-A-CB |  | 21 | 23400 | 2.3 | 73
BRYANT | 284ANV024*0**A* | CNPV*3621AL*+UI | 986TC42080C17*** | 11 | 24000 | 5000 | 205273877 | ccASHP | HRCU-A-CB |  | 21 | 23400 | 2.13 | 74
BRYANT | 284ANV024*0**A* | CNPV*4217AL*+UI | 88*TA36045C17*** | 11 | 24000 | 5000 | 205273878 | ccASHP | HRCU-A-CB |  | 21 | 23400 | 2.21 | 74
BRYANT | 284ANV024*0**A* | CNPV*4217AL*+UI | 88*TA48070C17*** | 11 | 24000 | 5000 | 205273879 | ccASHP | HRCU-A-CB |  | 21 | 23400 | 2.25 | 74
BRYANT | 284ANV024*0**A* | CNPV*4217AL*+UI | 986TC42060C17*** | 11 | 24000 | 5000 | 205273880 | ccASHP | HRCU-A-CB |  | 21 | 23400 | 2.21 | 74
BRYANT | 284ANV024*0**A* | CNPV*4217AL*+UI | 986TC42080C17*** | 11 | 24000 | 5000 | 205273881 | ccASHP | HRCU-A-CB |  | 21 | 23400 | 2.23 | 74
BRYANT | 284ANV024*0**A* | CNPV*4221AL*+UI | 88*TA36045C17*** | 11 | 24000 | 5000 | 205273882 | ccASHP | HRCU-A-CB |  | 21 | 23400 | 2.17 | 74
BRYANT | 284ANV024*0**A* | CNPV*4221AL*+UI | 88*TA48070C17*** | 11 | 24000 | 5000 | 205273883 | ccASHP | HRCU-A-CB |  | 21 | 23400 | 2.19 | 74
BRYANT | 284ANV024*0**A* | CNPV*4221AL*+UI | 88*TA60070C21*** | 11 | 24000 | 5000 | 205273884 | ccASHP | HRCU-A-CB |  | 21 | 23400 | 2.19 | 74
BRYANT | 284ANV024*0**A* | CNPV*4221AL*+UI | 88*TA60090C21*** | 11 | 24000 | 5000 | 205273885 | ccASHP | HRCU-A-CB |  | 21 | 23400 | 2.21 | 74
BRYANT | 284ANV024*0**A* | CNPV*4221AL*+UI | 986TC42060C17*** | 11 | 24000 | 5000 | 205273886 | ccASHP | HRCU-A-CB |  | 21 | 23400 | 2.17 | 74
BRYANT | 284ANV024*0**A* | CNPV*4221AL*+UI | 986TC42080C17*** | 11 | 24000 | 5000 | 205273887 | ccASHP | HRCU-A-CB |  | 21 | 23400 | 2.17 | 74
BRYANT | 284ANV024*0**A* | CNPV*4821AL*+UI | 88*TA36045C17*** | 11 | 24000 | 5000 | 205273888 | ccASHP | HRCU-A-CB |  | 21 | 23400 | 2.26 | 74
BRYANT | 284ANV024*0**A* | CNPV*4821AL*+UI | 88*TA48070C17*** | 11 | 24000 | 5000 | 205273889 | ccASHP | HRCU-A-CB |  | 22 | 23400 | 2.28 | 74
BRYANT | 284ANV024*0**A* | CNPV*4821AL*+UI | 88*TA60070C21*** | 11 | 24000 | 5000 | 205273890 | ccASHP | HRCU-A-CB |  | 22 | 23400 | 2.3 | 74
BRYANT | 284ANV024*0**A* | CNPV*4821AL*+UI | 88*TA60090C21*** | 11 | 24000 | 5000 | 205273891 | ccASHP | HRCU-A-CB |  | 22 | 23400 | 2.31 | 73
BRYANT | 284ANV024*0**A* | CNPV*4821AL*+UI | 986TC42060C17*** | 11 | 24000 | 5000 | 205273892 | ccASHP | HRCU-A-CB |  | 21 | 23400 | 2.26 | 74
CARRIER | 25VNA024A*030* | CAP**3621AL*+UI & 59*N*A080V17**14 |  | 11 | 24000 | 5000 | 9892526 | ccASHP | HRCU-A-CB | Infinity® 20 Heat Pump with Greenspeed® Intelligence | 19 | 24200 | 2.24 | 90
BRYANT | 284ANV024*0**A* | CSPH*4812AL*+UI | 88*TA60090C21*** | 11 | 24000 | 5000 | 205273921 | ccASHP | HRCU-A-CB |  | 21 | 23400 | 2.31 | 73
BRYANT | 284ANV024*0**A* | CSPH*4812AL*+UI | 88*TA66135C24*** | 11 | 24000 | 5000 | 205273922 | ccASHP | HRCU-A-CB |  | 21 | 23400 | 2.31 | 73
BRYANT | 284ANV024*0**A* | CSPH*4812AL*+UI | 986TC42060C17*** | 11 | 24000 | 5000 | 205273923 | ccASHP | HRCU-A-CB |  | 21 | 23400 | 2.28 | 74
CARRIER | 25VNA024A*030* | CAP**3621AL*+UI | 59TN6B080C17**14 | 11 | 24000 | 5000 | 204429928 | ccASHP | HRCU-A-CB |  | 19 | 24200 | 2.01 | 83
BRYANT | 284ANV024*0**A* | CSPH*4212AL*+UI | 88*TA60090C21*** | 11 | 24000 | 5000 | 205273913 | ccASHP | HRCU-A-CB |  | 21 | 23400 | 2.3 | 73
BRYANT | 284ANV024*0**A* | CSPH*4212AL*+UI | 88*TA66135C24*** | 11 | 24000 | 5000 | 205273914 | ccASHP | HRCU-A-CB |  | 21 | 23400 | 2.3 | 73
BRYANT | 284ANV024*0**A* | CSPH*4212AL*+UI | 986TC42060C17*** | 11 | 24000 | 5000 | 205273915 | ccASHP | HRCU-A-CB |  | 21 | 23400 | 2.25 | 74
CARRIER | 25VNA424A*030* | CNPV*4217AL*+UI | 58TN*A090C17**16 | 11 | 24000 | 5000 | 205272344 | ccASHP | HRCU-A-CB |  | 22 | 23400 | 2.26 | 74
CARRIER | 25VNA424A*030* | CNPV*4221AL*+UI | 59MN7B060C17**14 | 11 | 24000 | 5000 | 205272345 | ccASHP | HRCU-A-CB |  | 21 | 23400 | 2.15 | 74
CARRIER | 25VNA424A*030* | CAP**3617AL*+UI | 59MN7B060C17**14 | 11 | 24000 | 5000 | 205272290 | ccASHP | HRCU-A-CB |  | 21 | 23400 | 2.14 | 75
CARRIER | 25VNA424A*030* | CAP**3617AL*+UI | 59MN7B080C17**14 | 11 | 24000 | 5000 | 205272291 | ccASHP | HRCU-A-CB |  | 21 | 23400 | 2.15 | 74
CARRIER | 25VNA424A*030* | CAP**3617AL*+UI | 58TN*A070C14**12 | 11 | 24000 | 5000 | 205272292 | ccASHP | HRCU-A-CB |  | 22 | 23400 | 2.15 | 74
CARRIER | 25VNA424A*030* | CAP**3617AL*+UI | 58TN*A090C17**16 | 11 | 24000 | 5000 | 205272293 | ccASHP | HRCU-A-CB |  | 22 | 23400 | 2.17 | 74
CARRIER | 25VNA424A*030* | CAP**3621AL*+UI | 59MN7B060C17**14 | 11 | 24000 | 5000 | 205272294 | ccASHP | HRCU-A-CB |  | 21 | 23400 | 2.15 | 74
CARRIER | 25VNA424A*030* | CAP**3621AL*+UI | 59MN7B080C17**14 | 11 | 24000 | 5000 | 205272295 | ccASHP | HRCU-A-CB |  | 21 | 23400 | 2.15 | 74
CARRIER | 25VNA424A*030* | CAP**3621AL*+UI | 59MN7B060C21**20 | 11 | 24000 | 5000 | 205272296 | ccASHP | HRCU-A-CB |  | 21 | 23400 | 2.15 | 74
CARRIER | 25VNA424A*030* | CAP**3621AL*+UI | 59MN7B080C21**20 | 11 | 24000 | 5000 | 205272297 | ccASHP | HRCU-A-CB |  | 22 | 23400 | 2.17 | 74
CARRIER | 25VNA424A*030* | CAP**3621AL*+UI | 59MN7B100C21**22 | 11 | 24000 | 5000 | 205272298 | ccASHP | HRCU-A-CB |  | 22 | 23400 | 2.17 | 74
CARRIER | 25VNA424A*030* | CAP**3621AL*+UI | 58TN*A090C17**16 | 11 | 24000 | 5000 | 205272299 | ccASHP | HRCU-A-CB |  | 22 | 23400 | 2.19 | 74
CARRIER | 25VNA424A*030* | CAP**3621AL*+UI | 58TN*A110C21**20 | 11 | 24000 | 5000 | 205272300 | ccASHP | HRCU-A-CB |  | 22 | 23400 | 2.19 | 74
CARRIER | 25VNA424A*030* | CAP**4221AL*+UI | 59MN7B060C17**14 | 11 | 24000 | 5000 | 205272301 | ccASHP | HRCU-A-CB |  | 21 | 23400 | 2.17 | 74
CARRIER | 25VNA424A*030* | CAP**4221AL*+UI | 59MN7B080C17**14 | 11 | 24000 | 5000 | 205272302 | ccASHP | HRCU-A-CB |  | 21 | 23400 | 2.19 | 74
CARRIER | 25VNA424A*030* | CAP**4221AL*+UI | 59MN7B060C21**20 | 11 | 24000 | 5000 | 205272303 | ccASHP | HRCU-A-CB |  | 21 | 23400 | 2.19 | 74
CARRIER | 25VNA424A*030* | CAP**4221AL*+UI | 59MN7B080C21**20 | 11 | 24000 | 5000 | 205272304 | ccASHP | HRCU-A-CB |  | 22 | 23400 | 2.21 | 74
CARRIER | 25VNA424A*030* | CAP**4221AL*+UI | 59MN7B100C21**22 | 11 | 24000 | 5000 | 205272305 | ccASHP | HRCU-A-CB |  | 22 | 23400 | 2.23 | 74
CARRIER | 25VNA424A*030* | CAP**4221AL*+UI | 58TN*A090C17**16 | 11 | 24000 | 5000 | 205272306 | ccASHP | HRCU-A-CB |  | 22 | 23400 | 2.23 | 74
CARRIER | 25VNA424A*030* | CAP**4221AL*+UI | 58TN*A110C21**20 | 11 | 24000 | 5000 | 205272307 | ccASHP | HRCU-A-CB |  | 22 | 23400 | 2.23 | 74
CARRIER | 25VNA424A*030* | CAP**4224AL*+UI | 59MN7B060C21**20 | 11 | 24000 | 5000 | 205272308 | ccASHP | HRCU-A-CB |  | 21 | 23400 | 2.19 | 74
CARRIER | 25VNA424A*030* | CAP**4224AL*+UI | 59MN7B080C21**20 | 11 | 24000 | 5000 | 205272309 | ccASHP | HRCU-A-CB |  | 22 | 23400 | 2.21 | 74
CARRIER | 25VNA424A*030* | CAP**4224AL*+UI | 59MN7B100C21**22 | 11 | 24000 | 5000 | 205272310 | ccASHP | HRCU-A-CB |  | 22 | 23400 | 2.23 | 74
CARRIER | 25VNA424A*030* | CAP**4224AL*+UI | 59MN7B120C24**22 | 11 | 24000 | 5000 | 205272311 | ccASHP | HRCU-A-CB |  | 22 | 23400 | 2.21 | 74
CARRIER | 25VNA424A*030* | CAP**4224AL*+UI | 58TN*A110C21**20 | 11 | 24000 | 5000 | 205272312 | ccASHP | HRCU-A-CB |  | 22 | 23400 | 2.23 | 74
CARRIER | 25VNA424A*030* | CAP**4821AL*+UI | 59MN7B060C17**14 | 11 | 24000 | 5000 | 205272313 | ccASHP | HRCU-A-CB |  | 21 | 23400 | 2.28 | 74
CARRIER | 25VNA424A*030* | CAP**4821AL*+UI | 59MN7B080C17**14 | 11 | 24000 | 5000 | 205272314 | ccASHP | HRCU-A-CB |  | 22 | 23400 | 2.3 | 73
CARRIER | 25VNA424A*030* | CAP**4821AL*+UI | 59MN7B060C21**20 | 11 | 24000 | 5000 | 205272315 | ccASHP | HRCU-A-CB |  | 21 | 23400 | 2.3 | 73
CARRIER | 25VNA424A*030* | CAP**4821AL*+UI | 59MN7B080C21**20 | 11 | 24000 | 5000 | 205272316 | ccASHP | HRCU-A-CB |  | 22 | 23400 | 2.31 | 73
CARRIER | 25VNA424A*030* | CAP**4821AL*+UI | 59MN7B100C21**22 | 11 | 24000 | 5000 | 205272317 | ccASHP | HRCU-A-CB |  | 22 | 23400 | 2.33 | 73
CARRIER | 25VNA424A*030* | CAP**4821AL*+UI | 58TN*A090C17**16 | 11 | 24000 | 5000 | 205272318 | ccASHP | HRCU-A-CB |  | 22 | 23400 | 2.33 | 72
CARRIER | 25VNA424A*030* | CAP**4821AL*+UI | 58TN*A110C21**20 | 11 | 24000 | 5000 | 205272319 | ccASHP | HRCU-A-CB |  | 22 | 23400 | 2.33 | 72
CARRIER | 25VNA424A*030* | CAP**4824AL*+UI | 59MN7B060C21**20 | 11 | 24000 | 5000 | 205272320 | ccASHP | HRCU-A-CB |  | 21 | 23400 | 2.3 | 73
CARRIER | 25VNA424A*030* | CAP**4824AL*+UI | 59MN7B080C21**20 | 11 | 24000 | 5000 | 205272321 | ccASHP | HRCU-A-CB |  | 22 | 23400 | 2.31 | 73
CARRIER | 25VNA424A*030* | CAP**4824AL*+UI | 59MN7B100C21**22 | 11 | 24000 | 5000 | 205272322 | ccASHP | HRCU-A-CB |  | 22 | 23400 | 2.33 | 72
CARRIER | 25VNA424A*030* | CAP**4824AL*+UI | 59MN7B120C24**22 | 11 | 24000 | 5000 | 205272323 | ccASHP | HRCU-A-CB |  | 22 | 23400 | 2.31 | 73
CARRIER | 25VNA424A*030* | CAP**4824AL*+UI | 58TN*A110C21**20 | 11 | 24000 | 5000 | 205272324 | ccASHP | HRCU-A-CB |  | 22 | 23400 | 2.33 | 72
CARRIER | 25VNA424A*030* | CAP**6024AL*+UI | 59MN7B060C21**20 | 11 | 24000 | 5000 | 205272325 | ccASHP | HRCU-A-CB |  | 22 | 23400 | 2.29 | 72
CARRIER | 25VNA424A*030* | CAP**6024AL*+UI | 59MN7B080C21**20 | 11 | 24000 | 5000 | 205272326 | ccASHP | HRCU-A-CB |  | 22 | 23400 | 2.32 | 72
CARRIER | 25VNA424A*030* | CAP**6024AL*+UI | 59MN7B100C21**22 | 11 | 24000 | 5000 | 205272327 | ccASHP | HRCU-A-CB |  | 22 | 23400 | 2.32 | 72
CARRIER | 25VNA424A*030* | CAP**6024AL*+UI | 59MN7B120C24**22 | 11 | 24000 | 5000 | 205272328 | ccASHP | HRCU-A-CB |  | 22 | 23400 | 2.32 | 72
CARRIER | 25VNA424A*030* | CAP**6024AL*+UI | 58TN*A110C21**20 | 11 | 24000 | 5000 | 205272329 | ccASHP | HRCU-A-CB |  | 22 | 23400 | 2.32 | 72
CARRIER | 25VNA424A*030* | CNPV*3617AL*+UI | 59MN7B060C17**14 | 11 | 24000 | 5000 | 205272330 | ccASHP | HRCU-A-CB |  | 21 | 23400 | 2.11 | 75
CARRIER | 25VNA424A*030* | CNPV*3617AL*+UI | 59MN7B080C17**14 | 11 | 24000 | 5000 | 205272331 | ccASHP | HRCU-A-CB |  | 21 | 23400 | 2.13 | 74
CARRIER | 25VNA424A*030* | CNPV*3617AL*+UI | 58TN*A070C14**12 | 11 | 24000 | 5000 | 205272332 | ccASHP | HRCU-A-CB |  | 22 | 23400 | 2.13 | 74
CARRIER | 25VNA424A*030* | CNPV*3617AL*+UI | 58TN*A090C17**16 | 11 | 24000 | 5000 | 205272333 | ccASHP | HRCU-A-CB |  | 22 | 23400 | 2.15 | 74
CARRIER | 25VNA424A*030* | CNPV*3621AL*+UI | 59MN7B060C17**14 | 11 | 24000 | 5000 | 205272334 | ccASHP | HRCU-A-CB |  | 21 | 23400 | 2.11 | 75
CARRIER | 25VNA424A*030* | CNPV*3621AL*+UI | 59MN7B080C17**14 | 11 | 24000 | 5000 | 205272335 | ccASHP | HRCU-A-CB |  | 21 | 23400 | 2.13 | 74
CARRIER | 25VNA424A*031* | CNPV*3617AL*+UI | 58TN*A070C17**16 | 11 | 24000 | 5000 | 206788482 | ccASHP | HRCU-A-CB |  | 21 | 23400 | 2.13 | 74
CARRIER | 25VNA424A*031* | CNPV*3617AL*+UI | 59TN6B060C17**14 | 11 | 24000 | 5000 | 206788483 | ccASHP | HRCU-A-CB |  | 21 | 23400 | 2.11 | 75
CARRIER | 25VNA424A*031* | CNPV*3621AL*+UI | 58TN*A045C17**12 | 11 | 24000 | 5000 | 206788485 | ccASHP | HRCU-A-CB |  | 21 | 23400 | 2.11 | 75
CARRIER | 25VNA424A*031* | CNPV*3621AL*+UI | 58TN*A070C17**16 | 11 | 24000 | 5000 | 206788486 | ccASHP | HRCU-A-CB |  | 21 | 23400 | 2.13 | 74
CARRIER | 25VNA424A*031* | CNPV*3621AL*+UI | 58TN*A070C21**20 | 11 | 24000 | 5000 | 206788487 | ccASHP | HRCU-A-CB |  | 21 | 23400 | 2.15 | 74
CARRIER | 25VNA424A*031* | CNPV*3621AL*+UI | 59TN6B060C17**14 | 11 | 24000 | 5000 | 206788489 | ccASHP | HRCU-A-CB |  | 21 | 23400 | 2.11 | 75
CARRIER | 25VNA424A*031* | CNPV*4217AL*+UI | 58TN*A045C17**12 | 11 | 24000 | 5000 | 206788491 | ccASHP | HRCU-A-CB |  | 21 | 23400 | 2.21 | 74
CARRIER | 25VNA424A*031* | CNPV*4217AL*+UI | 59TN6B060C17**14 | 11 | 24000 | 5000 | 206788493 | ccASHP | HRCU-A-CB |  | 21 | 23400 | 2.21 | 74
CARRIER | 25VNA424A*031* | CNPV*4217AL*+UI | 59TN6B080C17**14 | 11 | 24000 | 5000 | 206788494 | ccASHP | HRCU-A-CB |  | 21 | 23400 | 2.23 | 74
CARRIER | 25VNA424A*031* | CNPV*4221AL*+UI | 58TN*A070C17**16 | 11 | 24000 | 5000 | 206788496 | ccASHP | HRCU-A-CB |  | 21 | 23400 | 2.19 | 74
CARRIER | 25VNA424A*031* | CNPV*4221AL*+UI | 58TN*A090C21**20 | 11 | 24000 | 5000 | 206788498 | ccASHP | HRCU-A-CB |  | 21 | 23400 | 2.21 | 74
CARRIER | 25VNA424A*031* | CNPV*4221AL*+UI | 59TN6B080C17**14 | 11 | 24000 | 5000 | 206788500 | ccASHP | HRCU-A-CB |  | 21 | 23400 | 2.17 | 74
CARRIER | 25VNA424A*031* | CNPV*4821AL*+UI | 58TN*A070C17**16 | 11 | 24000 | 5000 | 206788502 | ccASHP | HRCU-A-CB |  | 22 | 23400 | 2.28 | 74
CARRIER | 25VNA424A*031* | CNPV*4821AL*+UI | 58TN*A070C21**20 | 11 | 24000 | 5000 | 206788503 | ccASHP | HRCU-A-CB |  | 22 | 23400 | 2.3 | 74
CARRIER | 25VNA424A*031* | CNPV*4821AL*+UI | 58TN*A090C21**20 | 11 | 24000 | 5000 | 206788504 | ccASHP | HRCU-A-CB |  | 22 | 23400 | 2.31 | 73
CARRIER | 25VNA424A*031* | CNPV*4824AL*+UI | 58TN*A070C21**20 | 11 | 24000 | 5000 | 206788507 | ccASHP | HRCU-A-CB |  | 22 | 23400 | 2.3 | 74
CARRIER | 25VNA424A*030* | CNPV*4221AL*+UI | 59MN7B080C17**14 | 11 | 24000 | 5000 | 205272346 | ccASHP | HRCU-A-CB |  | 21 | 23400 | 2.17 | 74
CARRIER | 25VNA424A*030* | CNPV*4221AL*+UI | 59MN7B060C21**20 | 11 | 24000 | 5000 | 205272347 | ccASHP | HRCU-A-CB |  | 21 | 23400 | 2.19 | 74
CARRIER | 25VNA424A*030* | CNPV*4221AL*+UI | 59MN7B080C21**20 | 11 | 24000 | 5000 | 205272348 | ccASHP | HRCU-A-CB |  | 22 | 23400 | 2.21 | 74
CARRIER | 25VNA424A*030* | CNPV*4221AL*+UI | 59MN7B100C21**22 | 11 | 24000 | 5000 | 205272349 | ccASHP | HRCU-A-CB |  | 22 | 23400 | 2.21 | 74
CARRIER | 25VNA424A*030* | CNPV*4221AL*+UI | 58TN*A090C17**16 | 11 | 24000 | 5000 | 205272350 | ccASHP | HRCU-A-CB |  | 22 | 23400 | 2.21 | 74
CARRIER | 25VNA424A*030* | CNPV*4221AL*+UI | 58TN*A110C21**20 | 11 | 24000 | 5000 | 205272351 | ccASHP | HRCU-A-CB |  | 22 | 23400 | 2.21 | 74
CARRIER | 25VNA424A*030* | CNPV*4821AL*+UI | 59MN7B060C17**14 | 11 | 24000 | 5000 | 205272352 | ccASHP | HRCU-A-CB |  | 21 | 23400 | 2.26 | 74
CARRIER | 25VNA424A*030* | CNPV*4821AL*+UI | 59MN7B080C17**14 | 11 | 24000 | 5000 | 205272353 | ccASHP | HRCU-A-CB |  | 22 | 23400 | 2.28 | 74
CARRIER | 25VNA424A*030* | CNPV*4821AL*+UI | 59MN7B060C21**20 | 11 | 24000 | 5000 | 205272354 | ccASHP | HRCU-A-CB |  | 21 | 23400 | 2.28 | 74
CARRIER | 25VNA424A*030* | CNPV*4821AL*+UI | 59MN7B080C21**20 | 11 | 24000 | 5000 | 205272355 | ccASHP | HRCU-A-CB |  | 22 | 23400 | 2.3 | 73
CARRIER | 25VNA424A*030* | CNPV*4821AL*+UI | 59MN7B100C21**22 | 11 | 24000 | 5000 | 205272356 | ccASHP | HRCU-A-CB |  | 22 | 23400 | 2.3 | 73
CARRIER | 25VNA424A*030* | CNPV*3621AL*+UI | 59MN7B060C21**20 | 11 | 24000 | 5000 | 205272336 | ccASHP | HRCU-A-CB |  | 21 | 23400 | 2.13 | 74
CARRIER | 25VNA424A*030* | CNPV*3621AL*+UI | 59MN7B080C21**20 | 11 | 24000 | 5000 | 205272337 | ccASHP | HRCU-A-CB |  | 22 | 23400 | 2.15 | 74
CARRIER | 25VNA424A*030* | CNPV*3621AL*+UI | 59MN7B100C21**22 | 11 | 24000 | 5000 | 205272338 | ccASHP | HRCU-A-CB |  | 22 | 23400 | 2.15 | 74
CARRIER | 25VNA424A*030* | CNPV*3621AL*+UI | 58TN*A090C17**16 | 11 | 24000 | 5000 | 205272339 | ccASHP | HRCU-A-CB |  | 22 | 23400 | 2.15 | 74
CARRIER | 25VNA424A*030* | CNPV*3621AL*+UI | 58TN*A110C21**20 | 11 | 24000 | 5000 | 205272340 | ccASHP | HRCU-A-CB |  | 22 | 23400 | 2.15 | 74
CARRIER | 25VNA424A*030* | CNPV*4217AL*+UI | 59MN7B060C17**14 | 11 | 24000 | 5000 | 205272341 | ccASHP | HRCU-A-CB |  | 21 | 23400 | 2.21 | 74
CARRIER | 25VNA424A*030* | CNPV*4217AL*+UI | 59MN7B080C17**14 | 11 | 24000 | 5000 | 205272342 | ccASHP | HRCU-A-CB |  | 21 | 23400 | 2.23 | 74
CARRIER | 25VNA424A*030* | CNPV*4217AL*+UI | 58TN*A070C14**12 | 11 | 24000 | 5000 | 205272343 | ccASHP | HRCU-A-CB |  | 22 | 23400 | 2.25 | 74
CARRIER | 25VNA424A*030* | CNPV*6024AL*+UI | 59MN7B080C21**20 | 11 | 24000 | 5000 | 205272365 | ccASHP | HRCU-A-CB |  | 22 | 23400 | 2.31 | 72
CARRIER | 25VNA424A*030* | CNPV*6024AL*+UI | 59MN7B100C21**22 | 11 | 24000 | 5000 | 205272366 | ccASHP | HRCU-A-CB |  | 22 | 23400 | 2.31 | 72
CARRIER | 25VNA424A*030* | CNPV*6024AL*+UI | 59MN7B120C24**22 | 11 | 24000 | 5000 | 205272367 | ccASHP | HRCU-A-CB |  | 22 | 23400 | 2.31 | 72
CARRIER | 25VNA424A*030* | CNPV*6024AL*+UI | 58TN*A110C21**20 | 11 | 24000 | 5000 | 205272368 | ccASHP | HRCU-A-CB |  | 22 | 23400 | 2.33 | 72
CARRIER | 25VNA424A*030* | CSPH*3612AL*+UI | 59MN7B060C17**14 | 11 | 24000 | 5000 | 205272369 | ccASHP | HRCU-A-CB |  | 20 | 23400 | 2.21 | 74
CARRIER | 25VNA424A*030* | CSPH*3612AL*+UI | 59MN7B080C17**14 | 11 | 24000 | 5000 | 205272370 | ccASHP | HRCU-A-CB |  | 21 | 23400 | 2.23 | 74
CARRIER | 25VNA424A*030* | CSPH*3612AL*+UI | 59MN7B060C21**20 | 11 | 24000 | 5000 | 205272371 | ccASHP | HRCU-A-CB |  | 20 | 23400 | 2.23 | 74
CARRIER | 25VNA424A*030* | CSPH*3612AL*+UI | 59MN7B080C21**20 | 11 | 24000 | 5000 | 205272372 | ccASHP | HRCU-A-CB |  | 21 | 23400 | 2.26 | 74
CARRIER | 25VNA424A*030* | CSPH*3612AL*+UI | 59MN7B100C21**22 | 11 | 24000 | 5000 | 205272373 | ccASHP | HRCU-A-CB |  | 21 | 23400 | 2.26 | 74
CARRIER | 25VNA424A*030* | CSPH*3612AL*+UI | 59MN7B120C24**22 | 11 | 24000 | 5000 | 205272374 | ccASHP | HRCU-A-CB |  | 21 | 23400 | 2.26 | 74
CARRIER | 25VNA424A*030* | CSPH*3612AL*+UI | 58TN*A070C14**12 | 11 | 24000 | 5000 | 205272375 | ccASHP | HRCU-A-CB |  | 22 | 23400 | 2.25 | 74
CARRIER | 25VNA424A*030* | CSPH*3612AL*+UI | 58TN*A090C17**16 | 11 | 24000 | 5000 | 205272376 | ccASHP | HRCU-A-CB |  | 22 | 23400 | 2.26 | 74
CARRIER | 25VNA424A*030* | CSPH*3612AL*+UI | 58TN*A110C21**20 | 11 | 24000 | 5000 | 205272377 | ccASHP | HRCU-A-CB |  | 22 | 23400 | 2.26 | 74
CARRIER | 25VNA424A*030* | CSPH*4212AL*+UI | 59MN7B060C17**14 | 11 | 24000 | 5000 | 205272378 | ccASHP | HRCU-A-CB |  | 20 | 23400 | 2.25 | 74
CARRIER | 25VNA424A*030* | CSPH*4212AL*+UI | 59MN7B080C17**14 | 11 | 24000 | 5000 | 205272379 | ccASHP | HRCU-A-CB |  | 21 | 23400 | 2.26 | 74
CARRIER | 25VNA424A*030* | CSPH*4212AL*+UI | 59MN7B060C21**20 | 11 | 24000 | 5000 | 205272380 | ccASHP | HRCU-A-CB |  | 20 | 23400 | 2.26 | 74
CARRIER | 25VNA424A*030* | CSPH*4212AL*+UI | 59MN7B080C21**20 | 11 | 24000 | 5000 | 205272381 | ccASHP | HRCU-A-CB |  | 21 | 23400 | 2.28 | 74
CARRIER | 25VNA424A*030* | CSPH*4212AL*+UI | 59MN7B100C21**22 | 11 | 24000 | 5000 | 205272382 | ccASHP | HRCU-A-CB |  | 21 | 23400 | 2.3 | 73
CARRIER | 25VNA424A*030* | CSPH*6012AL*+UI | 59MN7B120C24**22 | 11 | 24000 | 5000 | 205272401 | ccASHP | HRCU-A-CB |  | 21 | 23400 | 2.33 | 72
CARRIER | 25VNA424A*030* | CSPH*6012AL*+UI | 58TN*A070C14**12 | 11 | 24000 | 5000 | 205272402 | ccASHP | HRCU-A-CB |  | 22 | 23400 | 2.33 | 72
CARRIER | 25VNA424A*030* | CSPH*6012AL*+UI | 58TN*A090C17**16 | 11 | 24000 | 5000 | 205272403 | ccASHP | HRCU-A-CB |  | 22 | 23400 | 2.34 | 72
CARRIER | 25VNA424A*030* | CSPH*6012AL*+UI | 58TN*A110C21**20 | 11 | 24000 | 5000 | 205272404 | ccASHP | HRCU-A-CB |  | 22 | 23400 | 2.34 | 72
CARRIER | 25VNA424A*030* | CAP**3617AL*+UI | 58TN*A045C17**12 | 11 | 24000 | 5000 | 205272405 | ccASHP | HRCU-A-CB |  | 21 | 23400 | 2.15 | 74
CARRIER | 25VNA424A*030* | CAP**3617AL*+UI | 58TN*A070C17**16 | 11 | 24000 | 5000 | 205272406 | ccASHP | HRCU-A-CB |  | 21 | 23400 | 2.15 | 74
CARRIER | 25VNA424A*030* | CAP**3617AL*+UI | 59TN6B060C17**14 | 11 | 24000 | 5000 | 205272407 | ccASHP | HRCU-A-CB |  | 21 | 23400 | 2.15 | 74
CARRIER | 25VNA424A*030* | CAP**3617AL*+UI | 59TN6B080C17**14 | 11 | 24000 | 5000 | 205272408 | ccASHP | HRCU-A-CB |  | 21 | 23400 | 2.15 | 74
CARRIER | 25VNA424A*030* | CAP**3621AL*+UI | 58TN*A045C17**12 | 11 | 24000 | 5000 | 205272409 | ccASHP | HRCU-A-CB |  | 21 | 23400 | 2.15 | 74
CARRIER | 25VNA424A*030* | CAP**3621AL*+UI | 58TN*A070C17**16 | 11 | 24000 | 5000 | 205272410 | ccASHP | HRCU-A-CB |  | 21 | 23400 | 2.17 | 74
CARRIER | 25VNA424A*030* | CAP**3621AL*+UI | 58TN*A070C21**20 | 11 | 24000 | 5000 | 205272411 | ccASHP | HRCU-A-CB |  | 21 | 23400 | 2.17 | 74
CARRIER | 25VNA424A*030* | CAP**3621AL*+UI | 58TN*A090C21**20 | 11 | 24000 | 5000 | 205272412 | ccASHP | HRCU-A-CB |  | 22 | 23400 | 2.19 | 74
CARRIER | 25VNA424A*030* | CAP**3621AL*+UI | 59TN6B060C17**14 | 11 | 24000 | 5000 | 205272413 | ccASHP | HRCU-A-CB |  | 21 | 23400 | 2.15 | 74
CARRIER | 25VNA424A*030* | CAP**3621AL*+UI | 59TN6B080C17**14 | 11 | 24000 | 5000 | 205272414 | ccASHP | HRCU-A-CB |  | 21 | 23400 | 2.15 | 74
CARRIER | 25VNA424A*030* | CAP**4221AL*+UI | 58TN*A045C17**12 | 11 | 24000 | 5000 | 205272415 | ccASHP | HRCU-A-CB |  | 21 | 23400 | 2.17 | 74
CARRIER | 25VNA424A*030* | CAP**4221AL*+UI | 58TN*A070C17**16 | 11 | 24000 | 5000 | 205272416 | ccASHP | HRCU-A-CB |  | 21 | 23400 | 2.21 | 74
CARRIER | 25VNA424A*030* | CAP**4221AL*+UI | 58TN*A070C21**20 | 11 | 24000 | 5000 | 205272417 | ccASHP | HRCU-A-CB |  | 21 | 23400 | 2.21 | 74
CARRIER | 25VNA424A*030* | CAP**4221AL*+UI | 58TN*A090C21**20 | 11 | 24000 | 5000 | 205272418 | ccASHP | HRCU-A-CB |  | 22 | 23400 | 2.23 | 74
CARRIER | 25VNA424A*030* | CAP**4221AL*+UI | 59TN6B060C17**14 | 11 | 24000 | 5000 | 205272419 | ccASHP | HRCU-A-CB |  | 21 | 23400 | 2.17 | 74
CARRIER | 25VNA424A*030* | CAP**4221AL*+UI | 59TN6B080C17**14 | 11 | 24000 | 5000 | 205272420 | ccASHP | HRCU-A-CB |  | 21 | 23400 | 2.19 | 74
CARRIER | 25VNA424A*030* | CAP**4224AL*+UI | 58TN*A070C21**20 | 11 | 24000 | 5000 | 205272421 | ccASHP | HRCU-A-CB |  | 21 | 23400 | 2.21 | 74
CARRIER | 25VNA424A*030* | CAP**4224AL*+UI | 58TN*A090C21**20 | 11 | 24000 | 5000 | 205272422 | ccASHP | HRCU-A-CB |  | 22 | 23400 | 2.23 | 74
CARRIER | 25VNA424A*030* | CAP**4224AL*+UI | 58TN*A135C24**22 | 11 | 24000 | 5000 | 205272423 | ccASHP | HRCU-A-CB |  | 22 | 23400 | 2.23 | 73
CARRIER | 25VNA424A*030* | CAP**4224AL*+UI | 59TN6B120C24**22 | 11 | 24000 | 5000 | 205272424 | ccASHP | HRCU-A-CB |  | 22 | 23400 | 2.23 | 74
CARRIER | 25VNA424A*030* | CAP**4821AL*+UI | 58TN*A045C17**12 | 11 | 24000 | 5000 | 205272425 | ccASHP | HRCU-A-CB |  | 21 | 23400 | 2.28 | 74
CARRIER | 25VNA424A*030* | CAP**4821AL*+UI | 58TN*A070C17**16 | 11 | 24000 | 5000 | 205272426 | ccASHP | HRCU-A-CB |  | 22 | 23400 | 2.31 | 73
CARRIER | 25VNA424A*030* | CAP**4821AL*+UI | 58TN*A070C21**20 | 11 | 24000 | 5000 | 205272427 | ccASHP | HRCU-A-CB |  | 22 | 23400 | 2.31 | 73
CARRIER | 25VNA424A*030* | CAP**4821AL*+UI | 58TN*A090C21**20 | 11 | 24000 | 5000 | 205272428 | ccASHP | HRCU-A-CB |  | 22 | 23400 | 2.33 | 72
CARRIER | 25VNA424A*030* | CAP**4821AL*+UI | 59TN6B060C17**14 | 11 | 24000 | 5000 | 205272429 | ccASHP | HRCU-A-CB |  | 21 | 23400 | 2.28 | 74
CARRIER | 25VNA424A*030* | CAP**4821AL*+UI | 59TN6B080C17**14 | 11 | 24000 | 5000 | 205272430 | ccASHP | HRCU-A-CB |  | 21 | 23400 | 2.3 | 73
CARRIER | 25VNA424A*030* | CAP**4824AL*+UI | 58TN*A070C21**20 | 11 | 24000 | 5000 | 205272431 | ccASHP | HRCU-A-CB |  | 22 | 23400 | 2.31 | 73
CARRIER | 25VNA424A*030* | CAP**4824AL*+UI | 58TN*A090C21**20 | 11 | 24000 | 5000 | 205272432 | ccASHP | HRCU-A-CB |  | 22 | 23400 | 2.33 | 72
CARRIER | 25VNA424A*030* | CAP**4824AL*+UI | 58TN*A135C24**22 | 11 | 24000 | 5000 | 205272433 | ccASHP | HRCU-A-CB |  | 22 | 23400 | 2.33 | 72
CARRIER | 25VNA424A*030* | CAP**4824AL*+UI | 59TN6B120C24**22 | 11 | 24000 | 5000 | 205272434 | ccASHP | HRCU-A-CB |  | 22 | 23400 | 2.33 | 73
CARRIER | 25VNA424A*030* | CAP**6024AL*+UI | 58TN*A070C21**20 | 11 | 24000 | 5000 | 205272435 | ccASHP | HRCU-A-CB |  | 22 | 23400 | 2.31 | 72
CARRIER | 25VNA424A*030* | CAP**6024AL*+UI | 58TN*A090C21**20 | 11 | 24000 | 5000 | 205272436 | ccASHP | HRCU-A-CB |  | 22 | 23400 | 2.32 | 72
CARRIER | 25VNA424A*030* | CAP**6024AL*+UI | 58TN*A135C24**22 | 11 | 24000 | 5000 | 205272437 | ccASHP | HRCU-A-CB |  | 22 | 23400 | 2.34 | 72
CARRIER | 25VNA424A*030* | CAP**6024AL*+UI | 59TN6B120C24**22 | 11 | 24000 | 5000 | 205272438 | ccASHP | HRCU-A-CB |  | 22 | 23400 | 2.32 | 72
CARRIER | 25VNA424A*030* | CNPV*3617AL*+UI | 58TN*A045C17**12 | 11 | 24000 | 5000 | 205272439 | ccASHP | HRCU-A-CB |  | 21 | 23400 | 2.11 | 75
CARRIER | 25VNA424A*030* | CNPV*3617AL*+UI | 58TN*A070C17**16 | 11 | 24000 | 5000 | 205272440 | ccASHP | HRCU-A-CB |  | 21 | 23400 | 2.13 | 74
CARRIER | 25VNA424A*030* | CNPV*3617AL*+UI | 59TN6B060C17**14 | 11 | 24000 | 5000 | 205272441 | ccASHP | HRCU-A-CB |  | 21 | 23400 | 2.11 | 75
CARRIER | 25VNA424A*030* | CNPV*3617AL*+UI | 59TN6B080C17**14 | 11 | 24000 | 5000 | 205272442 | ccASHP | HRCU-A-CB |  | 21 | 23400 | 2.13 | 74
CARRIER | 25VNA424A*030* | CNPV*3621AL*+UI | 58TN*A045C17**12 | 11 | 24000 | 5000 | 205272443 | ccASHP | HRCU-A-CB |  | 21 | 23400 | 2.11 | 75
CARRIER | 25VNA424A*030* | CNPV*3621AL*+UI | 58TN*A070C17**16 | 11 | 24000 | 5000 | 205272444 | ccASHP | HRCU-A-CB |  | 21 | 23400 | 2.13 | 74
CARRIER | 25VNA424A*031* | CAP**6024AL*+UI | 59TN6B120C24**22 | 11 | 24000 | 5000 | 206788480 | ccASHP | HRCU-A-CB |  | 22 | 23400 | 2.32 | 72
CARRIER | 25VNA424A*031* | CNPV*3617AL*+UI | 58TN*A045C17**12 | 11 | 24000 | 5000 | 206788481 | ccASHP | HRCU-A-CB |  | 21 | 23400 | 2.11 | 75
CARRIER | 25VNA424A*030* | CNPV*4821AL*+UI | 58TN*A045C17**12 | 11 | 24000 | 5000 | 205272459 | ccASHP | HRCU-A-CB |  | 21 | 23400 | 2.26 | 74
CARRIER | 25VNA424A*030* | CNPV*4821AL*+UI | 58TN*A070C17**16 | 11 | 24000 | 5000 | 205272460 | ccASHP | HRCU-A-CB |  | 22 | 23400 | 2.28 | 74
CARRIER | 25VNA424A*030* | CNPV*4821AL*+UI | 58TN*A070C21**20 | 11 | 24000 | 5000 | 205272461 | ccASHP | HRCU-A-CB |  | 22 | 23400 | 2.3 | 74
CARRIER | 25VNA424A*030* | CNPV*4821AL*+UI | 58TN*A090C21**20 | 11 | 24000 | 5000 | 205272462 | ccASHP | HRCU-A-CB |  | 22 | 23400 | 2.31 | 73
CARRIER | 25VNA424A*030* | CNPV*4821AL*+UI | 59TN6B060C17**14 | 11 | 24000 | 5000 | 205272463 | ccASHP | HRCU-A-CB |  | 21 | 23400 | 2.26 | 74
CARRIER | 25VNA424A*030* | CNPV*4821AL*+UI | 59TN6B080C17**14 | 11 | 24000 | 5000 | 205272464 | ccASHP | HRCU-A-CB |  | 21 | 23400 | 2.26 | 74
CARRIER | 25VNA424A*030* | CNPV*4824AL*+UI | 58TN*A070C21**20 | 11 | 24000 | 5000 | 205272465 | ccASHP | HRCU-A-CB |  | 22 | 23400 | 2.3 | 74
CARRIER | 25VNA424A*030* | CNPV*4824AL*+UI | 58TN*A090C21**20 | 11 | 24000 | 5000 | 205272466 | ccASHP | HRCU-A-CB |  | 22 | 23400 | 2.31 | 73
CARRIER | 25VNA424A*030* | CNPV*4824AL*+UI | 58TN*A135C24**22 | 11 | 24000 | 5000 | 205272467 | ccASHP | HRCU-A-CB |  | 22 | 23400 | 2.31 | 73
CARRIER | 25VNA424A*030* | CNPV*4824AL*+UI | 59TN6B120C24**22 | 11 | 24000 | 5000 | 205272468 | ccASHP | HRCU-A-CB |  | 22 | 23400 | 2.3 | 73
CARRIER | 25VNA424A*030* | CNPV*6024AL*+UI | 58TN*A070C21**20 | 11 | 24000 | 5000 | 205272469 | ccASHP | HRCU-A-CB |  | 22 | 23400 | 2.31 | 72
CARRIER | 25VNA424A*030* | CNPV*6024AL*+UI | 58TN*A090C21**20 | 11 | 24000 | 5000 | 205272470 | ccASHP | HRCU-A-CB |  | 22 | 23400 | 2.33 | 72
CARRIER | 25VNA424A*030* | CNPV*6024AL*+UI | 58TN*A135C24**22 | 11 | 24000 | 5000 | 205272471 | ccASHP | HRCU-A-CB |  | 22 | 23400 | 2.33 | 72
CARRIER | 25VNA424A*030* | CNPV*6024AL*+UI | 59TN6B120C24**22 | 11 | 24000 | 5000 | 205272472 | ccASHP | HRCU-A-CB |  | 22 | 23400 | 2.31 | 72
CARRIER | 25VNA424A*030* | CSPH*3612AL*+UI | 58TN*A045C17**12 | 11 | 24000 | 5000 | 205272473 | ccASHP | HRCU-A-CB |  | 21 | 23400 | 2.21 | 74
CARRIER | 25VNA424A*030* | CSPH*3612AL*+UI | 58TN*A070C17**16 | 11 | 24000 | 5000 | 205272474 | ccASHP | HRCU-A-CB |  | 21 | 23400 | 2.25 | 74
CARRIER | 25VNA424A*030* | CSPH*3612AL*+UI | 58TN*A070C21**20 | 11 | 24000 | 5000 | 205272475 | ccASHP | HRCU-A-CB |  | 21 | 23400 | 2.25 | 74
CARRIER | 25VNA424A*030* | CSPH*3612AL*+UI | 58TN*A090C21**20 | 11 | 24000 | 5000 | 205272476 | ccASHP | HRCU-A-CB |  | 21 | 23400 | 2.26 | 74
CARRIER | 25VNA424A*030* | CSPH*3612AL*+UI | 58TN*A135C24**22 | 11 | 24000 | 5000 | 205272477 | ccASHP | HRCU-A-CB |  | 21 | 23400 | 2.26 | 74
CARRIER | 25VNA424A*030* | CSPH*3612AL*+UI | 59TN6B060C17**14 | 11 | 24000 | 5000 | 205272478 | ccASHP | HRCU-A-CB |  | 21 | 23400 | 2.23 | 74
CARRIER | 25VNA424A*030* | CSPH*3612AL*+UI | 59TN6B080C17**14 | 11 | 24000 | 5000 | 205272479 | ccASHP | HRCU-A-CB |  | 21 | 23400 | 2.23 | 74
CARRIER | 25VNA424A*030* | CSPH*3612AL*+UI | 59TN6B120C24**22 | 11 | 24000 | 5000 | 205272480 | ccASHP | HRCU-A-CB |  | 21 | 23400 | 2.26 | 74
CARRIER | 25VNA424A*030* | CSPH*4212AL*+UI | 58TN*A045C17**12 | 11 | 24000 | 5000 | 205272481 | ccASHP | HRCU-A-CB |  | 21 | 23400 | 2.25 | 74
CARRIER | 25VNA424A*030* | CSPH*4212AL*+UI | 58TN*A070C17**16 | 11 | 24000 | 5000 | 205272482 | ccASHP | HRCU-A-CB |  | 21 | 23400 | 2.28 | 74
CARRIER | 25VNA424A*030* | CSPH*4212AL*+UI | 58TN*A070C21**20 | 11 | 24000 | 5000 | 205272483 | ccASHP | HRCU-A-CB |  | 21 | 23400 | 2.28 | 74
CARRIER | 25VNA424A*030* | CSPH*4212AL*+UI | 58TN*A090C21**20 | 11 | 24000 | 5000 | 205272484 | ccASHP | HRCU-A-CB |  | 21 | 23400 | 2.3 | 73
CARRIER | 25VNA424A*030* | CSPH*4212AL*+UI | 58TN*A135C24**22 | 11 | 24000 | 5000 | 205272485 | ccASHP | HRCU-A-CB |  | 21 | 23400 | 2.3 | 73
CARRIER | 25VNA424A*030* | CSPH*4212AL*+UI | 59TN6B060C17**14 | 11 | 24000 | 5000 | 205272486 | ccASHP | HRCU-A-CB |  | 21 | 23400 | 2.25 | 74
CARRIER | 25VNA424A*030* | CSPH*4212AL*+UI | 59TN6B080C17**14 | 11 | 24000 | 5000 | 205272487 | ccASHP | HRCU-A-CB |  | 21 | 23400 | 2.26 | 74
CARRIER | 25VNA424A*030* | CSPH*4212AL*+UI | 59TN6B120C24**22 | 11 | 24000 | 5000 | 205272488 | ccASHP | HRCU-A-CB |  | 21 | 23400 | 2.3 | 74
CARRIER | 25VNA424A*030* | CSPH*4812AL*+UI | 58TN*A045C17**12 | 11 | 24000 | 5000 | 205272489 | ccASHP | HRCU-A-CB |  | 21 | 23400 | 2.28 | 74
CARRIER | 25VNA424A*030* | CSPH*4812AL*+UI | 58TN*A070C17**16 | 11 | 24000 | 5000 | 205272490 | ccASHP | HRCU-A-CB |  | 21 | 23400 | 2.3 | 74
CARRIER | 25VNA424A*031* | CNPV*4824AL*+UI | 58TN*A090C21**20 | 11 | 24000 | 5000 | 206788508 | ccASHP | HRCU-A-CB |  | 22 | 23400 | 2.31 | 73
CARRIER | 25VNA424A*031* | CNPV*4824AL*+UI | 58TN*A135C24**22 | 11 | 24000 | 5000 | 206788509 | ccASHP | HRCU-A-CB |  | 22 | 23400 | 2.31 | 73
CARRIER | 25VNA424A*031* | CNPV*6024AL*+UI | 58TN*A090C21**20 | 11 | 24000 | 5000 | 206788512 | ccASHP | HRCU-A-CB |  | 22 | 23400 | 2.33 | 72
CARRIER | 25VNA424A*031* | CNPV*6024AL*+UI | 58TN*A135C24**22 | 11 | 24000 | 5000 | 206788513 | ccASHP | HRCU-A-CB |  | 22 | 23400 | 2.33 | 72
CARRIER | 25VNA424A*031* | CSPH*3612AL*+UI | 58TN*A045C17**12 | 11 | 24000 | 5000 | 206788515 | ccASHP | HRCU-A-CB |  | 21 | 23400 | 2.21 | 74
CARRIER | 25VNA424A*031* | CSPH*3612AL*+UI | 58TN*A090C21**20 | 11 | 24000 | 5000 | 206788518 | ccASHP | HRCU-A-CB |  | 21 | 23400 | 2.26 | 74
CARRIER | 25VNA424A*031* | CSPH*3612AL*+UI | 58TN*A135C24**22 | 11 | 24000 | 5000 | 206788519 | ccASHP | HRCU-A-CB |  | 21 | 23400 | 2.26 | 74
CARRIER | 25VNA424A*031* | CSPH*3612AL*+UI | 59TN6B060C17**14 | 11 | 24000 | 5000 | 206788520 | ccASHP | HRCU-A-CB |  | 21 | 23400 | 2.23 | 74
CARRIER | 25VNA424A*031* | CSPH*3612AL*+UI | 59TN6B080C17**14 | 11 | 24000 | 5000 | 206788521 | ccASHP | HRCU-A-CB |  | 21 | 23400 | 2.23 | 74
CARRIER | 25VNA424A*031* | CSPH*3612AL*+UI | 59TN6B120C24**22 | 11 | 24000 | 5000 | 206788522 | ccASHP | HRCU-A-CB |  | 21 | 23400 | 2.26 | 74
CARRIER | 25VNA424A*031* | CSPH*4212AL*+UI | 58TN*A045C17**12 | 11 | 24000 | 5000 | 206788523 | ccASHP | HRCU-A-CB |  | 21 | 23400 | 2.25 | 74
CARRIER | 25VNA424A*031* | CSPH*4212AL*+UI | 58TN*A070C17**16 | 11 | 24000 | 5000 | 206788524 | ccASHP | HRCU-A-CB |  | 21 | 23400 | 2.28 | 74
CARRIER | 25VNA424A*031* | CSPH*4212AL*+UI | 58TN*A070C21**20 | 11 | 24000 | 5000 | 206788525 | ccASHP | HRCU-A-CB |  | 21 | 23400 | 2.28 | 74
CARRIER | 25VNA424A*031* | CSPH*4212AL*+UI | 59TN6B060C17**14 | 11 | 24000 | 5000 | 206788528 | ccASHP | HRCU-A-CB |  | 21 | 23400 | 2.25 | 74
CARRIER | 25VNA424A*031* | CSPH*4212AL*+UI | 59TN6B120C24**22 | 11 | 24000 | 5000 | 206788530 | ccASHP | HRCU-A-CB |  | 21 | 23400 | 2.3 | 74
CARRIER | 25VNA424A*031* | CSPH*4812AL*+UI | 58TN*A070C17**16 | 11 | 24000 | 5000 | 206788532 | ccASHP | HRCU-A-CB |  | 21 | 23400 | 2.3 | 74
CARRIER | 25VNA424A*031* | CSPH*4812AL*+UI | 58TN*A070C21**20 | 11 | 24000 | 5000 | 206788533 | ccASHP | HRCU-A-CB |  | 21 | 23400 | 2.3 | 74
CARRIER | 25VNA424A*031* | CSPH*4812AL*+UI | 58TN*A135C24**22 | 11 | 24000 | 5000 | 206788535 | ccASHP | HRCU-A-CB |  | 21 | 23400 | 2.31 | 73
CARRIER | 25VNA424A*031* | CSPH*6012AL*+UI | 58TN*A045C17**12 | 11 | 24000 | 5000 | 206788539 | ccASHP | HRCU-A-CB |  | 21 | 23400 | 2.3 | 73
CARRIER | 25VNA424A*031* | CSPH*6012AL*+UI | 58TN*A090C21**20 | 11 | 24000 | 5000 | 206788542 | ccASHP | HRCU-A-CB |  | 21 | 23400 | 2.34 | 72
CARRIER | 25VNA424A*031* | CSPH*6012AL*+UI | 58TN*A135C24**22 | 11 | 24000 | 5000 | 206788543 | ccASHP | HRCU-A-CB |  | 21 | 23400 | 2.34 | 72
CARRIER | 25VNA424A*031* | CSPH*6012AL*+UI | 59TN6B060C17**14 | 11 | 24000 | 5000 | 206788544 | ccASHP | HRCU-A-CB |  | 21 | 23400 | 2.3 | 73
CARRIER | 25VNA424A*031* | CSPH*6012AL*+UI | 59TN6B080C17**14 | 11 | 24000 | 5000 | 206788545 | ccASHP | HRCU-A-CB |  | 21 | 23400 | 2.31 | 73
CARRIER | 25VNA424A*031* | CSPH*6012AL*+UI | 59TN6B120C24**22 | 11 | 24000 | 5000 | 206788546 | ccASHP | HRCU-A-CB |  | 21 | 23400 | 2.34 | 72
CARRIER | 25VNA424A*030* | CNPV*4821AL*+UI | 58TN*A090C17**16 | 11 | 24000 | 5000 | 205272357 | ccASHP | HRCU-A-CB |  | 22 | 23400 | 2.31 | 73
CARRIER | 25VNA424A*030* | CNPV*4821AL*+UI | 58TN*A110C21**20 | 11 | 24000 | 5000 | 205272358 | ccASHP | HRCU-A-CB |  | 22 | 23400 | 2.31 | 73
CARRIER | 25VNA424A*030* | CNPV*4824AL*+UI | 59MN7B060C21**20 | 11 | 24000 | 5000 | 205272359 | ccASHP | HRCU-A-CB |  | 21 | 23400 | 2.28 | 74
CARRIER | 25VNA424A*030* | CNPV*4824AL*+UI | 59MN7B080C21**20 | 11 | 24000 | 5000 | 205272360 | ccASHP | HRCU-A-CB |  | 22 | 23400 | 2.3 | 73
CARRIER | 25VNA424A*030* | CNPV*4824AL*+UI | 59MN7B100C21**22 | 11 | 24000 | 5000 | 205272361 | ccASHP | HRCU-A-CB |  | 22 | 23400 | 2.3 | 73
CARRIER | 25VNA424A*030* | CNPV*4824AL*+UI | 59MN7B120C24**22 | 11 | 24000 | 5000 | 205272362 | ccASHP | HRCU-A-CB |  | 22 | 23400 | 2.3 | 73
CARRIER | 25VNA424A*030* | CNPV*4824AL*+UI | 58TN*A110C21**20 | 11 | 24000 | 5000 | 205272363 | ccASHP | HRCU-A-CB |  | 22 | 23400 | 2.31 | 73
CARRIER | 25VNA424A*030* | CNPV*6024AL*+UI | 59MN7B060C21**20 | 11 | 24000 | 5000 | 205272364 | ccASHP | HRCU-A-CB |  | 22 | 23400 | 2.3 | 73
CARRIER | 25VNA424A*031* | CAP**6024AL*+UI | 58TN*A110C21**20 | 11 | 24000 | 5000 | 206788371 | ccASHP | HRCU-A-CB |  | 22 | 23400 | 2.32 | 72
CARRIER | 25VNA424A*031* | CNPV*3617AL*+UI | 59MN7B060C17**14 | 11 | 24000 | 5000 | 206788372 | ccASHP | HRCU-A-CB |  | 21 | 23400 | 2.11 | 75
CARRIER | 25VNA424A*031* | CNPV*3617AL*+UI | 58TN*A070C14**12 | 11 | 24000 | 5000 | 206788374 | ccASHP | HRCU-A-CB |  | 22 | 23400 | 2.13 | 74
CARRIER | 25VNA424A*031* | CNPV*3621AL*+UI | 59MN7B060C17**14 | 11 | 24000 | 5000 | 206788376 | ccASHP | HRCU-A-CB |  | 21 | 23400 | 2.11 | 75
CARRIER | 25VNA424A*031* | CNPV*3621AL*+UI | 59MN7B080C21**20 | 11 | 24000 | 5000 | 206788379 | ccASHP | HRCU-A-CB |  | 22 | 23400 | 2.15 | 74
CARRIER | 25VNA424A*031* | CNPV*3621AL*+UI | 59MN7B100C21**22 | 11 | 24000 | 5000 | 206788380 | ccASHP | HRCU-A-CB |  | 22 | 23400 | 2.15 | 74
CARRIER | 25VNA424A*031* | CNPV*4217AL*+UI | 59MN7B080C17**14 | 11 | 24000 | 5000 | 206788384 | ccASHP | HRCU-A-CB |  | 21 | 23400 | 2.23 | 74
CARRIER | 25VNA424A*031* | CNPV*4217AL*+UI | 58TN*A090C17**16 | 11 | 24000 | 5000 | 206788386 | ccASHP | HRCU-A-CB |  | 22 | 23400 | 2.26 | 74
CARRIER | 25VNA424A*031* | CNPV*4221AL*+UI | 59MN7B080C17**14 | 11 | 24000 | 5000 | 206788388 | ccASHP | HRCU-A-CB |  | 21 | 23400 | 2.17 | 74
CARRIER | 25VNA424A*031* | CNPV*4221AL*+UI | 59MN7B060C21**20 | 11 | 24000 | 5000 | 206788389 | ccASHP | HRCU-A-CB |  | 21 | 23400 | 2.19 | 74
CARRIER | 25VNA424A*031* | CNPV*4221AL*+UI | 58TN*A090C17**16 | 11 | 24000 | 5000 | 206788392 | ccASHP | HRCU-A-CB |  | 22 | 23400 | 2.21 | 74
CARRIER | 25VNA424A*031* | CNPV*4221AL*+UI | 58TN*A110C21**20 | 11 | 24000 | 5000 | 206788393 | ccASHP | HRCU-A-CB |  | 22 | 23400 | 2.21 | 74
CARRIER | 25VNA424A*031* | CNPV*4821AL*+UI | 59MN7B060C17**14 | 11 | 24000 | 5000 | 206788394 | ccASHP | HRCU-A-CB |  | 21 | 23400 | 2.26 | 74
CARRIER | 25VNA424A*031* | CNPV*4821AL*+UI | 59MN7B080C17**14 | 11 | 24000 | 5000 | 206788395 | ccASHP | HRCU-A-CB |  | 22 | 23400 | 2.28 | 74
CARRIER | 25VNA424A*031* | CNPV*4821AL*+UI | 59MN7B060C21**20 | 11 | 24000 | 5000 | 206788396 | ccASHP | HRCU-A-CB |  | 21 | 23400 | 2.28 | 74
CARRIER | 25VNA424A*031* | CNPV*4821AL*+UI | 58TN*A110C21**20 | 11 | 24000 | 5000 | 206788400 | ccASHP | HRCU-A-CB |  | 22 | 23400 | 2.31 | 73
CARRIER | 25VNA424A*031* | CNPV*4824AL*+UI | 59MN7B060C21**20 | 11 | 24000 | 5000 | 206788401 | ccASHP | HRCU-A-CB |  | 21 | 23400 | 2.28 | 74
CARRIER | 25VNA424A*031* | CNPV*4824AL*+UI | 58TN*A110C21**20 | 11 | 24000 | 5000 | 206788405 | ccASHP | HRCU-A-CB |  | 22 | 23400 | 2.31 | 73
CARRIER | 25VNA424A*030* | CSPH*4812AL*+UI | 58TN*A070C21**20 | 11 | 24000 | 5000 | 205272491 | ccASHP | HRCU-A-CB |  | 21 | 23400 | 2.3 | 74
CARRIER | 25VNA424A*030* | CSPH*4812AL*+UI | 58TN*A090C21**20 | 11 | 24000 | 5000 | 205272492 | ccASHP | HRCU-A-CB |  | 21 | 23400 | 2.31 | 73
CARRIER | 25VNA424A*030* | CSPH*4812AL*+UI | 58TN*A135C24**22 | 11 | 24000 | 5000 | 205272493 | ccASHP | HRCU-A-CB |  | 21 | 23400 | 2.31 | 73
CARRIER | 25VNA424A*030* | CSPH*4812AL*+UI | 59TN6B060C17**14 | 11 | 24000 | 5000 | 205272494 | ccASHP | HRCU-A-CB |  | 21 | 23400 | 2.28 | 74
CARRIER | 25VNA424A*030* | CSPH*4812AL*+UI | 59TN6B080C17**14 | 11 | 24000 | 5000 | 205272495 | ccASHP | HRCU-A-CB |  | 21 | 23400 | 2.28 | 74
CARRIER | 25VNA424A*030* | CSPH*4812AL*+UI | 59TN6B120C24**22 | 11 | 24000 | 5000 | 205272496 | ccASHP | HRCU-A-CB |  | 21 | 23400 | 2.31 | 73
CARRIER | 25VNA424A*030* | CSPH*6012AL*+UI | 58TN*A045C17**12 | 11 | 24000 | 5000 | 205272497 | ccASHP | HRCU-A-CB |  | 21 | 23400 | 2.3 | 73
CARRIER | 25VNA424A*030* | CSPH*6012AL*+UI | 58TN*A070C17**16 | 11 | 24000 | 5000 | 205272498 | ccASHP | HRCU-A-CB |  | 21 | 23400 | 2.33 | 72
CARRIER | 25VNA424A*030* | CSPH*6012AL*+UI | 58TN*A070C21**20 | 11 | 24000 | 5000 | 205272499 | ccASHP | HRCU-A-CB |  | 21 | 23400 | 2.33 | 72
CARRIER | 25VNA424A*030* | CSPH*6012AL*+UI | 58TN*A090C21**20 | 11 | 24000 | 5000 | 205272500 | ccASHP | HRCU-A-CB |  | 21 | 23400 | 2.34 | 72
CARRIER | 25VNA424A*030* | CSPH*6012AL*+UI | 58TN*A135C24**22 | 11 | 24000 | 5000 | 205272501 | ccASHP | HRCU-A-CB |  | 21 | 23400 | 2.34 | 72
CARRIER | 25VNA424A*030* | CSPH*6012AL*+UI | 59TN6B060C17**14 | 11 | 24000 | 5000 | 205272502 | ccASHP | HRCU-A-CB |  | 21 | 23400 | 2.3 | 73
CARRIER | 25VNA424A*030* | CSPH*6012AL*+UI | 59TN6B080C17**14 | 11 | 24000 | 5000 | 205272503 | ccASHP | HRCU-A-CB |  | 21 | 23400 | 2.31 | 73
CARRIER | 25VNA424A*030* | CSPH*6012AL*+UI | 59TN6B120C24**22 | 11 | 24000 | 5000 | 205272504 | ccASHP | HRCU-A-CB |  | 21 | 23400 | 2.34 | 72
CARRIER | 25VNA424A*030* | CSPH*4212AL*+UI | 59MN7B120C24**22 | 11 | 24000 | 5000 | 205272383 | ccASHP | HRCU-A-CB |  | 21 | 23400 | 2.28 | 74
CARRIER | 25VNA424A*030* | CSPH*4212AL*+UI | 58TN*A070C14**12 | 11 | 24000 | 5000 | 205272384 | ccASHP | HRCU-A-CB |  | 22 | 23400 | 2.28 | 74
CARRIER | 25VNA424A*030* | CSPH*4212AL*+UI | 58TN*A090C17**16 | 11 | 24000 | 5000 | 205272385 | ccASHP | HRCU-A-CB |  | 22 | 23400 | 2.3 | 73
CARRIER | 25VNA424A*030* | CSPH*4212AL*+UI | 58TN*A110C21**20 | 11 | 24000 | 5000 | 205272386 | ccASHP | HRCU-A-CB |  | 22 | 23400 | 2.3 | 73
CARRIER | 25VNA424A*030* | CSPH*4812AL*+UI | 59MN7B060C17**14 | 11 | 24000 | 5000 | 205272387 | ccASHP | HRCU-A-CB |  | 21 | 23400 | 2.26 | 74
CARRIER | 25VNA424A*030* | CSPH*4812AL*+UI | 59MN7B080C17**14 | 11 | 24000 | 5000 | 205272388 | ccASHP | HRCU-A-CB |  | 21 | 23400 | 2.28 | 74
CARRIER | 25VNA424A*030* | CSPH*4812AL*+UI | 59MN7B060C21**20 | 11 | 24000 | 5000 | 205272389 | ccASHP | HRCU-A-CB |  | 21 | 23400 | 2.28 | 74
CARRIER | 25VNA424A*030* | CSPH*4812AL*+UI | 59MN7B080C21**20 | 11 | 24000 | 5000 | 205272390 | ccASHP | HRCU-A-CB |  | 21 | 23400 | 2.31 | 73
CARRIER | 25VNA424A*030* | CSPH*4812AL*+UI | 59MN7B100C21**22 | 11 | 24000 | 5000 | 205272391 | ccASHP | HRCU-A-CB |  | 21 | 23400 | 2.31 | 73
CARRIER | 25VNA424A*030* | CSPH*4812AL*+UI | 59MN7B120C24**22 | 11 | 24000 | 5000 | 205272392 | ccASHP | HRCU-A-CB |  | 21 | 23400 | 2.31 | 73
CARRIER | 25VNA424A*030* | CSPH*4812AL*+UI | 58TN*A070C14**12 | 11 | 24000 | 5000 | 205272393 | ccASHP | HRCU-A-CB |  | 22 | 23400 | 2.3 | 74
CARRIER | 25VNA424A*030* | CSPH*4812AL*+UI | 58TN*A090C17**16 | 11 | 24000 | 5000 | 205272394 | ccASHP | HRCU-A-CB |  | 22 | 23400 | 2.31 | 73
CARRIER | 25VNA424A*030* | CSPH*4812AL*+UI | 58TN*A110C21**20 | 11 | 24000 | 5000 | 205272395 | ccASHP | HRCU-A-CB |  | 22 | 23400 | 2.31 | 73
CARRIER | 25VNA424A*030* | CSPH*6012AL*+UI | 59MN7B060C17**14 | 11 | 24000 | 5000 | 205272396 | ccASHP | HRCU-A-CB |  | 21 | 23400 | 2.3 | 73
CARRIER | 25VNA424A*030* | CSPH*6012AL*+UI | 59MN7B080C17**14 | 11 | 24000 | 5000 | 205272397 | ccASHP | HRCU-A-CB |  | 21 | 23400 | 2.31 | 73
CARRIER | 25VNA424A*030* | CSPH*6012AL*+UI | 59MN7B060C21**20 | 11 | 24000 | 5000 | 205272398 | ccASHP | HRCU-A-CB |  | 21 | 23400 | 2.31 | 72
CARRIER | 25VNA424A*030* | CSPH*6012AL*+UI | 59MN7B080C21**20 | 11 | 24000 | 5000 | 205272399 | ccASHP | HRCU-A-CB |  | 21 | 23400 | 2.33 | 72
CARRIER | 25VNA424A*030* | CSPH*6012AL*+UI | 59MN7B100C21**22 | 11 | 24000 | 5000 | 205272400 | ccASHP | HRCU-A-CB |  | 21 | 23400 | 2.34 | 72
CARRIER | 25VNA424A*030* | CNPV*3621AL*+UI | 58TN*A070C21**20 | 11 | 24000 | 5000 | 205272445 | ccASHP | HRCU-A-CB |  | 21 | 23400 | 2.15 | 74
CARRIER | 25VNA424A*030* | CNPV*3621AL*+UI | 58TN*A090C21**20 | 11 | 24000 | 5000 | 205272446 | ccASHP | HRCU-A-CB |  | 21 | 23400 | 2.15 | 74
CARRIER | 25VNA424A*030* | CNPV*3621AL*+UI | 59TN6B060C17**14 | 11 | 24000 | 5000 | 205272447 | ccASHP | HRCU-A-CB |  | 21 | 23400 | 2.11 | 75
CARRIER | 25VNA424A*030* | CNPV*3621AL*+UI | 59TN6B080C17**14 | 11 | 24000 | 5000 | 205272448 | ccASHP | HRCU-A-CB |  | 21 | 23400 | 2.13 | 74
CARRIER | 25VNA424A*030* | CNPV*4217AL*+UI | 58TN*A045C17**12 | 11 | 24000 | 5000 | 205272449 | ccASHP | HRCU-A-CB |  | 21 | 23400 | 2.21 | 74
CARRIER | 25VNA424A*030* | CNPV*4217AL*+UI | 58TN*A070C17**16 | 11 | 24000 | 5000 | 205272450 | ccASHP | HRCU-A-CB |  | 21 | 23400 | 2.25 | 74
CARRIER | 25VNA424A*030* | CNPV*4217AL*+UI | 59TN6B060C17**14 | 11 | 24000 | 5000 | 205272451 | ccASHP | HRCU-A-CB |  | 21 | 23400 | 2.21 | 74
CARRIER | 25VNA424A*030* | CNPV*4217AL*+UI | 59TN6B080C17**14 | 11 | 24000 | 5000 | 205272452 | ccASHP | HRCU-A-CB |  | 21 | 23400 | 2.23 | 74
CARRIER | 25VNA424A*030* | CNPV*4221AL*+UI | 58TN*A045C17**12 | 11 | 24000 | 5000 | 205272453 | ccASHP | HRCU-A-CB |  | 21 | 23400 | 2.17 | 74
CARRIER | 25VNA424A*030* | CNPV*4221AL*+UI | 58TN*A070C17**16 | 11 | 24000 | 5000 | 205272454 | ccASHP | HRCU-A-CB |  | 21 | 23400 | 2.19 | 74
CARRIER | 25VNA424A*030* | CNPV*4221AL*+UI | 58TN*A070C21**20 | 11 | 24000 | 5000 | 205272455 | ccASHP | HRCU-A-CB |  | 21 | 23400 | 2.19 | 74
CARRIER | 25VNA424A*030* | CNPV*4221AL*+UI | 58TN*A090C21**20 | 11 | 24000 | 5000 | 205272456 | ccASHP | HRCU-A-CB |  | 21 | 23400 | 2.21 | 74
CARRIER | 25VNA424A*030* | CNPV*4221AL*+UI | 59TN6B060C17**14 | 11 | 24000 | 5000 | 205272457 | ccASHP | HRCU-A-CB |  | 21 | 23400 | 2.17 | 74
CARRIER | 25VNA424A*030* | CNPV*4221AL*+UI | 59TN6B080C17**14 | 11 | 24000 | 5000 | 205272458 | ccASHP | HRCU-A-CB |  | 21 | 23400 | 2.17 | 74
CARRIER | 25VNA424A*031* | CAP**4221AL*+UI | 59MN7B080C17**14 | 11 | 24000 | 5000 | 206788344 | ccASHP | HRCU-A-CB |  | 21 | 23400 | 2.19 | 74
CARRIER | 25VNA424A*031* | CAP**4221AL*+UI | 59MN7B080C21**20 | 11 | 24000 | 5000 | 206788346 | ccASHP | HRCU-A-CB |  | 22 | 23400 | 2.21 | 74
CARRIER | 25VNA424A*031* | CAP**4221AL*+UI | 59MN7B100C21**22 | 11 | 24000 | 5000 | 206788347 | ccASHP | HRCU-A-CB |  | 22 | 23400 | 2.23 | 74
CARRIER | 25VNA424A*031* | CAP**4221AL*+UI | 58TN*A090C17**16 | 11 | 24000 | 5000 | 206788348 | ccASHP | HRCU-A-CB |  | 22 | 23400 | 2.23 | 74
CARRIER | 25VNA424A*031* | CAP**4221AL*+UI | 58TN*A110C21**20 | 11 | 24000 | 5000 | 206788349 | ccASHP | HRCU-A-CB |  | 22 | 23400 | 2.23 | 74
CARRIER | 25VNA424A*031* | CAP**4224AL*+UI | 59MN7B080C21**20 | 11 | 24000 | 5000 | 206788351 | ccASHP | HRCU-A-CB |  | 22 | 23400 | 2.21 | 74
CARRIER | 25VNA424A*031* | CAP**4224AL*+UI | 59MN7B100C21**22 | 11 | 24000 | 5000 | 206788352 | ccASHP | HRCU-A-CB |  | 22 | 23400 | 2.23 | 74
CARRIER | 25VNA424A*031* | CAP**4224AL*+UI | 59MN7B120C24**22 | 11 | 24000 | 5000 | 206788353 | ccASHP | HRCU-A-CB |  | 22 | 23400 | 2.21 | 74
CARRIER | 25VNA424A*031* | CNPV*6024AL*+UI | 59MN7B060C21**20 | 11 | 24000 | 5000 | 206788406 | ccASHP | HRCU-A-CB |  | 22 | 23400 | 2.3 | 73
CARRIER | 25VNA424A*031* | CNPV*6024AL*+UI | 59MN7B100C21**22 | 11 | 24000 | 5000 | 206788408 | ccASHP | HRCU-A-CB |  | 22 | 23400 | 2.31 | 72
CARRIER | 25VNA424A*031* | CNPV*6024AL*+UI | 58TN*A110C21**20 | 11 | 24000 | 5000 | 206788410 | ccASHP | HRCU-A-CB |  | 22 | 23400 | 2.33 | 72
CARRIER | 25VNA424A*031* | CSPH*3612AL*+UI | 59MN7B080C17**14 | 11 | 24000 | 5000 | 206788412 | ccASHP | HRCU-A-CB |  | 21 | 23400 | 2.23 | 74
CARRIER | 25VNA424A*031* | CSPH*3612AL*+UI | 59MN7B060C21**20 | 11 | 24000 | 5000 | 206788413 | ccASHP | HRCU-A-CB |  | 20 | 23400 | 2.23 | 74
CARRIER | 25VNA424A*031* | CSPH*3612AL*+UI | 59MN7B080C21**20 | 11 | 24000 | 5000 | 206788414 | ccASHP | HRCU-A-CB |  | 21 | 23400 | 2.26 | 74
CARRIER | 25VNA424A*031* | CSPH*3612AL*+UI | 59MN7B100C21**22 | 11 | 24000 | 5000 | 206788415 | ccASHP | HRCU-A-CB |  | 21 | 23400 | 2.26 | 74
CARRIER | 25VNA424A*031* | CSPH*3612AL*+UI | 59MN7B120C24**22 | 11 | 24000 | 5000 | 206788416 | ccASHP | HRCU-A-CB |  | 21 | 23400 | 2.26 | 74
CARRIER | 25VNA424A*031* | CSPH*3612AL*+UI | 58TN*A090C17**16 | 11 | 24000 | 5000 | 206788418 | ccASHP | HRCU-A-CB |  | 22 | 23400 | 2.26 | 74
CARRIER | 25VNA424A*031* | CSPH*3612AL*+UI | 58TN*A110C21**20 | 11 | 24000 | 5000 | 206788419 | ccASHP | HRCU-A-CB |  | 22 | 23400 | 2.26 | 74
CARRIER | 25VNA424A*031* | CSPH*4212AL*+UI | 59MN7B060C17**14 | 11 | 24000 | 5000 | 206788420 | ccASHP | HRCU-A-CB |  | 20 | 23400 | 2.25 | 74
CARRIER | 25VNA424A*031* | CSPH*4212AL*+UI | 59MN7B080C21**20 | 11 | 24000 | 5000 | 206788423 | ccASHP | HRCU-A-CB |  | 21 | 23400 | 2.28 | 74
CARRIER | 25VNA424A*031* | CSPH*4212AL*+UI | 59MN7B120C24**22 | 11 | 24000 | 5000 | 206788425 | ccASHP | HRCU-A-CB |  | 21 | 23400 | 2.28 | 74
CARRIER | 25VNA424A*031* | CSPH*4212AL*+UI | 58TN*A070C14**12 | 11 | 24000 | 5000 | 206788426 | ccASHP | HRCU-A-CB |  | 22 | 23400 | 2.28 | 74
CARRIER | 25VNA424A*031* | CSPH*4812AL*+UI | 59MN7B060C17**14 | 11 | 24000 | 5000 | 206788429 | ccASHP | HRCU-A-CB |  | 21 | 23400 | 2.26 | 74
CARRIER | 25VNA424A*031* | CSPH*4812AL*+UI | 59MN7B080C17**14 | 11 | 24000 | 5000 | 206788430 | ccASHP | HRCU-A-CB |  | 21 | 23400 | 2.28 | 74
CARRIER | 25VNA424A*031* | CSPH*4812AL*+UI | 59MN7B060C21**20 | 11 | 24000 | 5000 | 206788431 | ccASHP | HRCU-A-CB |  | 21 | 23400 | 2.28 | 74
CARRIER | 25VNA424A*031* | CSPH*4812AL*+UI | 58TN*A070C14**12 | 11 | 24000 | 5000 | 206788435 | ccASHP | HRCU-A-CB |  | 22 | 23400 | 2.3 | 74
CARRIER | 25VNA424A*031* | CSPH*6012AL*+UI | 59MN7B060C17**14 | 11 | 24000 | 5000 | 206788438 | ccASHP | HRCU-A-CB |  | 21 | 23400 | 2.3 | 73
CARRIER | 25VNA424A*031* | CSPH*6012AL*+UI | 59MN7B080C17**14 | 11 | 24000 | 5000 | 206788439 | ccASHP | HRCU-A-CB |  | 21 | 23400 | 2.31 | 73
CARRIER | 25VNA424A*031* | CSPH*6012AL*+UI | 59MN7B080C21**20 | 11 | 24000 | 5000 | 206788441 | ccASHP | HRCU-A-CB |  | 21 | 23400 | 2.33 | 72
CARRIER | 25VNA424A*031* | CSPH*6012AL*+UI | 59MN7B100C21**22 | 11 | 24000 | 5000 | 206788442 | ccASHP | HRCU-A-CB |  | 21 | 23400 | 2.34 | 72
CARRIER | 25VNA424A*031* | CSPH*6012AL*+UI | 59MN7B120C24**22 | 11 | 24000 | 5000 | 206788443 | ccASHP | HRCU-A-CB |  | 21 | 23400 | 2.33 | 72
CARRIER | 25VNA424A*031* | CSPH*6012AL*+UI | 58TN*A090C17**16 | 11 | 24000 | 5000 | 206788445 | ccASHP | HRCU-A-CB |  | 22 | 23400 | 2.34 | 72
CARRIER | 25VNA424A*031* | CSPH*6012AL*+UI | 58TN*A110C21**20 | 11 | 24000 | 5000 | 206788446 | ccASHP | HRCU-A-CB |  | 22 | 23400 | 2.34 | 72
CARRIER | 25VNA424A*031* | CAP**3617AL*+UI | 58TN*A070C17**16 | 11 | 24000 | 5000 | 206788448 | ccASHP | HRCU-A-CB |  | 21 | 23400 | 2.15 | 74
CARRIER | 25VNA424A*031* | CAP**3617AL*+UI | 59TN6B080C17**14 | 11 | 24000 | 5000 | 206788450 | ccASHP | HRCU-A-CB |  | 21 | 23400 | 2.15 | 74
CARRIER | 25VNA424A*031* | CAP**3621AL*+UI | 58TN*A090C21**20 | 11 | 24000 | 5000 | 206788454 | ccASHP | HRCU-A-CB |  | 22 | 23400 | 2.19 | 74
CARRIER | 25VNA424A*031* | CAP**3621AL*+UI | 59TN6B060C17**14 | 11 | 24000 | 5000 | 206788455 | ccASHP | HRCU-A-CB |  | 21 | 23400 | 2.15 | 74
CARRIER | 25VNA424A*031* | CAP**3621AL*+UI | 59TN6B080C17**14 | 11 | 24000 | 5000 | 206788456 | ccASHP | HRCU-A-CB |  | 21 | 23400 | 2.15 | 74
CARRIER | 25VNA424A*031* | CAP**4221AL*+UI | 58TN*A045C17**12 | 11 | 24000 | 5000 | 206788457 | ccASHP | HRCU-A-CB |  | 21 | 23400 | 2.17 | 74
CARRIER | 25VNA424A*031* | CAP**4221AL*+UI | 58TN*A070C21**20 | 11 | 24000 | 5000 | 206788459 | ccASHP | HRCU-A-CB |  | 21 | 23400 | 2.21 | 74
CARRIER | 25VNA424A*031* | CAP**4221AL*+UI | 58TN*A090C21**20 | 11 | 24000 | 5000 | 206788460 | ccASHP | HRCU-A-CB |  | 22 | 23400 | 2.23 | 74
CARRIER | 25VNA424A*031* | CAP**4221AL*+UI | 59TN6B060C17**14 | 11 | 24000 | 5000 | 206788461 | ccASHP | HRCU-A-CB |  | 21 | 23400 | 2.17 | 74
CARRIER | 25VNA424A*031* | CAP**4221AL*+UI | 59TN6B080C17**14 | 11 | 24000 | 5000 | 206788462 | ccASHP | HRCU-A-CB |  | 21 | 23400 | 2.19 | 74
CARRIER | 25VNA424A*031* | CAP**4224AL*+UI | 58TN*A070C21**20 | 11 | 24000 | 5000 | 206788463 | ccASHP | HRCU-A-CB |  | 21 | 23400 | 2.21 | 74
CARRIER | 25VNA424A*031* | CAP**4224AL*+UI | 58TN*A090C21**20 | 11 | 24000 | 5000 | 206788464 | ccASHP | HRCU-A-CB |  | 22 | 23400 | 2.23 | 74
CARRIER | 25VNA424A*031* | CAP**4224AL*+UI | 59TN6B120C24**22 | 11 | 24000 | 5000 | 206788466 | ccASHP | HRCU-A-CB |  | 22 | 23400 | 2.23 | 74
CARRIER | 25VNA424A*031* | CAP**4821AL*+UI | 58TN*A045C17**12 | 11 | 24000 | 5000 | 206788467 | ccASHP | HRCU-A-CB |  | 21 | 23400 | 2.28 | 74
CARRIER | 25VNA424A*031* | CAP**4821AL*+UI | 58TN*A070C17**16 | 11 | 24000 | 5000 | 206788468 | ccASHP | HRCU-A-CB |  | 22 | 23400 | 2.31 | 73
CARRIER | 25VNA424A*031* | CAP**4821AL*+UI | 58TN*A070C21**20 | 11 | 24000 | 5000 | 206788469 | ccASHP | HRCU-A-CB |  | 22 | 23400 | 2.31 | 73
CARRIER | 25VNA424A*031* | CAP**4821AL*+UI | 59TN6B060C17**14 | 11 | 24000 | 5000 | 206788471 | ccASHP | HRCU-A-CB |  | 21 | 23400 | 2.28 | 74
CARRIER | 25VNA424A*031* | CAP**4824AL*+UI | 58TN*A070C21**20 | 11 | 24000 | 5000 | 206788473 | ccASHP | HRCU-A-CB |  | 22 | 23400 | 2.31 | 73
CARRIER | 25VNA424A*031* | CAP**4824AL*+UI | 59TN6B120C24**22 | 11 | 24000 | 5000 | 206788476 | ccASHP | HRCU-A-CB |  | 22 | 23400 | 2.33 | 73
CARRIER | 25VNA424A*031* | CAP**6024AL*+UI | 58TN*A090C21**20 | 11 | 24000 | 5000 | 206788478 | ccASHP | HRCU-A-CB |  | 22 | 23400 | 2.32 | 72
CARRIER | 25VNA424A*031* | CAP**6024AL*+UI | 58TN*A135C24**22 | 11 | 24000 | 5000 | 206788479 | ccASHP | HRCU-A-CB |  | 22 | 23400 | 2.34 | 72
CARRIER | 25VNA424A*031* | CAP**4224AL*+UI | 58TN*A110C21**20 | 11 | 24000 | 5000 | 206788354 | ccASHP | HRCU-A-CB |  | 22 | 23400 | 2.23 | 74
CARRIER | 25VNA424A*031* | CAP**4821AL*+UI | 59MN7B060C17**14 | 11 | 24000 | 5000 | 206788355 | ccASHP | HRCU-A-CB |  | 21 | 23400 | 2.28 | 74
CARRIER | 25VNA424A*031* | CAP**4821AL*+UI | 59MN7B080C21**20 | 11 | 24000 | 5000 | 206788358 | ccASHP | HRCU-A-CB |  | 22 | 23400 | 2.31 | 73
CARRIER | 25VNA424A*031* | CAP**4821AL*+UI | 59MN7B100C21**22 | 11 | 24000 | 5000 | 206788359 | ccASHP | HRCU-A-CB |  | 22 | 23400 | 2.33 | 73
CARRIER | 25VNA424A*031* | CAP**4824AL*+UI | 59MN7B080C21**20 | 11 | 24000 | 5000 | 206788363 | ccASHP | HRCU-A-CB |  | 22 | 23400 | 2.31 | 73
CARRIER | 25VNA424A*031* | CAP**4824AL*+UI | 59MN7B120C24**22 | 11 | 24000 | 5000 | 206788365 | ccASHP | HRCU-A-CB |  | 22 | 23400 | 2.31 | 73
CARRIER | 25VNA424A*031* | CAP**6024AL*+UI | 59MN7B060C21**20 | 11 | 24000 | 5000 | 206788367 | ccASHP | HRCU-A-CB |  | 22 | 23400 | 2.29 | 72
CARRIER | 25VNA424A*031* | CAP**6024AL*+UI | 59MN7B080C21**20 | 11 | 24000 | 5000 | 206788368 | ccASHP | HRCU-A-CB |  | 22 | 23400 | 2.32 | 72
CARRIER | 25VNA424A*031* | CAP**6024AL*+UI | 59MN7B100C21**22 | 11 | 24000 | 5000 | 206788369 | ccASHP | HRCU-A-CB |  | 22 | 23400 | 2.32 | 72
CARRIER | 25VNA424A*031* | CAP**6024AL*+UI | 59MN7B120C24**22 | 11 | 24000 | 5000 | 206788370 | ccASHP | HRCU-A-CB |  | 22 | 23400 | 2.32 | 72
CARRIER | 25VNA424A*031* | CAP**3617AL*+UI | 59MN7B060C17**14 | 11 | 24000 | 5000 | 206788332 | ccASHP | HRCU-A-CB |  | 21 | 23400 | 2.14 | 75
CARRIER | 25VNA424A*031* | CAP**3617AL*+UI | 59MN7B080C17**14 | 11 | 24000 | 5000 | 206788333 | ccASHP | HRCU-A-CB |  | 21 | 23400 | 2.15 | 74
CARRIER | 25VNA424A*031* | CAP**3617AL*+UI | 58TN*A070C14**12 | 11 | 24000 | 5000 | 206788334 | ccASHP | HRCU-A-CB |  | 22 | 23400 | 2.15 | 74
CARRIER | 25VNA424A*031* | CAP**3617AL*+UI | 58TN*A090C17**16 | 11 | 24000 | 5000 | 206788335 | ccASHP | HRCU-A-CB |  | 22 | 23400 | 2.17 | 74
CARRIER | 25VNA424A*031* | CAP**3621AL*+UI | 59MN7B080C17**14 | 11 | 24000 | 5000 | 206788337 | ccASHP | HRCU-A-CB |  | 21 | 23400 | 2.15 | 74
CARRIER | 25VNA424A*031* | CAP**3621AL*+UI | 59MN7B060C21**20 | 11 | 24000 | 5000 | 206788338 | ccASHP | HRCU-A-CB |  | 21 | 23400 | 2.15 | 74
CARRIER | 25VNA424A*031* | CAP**3621AL*+UI | 59MN7B100C21**22 | 11 | 24000 | 5000 | 206788340 | ccASHP | HRCU-A-CB |  | 22 | 23400 | 2.17 | 74
CARRIER | 25VNA424A*031* | CAP**3621AL*+UI | 58TN*A090C17**16 | 11 | 24000 | 5000 | 206788341 | ccASHP | HRCU-A-CB |  | 22 | 23400 | 2.19 | 74
CARRIER | 25VNA424A*031* | CAP**3621AL*+UI | 58TN*A110C21**20 | 11 | 24000 | 5000 | 206788342 | ccASHP | HRCU-A-CB |  | 22 | 23400 | 2.19 | 74
CARRIER | 25VNA424A*031* | CAP**4221AL*+UI | 59MN7B060C17**14 | 11 | 24000 | 5000 | 206788343 | ccASHP | HRCU-A-CB |  | 21 | 23400 | 2.17 | 74
CARRIER | 25VNA424A*031* | CNPV*4824AL*+UI | 59MN7B080C21**20 | 11 | 24000 | 4000 | 206788402 | ASHP | HRCU-A-CB | INFINITY 24 HP with GREENSPEED INTELLIGENCE | 22 | 23400
CARRIER | 25VNA424A*031* | CNPV*4824AL*+UI | 59MN7B100C21**22 | 11 | 24000 | 4000 | 206788403 | ASHP | HRCU-A-CB | INFINITY 24 HP with GREENSPEED INTELLIGENCE | 22 | 23400
CARRIER | 25VNA424A*031* | CNPV*4824AL*+UI | 59MN7B120C24**22 | 11 | 24000 | 4000 | 206788404 | ASHP | HRCU-A-CB | INFINITY 24 HP with GREENSPEED INTELLIGENCE | 22 | 23400
CARRIER | 25VNA424A*031* | CNPV*6024AL*+UI | 59MN7B080C21**20 | 11 | 24000 | 4000 | 206788407 | ASHP | HRCU-A-CB | INFINITY 24 HP with GREENSPEED INTELLIGENCE | 22 | 23400
CARRIER | 25VNA424A*031* | CNPV*6024AL*+UI | 59MN7B120C24**22 | 11 | 24000 | 4000 | 206788409 | ASHP | HRCU-A-CB | INFINITY 24 HP with GREENSPEED INTELLIGENCE | 22 | 23400
CARRIER | 25VNA424A*031* | CSPH*3612AL*+UI | 59MN7B060C17**14 | 11 | 24000 | 4000 | 206788411 | ASHP | HRCU-A-CB | INFINITY 24 HP with GREENSPEED INTELLIGENCE | 20 | 23400
BRYANT HEATING AND COOLING SYSTEMS | 284ANV024*0**B* | CAP**4821AL*+UI | 987MB60080C21*** | 11 | 24000 | 4000 | 206790046 | ASHP | HRCU-A-CB | EVOLUTION Extreme 24 HP | 22 | 23400
BRYANT HEATING AND COOLING SYSTEMS | 284ANV024*0**B* | CAP**4821AL*+UI | 987MB66100C21*** | 11 | 24000 | 4000 | 206790047 | ASHP | HRCU-A-CB | EVOLUTION Extreme 24 HP | 22 | 23400
BRYANT HEATING AND COOLING SYSTEMS | 284ANV024*0**B* | CAP**4821AL*+UI | 88*TA48090C17*** | 11 | 24000 | 4000 | 206790048 | ASHP | HRCU-A-CB | EVOLUTION Extreme 24 HP | 22 | 23400
BRYANT HEATING AND COOLING SYSTEMS | 284ANV024*0**B* | CAP**4824AL*+UI | 987MB60060C21*** | 11 | 24000 | 4000 | 206790050 | ASHP | HRCU-A-CB | EVOLUTION Extreme 24 HP | 21 | 23400
BRYANT HEATING AND COOLING SYSTEMS | 284ANV024*0**B* | CAP**4824AL*+UI | 987MB60080C21*** | 11 | 24000 | 4000 | 206790051 | ASHP | HRCU-A-CB | EVOLUTION Extreme 24 HP | 22 | 23400
BRYANT HEATING AND COOLING SYSTEMS | 284ANV024*0**B* | CAP**4824AL*+UI | 987MB66100C21*** | 11 | 24000 | 4000 | 206790052 | ASHP | HRCU-A-CB | EVOLUTION Extreme 24 HP | 22 | 23400
BRYANT HEATING AND COOLING SYSTEMS | 284ANV024*0**B* | CAP**4824AL*+UI | 987MB66120C24*** | 11 | 24000 | 4000 | 206790053 | ASHP | HRCU-A-CB | EVOLUTION Extreme 24 HP | 22 | 23400
BRYANT HEATING AND COOLING SYSTEMS | 284ANV024*0**B* | CAP**6024AL*+UI | 987MB60060C21*** | 11 | 24000 | 4000 | 206790055 | ASHP | HRCU-A-CB | EVOLUTION Extreme 24 HP | 22 | 23400
BRYANT HEATING AND COOLING SYSTEMS | 284ANV024*0**B* | CAP**6024AL*+UI | 987MB60080C21*** | 11 | 24000 | 4000 | 206790056 | ASHP | HRCU-A-CB | EVOLUTION Extreme 24 HP | 22 | 23400
BRYANT HEATING AND COOLING SYSTEMS | 284ANV024*0**B* | CAP**6024AL*+UI | 987MB66100C21*** | 11 | 24000 | 4000 | 206790057 | ASHP | HRCU-A-CB | EVOLUTION Extreme 24 HP | 22 | 23400
BRYANT HEATING AND COOLING SYSTEMS | 284ANV024*0**B* | CAP**6024AL*+UI | 987MB66120C24*** | 11 | 24000 | 4000 | 206790058 | ASHP | HRCU-A-CB | EVOLUTION Extreme 24 HP | 22 | 23400
BRYANT HEATING AND COOLING SYSTEMS | 284ANV024*0**B* | CNPV*3617AL*+UI | 987MB42060C17*** | 11 | 24000 | 4000 | 206790060 | ASHP | HRCU-A-CB | EVOLUTION Extreme 24 HP | 21 | 23400
BRYANT HEATING AND COOLING SYSTEMS | 284ANV024*0**B* | CNPV*3617AL*+UI | 987MB42080C17*** | 11 | 24000 | 4000 | 206790061 | ASHP | HRCU-A-CB | EVOLUTION Extreme 24 HP | 21 | 23400
BRYANT HEATING AND COOLING SYSTEMS | 284ANV024*0**B* | CNPV*3617AL*+UI | 88*TA36070C14*** | 11 | 24000 | 4000 | 206790062 | ASHP | HRCU-A-CB | EVOLUTION Extreme 24 HP | 22 | 23400
BRYANT HEATING AND COOLING SYSTEMS | 284ANV024*0**B* | CNPV*3617AL*+UI | 88*TA48090C17*** | 11 | 24000 | 4000 | 206790063 | ASHP | HRCU-A-CB | EVOLUTION Extreme 24 HP | 22 | 23400
BRYANT HEATING AND COOLING SYSTEMS | 284ANV024*0**B* | CNPV*3621AL*+UI | 987MB42060C17*** | 11 | 24000 | 4000 | 206790064 | ASHP | HRCU-A-CB | EVOLUTION Extreme 24 HP | 21 | 23400
BRYANT HEATING AND COOLING SYSTEMS | 284ANV024*0**B* | CNPV*3621AL*+UI | 987MB42080C17*** | 11 | 24000 | 4000 | 206790065 | ASHP | HRCU-A-CB | EVOLUTION Extreme 24 HP | 21 | 23400
BRYANT HEATING AND COOLING SYSTEMS | 284ANV024*0**B* | CNPV*3621AL*+UI | 987MB60060C21*** | 11 | 24000 | 4000 | 206790066 | ASHP | HRCU-A-CB | EVOLUTION Extreme 24 HP | 21 | 23400
BRYANT HEATING AND COOLING SYSTEMS | 284ANV024*0**B* | CNPV*3621AL*+UI | 987MB60080C21*** | 11 | 24000 | 4000 | 206790067 | ASHP | HRCU-A-CB | EVOLUTION Extreme 24 HP | 22 | 23400
BRYANT HEATING AND COOLING SYSTEMS | 284ANV024*0**B* | CNPV*3621AL*+UI | 987MB66100C21*** | 11 | 24000 | 4000 | 206790068 | ASHP | HRCU-A-CB | EVOLUTION Extreme 24 HP | 22 | 23400
BRYANT HEATING AND COOLING SYSTEMS | 284ANV024*0**B* | CNPV*3621AL*+UI | 88*TA48090C17*** | 11 | 24000 | 4000 | 206790069 | ASHP | HRCU-A-CB | EVOLUTION Extreme 24 HP | 22 | 23400
BRYANT HEATING AND COOLING SYSTEMS | 284ANV024*0**B* | CNPV*4217AL*+UI | 987MB42060C17*** | 11 | 24000 | 4000 | 206790071 | ASHP | HRCU-A-CB | EVOLUTION Extreme 24 HP | 21 | 23400
BRYANT HEATING AND COOLING SYSTEMS | 284ANV024*0**B* | CNPV*4217AL*+UI | 987MB42080C17*** | 11 | 24000 | 4000 | 206790072 | ASHP | HRCU-A-CB | EVOLUTION Extreme 24 HP | 21 | 23400
BRYANT HEATING AND COOLING SYSTEMS | 284ANV024*0**B* | CNPV*4217AL*+UI | 88*TA36070C14*** | 11 | 24000 | 4000 | 206790073 | ASHP | HRCU-A-CB | EVOLUTION Extreme 24 HP | 22 | 23400
BRYANT HEATING AND COOLING SYSTEMS | 284ANV024*0**B* | CNPV*4217AL*+UI | 88*TA48090C17*** | 11 | 24000 | 4000 | 206790074 | ASHP | HRCU-A-CB | EVOLUTION Extreme 24 HP | 22 | 23400
BRYANT HEATING AND COOLING SYSTEMS | 284ANV024*0**B* | CNPV*4221AL*+UI | 987MB42060C17*** | 11 | 24000 | 4000 | 206790075 | ASHP | HRCU-A-CB | EVOLUTION Extreme 24 HP | 21 | 23400
BRYANT HEATING AND COOLING SYSTEMS | 284ANV024*0**B* | CNPV*4221AL*+UI | 987MB42080C17*** | 11 | 24000 | 4000 | 206790076 | ASHP | HRCU-A-CB | EVOLUTION Extreme 24 HP | 21 | 23400
BRYANT HEATING AND COOLING SYSTEMS | 284ANV024*0**B* | CNPV*4221AL*+UI | 987MB60060C21*** | 11 | 24000 | 4000 | 206790077 | ASHP | HRCU-A-CB | EVOLUTION Extreme 24 HP | 21 | 23400
BRYANT HEATING AND COOLING SYSTEMS | 284ANV024*0**B* | CNPV*4221AL*+UI | 987MB60080C21*** | 11 | 24000 | 4000 | 206790078 | ASHP | HRCU-A-CB | EVOLUTION Extreme 24 HP | 22 | 23400
BRYANT HEATING AND COOLING SYSTEMS | 284ANV024*0**B* | CNPV*4221AL*+UI | 987MB66100C21*** | 11 | 24000 | 4000 | 206790079 | ASHP | HRCU-A-CB | EVOLUTION Extreme 24 HP | 22 | 23400
BRYANT HEATING AND COOLING SYSTEMS | 284ANV024*0**B* | CNPV*4221AL*+UI | 88*TA48090C17*** | 11 | 24000 | 4000 | 206790080 | ASHP | HRCU-A-CB | EVOLUTION Extreme 24 HP | 22 | 23400
CARRIER | 25VNA424A*031* | CSPH*6012AL*+UI | 58TN*A070C14**12 | 11 | 24000 | 4000 | 206788444 | ASHP | HRCU-A-CB | INFINITY 24 HP with GREENSPEED INTELLIGENCE | 22 | 23400
CARRIER | 25VNA424A*031* | CAP**3617AL*+UI | 58TN*A045C17**12 | 11 | 24000 | 4000 | 206788447 | ASHP | HRCU-A-CB | INFINITY 24 HP with GREENSPEED INTELLIGENCE | 21 | 23400
CARRIER | 25VNA424A*031* | CAP**3617AL*+UI | 59TN6B060C17**14 | 11 | 24000 | 4000 | 206788449 | ASHP | HRCU-A-CB | INFINITY 24 HP with GREENSPEED INTELLIGENCE | 21 | 23400
BRYANT HEATING AND COOLING SYSTEMS | 284ANV024*0**B* | CSPH*3612AL*+UI | 987MB60060C21*** | 11 | 24000 | 4000 | 206790101 | ASHP | HRCU-A-CB | EVOLUTION Extreme 24 HP | 20 | 23400
BRYANT HEATING AND COOLING SYSTEMS | 284ANV024*0**B* | CSPH*3612AL*+UI | 987MB60080C21*** | 11 | 24000 | 4000 | 206790102 | ASHP | HRCU-A-CB | EVOLUTION Extreme 24 HP | 21 | 23400
BRYANT HEATING AND COOLING SYSTEMS | 284ANV024*0**B* | CSPH*3612AL*+UI | 987MB66100C21*** | 11 | 24000 | 4000 | 206790103 | ASHP | HRCU-A-CB | EVOLUTION Extreme 24 HP | 21 | 23400
BRYANT HEATING AND COOLING SYSTEMS | 284ANV024*0**B* | CSPH*3612AL*+UI | 987MB66120C24*** | 11 | 24000 | 4000 | 206790104 | ASHP | HRCU-A-CB | EVOLUTION Extreme 24 HP | 21 | 23400
BRYANT HEATING AND COOLING SYSTEMS | 284ANV024*0**B* | CSPH*3612AL*+UI | 88*TA36070C14*** | 11 | 24000 | 4000 | 206790105 | ASHP | HRCU-A-CB | EVOLUTION Extreme 24 HP | 22 | 23400
BRYANT HEATING AND COOLING SYSTEMS | 284ANV024*0**B* | CSPH*3612AL*+UI | 88*TA48090C17*** | 11 | 24000 | 4000 | 206790106 | ASHP | HRCU-A-CB | EVOLUTION Extreme 24 HP | 22 | 23400
BRYANT HEATING AND COOLING SYSTEMS | 284ANV024*0**B* | CSPH*4212AL*+UI | 987MB42060C17*** | 11 | 24000 | 4000 | 206790108 | ASHP | HRCU-A-CB | EVOLUTION Extreme 24 HP | 20 | 23400
BRYANT HEATING AND COOLING SYSTEMS | 284ANV024*0**B* | CSPH*4212AL*+UI | 987MB42080C17*** | 11 | 24000 | 4000 | 206790109 | ASHP | HRCU-A-CB | EVOLUTION Extreme 24 HP | 21 | 23400
CARRIER | 25VNA424A*031* | CAP**3621AL*+UI | 58TN*A045C17**12 | 11 | 24000 | 4000 | 206788451 | ASHP | HRCU-A-CB | INFINITY 24 HP with GREENSPEED INTELLIGENCE | 21 | 23400
CARRIER | 25VNA424A*031* | CAP**3621AL*+UI | 58TN*A070C17**16 | 11 | 24000 | 4000 | 206788452 | ASHP | HRCU-A-CB | INFINITY 24 HP with GREENSPEED INTELLIGENCE | 21 | 23400
CARRIER | 25VNA424A*031* | CAP**4221AL*+UI | 58TN*A070C17**16 | 11 | 24000 | 4000 | 206788458 | ASHP | HRCU-A-CB | INFINITY 24 HP with GREENSPEED INTELLIGENCE | 21 | 23400
CARRIER | 25VNA424A*031* | CAP**4821AL*+UI | 59TN6B080C17**14 | 11 | 24000 | 4000 | 206788472 | ASHP | HRCU-A-CB | INFINITY 24 HP with GREENSPEED INTELLIGENCE | 21 | 23400
CARRIER | 25VNA424A*031* | CNPV*3617AL*+UI | 59TN6B080C17**14 | 11 | 24000 | 4000 | 206788484 | ASHP | HRCU-A-CB | INFINITY 24 HP with GREENSPEED INTELLIGENCE | 21 | 23400
CARRIER | 25VNA424A*031* | CNPV*3621AL*+UI | 59TN6B080C17**14 | 11 | 24000 | 4000 | 206788490 | ASHP | HRCU-A-CB | INFINITY 24 HP with GREENSPEED INTELLIGENCE | 21 | 23400
CARRIER | 25VNA424A*031* | CNPV*4217AL*+UI | 58TN*A070C17**16 | 11 | 24000 | 4000 | 206788492 | ASHP | HRCU-A-CB | INFINITY 24 HP with GREENSPEED INTELLIGENCE | 21 | 23400
CARRIER | 25VNA424A*031* | CNPV*4221AL*+UI | 58TN*A045C17**12 | 11 | 24000 | 4000 | 206788495 | ASHP | HRCU-A-CB | INFINITY 24 HP with GREENSPEED INTELLIGENCE | 21 | 23400
CARRIER | 25VNA424A*031* | CNPV*4221AL*+UI | 59TN6B060C17**14 | 11 | 24000 | 4000 | 206788499 | ASHP | HRCU-A-CB | INFINITY 24 HP with GREENSPEED INTELLIGENCE | 21 | 23400
CARRIER | 25VNA424A*031* | CNPV*4821AL*+UI | 58TN*A045C17**12 | 11 | 24000 | 4000 | 206788501 | ASHP | HRCU-A-CB | INFINITY 24 HP with GREENSPEED INTELLIGENCE | 21 | 23400
CARRIER | 25VNA424A*031* | CNPV*4821AL*+UI | 59TN6B060C17**14 | 11 | 24000 | 4000 | 206788505 | ASHP | HRCU-A-CB | INFINITY 24 HP with GREENSPEED INTELLIGENCE | 21 | 23400
CARRIER | 25VNA424A*031* | CNPV*4821AL*+UI | 59TN6B080C17**14 | 11 | 24000 | 4000 | 206788506 | ASHP | HRCU-A-CB | INFINITY 24 HP with GREENSPEED INTELLIGENCE | 21 | 23400
CARRIER | 25VNA424A*031* | CNPV*4824AL*+UI | 59TN6B120C24**22 | 11 | 24000 | 4000 | 206788510 | ASHP | HRCU-A-CB | INFINITY 24 HP with GREENSPEED INTELLIGENCE | 22 | 23400
CARRIER | 25VNA424A*031* | CNPV*6024AL*+UI | 59TN6B120C24**22 | 11 | 24000 | 4000 | 206788514 | ASHP | HRCU-A-CB | INFINITY 24 HP with GREENSPEED INTELLIGENCE | 22 | 23400
CARRIER | 25VNA424A*031* | CSPH*3612AL*+UI | 58TN*A070C17**16 | 11 | 24000 | 4000 | 206788516 | ASHP | HRCU-A-CB | INFINITY 24 HP with GREENSPEED INTELLIGENCE | 21 | 23400
CARRIER | 25VNA424A*031* | CSPH*4212AL*+UI | 59TN6B080C17**14 | 11 | 24000 | 4000 | 206788529 | ASHP | HRCU-A-CB | INFINITY 24 HP with GREENSPEED INTELLIGENCE | 21 | 23400
CARRIER | 25VNA424A*031* | CSPH*4812AL*+UI | 58TN*A045C17**12 | 11 | 24000 | 4000 | 206788531 | ASHP | HRCU-A-CB | INFINITY 24 HP with GREENSPEED INTELLIGENCE | 21 | 23400
CARRIER | 25VNA424A*031* | CSPH*4812AL*+UI | 59TN6B060C17**14 | 11 | 24000 | 4000 | 206788536 | ASHP | HRCU-A-CB | INFINITY 24 HP with GREENSPEED INTELLIGENCE | 21 | 23400
CARRIER | 25VNA424A*031* | CSPH*4812AL*+UI | 59TN6B080C17**14 | 11 | 24000 | 4000 | 206788537 | ASHP | HRCU-A-CB | INFINITY 24 HP with GREENSPEED INTELLIGENCE | 21 | 23400
CARRIER | 25VNA424A*031* | CSPH*4812AL*+UI | 59TN6B120C24**22 | 11 | 24000 | 4000 | 206788538 | ASHP | HRCU-A-CB | INFINITY 24 HP with GREENSPEED INTELLIGENCE | 21 | 23400
CARRIER | 25VNA424A*031* | CSPH*6012AL*+UI | 58TN*A070C17**16 | 11 | 24000 | 4000 | 206788540 | ASHP | HRCU-A-CB | INFINITY 24 HP with GREENSPEED INTELLIGENCE | 21 | 23400
CARRIER | 25VNA424A*031* | CNPV*3617AL*+UI | 59MN7B080C17**14 | 11 | 24000 | 4000 | 206788373 | ASHP | HRCU-A-CB | INFINITY 24 HP with GREENSPEED INTELLIGENCE | 21 | 23400
CARRIER | 25VNA424A*031* | CNPV*3617AL*+UI | 58TN*A090C17**16 | 11 | 24000 | 4000 | 206788375 | ASHP | HRCU-A-CB | INFINITY 24 HP with GREENSPEED INTELLIGENCE | 22 | 23400
CARRIER | 25VNA424A*031* | CNPV*3621AL*+UI | 59MN7B080C17**14 | 11 | 24000 | 4000 | 206788377 | ASHP | HRCU-A-CB | INFINITY 24 HP with GREENSPEED INTELLIGENCE | 21 | 23400
CARRIER | 25VNA424A*031* | CNPV*3621AL*+UI | 59MN7B060C21**20 | 11 | 24000 | 4000 | 206788378 | ASHP | HRCU-A-CB | INFINITY 24 HP with GREENSPEED INTELLIGENCE | 21 | 23400
BRYANT HEATING AND COOLING SYSTEMS | 284ANV024*0**B* | CSPH*4812AL*+UI | 987MB42080C17*** | 11 | 24000 | 4000 | 206790118 | ASHP | HRCU-A-CB | EVOLUTION Extreme 24 HP | 21 | 23400
BRYANT HEATING AND COOLING SYSTEMS | 284ANV024*0**B* | CSPH*4812AL*+UI | 987MB60060C21*** | 11 | 24000 | 4000 | 206790119 | ASHP | HRCU-A-CB | EVOLUTION Extreme 24 HP | 21 | 23400
BRYANT HEATING AND COOLING SYSTEMS | 284ANV024*0**B* | CSPH*4812AL*+UI | 987MB60080C21*** | 11 | 24000 | 4000 | 206790120 | ASHP | HRCU-A-CB | EVOLUTION Extreme 24 HP | 21 | 23400
BRYANT HEATING AND COOLING SYSTEMS | 284ANV024*0**B* | CSPH*4812AL*+UI | 987MB66100C21*** | 11 | 24000 | 4000 | 206790121 | ASHP | HRCU-A-CB | EVOLUTION Extreme 24 HP | 21 | 23400
BRYANT HEATING AND COOLING SYSTEMS | 284ANV024*0**B* | CSPH*4812AL*+UI | 987MB66120C24*** | 11 | 24000 | 4000 | 206790122 | ASHP | HRCU-A-CB | EVOLUTION Extreme 24 HP | 21 | 23400
BRYANT HEATING AND COOLING SYSTEMS | 284ANV024*0**B* | CSPH*4812AL*+UI | 88*TA36070C14*** | 11 | 24000 | 4000 | 206790123 | ASHP | HRCU-A-CB | EVOLUTION Extreme 24 HP | 22 | 23400
BRYANT HEATING AND COOLING SYSTEMS | 284ANV024*0**B* | CSPH*4812AL*+UI | 88*TA48090C17*** | 11 | 24000 | 4000 | 206790124 | ASHP | HRCU-A-CB | EVOLUTION Extreme 24 HP | 22 | 23400
BRYANT HEATING AND COOLING SYSTEMS | 284ANV024*0**B* | CSPH*6012AL*+UI | 987MB42060C17*** | 11 | 24000 | 4000 | 206790126 | ASHP | HRCU-A-CB | EVOLUTION Extreme 24 HP | 21 | 23400
BRYANT HEATING AND COOLING SYSTEMS | 284ANV024*0**B* | CSPH*6012AL*+UI | 987MB42080C17*** | 11 | 24000 | 4000 | 206790127 | ASHP | HRCU-A-CB | EVOLUTION Extreme 24 HP | 21 | 23400
BRYANT HEATING AND COOLING SYSTEMS | 284ANV024*0**B* | CSPH*6012AL*+UI | 987MB60060C21*** | 11 | 24000 | 4000 | 206790128 | ASHP | HRCU-A-CB | EVOLUTION Extreme 24 HP | 21 | 23400
BRYANT HEATING AND COOLING SYSTEMS | 284ANV024*0**B* | CSPH*6012AL*+UI | 987MB60080C21*** | 11 | 24000 | 4000 | 206790129 | ASHP | HRCU-A-CB | EVOLUTION Extreme 24 HP | 21 | 23400
BRYANT HEATING AND COOLING SYSTEMS | 284ANV024*0**B* | CSPH*6012AL*+UI | 987MB66100C21*** | 11 | 24000 | 4000 | 206790130 | ASHP | HRCU-A-CB | EVOLUTION Extreme 24 HP | 21 | 23400
BRYANT HEATING AND COOLING SYSTEMS | 284ANV024*0**B* | CSPH*6012AL*+UI | 987MB66120C24*** | 11 | 24000 | 4000 | 206790131 | ASHP | HRCU-A-CB | EVOLUTION Extreme 24 HP | 21 | 23400
BRYANT HEATING AND COOLING SYSTEMS | 284ANV024*0**B* | CSPH*6012AL*+UI | 88*TA36070C14*** | 11 | 24000 | 4000 | 206790132 | ASHP | HRCU-A-CB | EVOLUTION Extreme 24 HP | 22 | 23400
CARRIER | 25VNA424A*031* | CAP**3621AL*+UI | 59MN7B060C17**14 | 11 | 24000 | 4000 | 206788336 | ASHP | HRCU-A-CB | INFINITY 24 HP with GREENSPEED INTELLIGENCE | 21 | 23400
CARRIER | 25VNA424A*031* | CAP**4221AL*+UI | 59MN7B060C21**20 | 11 | 24000 | 4000 | 206788345 | ASHP | HRCU-A-CB | INFINITY 24 HP with GREENSPEED INTELLIGENCE | 21 | 23400
CARRIER | 25VNA424A*031* | CAP**4224AL*+UI | 59MN7B060C21**20 | 11 | 24000 | 4000 | 206788350 | ASHP | HRCU-A-CB | INFINITY 24 HP with GREENSPEED INTELLIGENCE | 21 | 23400
CARRIER | 25VNA424A*031* | CAP**4821AL*+UI | 59MN7B080C17**14 | 11 | 24000 | 4000 | 206788356 | ASHP | HRCU-A-CB | INFINITY 24 HP with GREENSPEED INTELLIGENCE | 22 | 23400
CARRIER | 25VNA424A*031* | CAP**4821AL*+UI | 59MN7B060C21**20 | 11 | 24000 | 4000 | 206788357 | ASHP | HRCU-A-CB | INFINITY 24 HP with GREENSPEED INTELLIGENCE | 21 | 23400
CARRIER | 25VNA424A*031* | CAP**4821AL*+UI | 58TN*A090C17**16 | 11 | 24000 | 4000 | 206788360 | ASHP | HRCU-A-CB | INFINITY 24 HP with GREENSPEED INTELLIGENCE | 22 | 23400
CARRIER | 25VNA424A*031* | CAP**4824AL*+UI | 59MN7B060C21**20 | 11 | 24000 | 4000 | 206788362 | ASHP | HRCU-A-CB | INFINITY 24 HP with GREENSPEED INTELLIGENCE | 21 | 23400
CARRIER | 25VNA424A*031* | CAP**4824AL*+UI | 59MN7B100C21**22 | 11 | 24000 | 4000 | 206788364 | ASHP | HRCU-A-CB | INFINITY 24 HP with GREENSPEED INTELLIGENCE | 22 | 23400
CARRIER | 25VNA424A*031* | CNPV*3621AL*+UI | 58TN*A090C17**16 | 11 | 24000 | 4000 | 206788381 | ASHP | HRCU-A-CB | INFINITY 24 HP with GREENSPEED INTELLIGENCE | 22 | 23400
CARRIER | 25VNA424A*031* | CNPV*4217AL*+UI | 59MN7B060C17**14 | 11 | 24000 | 4000 | 206788383 | ASHP | HRCU-A-CB | INFINITY 24 HP with GREENSPEED INTELLIGENCE | 21 | 23400
CARRIER | 25VNA424A*031* | CNPV*4217AL*+UI | 58TN*A070C14**12 | 11 | 24000 | 4000 | 206788385 | ASHP | HRCU-A-CB | INFINITY 24 HP with GREENSPEED INTELLIGENCE | 22 | 23400
CARRIER | 25VNA424A*031* | CNPV*4221AL*+UI | 59MN7B060C17**14 | 11 | 24000 | 4000 | 206788387 | ASHP | HRCU-A-CB | INFINITY 24 HP with GREENSPEED INTELLIGENCE | 21 | 23400
CARRIER | 25VNA424A*031* | CNPV*4221AL*+UI | 59MN7B080C21**20 | 11 | 24000 | 4000 | 206788390 | ASHP | HRCU-A-CB | INFINITY 24 HP with GREENSPEED INTELLIGENCE | 22 | 23400
CARRIER | 25VNA424A*031* | CNPV*4221AL*+UI | 59MN7B100C21**22 | 11 | 24000 | 4000 | 206788391 | ASHP | HRCU-A-CB | INFINITY 24 HP with GREENSPEED INTELLIGENCE | 22 | 23400
CARRIER | 25VNA424A*031* | CNPV*4821AL*+UI | 59MN7B080C21**20 | 11 | 24000 | 4000 | 206788397 | ASHP | HRCU-A-CB | INFINITY 24 HP with GREENSPEED INTELLIGENCE | 22 | 23400
CARRIER | 25VNA424A*031* | CNPV*4821AL*+UI | 59MN7B100C21**22 | 11 | 24000 | 4000 | 206788398 | ASHP | HRCU-A-CB | INFINITY 24 HP with GREENSPEED INTELLIGENCE | 22 | 23400
CARRIER | 25VNA424A*031* | CNPV*4821AL*+UI | 58TN*A090C17**16 | 11 | 24000 | 4000 | 206788399 | ASHP | HRCU-A-CB | INFINITY 24 HP with GREENSPEED INTELLIGENCE | 22 | 23400
BRYANT HEATING AND COOLING SYSTEMS | 284ANV024*0**B* | CSPH*6012AL*+UI | 88*TA60070C21*** | 11 | 24000 | 4000 | 206790229 | ASHP | HRCU-A-CB | EVOLUTION Extreme 24 HP | 21 | 23400
BRYANT HEATING AND COOLING SYSTEMS | 284ANV024*0**B* | CSPH*6012AL*+UI | 88*TA60090C21*** | 11 | 24000 | 4000 | 206790230 | ASHP | HRCU-A-CB | EVOLUTION Extreme 24 HP | 21 | 23400
BRYANT HEATING AND COOLING SYSTEMS | 284ANV024*0**B* | CSPH*6012AL*+UI | 88*TA66135C24*** | 11 | 24000 | 4000 | 206790231 | ASHP | HRCU-A-CB | EVOLUTION Extreme 24 HP | 21 | 23400
BRYANT HEATING AND COOLING SYSTEMS | 284ANV024*0**B* | CAP**3621AL*+UI | 987MB60080C21*** | 11 | 24000 | 4000 | 206790027 | ASHP | HRCU-A-CB | EVOLUTION Extreme 24 HP | 22 | 23400
BRYANT HEATING AND COOLING SYSTEMS | 284ANV024*0**B* | CAP**3621AL*+UI | 88*TA60110C21*** | 11 | 24000 | 4000 | 206790030 | ASHP | HRCU-A-CB | EVOLUTION Extreme 24 HP | 22 | 23400
BRYANT HEATING AND COOLING SYSTEMS | 284ANV024*0**B* | CAP**4221AL*+UI | 987MB60080C21*** | 11 | 24000 | 4000 | 206790034 | ASHP | HRCU-A-CB | EVOLUTION Extreme 24 HP | 22 | 23400
BRYANT HEATING AND COOLING SYSTEMS | 284ANV024*0**B* | CAP**4221AL*+UI | 88*TA60110C21*** | 11 | 24000 | 4000 | 206790037 | ASHP | HRCU-A-CB | EVOLUTION Extreme 24 HP | 22 | 23400
BRYANT HEATING AND COOLING SYSTEMS | 284ANV024*0**B* | CAP**4224AL*+UI | 88*TA60110C21*** | 11 | 24000 | 4000 | 206790042 | ASHP | HRCU-A-CB | EVOLUTION Extreme 24 HP | 22 | 23400
CARRIER | 25VNA424A*031* | CSPH*3612AL*+UI | 58TN*A070C14**12 | 11 | 24000 | 4000 | 206788417 | ASHP | HRCU-A-CB | INFINITY 24 HP with GREENSPEED INTELLIGENCE | 22 | 23400
CARRIER | 25VNA424A*031* | CSPH*4212AL*+UI | 59MN7B080C17**14 | 11 | 24000 | 4000 | 206788421 | ASHP | HRCU-A-CB | INFINITY 24 HP with GREENSPEED INTELLIGENCE | 21 | 23400
CARRIER | 25VNA424A*031* | CSPH*4212AL*+UI | 59MN7B060C21**20 | 11 | 24000 | 4000 | 206788422 | ASHP | HRCU-A-CB | INFINITY 24 HP with GREENSPEED INTELLIGENCE | 20 | 23400
CARRIER | 25VNA424A*031* | CSPH*4212AL*+UI | 59MN7B100C21**22 | 11 | 24000 | 4000 | 206788424 | ASHP | HRCU-A-CB | INFINITY 24 HP with GREENSPEED INTELLIGENCE | 21 | 23400
CARRIER | 25VNA424A*031* | CSPH*4212AL*+UI | 58TN*A090C17**16 | 11 | 24000 | 4000 | 206788427 | ASHP | HRCU-A-CB | INFINITY 24 HP with GREENSPEED INTELLIGENCE | 22 | 23400
CARRIER | 25VNA424A*031* | CSPH*4812AL*+UI | 59MN7B080C21**20 | 11 | 24000 | 4000 | 206788432 | ASHP | HRCU-A-CB | INFINITY 24 HP with GREENSPEED INTELLIGENCE | 21 | 23400
CARRIER | 25VNA424A*031* | CSPH*4812AL*+UI | 59MN7B100C21**22 | 11 | 24000 | 4000 | 206788433 | ASHP | HRCU-A-CB | INFINITY 24 HP with GREENSPEED INTELLIGENCE | 21 | 23400
CARRIER | 25VNA424A*031* | CSPH*4812AL*+UI | 59MN7B120C24**22 | 11 | 24000 | 4000 | 206788434 | ASHP | HRCU-A-CB | INFINITY 24 HP with GREENSPEED INTELLIGENCE | 21 | 23400
CARRIER | 25VNA424A*031* | CSPH*4812AL*+UI | 58TN*A090C17**16 | 11 | 24000 | 4000 | 206788436 | ASHP | HRCU-A-CB | INFINITY 24 HP with GREENSPEED INTELLIGENCE | 22 | 23400
CARRIER | 25VNA424A*031* | CSPH*6012AL*+UI | 59MN7B060C21**20 | 11 | 24000 | 4000 | 206788440 | ASHP | HRCU-A-CB | INFINITY 24 HP with GREENSPEED INTELLIGENCE | 21 | 23400
BRYANT HEATING AND COOLING SYSTEMS | 284ANV024*0**B* | CAP**4221AL*+UI | 986TC42060C17*** | 11 | 24000 | 4000 | 206790149 | ASHP | HRCU-A-CB | EVOLUTION Extreme 24 HP | 21 | 23400
BRYANT HEATING AND COOLING SYSTEMS | 284ANV024*0**B* | CAP**4221AL*+UI | 986TC42080C17*** | 11 | 24000 | 4000 | 206790150 | ASHP | HRCU-A-CB | EVOLUTION Extreme 24 HP | 21 | 23400
BRYANT HEATING AND COOLING SYSTEMS | 284ANV024*0**B* | CAP**4224AL*+UI | 986TC66120C24*** | 11 | 24000 | 4000 | 206790154 | ASHP | HRCU-A-CB | EVOLUTION Extreme 24 HP | 22 | 23400
BRYANT HEATING AND COOLING SYSTEMS | 284ANV024*0**B* | CAP**4821AL*+UI | 88*TA36045C17*** | 11 | 24000 | 4000 | 206790155 | ASHP | HRCU-A-CB | EVOLUTION Extreme 24 HP | 21 | 23400
BRYANT HEATING AND COOLING SYSTEMS | 284ANV024*0**B* | CAP**4821AL*+UI | 88*TA48070C17*** | 11 | 24000 | 4000 | 206790156 | ASHP | HRCU-A-CB | EVOLUTION Extreme 24 HP | 22 | 23400
BRYANT HEATING AND COOLING SYSTEMS | 284ANV024*0**B* | CAP**4821AL*+UI | 986TC42060C17*** | 11 | 24000 | 4000 | 206790159 | ASHP | HRCU-A-CB | EVOLUTION Extreme 24 HP | 21 | 23400
BRYANT HEATING AND COOLING SYSTEMS | 284ANV024*0**B* | CAP**4821AL*+UI | 986TC42080C17*** | 11 | 24000 | 4000 | 206790160 | ASHP | HRCU-A-CB | EVOLUTION Extreme 24 HP | 21 | 23400
BRYANT HEATING AND COOLING SYSTEMS | 284ANV024*0**B* | CAP**4824AL*+UI | 986TC66120C24*** | 11 | 24000 | 4000 | 206790164 | ASHP | HRCU-A-CB | EVOLUTION Extreme 24 HP | 22 | 23400
BRYANT HEATING AND COOLING SYSTEMS | 284ANV024*0**B* | CAP**6024AL*+UI | 986TC66120C24*** | 11 | 24000 | 4000 | 206790168 | ASHP | HRCU-A-CB | EVOLUTION Extreme 24 HP | 22 | 23400
BRYANT HEATING AND COOLING SYSTEMS | 284ANV024*0**B* | CNPV*3617AL*+UI | 88*TA36045C17*** | 11 | 24000 | 4000 | 206790169 | ASHP | HRCU-A-CB | EVOLUTION Extreme 24 HP | 21 | 23400
BRYANT HEATING AND COOLING SYSTEMS | 284ANV024*0**B* | CNPV*3617AL*+UI | 88*TA48070C17*** | 11 | 24000 | 4000 | 206790170 | ASHP | HRCU-A-CB | EVOLUTION Extreme 24 HP | 21 | 23400
BRYANT HEATING AND COOLING SYSTEMS | 284ANV024*0**B* | CNPV*3617AL*+UI | 986TC42060C17*** | 11 | 24000 | 4000 | 206790171 | ASHP | HRCU-A-CB | EVOLUTION Extreme 24 HP | 21 | 23400
BRYANT HEATING AND COOLING SYSTEMS | 284ANV024*0**B* | CNPV*3617AL*+UI | 986TC42080C17*** | 11 | 24000 | 4000 | 206790172 | ASHP | HRCU-A-CB | EVOLUTION Extreme 24 HP | 21 | 23400
BRYANT HEATING AND COOLING SYSTEMS | 284ANV024*0**B* | CNPV*3621AL*+UI | 88*TA36045C17*** | 11 | 24000 | 4000 | 206790173 | ASHP | HRCU-A-CB | EVOLUTION Extreme 24 HP | 21 | 23400
BRYANT HEATING AND COOLING SYSTEMS | 284ANV024*0**B* | CNPV*3621AL*+UI | 88*TA48070C17*** | 11 | 24000 | 4000 | 206790174 | ASHP | HRCU-A-CB | EVOLUTION Extreme 24 HP | 21 | 23400
BRYANT HEATING AND COOLING SYSTEMS | 284ANV024*0**B* | CNPV*3621AL*+UI | 986TC42060C17*** | 11 | 24000 | 4000 | 206790177 | ASHP | HRCU-A-CB | EVOLUTION Extreme 24 HP | 21 | 23400
BRYANT HEATING AND COOLING SYSTEMS | 284ANV024*0**B* | CNPV*3621AL*+UI | 986TC42080C17*** | 11 | 24000 | 4000 | 206790178 | ASHP | HRCU-A-CB | EVOLUTION Extreme 24 HP | 21 | 23400
BRYANT HEATING AND COOLING SYSTEMS | 284ANV024*0**B* | CNPV*4217AL*+UI | 88*TA36045C17*** | 11 | 24000 | 4000 | 206790179 | ASHP | HRCU-A-CB | EVOLUTION Extreme 24 HP | 21 | 23400
BRYANT HEATING AND COOLING SYSTEMS | 284ANV024*0**B* | CNPV*4217AL*+UI | 88*TA48070C17*** | 11 | 24000 | 4000 | 206790180 | ASHP | HRCU-A-CB | EVOLUTION Extreme 24 HP | 21 | 23400
BRYANT HEATING AND COOLING SYSTEMS | 284ANV024*0**B* | CNPV*4217AL*+UI | 986TC42060C17*** | 11 | 24000 | 4000 | 206790181 | ASHP | HRCU-A-CB | EVOLUTION Extreme 24 HP | 21 | 23400
BRYANT HEATING AND COOLING SYSTEMS | 284ANV024*0**B* | CNPV*4217AL*+UI | 986TC42080C17*** | 11 | 24000 | 4000 | 206790182 | ASHP | HRCU-A-CB | EVOLUTION Extreme 24 HP | 21 | 23400
BRYANT HEATING AND COOLING SYSTEMS | 284ANV024*0**B* | CNPV*4221AL*+UI | 88*TA36045C17*** | 11 | 24000 | 4000 | 206790183 | ASHP | HRCU-A-CB | EVOLUTION Extreme 24 HP | 21 | 23400
BRYANT HEATING AND COOLING SYSTEMS | 284ANV024*0**B* | CNPV*4221AL*+UI | 88*TA48070C17*** | 11 | 24000 | 4000 | 206790184 | ASHP | HRCU-A-CB | EVOLUTION Extreme 24 HP | 21 | 23400
BRYANT HEATING AND COOLING SYSTEMS | 284ANV024*0**B* | CNPV*4221AL*+UI | 986TC42060C17*** | 11 | 24000 | 4000 | 206790187 | ASHP | HRCU-A-CB | EVOLUTION Extreme 24 HP | 21 | 23400
BRYANT HEATING AND COOLING SYSTEMS | 284ANV024*0**B* | CNPV*4221AL*+UI | 986TC42080C17*** | 11 | 24000 | 4000 | 206790188 | ASHP | HRCU-A-CB | EVOLUTION Extreme 24 HP | 21 | 23400
BRYANT HEATING AND COOLING SYSTEMS | 284ANV024*0**B* | CNPV*4821AL*+UI | 88*TA36045C17*** | 11 | 24000 | 4000 | 206790189 | ASHP | HRCU-A-CB | EVOLUTION Extreme 24 HP | 21 | 23400
BRYANT HEATING AND COOLING SYSTEMS | 284ANV024*0**B* | CNPV*4821AL*+UI | 88*TA48070C17*** | 11 | 24000 | 4000 | 206790190 | ASHP | HRCU-A-CB | EVOLUTION Extreme 24 HP | 22 | 23400
BRYANT HEATING AND COOLING SYSTEMS | 284ANV024*0**B* | CNPV*4821AL*+UI | 986TC42060C17*** | 11 | 24000 | 4000 | 206790193 | ASHP | HRCU-A-CB | EVOLUTION Extreme 24 HP | 21 | 23400
BRYANT HEATING AND COOLING SYSTEMS | 284ANV024*0**B* | CNPV*4821AL*+UI | 986TC42080C17*** | 11 | 24000 | 4000 | 206790194 | ASHP | HRCU-A-CB | EVOLUTION Extreme 24 HP | 21 | 23400
BRYANT HEATING AND COOLING SYSTEMS | 284ANV024*0**B* | CNPV*4824AL*+UI | 986TC66120C24*** | 11 | 24000 | 4000 | 206790198 | ASHP | HRCU-A-CB | EVOLUTION Extreme 24 HP | 22 | 23400
BRYANT HEATING AND COOLING SYSTEMS | 284ANV024*0**B* | CNPV*4821AL*+UI | 987MB42060C17*** | 11 | 24000 | 4000 | 206790082 | ASHP | HRCU-A-CB | EVOLUTION Extreme 24 HP | 21 | 23400
BRYANT HEATING AND COOLING SYSTEMS | 284ANV024*0**B* | CNPV*4821AL*+UI | 987MB42080C17*** | 11 | 24000 | 4000 | 206790083 | ASHP | HRCU-A-CB | EVOLUTION Extreme 24 HP | 22 | 23400
BRYANT HEATING AND COOLING SYSTEMS | 284ANV024*0**B* | CNPV*4821AL*+UI | 987MB60060C21*** | 11 | 24000 | 4000 | 206790084 | ASHP | HRCU-A-CB | EVOLUTION Extreme 24 HP | 21 | 23400
BRYANT HEATING AND COOLING SYSTEMS | 284ANV024*0**B* | CNPV*4821AL*+UI | 987MB60080C21*** | 11 | 24000 | 4000 | 206790085 | ASHP | HRCU-A-CB | EVOLUTION Extreme 24 HP | 22 | 23400
BRYANT HEATING AND COOLING SYSTEMS | 284ANV024*0**B* | CNPV*4821AL*+UI | 987MB66100C21*** | 11 | 24000 | 4000 | 206790086 | ASHP | HRCU-A-CB | EVOLUTION Extreme 24 HP | 22 | 23400
BRYANT HEATING AND COOLING SYSTEMS | 284ANV024*0**B* | CNPV*4821AL*+UI | 88*TA48090C17*** | 11 | 24000 | 4000 | 206790087 | ASHP | HRCU-A-CB | EVOLUTION Extreme 24 HP | 22 | 23400
BRYANT HEATING AND COOLING SYSTEMS | 284ANV024*0**B* | CNPV*4824AL*+UI | 987MB60060C21*** | 11 | 24000 | 4000 | 206790089 | ASHP | HRCU-A-CB | EVOLUTION Extreme 24 HP | 21 | 23400
BRYANT HEATING AND COOLING SYSTEMS | 284ANV024*0**B* | CNPV*4824AL*+UI | 987MB60080C21*** | 11 | 24000 | 4000 | 206790090 | ASHP | HRCU-A-CB | EVOLUTION Extreme 24 HP | 22 | 23400
BRYANT HEATING AND COOLING SYSTEMS | 284ANV024*0**B* | CNPV*4824AL*+UI | 987MB66100C21*** | 11 | 24000 | 4000 | 206790091 | ASHP | HRCU-A-CB | EVOLUTION Extreme 24 HP | 22 | 23400
BRYANT HEATING AND COOLING SYSTEMS | 284ANV024*0**B* | CNPV*4824AL*+UI | 987MB66120C24*** | 11 | 24000 | 4000 | 206790092 | ASHP | HRCU-A-CB | EVOLUTION Extreme 24 HP | 22 | 23400
BRYANT HEATING AND COOLING SYSTEMS | 284ANV024*0**B* | CNPV*6024AL*+UI | 987MB60060C21*** | 11 | 24000 | 4000 | 206790094 | ASHP | HRCU-A-CB | EVOLUTION Extreme 24 HP | 22 | 23400
BRYANT HEATING AND COOLING SYSTEMS | 284ANV024*0**B* | CNPV*6024AL*+UI | 987MB60080C21*** | 11 | 24000 | 4000 | 206790095 | ASHP | HRCU-A-CB | EVOLUTION Extreme 24 HP | 22 | 23400
BRYANT HEATING AND COOLING SYSTEMS | 284ANV024*0**B* | CNPV*6024AL*+UI | 987MB66100C21*** | 11 | 24000 | 4000 | 206790096 | ASHP | HRCU-A-CB | EVOLUTION Extreme 24 HP | 22 | 23400
BRYANT HEATING AND COOLING SYSTEMS | 284ANV024*0**B* | CNPV*6024AL*+UI | 987MB66120C24*** | 11 | 24000 | 4000 | 206790097 | ASHP | HRCU-A-CB | EVOLUTION Extreme 24 HP | 22 | 23400
BRYANT HEATING AND COOLING SYSTEMS | 284ANV024*0**B* | CSPH*3612AL*+UI | 987MB42060C17*** | 11 | 24000 | 4000 | 206790099 | ASHP | HRCU-A-CB | EVOLUTION Extreme 24 HP | 20 | 23400
BRYANT HEATING AND COOLING SYSTEMS | 284ANV024*0**B* | CSPH*3612AL*+UI | 987MB42080C17*** | 11 | 24000 | 4000 | 206790100 | ASHP | HRCU-A-CB | EVOLUTION Extreme 24 HP | 21 | 23400
BRYANT HEATING AND COOLING SYSTEMS | 284ANV024*0**B* | CNPV*3621AL*+UI | 88*TA60090C21*** | 11 | 24000 | 4000 | 206790176 | ASHP | HRCU-A-CB | EVOLUTION Extreme 24 HP | 21 | 23400
BRYANT HEATING AND COOLING SYSTEMS | 284ANV024*0**B* | CNPV*4221AL*+UI | 88*TA60070C21*** | 11 | 24000 | 4000 | 206790185 | ASHP | HRCU-A-CB | EVOLUTION Extreme 24 HP | 21 | 23400
BRYANT HEATING AND COOLING SYSTEMS | 284ANV024*0**B* | CNPV*4221AL*+UI | 88*TA60090C21*** | 11 | 24000 | 4000 | 206790186 | ASHP | HRCU-A-CB | EVOLUTION Extreme 24 HP | 21 | 23400
BRYANT HEATING AND COOLING SYSTEMS | 284ANV024*0**B* | CNPV*4821AL*+UI | 88*TA60070C21*** | 11 | 24000 | 4000 | 206790191 | ASHP | HRCU-A-CB | EVOLUTION Extreme 24 HP | 22 | 23400
BRYANT HEATING AND COOLING SYSTEMS | 284ANV024*0**B* | CNPV*4821AL*+UI | 88*TA60090C21*** | 11 | 24000 | 4000 | 206790192 | ASHP | HRCU-A-CB | EVOLUTION Extreme 24 HP | 22 | 23400
BRYANT HEATING AND COOLING SYSTEMS | 284ANV024*0**B* | CNPV*4824AL*+UI | 88*TA60070C21*** | 11 | 24000 | 4000 | 206790195 | ASHP | HRCU-A-CB | EVOLUTION Extreme 24 HP | 22 | 23400
BRYANT HEATING AND COOLING SYSTEMS | 284ANV024*0**B* | CNPV*4824AL*+UI | 88*TA60090C21*** | 11 | 24000 | 4000 | 206790196 | ASHP | HRCU-A-CB | EVOLUTION Extreme 24 HP | 22 | 23400
BRYANT HEATING AND COOLING SYSTEMS | 284ANV024*0**B* | CNPV*4824AL*+UI | 88*TA66135C24*** | 11 | 24000 | 4000 | 206790197 | ASHP | HRCU-A-CB | EVOLUTION Extreme 24 HP | 22 | 23400
BRYANT HEATING AND COOLING SYSTEMS | 284ANV024*0**B* | CNPV*6024AL*+UI | 88*TA60070C21*** | 11 | 24000 | 4000 | 206790199 | ASHP | HRCU-A-CB | EVOLUTION Extreme 24 HP | 22 | 23400
BRYANT HEATING AND COOLING SYSTEMS | 284ANV024*0**B* | CNPV*6024AL*+UI | 88*TA60090C21*** | 11 | 24000 | 4000 | 206790200 | ASHP | HRCU-A-CB | EVOLUTION Extreme 24 HP | 22 | 23400
BRYANT HEATING AND COOLING SYSTEMS | 284ANV024*0**B* | CNPV*6024AL*+UI | 88*TA66135C24*** | 11 | 24000 | 4000 | 206790201 | ASHP | HRCU-A-CB | EVOLUTION Extreme 24 HP | 22 | 23400
BRYANT HEATING AND COOLING SYSTEMS | 284ANV024*0**B* | CSPH*3612AL*+UI | 88*TA60070C21*** | 11 | 24000 | 4000 | 206790205 | ASHP | HRCU-A-CB | EVOLUTION Extreme 24 HP | 21 | 23400
BRYANT HEATING AND COOLING SYSTEMS | 284ANV024*0**B* | CSPH*4212AL*+UI | 987MB60060C21*** | 11 | 24000 | 4000 | 206790110 | ASHP | HRCU-A-CB | EVOLUTION Extreme 24 HP | 20 | 23400
BRYANT HEATING AND COOLING SYSTEMS | 284ANV024*0**B* | CSPH*4212AL*+UI | 987MB60080C21*** | 11 | 24000 | 4000 | 206790111 | ASHP | HRCU-A-CB | EVOLUTION Extreme 24 HP | 21 | 23400
BRYANT HEATING AND COOLING SYSTEMS | 284ANV024*0**B* | CSPH*4212AL*+UI | 987MB66100C21*** | 11 | 24000 | 4000 | 206790112 | ASHP | HRCU-A-CB | EVOLUTION Extreme 24 HP | 21 | 23400
BRYANT HEATING AND COOLING SYSTEMS | 284ANV024*0**B* | CSPH*4212AL*+UI | 987MB66120C24*** | 11 | 24000 | 4000 | 206790113 | ASHP | HRCU-A-CB | EVOLUTION Extreme 24 HP | 21 | 23400
BRYANT HEATING AND COOLING SYSTEMS | 284ANV024*0**B* | CSPH*4212AL*+UI | 88*TA36070C14*** | 11 | 24000 | 4000 | 206790114 | ASHP | HRCU-A-CB | EVOLUTION Extreme 24 HP | 22 | 23400
BRYANT HEATING AND COOLING SYSTEMS | 284ANV024*0**B* | CSPH*4212AL*+UI | 88*TA48090C17*** | 11 | 24000 | 4000 | 206790115 | ASHP | HRCU-A-CB | EVOLUTION Extreme 24 HP | 22 | 23400
BRYANT HEATING AND COOLING SYSTEMS | 284ANV024*0**B* | CSPH*4812AL*+UI | 987MB42060C17*** | 11 | 24000 | 4000 | 206790117 | ASHP | HRCU-A-CB | EVOLUTION Extreme 24 HP | 21 | 23400
CARRIER | 25VNA424A*031* | CSPH*3612AL*+UI | 58TN*A070C21**20 | 11 | 24000 | 4000 | 206788517 | ASHP | HRCU-A-CB | INFINITY 24 HP with GREENSPEED INTELLIGENCE | 21 | 23400
CARRIER | 25VNA424A*031* | CSPH*4212AL*+UI | 58TN*A090C21**20 | 11 | 24000 | 4000 | 206788526 | ASHP | HRCU-A-CB | INFINITY 24 HP with GREENSPEED INTELLIGENCE | 21 | 23400
CARRIER | 25VNA424A*031* | CSPH*4212AL*+UI | 58TN*A135C24**22 | 11 | 24000 | 4000 | 206788527 | ASHP | HRCU-A-CB | INFINITY 24 HP with GREENSPEED INTELLIGENCE | 21 | 23400
CARRIER | 25VNA424A*031* | CSPH*4812AL*+UI | 58TN*A090C21**20 | 11 | 24000 | 4000 | 206788534 | ASHP | HRCU-A-CB | INFINITY 24 HP with GREENSPEED INTELLIGENCE | 21 | 23400
CARRIER | 25VNA424A*031* | CSPH*6012AL*+UI | 58TN*A070C21**20 | 11 | 24000 | 4000 | 206788541 | ASHP | HRCU-A-CB | INFINITY 24 HP with GREENSPEED INTELLIGENCE | 21 | 23400
BRYANT HEATING AND COOLING SYSTEMS | 284ANV024*0**B* | CNPV*6024AL*+UI | 986TC66120C24*** | 11 | 24000 | 4000 | 206790202 | ASHP | HRCU-A-CB | EVOLUTION Extreme 24 HP | 22 | 23400
BRYANT HEATING AND COOLING SYSTEMS | 284ANV024*0**B* | CSPH*3612AL*+UI | 88*TA36045C17*** | 11 | 24000 | 4000 | 206790203 | ASHP | HRCU-A-CB | EVOLUTION Extreme 24 HP | 21 | 23400
BRYANT HEATING AND COOLING SYSTEMS | 284ANV024*0**B* | CSPH*3612AL*+UI | 88*TA48070C17*** | 11 | 24000 | 4000 | 206790204 | ASHP | HRCU-A-CB | EVOLUTION Extreme 24 HP | 21 | 23400
BRYANT HEATING AND COOLING SYSTEMS | 284ANV024*0**B* | CSPH*3612AL*+UI | 986TC42060C17*** | 11 | 24000 | 4000 | 206790208 | ASHP | HRCU-A-CB | EVOLUTION Extreme 24 HP | 21 | 23400
BRYANT HEATING AND COOLING SYSTEMS | 284ANV024*0**B* | CSPH*3612AL*+UI | 986TC42080C17*** | 11 | 24000 | 4000 | 206790209 | ASHP | HRCU-A-CB | EVOLUTION Extreme 24 HP | 21 | 23400
BRYANT HEATING AND COOLING SYSTEMS | 284ANV024*0**B* | CSPH*3612AL*+UI | 986TC66120C24*** | 11 | 24000 | 4000 | 206790210 | ASHP | HRCU-A-CB | EVOLUTION Extreme 24 HP | 21 | 23400
BRYANT HEATING AND COOLING SYSTEMS | 284ANV024*0**B* | CSPH*4212AL*+UI | 88*TA36045C17*** | 11 | 24000 | 4000 | 206790211 | ASHP | HRCU-A-CB | EVOLUTION Extreme 24 HP | 21 | 23400
BRYANT HEATING AND COOLING SYSTEMS | 284ANV024*0**B* | CSPH*4212AL*+UI | 88*TA48070C17*** | 11 | 24000 | 4000 | 206790212 | ASHP | HRCU-A-CB | EVOLUTION Extreme 24 HP | 21 | 23400
BRYANT HEATING AND COOLING SYSTEMS | 284ANV024*0**B* | CSPH*4212AL*+UI | 986TC42060C17*** | 11 | 24000 | 4000 | 206790216 | ASHP | HRCU-A-CB | EVOLUTION Extreme 24 HP | 21 | 23400
BRYANT HEATING AND COOLING SYSTEMS | 284ANV024*0**B* | CSPH*4212AL*+UI | 986TC42080C17*** | 11 | 24000 | 4000 | 206790217 | ASHP | HRCU-A-CB | EVOLUTION Extreme 24 HP | 21 | 23400
BRYANT HEATING AND COOLING SYSTEMS | 284ANV024*0**B* | CSPH*4212AL*+UI | 986TC66120C24*** | 11 | 24000 | 4000 | 206790218 | ASHP | HRCU-A-CB | EVOLUTION Extreme 24 HP | 21 | 23400
BRYANT HEATING AND COOLING SYSTEMS | 284ANV024*0**B* | CSPH*4812AL*+UI | 88*TA36045C17*** | 11 | 24000 | 4000 | 206790219 | ASHP | HRCU-A-CB | EVOLUTION Extreme 24 HP | 21 | 23400
BRYANT HEATING AND COOLING SYSTEMS | 284ANV024*0**B* | CSPH*4812AL*+UI | 88*TA48070C17*** | 11 | 24000 | 4000 | 206790220 | ASHP | HRCU-A-CB | EVOLUTION Extreme 24 HP | 21 | 23400
BRYANT HEATING AND COOLING SYSTEMS | 284ANV024*0**B* | CSPH*4812AL*+UI | 986TC42060C17*** | 11 | 24000 | 4000 | 206790224 | ASHP | HRCU-A-CB | EVOLUTION Extreme 24 HP | 21 | 23400
BRYANT HEATING AND COOLING SYSTEMS | 284ANV024*0**B* | CSPH*4812AL*+UI | 986TC42080C17*** | 11 | 24000 | 4000 | 206790225 | ASHP | HRCU-A-CB | EVOLUTION Extreme 24 HP | 21 | 23400
BRYANT HEATING AND COOLING SYSTEMS | 284ANV024*0**B* | CSPH*4812AL*+UI | 986TC66120C24*** | 11 | 24000 | 4000 | 206790226 | ASHP | HRCU-A-CB | EVOLUTION Extreme 24 HP | 21 | 23400
BRYANT HEATING AND COOLING SYSTEMS | 284ANV024*0**B* | CSPH*6012AL*+UI | 88*TA36045C17*** | 11 | 24000 | 4000 | 206790227 | ASHP | HRCU-A-CB | EVOLUTION Extreme 24 HP | 21 | 23400
BRYANT HEATING AND COOLING SYSTEMS | 284ANV024*0**B* | CSPH*6012AL*+UI | 88*TA48070C17*** | 11 | 24000 | 4000 | 206790228 | ASHP | HRCU-A-CB | EVOLUTION Extreme 24 HP | 21 | 23400
BRYANT HEATING AND COOLING SYSTEMS | 284ANV024*0**B* | CSPH*6012AL*+UI | 986TC42060C17*** | 11 | 24000 | 4000 | 206790232 | ASHP | HRCU-A-CB | EVOLUTION Extreme 24 HP | 21 | 23400
BRYANT HEATING AND COOLING SYSTEMS | 284ANV024*0**B* | CSPH*6012AL*+UI | 986TC42080C17*** | 11 | 24000 | 4000 | 206790233 | ASHP | HRCU-A-CB | EVOLUTION Extreme 24 HP | 21 | 23400
BRYANT HEATING AND COOLING SYSTEMS | 284ANV024*0**B* | CSPH*6012AL*+UI | 986TC66120C24*** | 11 | 24000 | 4000 | 206790234 | ASHP | HRCU-A-CB | EVOLUTION Extreme 24 HP | 21 | 23400
BRYANT HEATING AND COOLING SYSTEMS | 284ANV024*0**B* | CSPH*6012AL*+UI | 88*TA48090C17*** | 11 | 24000 | 4000 | 206790133 | ASHP | HRCU-A-CB | EVOLUTION Extreme 24 HP | 22 | 23400
BRYANT HEATING AND COOLING SYSTEMS | 284ANV024*0**B* | CAP**3617AL*+UI | 88*TA36045C17*** | 11 | 24000 | 4000 | 206790135 | ASHP | HRCU-A-CB | EVOLUTION Extreme 24 HP | 21 | 23400
BRYANT HEATING AND COOLING SYSTEMS | 284ANV024*0**B* | CAP**3617AL*+UI | 88*TA48070C17*** | 11 | 24000 | 4000 | 206790136 | ASHP | HRCU-A-CB | EVOLUTION Extreme 24 HP | 21 | 23400
BRYANT HEATING AND COOLING SYSTEMS | 284ANV024*0**B* | CAP**3617AL*+UI | 986TC42060C17*** | 11 | 24000 | 4000 | 206790137 | ASHP | HRCU-A-CB | EVOLUTION Extreme 24 HP | 21 | 23400
BRYANT HEATING AND COOLING SYSTEMS | 284ANV024*0**B* | CAP**3617AL*+UI | 986TC42080C17*** | 11 | 24000 | 4000 | 206790138 | ASHP | HRCU-A-CB | EVOLUTION Extreme 24 HP | 21 | 23400
BRYANT HEATING AND COOLING SYSTEMS | 284ANV024*0**B* | CAP**3621AL*+UI | 88*TA36045C17*** | 11 | 24000 | 4000 | 206790139 | ASHP | HRCU-A-CB | EVOLUTION Extreme 24 HP | 21 | 23400
BRYANT HEATING AND COOLING SYSTEMS | 284ANV024*0**B* | CAP**3621AL*+UI | 88*TA48070C17*** | 11 | 24000 | 4000 | 206790140 | ASHP | HRCU-A-CB | EVOLUTION Extreme 24 HP | 21 | 23400
BRYANT HEATING AND COOLING SYSTEMS | 284ANV024*0**B* | CAP**3621AL*+UI | 986TC42060C17*** | 11 | 24000 | 4000 | 206790143 | ASHP | HRCU-A-CB | EVOLUTION Extreme 24 HP | 21 | 23400
BRYANT HEATING AND COOLING SYSTEMS | 284ANV024*0**B* | CAP**3621AL*+UI | 986TC42080C17*** | 11 | 24000 | 4000 | 206790144 | ASHP | HRCU-A-CB | EVOLUTION Extreme 24 HP | 21 | 23400
BRYANT HEATING AND COOLING SYSTEMS | 284ANV024*0**B* | CAP**4221AL*+UI | 88*TA36045C17*** | 11 | 24000 | 4000 | 206790145 | ASHP | HRCU-A-CB | EVOLUTION Extreme 24 HP | 21 | 23400
BRYANT HEATING AND COOLING SYSTEMS | 284ANV024*0**B* | CAP**4221AL*+UI | 88*TA48070C17*** | 11 | 24000 | 4000 | 206790146 | ASHP | HRCU-A-CB | EVOLUTION Extreme 24 HP | 21 | 23400
BRYANT HEATING AND COOLING SYSTEMS | 284ANV024*0**B* | CSPH*3612AL*+UI | 88*TA60090C21*** | 11 | 24000 | 4000 | 206790206 | ASHP | HRCU-A-CB | EVOLUTION Extreme 24 HP | 21 | 23400
BRYANT HEATING AND COOLING SYSTEMS | 284ANV024*0**B* | CSPH*3612AL*+UI | 88*TA66135C24*** | 11 | 24000 | 4000 | 206790207 | ASHP | HRCU-A-CB | EVOLUTION Extreme 24 HP | 21 | 23400
BRYANT HEATING AND COOLING SYSTEMS | 284ANV024*0**B* | CSPH*4212AL*+UI | 88*TA60070C21*** | 11 | 24000 | 4000 | 206790213 | ASHP | HRCU-A-CB | EVOLUTION Extreme 24 HP | 21 | 23400
BRYANT HEATING AND COOLING SYSTEMS | 284ANV024*0**B* | CSPH*4212AL*+UI | 88*TA60090C21*** | 11 | 24000 | 4000 | 206790214 | ASHP | HRCU-A-CB | EVOLUTION Extreme 24 HP | 21 | 23400
BRYANT HEATING AND COOLING SYSTEMS | 284ANV024*0**B* | CSPH*4212AL*+UI | 88*TA66135C24*** | 11 | 24000 | 4000 | 206790215 | ASHP | HRCU-A-CB | EVOLUTION Extreme 24 HP | 21 | 23400
BRYANT HEATING AND COOLING SYSTEMS | 284ANV024*0**B* | CSPH*4812AL*+UI | 88*TA60070C21*** | 11 | 24000 | 4000 | 206790221 | ASHP | HRCU-A-CB | EVOLUTION Extreme 24 HP | 21 | 23400
BRYANT HEATING AND COOLING SYSTEMS | 284ANV024*0**B* | CSPH*4812AL*+UI | 88*TA60090C21*** | 11 | 24000 | 4000 | 206790222 | ASHP | HRCU-A-CB | EVOLUTION Extreme 24 HP | 21 | 23400
BRYANT HEATING AND COOLING SYSTEMS | 284ANV024*0**B* | CSPH*4812AL*+UI | 88*TA66135C24*** | 11 | 24000 | 4000 | 206790223 | ASHP | HRCU-A-CB | EVOLUTION Extreme 24 HP | 21 | 23400
BRYANT HEATING AND COOLING SYSTEMS | 284ANV024*0**B* | CAP**3617AL*+UI | 987MB42060C17*** | 11 | 24000 | 4000 | 206790020 | ASHP | HRCU-A-CB | EVOLUTION Extreme 24 HP | 21 | 23400
BRYANT HEATING AND COOLING SYSTEMS | 284ANV024*0**B* | CAP**3617AL*+UI | 987MB42080C17*** | 11 | 24000 | 4000 | 206790021 | ASHP | HRCU-A-CB | EVOLUTION Extreme 24 HP | 21 | 23400
BRYANT HEATING AND COOLING SYSTEMS | 284ANV024*0**B* | CAP**3617AL*+UI | 88*TA36070C14*** | 11 | 24000 | 4000 | 206790022 | ASHP | HRCU-A-CB | EVOLUTION Extreme 24 HP | 22 | 23400
BRYANT HEATING AND COOLING SYSTEMS | 284ANV024*0**B* | CAP**3617AL*+UI | 88*TA48090C17*** | 11 | 24000 | 4000 | 206790023 | ASHP | HRCU-A-CB | EVOLUTION Extreme 24 HP | 22 | 23400
BRYANT HEATING AND COOLING SYSTEMS | 284ANV024*0**B* | CAP**3621AL*+UI | 987MB42060C17*** | 11 | 24000 | 4000 | 206790024 | ASHP | HRCU-A-CB | EVOLUTION Extreme 24 HP | 21 | 23400
BRYANT HEATING AND COOLING SYSTEMS | 284ANV024*0**B* | CAP**3621AL*+UI | 987MB42080C17*** | 11 | 24000 | 4000 | 206790025 | ASHP | HRCU-A-CB | EVOLUTION Extreme 24 HP | 21 | 23400
BRYANT HEATING AND COOLING SYSTEMS | 284ANV024*0**B* | CAP**3621AL*+UI | 987MB60060C21*** | 11 | 24000 | 4000 | 206790026 | ASHP | HRCU-A-CB | EVOLUTION Extreme 24 HP | 21 | 23400
BRYANT HEATING AND COOLING SYSTEMS | 284ANV024*0**B* | CAP**3621AL*+UI | 987MB66100C21*** | 11 | 24000 | 4000 | 206790028 | ASHP | HRCU-A-CB | EVOLUTION Extreme 24 HP | 22 | 23400
BRYANT HEATING AND COOLING SYSTEMS | 284ANV024*0**B* | CAP**3621AL*+UI | 88*TA48090C17*** | 11 | 24000 | 4000 | 206790029 | ASHP | HRCU-A-CB | EVOLUTION Extreme 24 HP | 22 | 23400
BRYANT HEATING AND COOLING SYSTEMS | 284ANV024*0**B* | CAP**4221AL*+UI | 987MB42060C17*** | 11 | 24000 | 4000 | 206790031 | ASHP | HRCU-A-CB | EVOLUTION Extreme 24 HP | 21 | 23400
BRYANT HEATING AND COOLING SYSTEMS | 284ANV024*0**B* | CAP**4221AL*+UI | 987MB42080C17*** | 11 | 24000 | 4000 | 206790032 | ASHP | HRCU-A-CB | EVOLUTION Extreme 24 HP | 21 | 23400
BRYANT HEATING AND COOLING SYSTEMS | 284ANV024*0**B* | CAP**4221AL*+UI | 987MB60060C21*** | 11 | 24000 | 4000 | 206790033 | ASHP | HRCU-A-CB | EVOLUTION Extreme 24 HP | 21 | 23400
BRYANT HEATING AND COOLING SYSTEMS | 284ANV024*0**B* | CAP**4221AL*+UI | 987MB66100C21*** | 11 | 24000 | 4000 | 206790035 | ASHP | HRCU-A-CB | EVOLUTION Extreme 24 HP | 22 | 23400
BRYANT HEATING AND COOLING SYSTEMS | 284ANV024*0**B* | CAP**4221AL*+UI | 88*TA48090C17*** | 11 | 24000 | 4000 | 206790036 | ASHP | HRCU-A-CB | EVOLUTION Extreme 24 HP | 22 | 23400
BRYANT HEATING AND COOLING SYSTEMS | 284ANV024*0**B* | CAP**4224AL*+UI | 987MB60060C21*** | 11 | 24000 | 4000 | 206790038 | ASHP | HRCU-A-CB | EVOLUTION Extreme 24 HP | 21 | 23400
BRYANT HEATING AND COOLING SYSTEMS | 284ANV024*0**B* | CAP**4224AL*+UI | 987MB60080C21*** | 11 | 24000 | 4000 | 206790039 | ASHP | HRCU-A-CB | EVOLUTION Extreme 24 HP | 22 | 23400
BRYANT HEATING AND COOLING SYSTEMS | 284ANV024*0**B* | CAP**4224AL*+UI | 987MB66100C21*** | 11 | 24000 | 4000 | 206790040 | ASHP | HRCU-A-CB | EVOLUTION Extreme 24 HP | 22 | 23400
BRYANT HEATING AND COOLING SYSTEMS | 284ANV024*0**B* | CAP**4224AL*+UI | 987MB66120C24*** | 11 | 24000 | 4000 | 206790041 | ASHP | HRCU-A-CB | EVOLUTION Extreme 24 HP | 22 | 23400
BRYANT HEATING AND COOLING SYSTEMS | 284ANV024*0**B* | CAP**4821AL*+UI | 987MB42060C17*** | 11 | 24000 | 4000 | 206790043 | ASHP | HRCU-A-CB | EVOLUTION Extreme 24 HP | 21 | 23400
BRYANT HEATING AND COOLING SYSTEMS | 284ANV024*0**B* | CAP**4821AL*+UI | 987MB42080C17*** | 11 | 24000 | 4000 | 206790044 | ASHP | HRCU-A-CB | EVOLUTION Extreme 24 HP | 22 | 23400
BRYANT HEATING AND COOLING SYSTEMS | 284ANV024*0**B* | CAP**4821AL*+UI | 987MB60060C21*** | 11 | 24000 | 4000 | 206790045 | ASHP | HRCU-A-CB | EVOLUTION Extreme 24 HP | 21 | 23400
BRYANT HEATING AND COOLING SYSTEMS | 284ANV024*0**B* | CAP**4821AL*+UI | 88*TA60110C21*** | 11 | 24000 | 4000 | 206790049 | ASHP | HRCU-A-CB | EVOLUTION Extreme 24 HP | 22 | 23400
BRYANT HEATING AND COOLING SYSTEMS | 284ANV024*0**B* | CAP**4824AL*+UI | 88*TA60110C21*** | 11 | 24000 | 4000 | 206790054 | ASHP | HRCU-A-CB | EVOLUTION Extreme 24 HP | 22 | 23400
BRYANT HEATING AND COOLING SYSTEMS | 284ANV024*0**B* | CAP**6024AL*+UI | 88*TA60110C21*** | 11 | 24000 | 4000 | 206790059 | ASHP | HRCU-A-CB | EVOLUTION Extreme 24 HP | 22 | 23400
BRYANT HEATING AND COOLING SYSTEMS | 284ANV024*0**B* | CNPV*3621AL*+UI | 88*TA60110C21*** | 11 | 24000 | 4000 | 206790070 | ASHP | HRCU-A-CB | EVOLUTION Extreme 24 HP | 22 | 23400
BRYANT HEATING AND COOLING SYSTEMS | 284ANV024*0**B* | CNPV*4221AL*+UI | 88*TA60110C21*** | 11 | 24000 | 4000 | 206790081 | ASHP | HRCU-A-CB | EVOLUTION Extreme 24 HP | 22 | 23400
BRYANT HEATING AND COOLING SYSTEMS | 284ANV024*0**B* | CNPV*4821AL*+UI | 88*TA60110C21*** | 11 | 24000 | 4000 | 206790088 | ASHP | HRCU-A-CB | EVOLUTION Extreme 24 HP | 22 | 23400
BRYANT HEATING AND COOLING SYSTEMS | 284ANV024*0**B* | CNPV*4824AL*+UI | 88*TA60110C21*** | 11 | 24000 | 4000 | 206790093 | ASHP | HRCU-A-CB | EVOLUTION Extreme 24 HP | 22 | 23400
BRYANT HEATING AND COOLING SYSTEMS | 284ANV024*0**B* | CNPV*6024AL*+UI | 88*TA60110C21*** | 11 | 24000 | 4000 | 206790098 | ASHP | HRCU-A-CB | EVOLUTION Extreme 24 HP | 22 | 23400
BRYANT HEATING AND COOLING SYSTEMS | 284ANV024*0**B* | CSPH*3612AL*+UI | 88*TA60110C21*** | 11 | 24000 | 4000 | 206790107 | ASHP | HRCU-A-CB | EVOLUTION Extreme 24 HP | 22 | 23400
BRYANT HEATING AND COOLING SYSTEMS | 284ANV024*0**B* | CSPH*4212AL*+UI | 88*TA60110C21*** | 11 | 24000 | 4000 | 206790116 | ASHP | HRCU-A-CB | EVOLUTION Extreme 24 HP | 22 | 23400
BRYANT HEATING AND COOLING SYSTEMS | 284ANV024*0**B* | CSPH*4812AL*+UI | 88*TA60110C21*** | 11 | 24000 | 4000 | 206790125 | ASHP | HRCU-A-CB | EVOLUTION Extreme 24 HP | 22 | 23400
BRYANT HEATING AND COOLING SYSTEMS | 284ANV024*0**B* | CSPH*6012AL*+UI | 88*TA60110C21*** | 11 | 24000 | 4000 | 206790134 | ASHP | HRCU-A-CB | EVOLUTION Extreme 24 HP | 22 | 23400
BRYANT HEATING AND COOLING SYSTEMS | 284ANV024*0**B* | CAP**3621AL*+UI | 88*TA60070C21*** | 11 | 24000 | 4000 | 206790141 | ASHP | HRCU-A-CB | EVOLUTION Extreme 24 HP | 21 | 23400
BRYANT HEATING AND COOLING SYSTEMS | 284ANV024*0**B* | CAP**3621AL*+UI | 88*TA60090C21*** | 11 | 24000 | 4000 | 206790142 | ASHP | HRCU-A-CB | EVOLUTION Extreme 24 HP | 22 | 23400
BRYANT HEATING AND COOLING SYSTEMS | 284ANV024*0**B* | CAP**4221AL*+UI | 88*TA60070C21*** | 11 | 24000 | 4000 | 206790147 | ASHP | HRCU-A-CB | EVOLUTION Extreme 24 HP | 21 | 23400
BRYANT HEATING AND COOLING SYSTEMS | 284ANV024*0**B* | CAP**4221AL*+UI | 88*TA60090C21*** | 11 | 24000 | 4000 | 206790148 | ASHP | HRCU-A-CB | EVOLUTION Extreme 24 HP | 22 | 23400
BRYANT HEATING AND COOLING SYSTEMS | 284ANV024*0**B* | CAP**4224AL*+UI | 88*TA60070C21*** | 11 | 24000 | 4000 | 206790151 | ASHP | HRCU-A-CB | EVOLUTION Extreme 24 HP | 21 | 23400
BRYANT HEATING AND COOLING SYSTEMS | 284ANV024*0**B* | CAP**4224AL*+UI | 88*TA60090C21*** | 11 | 24000 | 4000 | 206790152 | ASHP | HRCU-A-CB | EVOLUTION Extreme 24 HP | 22 | 23400
BRYANT HEATING AND COOLING SYSTEMS | 284ANV024*0**B* | CAP**4224AL*+UI | 88*TA66135C24*** | 11 | 24000 | 4000 | 206790153 | ASHP | HRCU-A-CB | EVOLUTION Extreme 24 HP | 22 | 23400
BRYANT HEATING AND COOLING SYSTEMS | 284ANV024*0**B* | CAP**4821AL*+UI | 88*TA60070C21*** | 11 | 24000 | 4000 | 206790157 | ASHP | HRCU-A-CB | EVOLUTION Extreme 24 HP | 22 | 23400
BRYANT HEATING AND COOLING SYSTEMS | 284ANV024*0**B* | CAP**4821AL*+UI | 88*TA60090C21*** | 11 | 24000 | 4000 | 206790158 | ASHP | HRCU-A-CB | EVOLUTION Extreme 24 HP | 22 | 23400
BRYANT HEATING AND COOLING SYSTEMS | 284ANV024*0**B* | CAP**4824AL*+UI | 88*TA60070C21*** | 11 | 24000 | 4000 | 206790161 | ASHP | HRCU-A-CB | EVOLUTION Extreme 24 HP | 22 | 23400
BRYANT HEATING AND COOLING SYSTEMS | 284ANV024*0**B* | CAP**4824AL*+UI | 88*TA60090C21*** | 11 | 24000 | 4000 | 206790162 | ASHP | HRCU-A-CB | EVOLUTION Extreme 24 HP | 22 | 23400
BRYANT HEATING AND COOLING SYSTEMS | 284ANV024*0**B* | CAP**4824AL*+UI | 88*TA66135C24*** | 11 | 24000 | 4000 | 206790163 | ASHP | HRCU-A-CB | EVOLUTION Extreme 24 HP | 22 | 23400
CARRIER | 25VNA424A*031* | CAP**3621AL*+UI | 59MN7B080C21**20 | 11 | 24000 | 4000 | 206788339 | ASHP | HRCU-A-CB | INFINITY 24 HP with GREENSPEED INTELLIGENCE | 22 | 23400
CARRIER | 25VNA424A*031* | CAP**4821AL*+UI | 58TN*A110C21**20 | 11 | 24000 | 4000 | 206788361 | ASHP | HRCU-A-CB | INFINITY 24 HP with GREENSPEED INTELLIGENCE | 22 | 23400
CARRIER | 25VNA424A*031* | CAP**4824AL*+UI | 58TN*A110C21**20 | 11 | 24000 | 4000 | 206788366 | ASHP | HRCU-A-CB | INFINITY 24 HP with GREENSPEED INTELLIGENCE | 22 | 23400
CARRIER | 25VNA424A*031* | CNPV*3621AL*+UI | 58TN*A110C21**20 | 11 | 24000 | 4000 | 206788382 | ASHP | HRCU-A-CB | INFINITY 24 HP with GREENSPEED INTELLIGENCE | 22 | 23400
CARRIER | 25VNA424A*031* | CSPH*4212AL*+UI | 58TN*A110C21**20 | 11 | 24000 | 4000 | 206788428 | ASHP | HRCU-A-CB | INFINITY 24 HP with GREENSPEED INTELLIGENCE | 22 | 23400
CARRIER | 25VNA424A*031* | CSPH*4812AL*+UI | 58TN*A110C21**20 | 11 | 24000 | 4000 | 206788437 | ASHP | HRCU-A-CB | INFINITY 24 HP with GREENSPEED INTELLIGENCE | 22 | 23400
CARRIER | 25VNA424A*031* | CAP**3621AL*+UI | 58TN*A070C21**20 | 11 | 24000 | 4000 | 206788453 | ASHP | HRCU-A-CB | INFINITY 24 HP with GREENSPEED INTELLIGENCE | 21 | 23400
CARRIER | 25VNA424A*031* | CAP**4224AL*+UI | 58TN*A135C24**22 | 11 | 24000 | 4000 | 206788465 | ASHP | HRCU-A-CB | INFINITY 24 HP with GREENSPEED INTELLIGENCE | 22 | 23400
CARRIER | 25VNA424A*031* | CAP**4821AL*+UI | 58TN*A090C21**20 | 11 | 24000 | 4000 | 206788470 | ASHP | HRCU-A-CB | INFINITY 24 HP with GREENSPEED INTELLIGENCE | 22 | 23400
CARRIER | 25VNA424A*031* | CAP**4824AL*+UI | 58TN*A090C21**20 | 11 | 24000 | 4000 | 206788474 | ASHP | HRCU-A-CB | INFINITY 24 HP with GREENSPEED INTELLIGENCE | 22 | 23400
CARRIER | 25VNA424A*031* | CAP**4824AL*+UI | 58TN*A135C24**22 | 11 | 24000 | 4000 | 206788475 | ASHP | HRCU-A-CB | INFINITY 24 HP with GREENSPEED INTELLIGENCE | 22 | 23400
CARRIER | 25VNA424A*031* | CAP**6024AL*+UI | 58TN*A070C21**20 | 11 | 24000 | 4000 | 206788477 | ASHP | HRCU-A-CB | INFINITY 24 HP with GREENSPEED INTELLIGENCE | 22 | 23400
CARRIER | 25VNA424A*031* | CNPV*3621AL*+UI | 58TN*A090C21**20 | 11 | 24000 | 4000 | 206788488 | ASHP | HRCU-A-CB | INFINITY 24 HP with GREENSPEED INTELLIGENCE | 21 | 23400
CARRIER | 25VNA424A*031* | CNPV*4221AL*+UI | 58TN*A070C21**20 | 11 | 24000 | 4000 | 206788497 | ASHP | HRCU-A-CB | INFINITY 24 HP with GREENSPEED INTELLIGENCE | 21 | 23400
CARRIER | 25VNA424A*031* | CNPV*6024AL*+UI | 58TN*A070C21**20 | 11 | 24000 | 4000 | 206788511 | ASHP | HRCU-A-CB | INFINITY 24 HP with GREENSPEED INTELLIGENCE | 22 | 23400
BRYANT HEATING AND COOLING SYSTEMS | 284ANV024*0**B* | CAP**6024AL*+UI | 88*TA60070C21*** | 11 | 24000 | 4000 | 206790165 | ASHP | HRCU-A-CB | EVOLUTION Extreme 24 HP | 22 | 23400
BRYANT HEATING AND COOLING SYSTEMS | 284ANV024*0**B* | CAP**6024AL*+UI | 88*TA60090C21*** | 11 | 24000 | 4000 | 206790166 | ASHP | HRCU-A-CB | EVOLUTION Extreme 24 HP | 22 | 23400
BRYANT HEATING AND COOLING SYSTEMS | 284ANV024*0**B* | CAP**6024AL*+UI | 88*TA66135C24*** | 11 | 24000 | 4000 | 206790167 | ASHP | HRCU-A-CB | EVOLUTION Extreme 24 HP | 22 | 23400
BRYANT HEATING AND COOLING SYSTEMS | 284ANV024*0**B* | CNPV*3621AL*+UI | 88*TA60070C21*** | 11 | 24000 | 4000 | 206790175 | ASHP | HRCU-A-CB | EVOLUTION Extreme 24 HP | 21 | 23400
LENNOX | MPB024S4S-1P | MCFA024S4-1P |  | 11 | 24000 | $2,500: 2 indoor heads; $5,000: >=3 indoor heads | 10058826 | ccASHP | HRCU-A-CB-O |  | 20 | 24000 | 2.02 | 73
LENNOX | MPB024S4S-1P | MCFA024S4-2P |  | 11 | 24000 | $2,500: 2 indoor heads; $5,000: >=3 indoor heads | 10058827 | ccASHP | HRCU-A-CB-O |  | 20 | 24000 | 2.02 | 73
FUJITSU | AOUH24LPAS1 | ASUH24LPAS |  | 11 | 24000 | $2,500: 2 indoor heads; $5,000: >=3 indoor heads | 207131735 | ccASHP | HRCU-A-CB-O |  | 19 | 24000 | 2.01 | 81
GREE | 3VIR24HP230V1AO | 3VIR24HP230V1AH |  | 11 | 24000 | $2,500: 2 indoor heads; $5,000: >=3 indoor heads | 206839098 | ccASHP | HRCU-A-CB-O |  | 23 | 22000 | 1.8 | 85
MDV | MOD31-24HFN1-MT0W | MUEU-24HRFN1-M(C) |  | 11 | 24000 | $2,500: 2 indoor heads; $5,000: >=3 indoor heads | 8740675 | ccASHP | HRCU-A-CB-O |  | 20 | 24000 | 1.9 | 74
AMERICAN STANDARD | 4TXK2524A10N0** | 4MXW2524A10N0** |  | 11 | 24000 | $2,500: 2 indoor heads; $5,000: >=3 indoor heads | 207629152 | ccASHP | HRCU-A-CB-O |  | 23 | 22000 | 1.8 | 85
C&H | CH-24SPH-230VO | CH-24MSPHFC-230VI |  | 11 | 24000 | $2,500: 2 indoor heads; $5,000: >=3 indoor heads | 204098433 | ccASHP | HRCU-A-CB-O | Single Zone Sophia Series Floor-Ceiling | 20 | 24000 | 1.9 | 74
COMFORTSTAR | CPP024CD(O) | FPA-24 |  | 11 | 24000 | $2,500: 2 indoor heads; $5,000: >=3 indoor heads | 9119315 | ccASHP | HRCU-A-CB-O |  | 20 | 24000 | 1.9 | 74
DIRECT AIR | MOD31-24HFN1-MT0W | MUEU-24HRFN1-M(C) |  | 11 | 24000 | $2,500: 2 indoor heads; $5,000: >=3 indoor heads | 8775853 | ccASHP | HRCU-A-CB-O |  | 20 | 24000 | 2.02 | 73
TRANE | 4TXK2524A10N0** | 4MXW2524A10N0** |  | 11 | 24000 | $2,500: 2 indoor heads; $5,000: >=3 indoor heads | 207629151 | ccASHP | HRCU-A-CB-O |  | 23 | 22000 | 1.8 | 85
MIDEA | MOD31-24HFN1-MT0W | MUEU-24HRFN1-M(C) |  | 11 | 24000 | $2,500: 2 indoor heads; $4,000: >=3 indoor heads | 10445386 | ASHP | HRCU-A-CB-O |  | 20 | 24000
GREE | GWH24AGE-D3DNA1A/O | GWH24AGE-D3DN***/I |  | 11 | 24000 | $2,500: 2 indoor heads; $4,000: >=3 indoor heads | 206335352 | ASHP | HRCU-A-CB-O |  | 23 | 22000
DURASTAR | DRA1U24S1A | DRAF24F1A |  | 11 | 24000 | $2,500: 2 indoor heads; $4,000: >=3 indoor heads | 206369529 | ASHP | HRCU-A-CB-O |  | 20 | 24000
WESTINGHOUSE | WHP24M3A21S |  |  | 11 | 24000 | $2,500: 2 indoor heads; $4,000: >=3 indoor heads | 205470409 | ASHP | HRCU-A-CB-O |  | 22 | 24000
ZEPHYR | ZE-24M322SCO |  |  | 11 | 24000 | $2,500: 2 indoor heads; $4,000: >=3 indoor heads | 206346130 | ASHP | HRCU-A-CB-O |  | 22 | 24000
AZUR | AZ-24M322SCO |  |  | 11 | 24000 | $2,500: 2 indoor heads; $4,000: >=3 indoor heads | 206346136 | ASHP | HRCU-A-CB-O |  | 22 | 24000
PERFECT AIRE | 3PAMSHHQC24-MZO3 |  |  | 11 | 24000 | $2,500: 2 indoor heads; $4,000: >=3 indoor heads | 206428592 | ASHP | HRCU-A-CB-O |  | 22 | 24000
FRIEDRICH | FPHMR24A3A |  |  | 11 | 24000 | $2,500: 2 indoor heads; $4,000: >=3 indoor heads | 204101246 | ASHP | HRCU-A-CB-O |  | 22 | 24000
HAXXAIR | HVHM-24T2D |  |  | 11 | 24000 | $2,500: 2 indoor heads; $4,000: >=3 indoor heads | 204198639 | ASHP | HRCU-A-CB-O |  | 22 | 24000
AIR-CON | AMSCI4H4S24 |  |  | 11 | 24000 | $2,500: 2 indoor heads; $4,000: >=3 indoor heads | 204462794 | ASHP | HRCU-A-CB-O |  | 22 | 24000
DIAL | 24000Z-03-O |  |  | 11 | 24000 | $2,500: 2 indoor heads; $4,000: >=3 indoor heads | 204793306 | ASHP | HRCU-A-CB-O |  | 22 | 24000
HISENSE | AMW3-24U3SAA | AST-07UW3SVE**00AST-09UW3SVE**00AST-09UW3SVE**00 |  | 11 | 24000 | $2,500: 2 indoor heads; $4,000: >=3 indoor heads | 202864314 | ASHP | HRCU-A-CB-O |  | 22 | 24000
HISENSE | AMW3-24U3SAA |  |  | 11 | 24000 | $2,500: 2 indoor heads; $4,000: >=3 indoor heads | 203978137 | ASHP | HRCU-A-CB-O |  | 22 | 24000
BRYANT | 280ANV024*0**A* | CAP**4221AL*+UI | 88*TA60110C21*** | 11 | 24200 | 5000 | 204430000 | ccASHP | HRCU-A-CB |  | 19 | 24600 | 1.8 | 72
BRYANT | 280ANV024*0**A* | CAP**4224AL*+UI | 88*TA60090C21*** | 11 | 24200 | 5000 | 204430008 | ccASHP | HRCU-A-CB |  | 19 | 24800 | 2.03 | 82
BRYANT | 280ANV024*0**A* | CSPH*3012AL*+UI | 88*TA60090C21*** | 11 | 24200 | 5000 | 204430097 | ccASHP | HRCU-A-CB |  | 18 | 24600 | 2 | 82
CARRIER | 25VNA024A*030* | CSPH*3012AL*+UI | 58TN*A090C21**20 | 11 | 24200 | 5000 | 204430096 | ccASHP | HRCU-A-CB |  | 18 | 24600 | 1.99 | 82
CARRIER | 25VNA024A*030* | CAP**4221AL*+UI | 58TN*A110C21**20 | 11 | 24200 | 5000 | 204429998 | ccASHP | HRCU-A-CB |  | 19 | 24600 | 1.8 | 72
CARRIER | 25VNA024A*030* | CAP**4224AL*+UI | 58TN*A090C21**20 | 11 | 24200 | 5000 | 204430006 | ccASHP | HRCU-A-CB |  | 19 | 24800 | 1.99 | 82
BRYANT | 280ANV024*0**A* | CSPH*3012AL*+UI | 986TC66120C24*** | 11 | 24200 | 5000 | 204430103 | ccASHP | HRCU-A-CB |  | 18 | 24600 | 2.02 | 83
BRYANT | 280ANV024*0**A* | CSPH*3012AL*+UI | 88*TA60070C21*** | 11 | 24400 | 5000 | 204430095 | ccASHP | HRCU-A-CB |  | 18 | 24600 | 1.81 | 74
BRYANT | 280ANV024*0**A* | CSPH*3012AL*+UI | 986TC66100C21*** | 11 | 24400 | 5000 | 204430120 | ccASHP | HRCU-A-CB |  | 18 | 24600 | 2 | 81
BRYANT | 280ANV024*0**A* | CSPH*3012AL*+UI | 987MB66100C21*** | 11 | 24400 | 5000 | 204430112 | ccASHP | HRCU-A-CB |  | 18 | 24600 | 2 | 81
MDV | MOD31-24HFN1-MT0W | MTIU-24HWFN1-M |  | 11 | 24400 | $2,500: 2 indoor heads; $5,000: >=3 indoor heads | 200059299 | ccASHP | HRCU-A-CB |  | 21.5 | 24000 | 2.04 | 75
ELIOS | DE24HOS23230E2 | DM24HIDU230X5 |  | 11 | 24400 | $2,500: 2 indoor heads; $5,000: >=3 indoor heads | 205300169 | ccASHP | HRCU-A-CB |  | 21.5 | 24000 | 2.04 | 75
C&H | CH-24SPH-230VO | CH-M24DTUI |  | 11 | 24400 | $2,500: 2 indoor heads; $5,000: >=3 indoor heads | 205263859 | ccASHP | HRCU-A-CB |  | 21.5 | 24000 | 2.04 | 75
C&H | CH-24SPH-230VO | CH-24LCDTU/I |  | 11 | 24400 | $2,500: 2 indoor heads; $5,000: >=3 indoor heads | 204098423 | ccASHP | HRCU-A-CB | Single Zone Sophia Duct | 21.5 | 24000 | 2.04 | 75
BOSCH | BMS500-AAS024-1CSXRA | BMS500-AAU024-1AHDXB |  | 11 | 24400 | $2,500: 2 indoor heads; $5,000: >=3 indoor heads | 203991162 | ccASHP | HRCU-A-CB | Bosch Climate 5000 ductless minisplit series | 21.5 | 24000 | 2.04 | 75
GOODMAN | MSH243E21MCAA | MST243E21ADAA |  | 11 | 24400 | $2,500: 2 indoor heads; $5,000: >=3 indoor heads | 202196602 | ccASHP | HRCU-A-CB |  | 21.5 | 24000 | 2.04 | 75
COMFORTSTAR | CPP024CD(O) | CPA-24B |  | 11 | 24400 | $2,500: 2 indoor heads; $5,000: >=3 indoor heads | 10595506 | ccASHP | HRCU-A-CB |  | 21.5 | 24000 | 2.04 | 75
ELIOS | DE24HOS23230E2 | DE24HIDU230X5 |  | 11 | 24400 | $2,500: 2 indoor heads; $5,000: >=3 indoor heads | 203238496 | ccASHP | HRCU-A-CB |  | 21.5 | 24000 | 2.04 | 75
KANIONCO | KD-24R410AH | KD-24R410AH |  | 11 | 24400 | $2,500: 2 indoor heads; $5,000: >=3 indoor heads | 204760847 | ccASHP | HRCU-A-CB |  | 21.5 | 24000 | 2.04 | 75
MRCOOL | O-ES-24-HP-C-230 | DUCT-24HP-230 |  | 11 | 24400 | $2,500: 2 indoor heads; $5,000: >=3 indoor heads | 204469764 | ccASHP | HRCU-A-CB |  | 21.5 | 24000 | 2.04 | 75
MOOVAIR | DM24HOS23230E2 | DM24HIDU230X5 |  | 11 | 24400 | $2,500: 2 indoor heads; $5,000: >=3 indoor heads | 204005739 | ccASHP | HRCU-A-CB |  | 21.5 | 24000 | 2.04 | 75
CONCORD | 4DHP1S24S-1P | DMD224S4-1P |  | 11 | 24400 | $2,500: 2 indoor heads; $4,000: >=3 indoor heads | 202110466 | ASHP | HRCU-A-CB |  | 21.5 | 24000
DUCANE | 4DHP1S24S-1P | DMD224S4-1P |  | 11 | 24400 | $2,500: 2 indoor heads; $4,000: >=3 indoor heads | 202110467 | ASHP | HRCU-A-CB |  | 21.5 | 24000
DIRECT AIR | MOD31-24HFN1-MT0W | MTIU-24HWFN1-M |  | 11 | 24400 | $2,500: 2 indoor heads; $4,000: >=3 indoor heads | 203360780 | ASHP | HRCU-A-CB |  | 21.5 | 24000
AIRLUX | ASZ24O | AMD24I |  | 11 | 24400 | $2,500: 2 indoor heads; $4,000: >=3 indoor heads | 203401043 | ASHP | HRCU-A-CB |  | 21.5 | 24000
AIREASE | 4DHP1S24S-1P | DMD224S4-1P |  | 11 | 24400 | $2,500: 2 indoor heads; $4,000: >=3 indoor heads | 204462432 | ASHP | HRCU-A-CB |  | 21.5 | 24000
LENNOX | MPB024S4S-1P | MMDB024S4-2P |  | 11 | 24400 | $2,500: 2 indoor heads; $4,000: >=3 indoor heads | 10528566 | ASHP | HRCU-A-CB |  | 21.5 | 24000
MIDEA | MOD31-24HFN1-MT0W | MTIU-24HWFN1-M |  | 11 | 24400 | $2,500: 2 indoor heads; $4,000: >=3 indoor heads | 200059300 | ASHP | HRCU-A-CB |  | 21.5 | 24000
ALLIED | 4DHP1S24S-1P | DMD224S4-1P |  | 11 | 24400 | $2,500: 2 indoor heads; $4,000: >=3 indoor heads | 203966554 | ASHP | HRCU-A-CB |  | 21.5 | 24000
ARMSTRONG AIR | 4DHP1S24S-1P | DMD224S4-1P |  | 11 | 24400 | $2,500: 2 indoor heads; $4,000: >=3 indoor heads | 204462443 | ASHP | HRCU-A-CB |  | 21.5 | 24000
KLIMAIRE | KSIE024-H220-O | KDIP24-H2 |  | 11 | 24400 | $2,500: 2 indoor heads; $4,000: >=3 indoor heads | 201796640 | ASHP | HRCU-A-CB |  | 21.5 | 24000
THERMOCORE SYSTEMS | T321S-H224-C | T3C21S-H224-EDT |  | 11 | 24400 | $2,500: 2 indoor heads; $4,000: >=3 indoor heads | 205992983 | ASHP | HRCU-A-CB |  | 21.5 | 24000
NOVAIR PLUS | 24EVANVO | 24EVDNVI |  | 11 | 24400 | $2,500: 2 indoor heads; $4,000: >=3 indoor heads | 205281393 | ASHP | HRCU-A-CB |  | 21.5 | 24000
NORTON AIR CONDITIONERS | OHP14-24-12-22 | DHP14-24-12-U |  | 11 | 24400 | $2,500: 2 indoor heads; $4,000: >=3 indoor heads | 205300198 | ASHP | HRCU-A-CB |  | 21.5 | 24000
DURASTAR | DRA1U24S1A | DRAD24F1A |  | 11 | 24400 | $2,500: 2 indoor heads; $4,000: >=3 indoor heads | 206369528 | ASHP | HRCU-A-CB |  | 21.5 | 24000
BOSCH | BMS500-AAS024-1CSXXA | BMS500-AAU024-1AHDXB |  | 11 | 24400 | $2,500: 2 indoor heads; $4,000: >=3 indoor heads | 204014476 | ASHP | HRCU-A-CB |  | 21.5 | 24000
LG | LMU240HV |  |  | 11 | 24600 | $2,500: 2 indoor heads; $5,000: >=3 indoor heads | 206221544 | ccASHP | HMSV-A-CB |  | 22.5 | 23600 | 2.42 | 73
BRYANT | 38MARBQ24AA3 | CAP**2517AL* | 915SB36060E14*** | 11 | 24800 | 5000 | 207098712 | ccASHP | HRCU-A-CB | Preferred | 15.5 | 22800 | 2 | 71
CARRIER | 38MARBQ24AA3 | CAP**3721AL* | 59SC5B040E17**12 | 11 | 24800 | 5000 | 207098577 | ccASHP | HRCU-A-CB | Performance | 15 | 22400 | 2 | 71
CARRIER | 38MARBQ24AA3 | CAP**2517AL* | 59SC5B060E14**12 | 11 | 24800 | 5000 | 207098567 | ccASHP | HRCU-A-CB | Performance | 15.5 | 22800 | 2 | 71
BRYANT | 38MARBQ24AA3 | CAP**3721AL* | 915SB36040E17*** | 11 | 24800 | 5000 | 207098722 | ccASHP | HRCU-A-CB | Preferred | 15 | 22400 | 2 | 71
BRYANT | 38MARBQ24AA3 | CAP**2517AL* | 915SB36040E17*** | 11 | 25000 | 5000 | 207098719 | ccASHP | HRCU-A-CB | Preferred | 15 | 22400 | 2 | 70
CARRIER | 38MARBQ24AA3 | CAP**3717AL* | 59SC5B040E17**12 | 11 | 25000 | 5000 | 207098576 | ccASHP | HRCU-A-CB | Performance | 15 | 22200 | 2 | 71
CARRIER | 38MARBQ24AA3 | CAP**2517AL* | 59SC5B040E17**12 | 11 | 25000 | 5000 | 207098574 | ccASHP | HRCU-A-CB | Performance | 15 | 22400 | 2 | 70
CARRIER | 38MARBQ24AA3 | CAP**3717AL* | 59SC5B060E14**12 | 11 | 25000 | 5000 | 207098570 | ccASHP | HRCU-A-CB | Performance | 15 | 22600 | 2 | 71
BRYANT | 38MARBQ24AA3 | CAP**3717AL* | 915SB42060E17*** | 11 | 25000 | 5000 | 207098708 | ccASHP | HRCU-A-CB | Preferred | 15.5 | 22200 | 2 | 70
BRYANT | 38MARBQ24AA3 | CAP**3717AL* | 915SB36060E14*** | 11 | 25000 | 5000 | 207098715 | ccASHP | HRCU-A-CB | Preferred | 15 | 22600 | 2 | 71
CARRIER | 38MARBQ24AA3 | CAP**3717AL* | 59SC5B040E14**10 | 11 | 25000 | 5000 | 207098582 | ccASHP | HRCU-A-CB | Performance | 15 | 22400 | 2 | 71
BRYANT | 38MARBQ24AA3 | CAP**3717AL* | 915SB36040E17*** | 11 | 25000 | 5000 | 207098721 | ccASHP | HRCU-A-CB | Preferred | 15 | 22200 | 2 | 71
BRYANT | 38MARBQ24AA3 | CAP**3717AL* | 915SB30040E14*** | 11 | 25000 | 5000 | 207098727 | ccASHP | HRCU-A-CB | Preferred | 15 | 22400 | 2 | 71
CARRIER | 38MARBQ24AA3 | CAP**3717AL* | 59SC5B060E17**14 | 11 | 25000 | 5000 | 207098563 | ccASHP | HRCU-A-CB | Performance | 15.5 | 22200 | 2 | 70
AMERICAN STANDARD / MITSUBISHI ELECTRIC | ASUZH0241HA00NA | APEADA0241AA70A |  | 11 | 25000 | $2,500: 2 indoor heads; $5,000: >=3 indoor heads | 204276768 | ccASHP | HRCU-A-CB |  | 16.6 | 24000 | 2.01 | 100
MITSUBISHI ELECTRIC | PUZ-HA24NHA | PEAD-A24AA7 |  | 11 | 25000 | $2,500: 2 indoor heads; $5,000: >=3 indoor heads | 204276767 | ccASHP | HRCU-A-CB | P-Series H2i | 16.6 | 24000 | 2.01 | 100
HITACHI | RAC-SH24WHLAE | RAS-SH24RHLAE |  | 11 | 25000 | $2,500: 2 indoor heads; $4,000: >=3 indoor heads | 206143042 | ASHP | HRCU-A-CB-O |  | 20 | 22000
MITSUBISHI ELECTRIC | SUZ-KA24NAH2 | PEAD-A24AA |  | 11 | 25000 | $2,500: 2 indoor heads; $4,000: >=3 indoor heads | 202392047 | ASHP | HRCU-A-CB | M-Series | 18 | 24000
BRYANT | 38MARBQ24AA3 | CAP**3617AL* | 8(0,1)*SA36045E17*** | 11 | 25200 | 5000 | 207098596 | ccASHP | HRCU-A-CB | Preferred | 15 | 23000 | 2 | 71
CARRIER | 38MARBQ24AA3 | CAP**3621AL* | 59SC5B060E17**14 | 11 | 25200 | 5000 | 207098562 | ccASHP | HRCU-A-CB | Performance | 15.5 | 22000 | 2 | 71
BRYANT | 38MARBQ24AA3 | CAP**3617AL* | 83*SA36040E17*** | 11 | 25200 | 5000 | 207098608 | ccASHP | HRCU-A-CB | Preferred | 16 | 22200 | 2 | 70
BRYANT | 38MARBQ24AA3 | CAP**3617AL* | 83*SA48060E17*** | 11 | 25200 | 5000 | 207098614 | ccASHP | HRCU-A-CB | Preferred | 15.5 | 23200 | 2 | 71
BRYANT | 38MARBQ24AA3 | CAP**3617AL* | 82*TA48070V17*** | 11 | 25200 | 5000 | 207098623 | ccASHP | HRCU-A-CB | Preferred | 15.5 | 22400 | 2 | 71
BRYANT | 38MARBQ24AA3 | CAP**3617AL* | 935SA36040E17*** | 11 | 25200 | 5000 | 207098629 | ccASHP | HRCU-A-CB | Preferred | 15.5 | 22400 | 2 | 71
BRYANT | 38MARBQ24AA3 | CAP**3617AL* | 912SD48080E17*** | 11 | 25200 | 5000 | 207098650 | ccASHP | HRCU-A-CB | Preferred | 15.5 | 22600 | 2 | 71
BRYANT | 38MARBQ24AA3 | CAP**3617AL* | 915SB42060E17*** | 11 | 25200 | 5000 | 207098675 | ccASHP | HRCU-A-CB | Preferred | 15.5 | 22000 | 2 | 71
BRYANT | 38MARBQ24AA3 | CAP**3617AL* | 926TB42060V17*** | 11 | 25200 | 5000 | 207098697 | ccASHP | HRCU-A-CB | Preferred | 15.5 | 22000 | 2 | 71
BRYANT | 38MARBQ24AA3 | CAP**3621AL* | 915SB42060E17*** | 11 | 25200 | 5000 | 207098707 | ccASHP | HRCU-A-CB | Preferred | 15.5 | 22000 | 2 | 71
CARRIER | 38MARBQ24AA3 | CAP**3617AL* | 58S(B,C)*A045E17**12 | 11 | 25200 | 5000 | 207098451 | ccASHP | HRCU-A-CB | Performance | 15 | 23000 | 2 | 71
CARRIER | 38MARBQ24AA3 | CAP**3617AL* | 58S(B,C)*A070E17**12 | 11 | 25200 | 5000 | 207098458 | ccASHP | HRCU-A-CB | Performance | 15.5 | 22400 | 2 | 71
CARRIER | 38MARBQ24AA3 | CAP**3617AL* | 58SU*A040E17**12 | 11 | 25200 | 5000 | 207098463 | ccASHP | HRCU-A-CB | Performance | 16 | 22200 | 2 | 70
CARRIER | 38MARBQ24AA3 | CAP**3617AL* | 58SU*A060E17**16 | 11 | 25200 | 5000 | 207098469 | ccASHP | HRCU-A-CB | Performance | 15.5 | 23200 | 2 | 71
CARRIER | 38MARBQ24AA3 | CAP**3617AL* | 58TP*A070V17**16 | 11 | 25200 | 5000 | 207098478 | ccASHP | HRCU-A-CB | Performance | 15.5 | 22400 | 2 | 71
CARRIER | 38MARBQ24AA3 | CAP**3617AL* | 59SU5A040E17**12 | 11 | 25200 | 5000 | 207098484 | ccASHP | HRCU-A-CB | Performance | 15.5 | 22400 | 2 | 71
CARRIER | 38MARBQ24AA3 | CAP**3617AL* | 59SC2D080E17**16 | 11 | 25200 | 5000 | 207098505 | ccASHP | HRCU-A-CB | Performance | 15.5 | 22600 | 2 | 71
CARRIER | 38MARBQ24AA3 | CAP**3617AL* | 59SC5B060E17**14 | 11 | 25200 | 5000 | 207098530 | ccASHP | HRCU-A-CB | Performance | 15.5 | 22000 | 2 | 71
CARRIER | 38MARBQ24AA3 | CAP**3617AL* | 59TP6B060V17**14 | 11 | 25200 | 5000 | 207098552 | ccASHP | HRCU-A-CB | Performance | 15.5 | 22000 | 2 | 71
BRYANT | 38MARBQ24AA3 | CAP**3617AL* | 8(0,1)*SA36070E17*** | 11 | 25200 | 5000 | 207098603 | ccASHP | HRCU-A-CB | Preferred | 15.5 | 22400 | 2 | 71
CARRIER | 38MARBQ24AA3 | CAP**3017AL* | 59SC2D080E17**16 | 11 | 25400 | 5000 | 207098507 | ccASHP | HRCU-A-CB | Performance | 15.5 | 22400 | 2 | 70
BRYANT | 38MARBQ24AA3 | CAP**3017AL* | 912SD48080E17*** | 11 | 25400 | 5000 | 207098652 | ccASHP | HRCU-A-CB | Preferred | 15.5 | 22400 | 2 | 70
AMERICAN STANDARD / MITSUBISHI ELECTRIC | ASUZH0241HA00NA | APVA0A0241AA70A |  | 11 | 26000 | 5000 | 204281761 | ccASHP | HRCU-A-CB |  | 19 | 24000 | 2 | 100
TRANE / MITSUBISHI ELECTRIC | TRUZH0241HA00NA | TPVA0A0241AA70A |  | 11 | 26000 | 5000 | 204281763 | ccASHP | HRCU-A-CB |  | 19 | 24000 | 2 | 100
MITSUBISHI ELECTRIC | PUZ-HA24NHA | PVA-A24AA7 |  | 11 | 26000 | 5000 | 204281760 | ccASHP | HRCU-A-CB | P-Series H2i | 19 | 24000 | 2 | 100
MAX-R | MAX-R24K30MZGR |  |  | 11 | 26000 | $2,500: 2 indoor heads; $5,000: >=3 indoor heads | 207338193 | ccASHP | HMSV-A-CB-O |  | 21 | 24000 | 1.81 | 70
KINGHOME | KM24H4O |  |  | 11 | 26000 | $2,500: 2 indoor heads; $5,000: >=3 indoor heads | 10339781 | ccASHP | HMSV-A-CB |  | 21 | 24000 | 1.81 | 70
ACD | MPD24KCH21S-O |  |  | 11 | 26000 | $2,500: 2 indoor heads; $5,000: >=3 indoor heads | 202110497 | ccASHP | HMSV-A-CB | MPD-22 | 21 | 24000 | 1.81 | 70
GREE | MULTI24HP230V1CO |  |  | 11 | 26000 | $2,500: 2 indoor heads; $5,000: >=3 indoor heads | 9956415 | ccASHP | HRCU-A-CB-O | Multi21+ | 21 | 24000 | 1.81 | 70
GREE | GWHD(24)ND3GO |  |  | 11 | 26000 | $2,500: 2 indoor heads; $5,000: >=3 indoor heads | 9084225 | ccASHP | HMSV-A-CB | Free Match G-Series | 21 | 24000 | 1.81 | 70
WABBAN | BBM24H4O |  |  | 11 | 26000 | $2,500: 2 indoor heads; $5,000: >=3 indoor heads | 201903177 | ccASHP | HMSV-A-CB | Multi Zone | 21 | 24000 | 1.81 | 70
TOSOT | TM24H4O |  |  | 11 | 26000 | $2,500: 2 indoor heads; $5,000: >=3 indoor heads | 10064019 | ccASHP | HMSV-A-CB-O | Multi Zone | 21 | 24000 | 1.81 | 70
FOREST AIR | FGH-24ES/MZ |  |  | 11 | 26000 | $2,500: 2 indoor heads; $5,000: >=3 indoor heads | 206720381 | ccASHP | HMSV-A-CB-O | MZ Series | 21 | 24000 | 1.81 | 70
SEA BREEZE | SMZ24H421ZOGB |  |  | 11 | 26000 | $2,500: 2 indoor heads; $4,000: >=3 indoor heads | 10349244 | ASHP | HMSV-A-CB |  | 21 | 24000
COMFORT-AIRE | A-VFH24TB-1 |  |  | 11 | 26000 | $2,500: 2 indoor heads; $4,000: >=3 indoor heads | 200059085 | ASHP | HMSV-A-CB |  | 21 | 24000
KERR | A-KFH24TB-1 |  |  | 11 | 26000 | $2,500: 2 indoor heads; $4,000: >=3 indoor heads | 9959458 | ASHP | HMSV-A-CB |  | 21 | 24000
YMGI | WMMS-36CH-V2B(59)4 |  |  | 11 | 26000 | $2,500: 2 indoor heads; $4,000: >=3 indoor heads | 202265562 | ASHP | HMSV-A-CB |  | 21 | 24000
CENTURY | A-VFH24TB-1 |  |  | 11 | 26000 | $2,500: 2 indoor heads; $4,000: >=3 indoor heads | 200059086 | ASHP | HMSV-A-CB |  | 21 | 24000
BRYANT | 280ANV036*0**A* | CAP**6121AL*+UI | 88*TA36045C17*** | 11 | 26400 | 5000 | 204430452 | ccASHP | HRCU-A-CB |  | 19 | 34600 | 2.26 | 102
CARRIER | 25VNA036A*030* | CAP**6121AL*+UI | 58TN*A045C17**12 | 11 | 26400 | 5000 | 204430450 | ccASHP | HRCU-A-CB |  | 19 | 34600 | 1.93 | 102
HAIER | 1U24LP2VHA | AM24LP2VH* |  | 11 | 26400 | $2,500: 2 indoor heads; $5,000: >=3 indoor heads | 10225932 | ccASHP | HRCU-A-CB-O | Flexfit Pro | 17 | 24000 | 2.46 | 75
LG | LUU249HV | LVN241HV4 |  | 11 | 27000 | 5000 | 203161352 | ccASHP | HRCU-A-CB |  | 19.5 | 24000 | 2.1 | 87
LG | LSU243HLV | LSN243HLV |  | 11 | 27000 | $2,500: 2 indoor heads; $5,000: >=3 indoor heads | 9122552 | ccASHP | HRCU-A-CB-O |  | 21.5 | 22000 | 2.07 | 87
SAMSUNG | AC024BXADCH | AC024BNHDCH |  | 11 | 27000 | $2,500: 2 indoor heads; $4,000: >=3 indoor heads | 207465455 | ASHP | HRCU-A-CB | Duct S (HSP) | 20.5 | 24000
LG | LUU240HHV | LVN241HV4 |  | 11 | 27000 | $2,500: 2 indoor heads; $4,000: >=3 indoor heads | 205788775 | ASHP | HRCU-A-CB |  | 19.5 | 24000
LG | LSU240HLV | LSN240HLV |  | 11 | 27000 | $2,500: 2 indoor heads; $4,000: >=3 indoor heads | 7012586 | ASHP | HRCU-A-CB-O |  | 21.5 | 22000
SAMSUNG | AJ030TXS4CH |  |  | 11 | 28600 | $2,500: 2 indoor heads; $5,000: >=3 indoor heads | 205291858 | ccASHP | HMSV-A-CB | FJM Max Heat | 19 | 28400 | 1.8 | 100
SAMSUNG | AJ030BXS4CH |  |  | 11 | 28600 | $2,500: 2 indoor heads; $5,000: >=3 indoor heads | 207349919 | ccASHP | HMSV-A-CB | FJM Max Heat | 19 | 28400 | 1.8 | 100
SAMSUNG | AJ030MCS4CH |  |  | 11 | 28600 | $2,500: 2 indoor heads; $5,000: >=3 indoor heads | 10298668 | ccASHP | HMSV-A-CB | FJM | 18 | 28400 | 1.8 | 100
LG | LMU300HHV |  |  | 11 | 28600 | $2,500: 2 indoor heads; $5,000: >=3 indoor heads | 10445376 | ccASHP | HMSV-A-CB |  | 20 | 28400 | 2.16 | 100
MITSUBISHI ELECTRIC | MXZ-3C30NAHZ3 |  |  | 11 | 28600 | $2,500: 2 indoor heads; $4,000: >=3 indoor heads | 207342469 | ASHP | HMSV-A-CB | M-Series | 18 | 28400
CARRIER | 25VNA036A*030* | CAP**4321AL*+UI | 58TN*A070C17**16 | 11 | 28800 | 5000 | 204430331 | ccASHP | HRCU-A-CB |  | 19 | 33200 | 1.97 | 93
BRYANT | 280ANV036*0**A* | CAP**4321AL*+UI | 88*TA48070C17*** | 11 | 28800 | 5000 | 204430332 | ccASHP | HRCU-A-CB |  | 19 | 34600 | 2.23 | 93
PAYNE | 38MAQB30R--3 | FMA4X30**AL* |  | 11 | 30200 | 5000 | 203380991 | ccASHP | HRCU-A-CB | Mid-tier | 16.5 | 29200 | 2.53 | 74
BRYANT | 38MAQB30R--3 | FMA4X30**AL* |  | 11 | 30200 | 5000 | 203380986 | ccASHP | HRCU-A-CB | Preferred Series | 16.5 | 29200 | 2.53 | 74
CARRIER | 38MAQB30R--3 | FMA4X30**AL* |  | 11 | 30200 | 5000 | 203380981 | ccASHP | HRCU-A-CB | Performance Series | 16.5 | 29200 | 2.53 | 74
BRYANT | 280ANV036*0**A* | CAP**4224AL*+UI | 88*TA66135C24*** | 11 | 31600 | 5000 | 204430307 | ccASHP | HRCU-A-CB |  | 19.5 | 33800 | 2.28 | 83
CARRIER | 25VNA036A*030* | CAP**4224AL*+UI | 58TN*A135C24**22 | 11 | 31600 | 5000 | 204430306 | ccASHP | HRCU-A-CB |  | 19.5 | 33600 | 1.89 | 83
CARRIER | 25VNA036A*030* | CAP**4221AL*+UI | 59MN7B080C21**20 | 11 | 31800 | 5000 | 204430280 | ccASHP | HRCU-A-CB |  | 18.5 | 33000 | 1.85 | 83
CARRIER | 25VNA036A*030* | CAP**4221AL*+UI | 59MN7B100C21**22 | 11 | 31800 | 5000 | 204430283 | ccASHP | HRCU-A-CB |  | 18.5 | 33600 | 1.87 | 83
CARRIER | 25VNA036A*030* | CAP**4224AL*+UI | 58TN*A070C21**20 | 11 | 31800 | 5000 | 204430300 | ccASHP | HRCU-A-CB |  | 19 | 33200 | 1.85 | 83
CARRIER | 25VNA036A*030* | CAP**4224AL*+UI | 59TN6B120C24**22 | 11 | 31800 | 5000 | 204430309 | ccASHP | HRCU-A-CB |  | 19 | 33800 | 1.87 | 83
CARRIER | 25VNA036A*030* | CAP**4224AL*+UI | 59MN7B080C21**20 | 11 | 31800 | 5000 | 204430311 | ccASHP | HRCU-A-CB |  | 18.5 | 33600 | 1.87 | 83
BRYANT | 280ANV036*0**A* | CAP**4224AL*+UI | 987MB66100C21*** | 11 | 31800 | 5000 | 204430316 | ccASHP | HRCU-A-CB |  | 18.5 | 33600 | 2.3 | 83
BRYANT | 280ANV036*0**A* | CAP**4221AL*+UI | 987MB60080C21*** | 11 | 31800 | 5000 | 204430282 | ccASHP | HRCU-A-CB |  | 18.5 | 33600 | 2.33 | 83
BRYANT | 280ANV036*0**A* | CAP**4221AL*+UI | 987MB66100C21*** | 11 | 31800 | 5000 | 204430285 | ccASHP | HRCU-A-CB |  | 18.5 | 33600 | 2.31 | 83
BRYANT | 280ANV036*0**A* | CAP**4224AL*+UI | 88*TA60070C21*** | 11 | 31800 | 5000 | 204430302 | ccASHP | HRCU-A-CB |  | 19 | 33600 | 2.33 | 83
BRYANT | 280ANV036*0**A* | CAP**4224AL*+UI | 986TC66120C24*** | 11 | 31800 | 5000 | 204430310 | ccASHP | HRCU-A-CB |  | 19 | 33600 | 2.3 | 83
BRYANT | 280ANV036*0**A* | CAP**4224AL*+UI | 987MB60080C21*** | 11 | 31800 | 5000 | 204430313 | ccASHP | HRCU-A-CB |  | 18.5 | 33600 | 2.31 | 83
CARRIER | 25VNA036A*030* | CAP**4224AL*+UI | 59MN7B100C21**22 | 11 | 31800 | 5000 | 204430314 | ccASHP | HRCU-A-CB |  | 18.5 | 33600 | 1.87 | 83
CARRIER | 25VNA036A*030* | CAP**4221AL*+UI | 58TN*A070C21**20 | 11 | 32000 | 5000 | 204430268 | ccASHP | HRCU-A-CB |  | 19 | 33400 | 1.85 | 83
BRYANT | 280ANV036*0**A* | CAP**4221AL*+UI | 88*TA60070C21*** | 11 | 32000 | 5000 | 204430269 | ccASHP | HRCU-A-CB |  | 19 | 33600 | 2.35 | 83
SAMSUNG | AC030BXADCH | AC030BNHDCH |  | 11 | 32000 | $2,500: 2 indoor heads; $5,000: >=3 indoor heads | 207465458 | ccASHP | HRCU-A-CB | Duct S | 17.7 | 30000 | 1.85 | 99
RHEEM | RP2036BJV | RCF6021SEA | R802VA100521M | 11 | 32200 | 5000 | 202141067 | ccASHP | HRCU-A-CB |  | 20 | 35000 | 2.25 | 98
RUUD | UP2036BJV | RCF6021SEA | U802VA100521M | 11 | 32200 | 5000 | 202141119 | ccASHP | HRCU-A-CB |  | 20 | 35000 | 2.25 | 98
FUJITSU | FO3620RVJCAB | FCC6021ESA | FF100215LT80M | 11 | 32200 | 5000 | 202843129 | ccASHP | HRCU-A-CB |  | 20 | 34200 | 2.25 | 98
CARRIER | 25VNA036A*030* | CAP**4221AL*+UI | 58TN*A045C17**12 | 11 | 32400 | 5000 | 204430262 | ccASHP | HRCU-A-CB |  | 18 | 34600 | 1.8 | 83
RUUD | UP2036BJV | RCF6021SEA | U802VA125524M | 11 | 32400 | 5000 | 202141121 | ccASHP | HRCU-A-CB |  | 19.5 | 35000 | 2.25 | 97
FUJITSU | FO3620RVJCAB | FCC6021ESA | FF125245LT80M | 11 | 32400 | 5000 | 202843131 | ccASHP | HRCU-A-CB |  | 19.5 | 34200 | 2.25 | 97
RHEEM | RP2036BJV | RCF6021SEA | R802VA125524M | 11 | 32400 | 5000 | 202141069 | ccASHP | HRCU-A-CB |  | 19.5 | 35000 | 2.25 | 97
BRYANT | 280ANV036*0**A* | CAP**4221AL*+UI | 88*TA36045C17*** | 11 | 32400 | 5000 | 204430264 | ccASHP | HRCU-A-CB |  | 18 | 33000 | 2.44 | 83
BRYANT HEATING AND COOLING SYSTEMS | 284ANV036*0**B* | CAP**4224AL*+UI | 83*CA60080C21*** | 11 | 32400 | 4000 | 206790501 | ASHP | HRCU-A-CB | EVOLUTION Extreme 24 HP | 21 | 33200
CARRIER | 25VNA436A*031* | CAP**4224AL*+UI | 58CU*A080C21**20 | 11 | 32400 | 4000 | 206788813 | ASHP | HRCU-A-CB | INFINITY 24 HP with GREENSPEED INTELLIGENCE | 21 | 33200
CARRIER | 25VNA436A*030* | CAP**4224AL*+UI | 58CU*A080C21**20 | 11 | 32400 | 4000 | 206132552 | ASHP | HRCU-A-CB | INFINITY 24 HP with GREENSPEED INTELLIGENCE | 21 | 33200
BRYANT HEATING AND COOLING SYSTEMS | 284ANV036*0**A* | CAP**4224AL*+UI | 83*CA60080C21*** | 11 | 32400 | 4000 | 206132553 | ASHP | HRCU-A-CB | EVOLUTION Extreme 24 HP | 21 | 33200
RHEEM | RP2036BJV | RCF6021SEA | R802VA075317M | 11 | 32600 | 5000 | 202141065 | ccASHP | HRCU-A-CB |  | 19.5 | 34800 | 2.25 | 97
RUUD | UP2036BJV | RCF6021SEA | U98VB115M524U | 11 | 32600 | 5000 | 202141133 | ccASHP | HRCU-A-CB |  | 19.5 | 35000 | 2.25 | 97
RHEEM | RP2036BJV | RCF6021SEA | R96VA1002521M | 11 | 32600 | 5000 | 202141071 | ccASHP | HRCU-A-CB |  | 20 | 35000 | 2.25 | 97
RHEEM | RP2036BJV | RCF6021SEA | R96VA1152524M | 11 | 32600 | 5000 | 202141072 | ccASHP | HRCU-A-CB |  | 19.5 | 35000 | 2.25 | 97
RHEEM | RP2036BJV | RCF6021SEA | R97VB100M521U | 11 | 32600 | 5000 | 202141076 | ccASHP | HRCU-A-CB |  | 20 | 35000 | 2.25 | 97
RHEEM | RP2036BJV | RCF6021SEA | R97VB115M524U | 11 | 32600 | 5000 | 202141078 | ccASHP | HRCU-A-CB |  | 19.5 | 35000 | 2.25 | 97
RHEEM | RP2036BJV | RCF6021SEA | R98VB100M521U | 11 | 32600 | 5000 | 202141080 | ccASHP | HRCU-A-CB |  | 20 | 35000 | 2.25 | 97
RHEEM | RP2036BJV | RCF6021SEA | R98VB115M524U | 11 | 32600 | 5000 | 202141081 | ccASHP | HRCU-A-CB |  | 19.5 | 35000 | 2.25 | 97
FUJITSU | FO3620RVJCAB | FCC6021ESA | FF75173LT80M | 11 | 32600 | 5000 | 202843127 | ccASHP | HRCU-A-CB |  | 19.5 | 34200 | 2.25 | 97
FUJITSU | FO3620RVJCAB | FCC6021ESA | FF100215LT80D | 11 | 32600 | 5000 | 202843130 | ccASHP | HRCU-A-CB |  | 19.5 | 34200 | 2.25 | 97
RHEEM | RP2036BJV | RCF6021SEA | R802VA100521Z | 11 | 32600 | 5000 | 202141068 | ccASHP | HRCU-A-CB |  | 19.5 | 35000 | 2.25 | 97
RUUD | UP2036BJV | RCF6021SEA | U98VB100M521U | 11 | 32600 | 5000 | 202141132 | ccASHP | HRCU-A-CB |  | 20 | 35000 | 2.25 | 97
RUUD | UP2036BJV | RCF6021SEA | U97VB115M524U | 11 | 32600 | 5000 | 202141130 | ccASHP | HRCU-A-CB |  | 19.5 | 35000 | 2.25 | 97
RUUD | UP2036BJV | RCF6021SEA | U97VB100M521U | 11 | 32600 | 5000 | 202141128 | ccASHP | HRCU-A-CB |  | 20 | 35000 | 2.25 | 97
RUUD | UP2036BJV | RCF6021SEA | U802VA075317M | 11 | 32600 | 5000 | 202141117 | ccASHP | HRCU-A-CB |  | 19.5 | 34800 | 2.25 | 97
RUUD | UP2036BJV | RCF6021SEA | U802VA100521Z | 11 | 32600 | 5000 | 202141120 | ccASHP | HRCU-A-CB |  | 19.5 | 35000 | 2.25 | 97
RUUD | UP2036BJV | RCF6021SEA | U96VA1002521M | 11 | 32600 | 5000 | 202141123 | ccASHP | HRCU-A-CB |  | 20 | 35000 | 2.25 | 97
RUUD | UP2036BJV | RCF6021SEA | U96VA1152524M | 11 | 32600 | 5000 | 202141124 | ccASHP | HRCU-A-CB |  | 19.5 | 35000 | 2.25 | 97
FUJITSU | FO3620RVJCAB | FCC6021ESA | FF115245LT96M | 11 | 32600 | 4000 | 203308008 | ASHP | HRCU-A-CB |  | 19.5 | 34200
FUJITSU | FO3620RVJCAB | FCC6021ESA | FF115245LM98U | 11 | 32600 | 4000 | 203308007 | ASHP | HRCU-A-CB |  | 19.5 | 35000
FUJITSU | FO3620RVJCAB | FCC6021ESA | FF100215LT96M | 11 | 32600 | 4000 | 203308006 | ASHP | HRCU-A-CB |  | 20 | 34200
FUJITSU | FO3620RVJCAB | FCC6021ESA | FF100215LM98U | 11 | 32600 | 4000 | 203308005 | ASHP | HRCU-A-CB |  | 20 | 35000
RHEEM | RP2036BJV | RCF6021SEA | R802VA075421Z | 11 | 32800 | 5000 | 202141066 | ccASHP | HRCU-A-CB |  | 19.5 | 35000 | 2.25 | 96
RHEEM | RP2036BJV | RCF6021SEA | R96VA0852521M | 11 | 32800 | 5000 | 202141070 | ccASHP | HRCU-A-CB |  | 19.5 | 35000 | 2.25 | 96
RHEEM | RP2036BJV | RCF6021SEA | R97VB085M521U | 11 | 32800 | 5000 | 202141074 | ccASHP | HRCU-A-CB |  | 19.5 | 35000 | 2.25 | 96
RHEEM | RP2036BJV | RCF6021SEA | R98VB085M521U | 11 | 32800 | 5000 | 202141079 | ccASHP | HRCU-A-CB |  | 19.5 | 35000 | 2.25 | 96
FUJITSU | FO3620RVJCAB | FCC6021ESA | FF75214LT80D | 11 | 32800 | 5000 | 202843128 | ccASHP | HRCU-A-CB |  | 19.5 | 34200 | 2.25 | 96
RUUD | UP2036BJV | RCF6021SEA | U97VB085M521U | 11 | 32800 | 5000 | 202141126 | ccASHP | HRCU-A-CB |  | 19.5 | 35000 | 2.25 | 96
RUUD | UP2036BJV | RCF6021SEA | U96VA0852521M | 11 | 32800 | 5000 | 202141122 | ccASHP | HRCU-A-CB |  | 19.5 | 35000 | 2.25 | 96
RUUD | UP2036BJV | RCF6021SEA | U98VB085M521U | 11 | 32800 | 5000 | 202141131 | ccASHP | HRCU-A-CB |  | 19.5 | 35000 | 2.25 | 96
RUUD | UP2036BJV | RCF6021SEA | U802VA075421Z | 11 | 32800 | 5000 | 202141118 | ccASHP | HRCU-A-CB |  | 19.5 | 35000 | 2.25 | 96
FUJITSU | FO3620RVJCAB | FCC6021ESA | FF85215LM98U | 11 | 32800 | 4000 | 203308009 | ASHP | HRCU-A-CB |  | 19.5 | 35000
FUJITSU | FO3620RVJCAB | FCC6021ESA | FF85215LT96M | 11 | 32800 | 4000 | 203308010 | ASHP | HRCU-A-CB |  | 19.5 | 34200
TRANE | 4TWL9036A1 | TAM9A0C42V41 |  | 11 | 32800 | 4000 | 201921878 | ASHP | HRCU-A-CB | XV19 | 17.75 | 37600
RHEEM | RP2036BJV | RCF6021SEA+R97VB085M521K |  | 11 | 33200 | 5000 | 202141073 | ccASHP | HRCU-A-CB |  | 19.5 |  | 2.25 | 95
RHEEM | RP2036BJV | RCF6021SEA+R97VB100M521K |  | 11 | 33200 | 5000 | 202141075 | ccASHP | HRCU-A-CB |  | 19.5 |  | 2.25 | 95
RHEEM | RP2036BJV | RCF6021SEA+R97VB115M524K |  | 11 | 33200 | 5000 | 202141077 | ccASHP | HRCU-A-CB |  | 19.5 |  | 2.25 | 95
RUUD | UP2036BJV | RCF6021SEA+U97VB085M521K |  | 11 | 33200 | 5000 | 202141125 | ccASHP | HRCU-A-CB |  | 19.5 |  | 2.25 | 95
RUUD | UP2036BJV | RCF6021SEA+U97VB100M521K |  | 11 | 33200 | 5000 | 202141127 | ccASHP | HRCU-A-CB |  | 19.5 |  | 2.25 | 95
BRYANT | 280ANV036*0**A* | CAP**6024AL*+UI | 987MB60060C21*** | 11 | 33200 | 5000 | 204430449 | ccASHP | HRCU-A-CB |  | 18.5 | 34600 | 2.21 | 80
CARRIER | 25VNA036A*030* | CAP**6021AL*+UI & 59MN7A060V21**20 |  | 11 | 33200 | 5000 | 9892720 | ccASHP | HRCU-A-CB | Infinity® 20 Heat Pump with Greenspeed® Intelligence | 18.5 | 34600 | 2.24 | 76
CARRIER | 25VNA036A*030* | CAP**6024AL*+UI & 59MN7A060V21**20 |  | 11 | 33200 | 5000 | 9892723 | ccASHP | HRCU-A-CB | Infinity® 20 Heat Pump with Greenspeed® Intelligence | 18.5 | 34600 | 2.26 | 76
CARRIER | 25VNA036A*030* | CAP**6024AL*+UI | 59MN7B060C21**20 | 11 | 33200 | 5000 | 204430448 | ccASHP | HRCU-A-CB |  | 18.5 | 34800 | 1.95 | 80
BRYANT | 280ANV036*0**A* | CAP**6021AL*+UI & 98(6*B,7MA)60060V21*** |  | 11 | 33200 | 5000 | 9893669 | ccASHP | HRCU-A-CB | Bryant® Extreme Heat Pump | 18.5 | 34600 | 2.24 | 76
BRYANT | 280ANV036*0**A* | CAP**6024AL*+UI & 98(6*B,7MA)60060V21*** |  | 11 | 33200 | 5000 | 9893672 | ccASHP | HRCU-A-CB | Bryant® Extreme Heat Pump | 18.5 | 34600 | 2.26 | 76
RUUD | UP2036BJV | RCF6021SEA+U97VB115M524K |  | 11 | 33200 | 5000 | 202141129 | ccASHP | HRCU-A-CB |  | 19.5 |  | 2.25 | 95
BRYANT HEATING AND COOLING SYSTEMS | 284ANV036*0**A* | CAP**4321AL*+UI | 83*CA60080C21*** | 11 | 33400 | 4000 | 206132560 | ASHP | HRCU-A-CB | EVOLUTION Extreme 24 HP | 21 | 34600
BRYANT HEATING AND COOLING SYSTEMS | 284ANV036*0**B* | CAP**4321AL*+UI | 935CA66100C21*** | 11 | 33400 | 4000 | 206790541 | ASHP | HRCU-A-CB | EVOLUTION Extreme 24 HP | 21 | 34600
BRYANT HEATING AND COOLING SYSTEMS | 284ANV036*0**A* | CAP**4821AL*+UI | 83*CA60100C21*** | 11 | 33400 | 4000 | 206132569 | ASHP | HRCU-A-CB | EVOLUTION Extreme 24 HP | 21 | 33800
CARRIER | 25VNA436A*030* | CAP**4321AL*+UI | 59CU5A080C21**20 | 11 | 33400 | 4000 | 206132630 | ASHP | HRCU-A-CB | INFINITY 24 HP with GREENSPEED INTELLIGENCE | 21 | 34400
BRYANT HEATING AND COOLING SYSTEMS | 284ANV036*0**A* | CAP**4321AL*+UI | 935CA60080C21*** | 11 | 33400 | 4000 | 206132631 | ASHP | HRCU-A-CB | EVOLUTION Extreme 24 HP | 21 | 34400
CARRIER | 25VNA436A*030* | CAP**4321AL*+UI | 59CU5A100C21**22 | 11 | 33400 | 4000 | 206132632 | ASHP | HRCU-A-CB | INFINITY 24 HP with GREENSPEED INTELLIGENCE | 21 | 34600
BRYANT HEATING AND COOLING SYSTEMS | 284ANV036*0**A* | CAP**4321AL*+UI | 935CA66100C21*** | 11 | 33400 | 4000 | 206132633 | ASHP | HRCU-A-CB | EVOLUTION Extreme 24 HP | 21 | 34600
CARRIER | 25VNA436A*031* | CAP**4321AL*+UI | 59CU5A100C21**22 | 11 | 33400 | 4000 | 206788853 | ASHP | HRCU-A-CB | INFINITY 24 HP with GREENSPEED INTELLIGENCE | 21 | 34600
CARRIER | 25VNA436A*031* | CAP**4821AL*+UI | 58CU*A100C21**20 | 11 | 33400 | 4000 | 206788822 | ASHP | HRCU-A-CB | INFINITY 24 HP with GREENSPEED INTELLIGENCE | 21 | 33800
CARRIER | 25VNA436A*031* | CAP**4321AL*+UI | 59CU5A080C21**20 | 11 | 33400 | 4000 | 206788852 | ASHP | HRCU-A-CB | INFINITY 24 HP with GREENSPEED INTELLIGENCE | 21 | 34400
CARRIER | 25VNA436A*031* | CAP**4321AL*+UI | 58CU*A080C21**20 | 11 | 33400 | 4000 | 206788817 | ASHP | HRCU-A-CB | INFINITY 24 HP with GREENSPEED INTELLIGENCE | 21 | 34600
CARRIER | 25VNA436A*030* | CNPV*4824AL*+UI | 58CU*A080C21**20 | 11 | 33400 | 4000 | 206070448 | ASHP | HRCU-A-CB | INFINITY 24 HP with GREENSPEED INTELLIGENCE | 20 | 34000
BRYANT HEATING AND COOLING SYSTEMS | 284ANV036*0**A* | CNPV*4824AL*+UI | 83*CA60080C21*** | 11 | 33400 | 4000 | 206216171 | ASHP | HRCU-A-CB | EVOLUTION Extreme 24 HP | 20 | 34000
BRYANT HEATING AND COOLING SYSTEMS | 284ANV036*0**B* | CAP**4321AL*+UI | 83*CA60080C21*** | 11 | 33400 | 4000 | 206790505 | ASHP | HRCU-A-CB | EVOLUTION Extreme 24 HP | 21 | 34600
CARRIER | 25VNA436A*030* | CAP**4321AL*+UI | 58CU*A080C21**20 | 11 | 33400 | 4000 | 206070429 | ASHP | HRCU-A-CB | INFINITY 24 HP with GREENSPEED INTELLIGENCE | 21 | 34600
BRYANT HEATING AND COOLING SYSTEMS | 284ANV036*0**B* | CAP**4821AL*+UI | 83*CA60100C21*** | 11 | 33400 | 4000 | 206790510 | ASHP | HRCU-A-CB | EVOLUTION Extreme 24 HP | 21 | 33800
BRYANT HEATING AND COOLING SYSTEMS | 284ANV036*0**B* | CAP**4321AL*+UI | 935CA60080C21*** | 11 | 33400 | 4000 | 206790540 | ASHP | HRCU-A-CB | EVOLUTION Extreme 24 HP | 21 | 34400
CARRIER | 25VNA436A*030* | CAP**4821AL*+UI | 58CU*A100C21**20 | 11 | 33400 | 4000 | 206132568 | ASHP | HRCU-A-CB | INFINITY 24 HP with GREENSPEED INTELLIGENCE | 21 | 33800
CARRIER | 25VNA036A*030* | CSPH*6012AL*+UI | 59TN6B080C17**14 | 11 | 33600 | 5000 | 204431319 | ccASHP | HRCU-A-CB |  | 18.5 | 34200 | 1.95 | 79
CARRIER | 25VNA036A*030* | CSPH*6012AL*+UI | 58TN*A070C14**12 | 11 | 33600 | 5000 | 204431349 | ccASHP | HRCU-A-CB |  | 19 | 34800 | 1.97 | 79
BRYANT | 280ANV036*0**A* | CSPH*6012AL*+UI | 88*TA36070C14*** | 11 | 33600 | 5000 | 204431351 | ccASHP | HRCU-A-CB |  | 19 | 34400 | 2.2 | 79
CARRIER | 25VNA036A*030* | CNPV*6024AL*+UI & 59*N*A120V24**22 |  | 11 | 33600 | 5000 | 9892692 | ccASHP | HRCU-A-CB | Infinity® 20 Heat Pump with Greenspeed® Intelligence | 19.5 | 35000 | 2.39 | 77
CARRIER | 25VNA036A*030* | CSPH*4812AL*+UI & 59*N*A120V24**22 |  | 11 | 33600 | 5000 | 9892701 | ccASHP | HRCU-A-CB | Infinity® 20 Heat Pump with Greenspeed® Intelligence | 18.5 | 34000 | 2.24 | 77
CARRIER | 25VNA036A*030* | CSPH*6012AL*+UI & 59*N*A080V17**14 |  | 11 | 33600 | 5000 | 9892703 | ccASHP | HRCU-A-CB | Infinity® 20 Heat Pump with Greenspeed® Intelligence | 18.5 | 34400 | 2.28 | 77
CARRIER | 25VNA036A*030* | CAP**4821AL*+UI & 59MN7A060V21**20 |  | 11 | 33600 | 5000 | 9892714 | ccASHP | HRCU-A-CB | Infinity® 20 Heat Pump with Greenspeed® Intelligence | 18.5 | 33800 | 2.22 | 77
CARRIER | 25VNA036A*030* | CAP**4821AL*+UI | 59MN7B060C21**20 | 11 | 33600 | 5000 | 204430386 | ccASHP | HRCU-A-CB |  | 18.5 | 34200 | 1.93 | 80
CARRIER | 25VNA036A*030* | CNPV*6024AL*+UI | 59TN6B120C24**22 | 11 | 33600 | 5000 | 204430864 | ccASHP | HRCU-A-CB |  | 19.5 | 34800 | 1.97 | 78
CARRIER | 25VNA036A*030* | CSPH*4812AL*+UI | 59TN6B120C24**22 | 11 | 33600 | 5000 | 204431253 | ccASHP | HRCU-A-CB |  | 18.5 | 33600 | 1.97 | 79
BRYANT | 280ANV036*0**A* | CNPV*6024AL*+UI & 98(6*B,7*A)66120V24*** |  | 11 | 33600 | 5000 | 9893641 | ccASHP | HRCU-A-CB | Bryant® Extreme Heat Pump | 19.5 | 35000 | 2.39 | 77
BRYANT | 280ANV036*0**A* | CSPH*4812AL*+UI & 98(6*B,7*A)66120V24*** |  | 11 | 33600 | 5000 | 9893650 | ccASHP | HRCU-A-CB | Bryant® Extreme Heat Pump | 18.5 | 34000 | 2.24 | 77
BRYANT | 280ANV036*0**A* | CSPH*6012AL*+UI & 98(6*B,7*A)42080V17*** |  | 11 | 33600 | 5000 | 9893652 | ccASHP | HRCU-A-CB | Bryant® Extreme Heat Pump | 18.5 | 34400 | 2.28 | 77
BRYANT | 280ANV036*0**A* | CAP**4821AL*+UI & 98(6*B,7MA)60060V21*** |  | 11 | 33600 | 5000 | 9893663 | ccASHP | HRCU-A-CB | Bryant® Extreme Heat Pump | 18.5 | 33800 | 2.22 | 77
BRYANT | 280ANV036*0**A* | CAP**4821AL*+UI | 987MB60060C21*** | 11 | 33600 | 5000 | 204430387 | ccASHP | HRCU-A-CB |  | 18.5 | 33800 | 2.26 | 80
BRYANT | 280ANV036*0**A* | CNPV*6024AL*+UI | 986TC66120C24*** | 11 | 33600 | 5000 | 204430874 | ccASHP | HRCU-A-CB |  | 19.5 | 35000 | 2.19 | 78
BRYANT | 280ANV036*0**A* | CSPH*4812AL*+UI | 986TC66120C24*** | 11 | 33600 | 5000 | 204431256 | ccASHP | HRCU-A-CB |  | 18.5 | 34000 | 2.2 | 79
BRYANT | 280ANV036*0**A* | CSPH*6012AL*+UI | 986TC42080C17*** | 11 | 33600 | 5000 | 204431320 | ccASHP | HRCU-A-CB |  | 18.5 | 34400 | 2.23 | 79
TRANE | 4TWL9036A1 | 4PX*DU60BS3 | *UD2D120ACV5 | 11 | 33600 | 4000 | 201921800 | ASHP | HRCU-A-CB | XV19 | 18 | 37400
BRYANT HEATING AND COOLING SYSTEMS | 284ANV036*0**A* | CNPV*4824AL*+UI | 83*CA60100C21*** | 11 | 33600 | 4000 | 206216172 | ASHP | HRCU-A-CB | EVOLUTION Extreme 24 HP | 20 | 33800
CARRIER | 25VNA436A*030* | CNPV*4824AL*+UI | 58CU*A100C21**20 | 11 | 33600 | 4000 | 206070449 | ASHP | HRCU-A-CB | INFINITY 24 HP with GREENSPEED INTELLIGENCE | 20 | 33800
TRANE | 4TWL9036A1 | 4TXCD010DS3+HORIZ-LT | *DD2D120ACV5 | 11 | 33600 | 4000 | 201921865 | ASHP | HRCU-A-CB | XV19 | 18 | 37000
CARRIER | 25VNA036A*030* | CSPH*6012AL*+UI | 59TN6B060C17**14 | 11 | 33800 | 5000 | 204431316 | ccASHP | HRCU-A-CB |  | 18 | 34800 | 1.95 | 79
BRYANT | 280ANV036*0**A* | CSPH*6012AL*+UI | 986TC42060C17*** | 11 | 33800 | 5000 | 204431317 | ccASHP | HRCU-A-CB |  | 18 | 34200 | 2.24 | 79
CARRIER | 25VNA036A*030* | CSPH*6012AL*+UI | 59MN7B060C21**20 | 11 | 33800 | 5000 | 204431359 | ccASHP | HRCU-A-CB |  | 18.5 | 35000 | 1.97 | 78
BRYANT | 280ANV036*0**A* | CSPH*4812AL*+UI | 987MB66100C21*** | 11 | 33800 | 5000 | 204431271 | ccASHP | HRCU-A-CB |  | 19 | 34000 | 2.2 | 78
BRYANT | 280ANV036*0**A* | CSPH*4812AL*+UI | 987MB60080C21*** | 11 | 33800 | 5000 | 204431268 | ccASHP | HRCU-A-CB |  | 19 | 34000 | 2.23 | 79
BRYANT | 280ANV036*0**A* | CSPH*4812AL*+UI | 986TC42080C17*** | 11 | 33800 | 5000 | 204431250 | ccASHP | HRCU-A-CB |  | 18.5 | 33600 | 2.29 | 80
BRYANT | 280ANV036*0**A* | CSPH*6012AL*+UI | 987MB60060C21*** | 11 | 33800 | 5000 | 204431360 | ccASHP | HRCU-A-CB |  | 18.5 | 34400 | 2.2 | 78
CARRIER | 25VNA036A*030* | CSPH*4812AL*+UI & 59*N*A080V17**14 |  | 11 | 33800 | 5000 | 9892700 | ccASHP | HRCU-A-CB | Infinity® 20 Heat Pump with Greenspeed® Intelligence | 18.5 | 33600 | 2.22 | 76
CARRIER | 25VNA036A*030* | CSPH*6012AL*+UI & 59*N*A060V17**14 |  | 11 | 33800 | 5000 | 9892702 | ccASHP | HRCU-A-CB | Infinity® 20 Heat Pump with Greenspeed® Intelligence | 18 | 34200 | 2.35 | 76
CARRIER | 25VNA036A*030* | CNPV*4821AL*+UI & 59MN7A060V21**20 |  | 11 | 33800 | 5000 | 9892729 | ccASHP | HRCU-A-CB | Infinity® 20 Heat Pump with Greenspeed® Intelligence | 18.5 | 33800 | 2.22 | 76
CARRIER | 25VNA036A*030* | CNPV*4821AL*+UI & 59*N*A080V21**20 |  | 11 | 33800 | 5000 | 9892730 | ccASHP | HRCU-A-CB | Infinity® 20 Heat Pump with Greenspeed® Intelligence | 19 | 34000 | 2.32 | 76
CARRIER | 25VNA036A*030* | CNPV*4821AL*+UI & 59*N*A100V21**22 |  | 11 | 33800 | 5000 | 9892731 | ccASHP | HRCU-A-CB | Infinity® 20 Heat Pump with Greenspeed® Intelligence | 19 | 34200 | 2.37 | 76
CARRIER | 25VNA036A*030* | CNPV*4824AL*+UI & 59*N*A080V21**20 |  | 11 | 33800 | 5000 | 9892733 | ccASHP | HRCU-A-CB | Infinity® 20 Heat Pump with Greenspeed® Intelligence | 19 | 34000 | 2.32 | 76
CARRIER | 25VNA036A*030* | CNPV*4824AL*+UI & 59*N*A100V21**22 |  | 11 | 33800 | 5000 | 9892734 | ccASHP | HRCU-A-CB | Infinity® 20 Heat Pump with Greenspeed® Intelligence | 19 | 34000 | 2.37 | 76
CARRIER | 25VNA036A*030* | CNPV*6024AL*+UI & 59*N*A080V21**20 |  | 11 | 33800 | 5000 | 9892736 | ccASHP | HRCU-A-CB | Infinity® 20 Heat Pump with Greenspeed® Intelligence | 19.5 | 34800 | 2.18 | 76
CARRIER | 25VNA036A*030* | CNPV*6024AL*+UI & 59*N*A100V21**22 |  | 11 | 33800 | 5000 | 9892737 | ccASHP | HRCU-A-CB | Infinity® 20 Heat Pump with Greenspeed® Intelligence | 19.5 | 34800 | 2.22 | 76
CARRIER | 25VNA036A*030* | CSPH*4212AL*+UI & 59*N*A100V21**22 |  | 11 | 33800 | 5000 | 9892743 | ccASHP | HRCU-A-CB | Infinity® 20 Heat Pump with Greenspeed® Intelligence | 18.5 | 33600 | 2.39 | 76
CARRIER | 25VNA036A*030* | CSPH*4812AL*+UI & 59*N*A080V21**20 |  | 11 | 33800 | 5000 | 9892745 | ccASHP | HRCU-A-CB | Infinity® 20 Heat Pump with Greenspeed® Intelligence | 19 | 34000 | 2.35 | 76
CARRIER | 25VNA036A*030* | CSPH*4812AL*+UI & 59*N*A100V21**22 |  | 11 | 33800 | 5000 | 9892746 | ccASHP | HRCU-A-CB | Infinity® 20 Heat Pump with Greenspeed® Intelligence | 19 | 34000 | 2.39 | 76
CARRIER | 25VNA036A*030* | CSPH*6012AL*+UI & 59MN7A060V21**20 |  | 11 | 33800 | 5000 | 9892747 | ccASHP | HRCU-A-CB | Infinity® 20 Heat Pump with Greenspeed® Intelligence | 18.5 | 34400 | 2.32 | 76
CARRIER | 25VNA036A*030* | CAP**4821AL*+UI | 59TN6B060C17**14 | 11 | 33800 | 5000 | 204430358 | ccASHP | HRCU-A-CB |  | 18.5 | 34200 | 1.9 | 80
CARRIER | 25VNA036A*030* | CNPV*4821AL*+UI | 59MN7B080C21**20 | 11 | 33800 | 5000 | 204430733 | ccASHP | HRCU-A-CB |  | 19 | 33800 | 1.94 | 79
CARRIER | 25VNA036A*030* | CNPV*4821AL*+UI | 59MN7B100C21**22 | 11 | 33800 | 5000 | 204430737 | ccASHP | HRCU-A-CB |  | 19 | 34000 | 1.93 | 78
CARRIER | 25VNA036A*030* | CNPV*4821AL*+UI | 59MN7B060C21**20 | 11 | 33800 | 5000 | 204430757 | ccASHP | HRCU-A-CB |  | 18.5 | 34400 | 1.9 | 79
CARRIER | 25VNA036A*030* | CNPV*4824AL*+UI | 59MN7B080C21**20 | 11 | 33800 | 5000 | 204430784 | ccASHP | HRCU-A-CB |  | 19 | 34200 | 1.94 | 79
CARRIER | 25VNA036A*030* | CNPV*4824AL*+UI | 59MN7B100C21**22 | 11 | 33800 | 5000 | 204430789 | ccASHP | HRCU-A-CB |  | 19 | 34000 | 1.93 | 78
CARRIER | 25VNA036A*030* | CNPV*6024AL*+UI | 59MN7B080C21**20 | 11 | 33800 | 5000 | 204430879 | ccASHP | HRCU-A-CB |  | 19.5 | 35000 | 1.95 | 78
CARRIER | 25VNA036A*030* | CNPV*6024AL*+UI | 59MN7B100C21**22 | 11 | 33800 | 5000 | 204430888 | ccASHP | HRCU-A-CB |  | 19.5 | 34800 | 1.97 | 78
CARRIER | 25VNA036A*030* | CSPH*4212AL*+UI | 59MN7B100C21**22 | 11 | 33800 | 5000 | 204431154 | ccASHP | HRCU-A-CB |  | 18.5 | 33400 | 1.94 | 79
CARRIER | 25VNA036A*030* | CSPH*4812AL*+UI | 59TN6B080C17**14 | 11 | 33800 | 5000 | 204431248 | ccASHP | HRCU-A-CB |  | 18.5 | 33400 | 1.92 | 80
CARRIER | 25VNA036A*030* | CSPH*4812AL*+UI | 59MN7B080C21**20 | 11 | 33800 | 5000 | 204431266 | ccASHP | HRCU-A-CB |  | 19 | 34200 | 1.95 | 79
CARRIER | 25VNA036A*030* | CSPH*4812AL*+UI | 59MN7B100C21**22 | 11 | 33800 | 5000 | 204431270 | ccASHP | HRCU-A-CB |  | 19 | 34000 | 1.97 | 78
BRYANT | 280ANV036*0**A* | CSPH*4812AL*+UI & 98(6*B,7*A)42080V17*** |  | 11 | 33800 | 5000 | 9893649 | ccASHP | HRCU-A-CB | Bryant® Extreme Heat Pump | 18.5 | 33600 | 2.22 | 76
BRYANT | 280ANV036*0**A* | CSPH*6012AL*+UI & 98(6*B,7*A)42060V17*** |  | 11 | 33800 | 5000 | 9893651 | ccASHP | HRCU-A-CB | Bryant® Extreme Heat Pump | 18 | 34200 | 2.35 | 76
BRYANT | 280ANV036*0**A* | CNPV*4821AL*+UI & 98(6*B,7MA)60060V21*** |  | 11 | 33800 | 5000 | 9893678 | ccASHP | HRCU-A-CB | Bryant® Extreme Heat Pump | 18.5 | 33800 | 2.22 | 76
BRYANT | 280ANV036*0**A* | CNPV*4821AL*+UI & 98(6*B,7*A)60080V21*** |  | 11 | 33800 | 5000 | 9893679 | ccASHP | HRCU-A-CB | Bryant® Extreme Heat Pump | 19 | 34000 | 2.32 | 76
BRYANT | 280ANV036*0**A* | CNPV*4821AL*+UI & 98(6*B,7*A)66100V21*** |  | 11 | 33800 | 5000 | 9893680 | ccASHP | HRCU-A-CB | Bryant® Extreme Heat Pump | 19 | 34200 | 2.37 | 76
BRYANT | 280ANV036*0**A* | CAP**4821AL*+UI | 986TC42060C17*** | 11 | 33800 | 5000 | 204430360 | ccASHP | HRCU-A-CB |  | 18.5 | 33400 | 2.31 | 80
BRYANT | 280ANV036*0**A* | CNPV*4824AL*+UI | 987MB60080C21*** | 11 | 33800 | 5000 | 204430787 | ccASHP | HRCU-A-CB |  | 19 | 34000 | 2.25 | 79
BRYANT | 280ANV036*0**A* | CNPV*4824AL*+UI | 987MB66100C21*** | 11 | 33800 | 5000 | 204430791 | ccASHP | HRCU-A-CB |  | 19 | 34000 | 2.23 | 78
BRYANT | 280ANV036*0**A* | CNPV*6024AL*+UI | 987MB60080C21*** | 11 | 33800 | 5000 | 204430884 | ccASHP | HRCU-A-CB |  | 19.5 | 34800 | 2.2 | 78
BRYANT | 280ANV036*0**A* | CNPV*6024AL*+UI | 987MB66100C21*** | 11 | 33800 | 5000 | 204430892 | ccASHP | HRCU-A-CB |  | 19.5 | 34800 | 2.19 | 78
BRYANT | 280ANV036*0**A* | CNPV*4821AL*+UI | 987MB60080C21*** | 11 | 33800 | 5000 | 204430735 | ccASHP | HRCU-A-CB |  | 19 | 34000 | 2.25 | 79
BRYANT | 280ANV036*0**A* | CNPV*4821AL*+UI | 987MB66100C21*** | 11 | 33800 | 5000 | 204430738 | ccASHP | HRCU-A-CB |  | 19 | 34200 | 2.23 | 78
BRYANT | 280ANV036*0**A* | CNPV*4821AL*+UI | 987MB60060C21*** | 11 | 33800 | 5000 | 204430759 | ccASHP | HRCU-A-CB |  | 18.5 | 33800 | 2.3 | 79
BRYANT | 280ANV036*0**A* | CNPV*4824AL*+UI & 98(6*B,7*A)60080V21*** |  | 11 | 33800 | 5000 | 9893682 | ccASHP | HRCU-A-CB | Bryant® Extreme Heat Pump | 19 | 34000 | 2.32 | 76
BRYANT | 280ANV036*0**A* | CNPV*4824AL*+UI & 98(6*B,7*A)66100V21*** |  | 11 | 33800 | 5000 | 9893683 | ccASHP | HRCU-A-CB | Bryant® Extreme Heat Pump | 19 | 34000 | 2.37 | 76
BRYANT | 280ANV036*0**A* | CNPV*6024AL*+UI & 98(6*B,7*A)60080V21*** |  | 11 | 33800 | 5000 | 9893685 | ccASHP | HRCU-A-CB | Bryant® Extreme Heat Pump | 19.5 | 34800 | 2.18 | 76
BRYANT | 280ANV036*0**A* | CNPV*6024AL*+UI & 98(6*B,7*A)66100V21*** |  | 11 | 33800 | 5000 | 9893686 | ccASHP | HRCU-A-CB | Bryant® Extreme Heat Pump | 19.5 | 34800 | 2.22 | 76
BRYANT | 280ANV036*0**A* | CSPH*4212AL*+UI & 98(6*B,7*A)66100V21*** |  | 11 | 33800 | 5000 | 9893692 | ccASHP | HRCU-A-CB | Bryant® Extreme Heat Pump | 18.5 | 33600 | 2.39 | 76
BRYANT | 280ANV036*0**A* | CSPH*4812AL*+UI & 98(6*B,7*A)60080V21*** |  | 11 | 33800 | 5000 | 9893694 | ccASHP | HRCU-A-CB | Bryant® Extreme Heat Pump | 19 | 34000 | 2.35 | 76
BRYANT | 280ANV036*0**A* | CSPH*4812AL*+UI & 98(6*B,7*A)66100V21*** |  | 11 | 33800 | 5000 | 9893695 | ccASHP | HRCU-A-CB | Bryant® Extreme Heat Pump | 19 | 34000 | 2.39 | 76
BRYANT | 280ANV036*0**A* | CSPH*6012AL*+UI & 98(6*B,7MA)60060V21*** |  | 11 | 33800 | 5000 | 9893696 | ccASHP | HRCU-A-CB | Bryant® Extreme Heat Pump | 18.5 | 34400 | 2.32 | 76
BRYANT | 280ANV036*0**A* | CSPH*4212AL*+UI | 987MB66100C21*** | 11 | 33800 | 5000 | 204431158 | ccASHP | HRCU-A-CB |  | 18.5 | 33600 | 2.25 | 79
BRYANT HEATING AND COOLING SYSTEMS | 284ANV036*0**A* | CNPV*4821AL*+UI | 83*CA48060C17*** | 11 | 33800 | 4000 | 206216170 | ASHP | HRCU-A-CB | EVOLUTION Extreme 24 HP | 20 | 33800
BRYANT HEATING AND COOLING SYSTEMS | 284ANV036*0**A* | CNPV*4821AL*+UI | 83*CA36040C17*** | 11 | 33800 | 4000 | 206216169 | ASHP | HRCU-A-CB | EVOLUTION Extreme 24 HP | 20 | 33800
CARRIER | 25VNA436A*030* | CNPV*4821AL*+UI | 58CU*A060C17**16 | 11 | 33800 | 4000 | 206070445 | ASHP | HRCU-A-CB | INFINITY 24 HP with GREENSPEED INTELLIGENCE | 20 | 33800
CARRIER | 25VNA436A*030* | CNPV*4821AL*+UI | 58CU*A040C17**12 | 11 | 33800 | 4000 | 206070444 | ASHP | HRCU-A-CB | INFINITY 24 HP with GREENSPEED INTELLIGENCE | 20 | 33800
CARRIER | 25VNA036A*030* | CNPV*4824AL*+UI | 59TN6B120C24**22 | 11 | 34000 | 5000 | 204430779 | ccASHP | HRCU-A-CB |  | 19 | 34400 | 1.95 | 78
BRYANT | 280ANV036*0**A* | CNPV*4824AL*+UI | 88*TA66135C24*** | 11 | 34000 | 5000 | 204430778 | ccASHP | HRCU-A-CB |  | 19.5 | 34400 | 2.21 | 78
BRYANT | 280ANV036*0**A* | CNPV*4824AL*+UI | 88*TA60070C21*** | 11 | 34000 | 5000 | 204430769 | ccASHP | HRCU-A-CB |  | 19.5 | 34200 | 2.27 | 78
BRYANT | 280ANV036*0**A* | CNPV*4821AL*+UI | 88*TA60070C21*** | 11 | 34000 | 5000 | 204430707 | ccASHP | HRCU-A-CB |  | 19.5 | 34200 | 2.27 | 78
CARRIER | 25VNA036A*030* | CNPV*4824AL*+UI & 59*N*A120V24**22 |  | 11 | 34000 | 5000 | 9892691 | ccASHP | HRCU-A-CB | Infinity® 20 Heat Pump with Greenspeed® Intelligence | 19 | 34200 | 2.41 | 77
CARRIER | 25VNA036A*030* | CAP**4221AL*+UI & 59*N*A080V21**20 |  | 11 | 34000 | 5000 | 9892709 | ccASHP | HRCU-A-CB | Infinity® 20 Heat Pump with Greenspeed® Intelligence | 18.5 | 33600 | 2.22 | 77
CARRIER | 25VNA036A*030* | CAP**4221AL*+UI & 59*N*A100V21**22 |  | 11 | 34000 | 5000 | 9892710 | ccASHP | HRCU-A-CB | Infinity® 20 Heat Pump with Greenspeed® Intelligence | 18.5 | 33600 | 2.28 | 77
CARRIER | 25VNA036A*030* | CAP**4224AL*+UI & 59*N*A080V21**20 |  | 11 | 34000 | 5000 | 9892712 | ccASHP | HRCU-A-CB | Infinity® 20 Heat Pump with Greenspeed® Intelligence | 18.5 | 33600 | 2.22 | 77
CARRIER | 25VNA036A*030* | CAP**4224AL*+UI & 59*N*A100V21**22 |  | 11 | 34000 | 5000 | 9892713 | ccASHP | HRCU-A-CB | Infinity® 20 Heat Pump with Greenspeed® Intelligence | 18.5 | 33600 | 2.28 | 77
CARRIER | 25VNA036A*030* | CNPV*4824AL*+UI & 59MN7A060V21**20 |  | 11 | 34000 | 5000 | 9892732 | ccASHP | HRCU-A-CB | Infinity® 20 Heat Pump with Greenspeed® Intelligence | 19 | 34000 | 2.28 | 77
CARRIER | 25VNA036A*030* | CSPH*4212AL*+UI & 59*N*A080V21**20 |  | 11 | 34000 | 5000 | 9892742 | ccASHP | HRCU-A-CB | Infinity® 20 Heat Pump with Greenspeed® Intelligence | 18.5 | 33400 | 2.33 | 77
CARRIER | 25VNA036A*030* | CNPV*4821AL*+UI | 58TN*A070C21**20 | 11 | 34000 | 5000 | 204430706 | ccASHP | HRCU-A-CB |  | 19.5 | 34000 | 1.92 | 78
CARRIER | 25VNA036A*030* | CNPV*4824AL*+UI | 58TN*A070C21**20 | 11 | 34000 | 5000 | 204430763 | ccASHP | HRCU-A-CB |  | 19.5 | 33800 | 1.92 | 78
CARRIER | 25VNA036A*030* | CNPV*4824AL*+UI | 58TN*A135C24**22 | 11 | 34000 | 5000 | 204430775 | ccASHP | HRCU-A-CB |  | 19.5 | 34400 | 1.95 | 78
BRYANT | 280ANV036*0**A* | CSPH*4212AL*+UI & 98(6*B,7*A)60080V21*** |  | 11 | 34000 | 5000 | 9893691 | ccASHP | HRCU-A-CB | Bryant® Extreme Heat Pump | 18.5 | 33400 | 2.33 | 77
CARRIER | 25VNA036A*030* | CNPV*4824AL*+UI | 59MN7B060C21**20 | 11 | 34000 | 5000 | 204430823 | ccASHP | HRCU-A-CB |  | 19 | 34400 | 1.9 | 79
CARRIER | 25VNA036A*030* | CSPH*4212AL*+UI | 59MN7B080C21**20 | 11 | 34000 | 5000 | 204431148 | ccASHP | HRCU-A-CB |  | 18.5 | 34000 | 1.94 | 78
BRYANT | 280ANV036*0**A* | CNPV*4824AL*+UI & 98(6*B,7*A)66120V24*** |  | 11 | 34000 | 5000 | 9893640 | ccASHP | HRCU-A-CB | Bryant® Extreme Heat Pump | 19 | 34200 | 2.41 | 77
BRYANT | 280ANV036*0**A* | CAP**4221AL*+UI & 98(6*B,7*A)60080V21*** |  | 11 | 34000 | 5000 | 9893658 | ccASHP | HRCU-A-CB | Bryant® Extreme Heat Pump | 18.5 | 33600 | 2.22 | 77
BRYANT | 280ANV036*0**A* | CAP**4221AL*+UI & 98(6*B,7*A)66100V21*** |  | 11 | 34000 | 5000 | 9893659 | ccASHP | HRCU-A-CB | Bryant® Extreme Heat Pump | 18.5 | 33600 | 2.28 | 77
BRYANT | 280ANV036*0**A* | CAP**4224AL*+UI & 98(6*B,7*A)60080V21*** |  | 11 | 34000 | 5000 | 9893661 | ccASHP | HRCU-A-CB | Bryant® Extreme Heat Pump | 18.5 | 33600 | 2.22 | 77
BRYANT | 280ANV036*0**A* | CAP**4224AL*+UI & 98(6*B,7*A)66100V21*** |  | 11 | 34000 | 5000 | 9893662 | ccASHP | HRCU-A-CB | Bryant® Extreme Heat Pump | 18.5 | 33600 | 2.28 | 77
BRYANT | 280ANV036*0**A* | CNPV*4824AL*+UI & 98(6*B,7MA)60060V21*** |  | 11 | 34000 | 5000 | 9893681 | ccASHP | HRCU-A-CB | Bryant® Extreme Heat Pump | 19 | 34000 | 2.28 | 77
BRYANT | 280ANV036*0**A* | CNPV*4824AL*+UI | 986TC66120C24*** | 11 | 34000 | 5000 | 204430781 | ccASHP | HRCU-A-CB |  | 19 | 34200 | 2.21 | 78
BRYANT | 280ANV036*0**A* | CNPV*4824AL*+UI | 987MB60060C21*** | 11 | 34000 | 5000 | 204430828 | ccASHP | HRCU-A-CB |  | 19 | 34000 | 2.3 | 79
BRYANT | 280ANV036*0**A* | CSPH*4212AL*+UI | 987MB60080C21*** | 11 | 34000 | 5000 | 204431151 | ccASHP | HRCU-A-CB |  | 18.5 | 33400 | 2.25 | 78
BRYANT HEATING AND COOLING SYSTEMS | 284ANV036*0**B* | CAP**4824AL*+UI | 83*CA60100C21*** | 11 | 34000 | 4000 | 206790512 | ASHP | HRCU-A-CB | EVOLUTION Extreme 24 HP | 21 | 33800
CARRIER | 25VNA436A*031* | CAP**4824AL*+UI | 58CU*A100C21**20 | 11 | 34000 | 4000 | 206788824 | ASHP | HRCU-A-CB | INFINITY 24 HP with GREENSPEED INTELLIGENCE | 21 | 33800
BRYANT HEATING AND COOLING SYSTEMS | 284ANV036*0**A* | CAP**4824AL*+UI | 83*CA60100C21*** | 11 | 34000 | 4000 | 206132571 | ASHP | HRCU-A-CB | EVOLUTION Extreme 24 HP | 21 | 33800
CARRIER | 25VNA436A*030* | CAP**4824AL*+UI | 58CU*A100C21**20 | 11 | 34000 | 4000 | 206070432 | ASHP | HRCU-A-CB | INFINITY 24 HP with GREENSPEED INTELLIGENCE | 21 | 33800
CARRIER | 25VNA036A*030* | CNPV*4821AL*+UI | 59MN7B080C17**14 | 11 | 34200 | 5000 | 204430165 | ccASHP | HRCU-A-CB |  | 18.5 | 33400 | 1.92 | 77
CARRIER | 25VNA036A*030* | CNPV*4821AL*+UI & 59*N*A080V17**14 |  | 11 | 34200 | 5000 | 9892690 | ccASHP | HRCU-A-CB | Infinity® 20 Heat Pump with Greenspeed® Intelligence | 18.5 | 34000 | 2.19 | 76
CARRIER | 25VNA036A*030* | CNPV*4821AL*+UI | 58TN*A045C17**12 | 11 | 34200 | 5000 | 204430699 | ccASHP | HRCU-A-CB |  | 18 | 33200 | 1.87 | 79
BRYANT | 280ANV036*0**A* | CNPV*4821AL*+UI | 986TC42080C17*** | 11 | 34200 | 5000 | 204430727 | ccASHP | HRCU-A-CB |  | 18.5 | 34000 | 2.33 | 79
BRYANT | 280ANV036*0**A* | CNPV*4821AL*+UI & 98(6*B,7*A)42080V17*** |  | 11 | 34200 | 5000 | 9893639 | ccASHP | HRCU-A-CB | Bryant® Extreme Heat Pump | 18.5 | 34000 | 2.19 | 76
BRYANT | 280ANV036*0**A* | CNPV*4821AL*+UI | 987MB42080C17*** | 11 | 34200 | 5000 | 204430166 | ccASHP | HRCU-A-CB |  | 18.5 | 34000 | 2.25 | 77
BRYANT | 280ANV036*0**A* | CNPV*4821AL*+UI | 88*TA36045C17*** | 11 | 34200 | 5000 | 204430700 | ccASHP | HRCU-A-CB |  | 18 | 33800 | 2.37 | 79
CARRIER | 25VNA036A*030* | CNPV*4821AL*+UI | 59TN6B080C17**14 | 11 | 34200 | 5000 | 204430726 | ccASHP | HRCU-A-CB |  | 18.5 | 33600 | 1.89 | 79
CARRIER | 25VNA436A*031* | CAP**6024AL*+UI | 58TN*A090C21**20 | 11 | 34400 | 5000 | 206788653 | ccASHP | HRCU-A-CB |  | 21.5 | 34400 | 2.14 | 80
CARRIER | 25VNA436A*031* | CAP**6024AL*+UI | 58TN*A135C24**22 | 11 | 34400 | 5000 | 206788654 | ccASHP | HRCU-A-CB |  | 21.5 | 34400 | 2.16 | 80
CARRIER | 25VNA436A*031* | CAP**6024AL*+UI | 59TN6B120C24**22 | 11 | 34400 | 5000 | 206788655 | ccASHP | HRCU-A-CB |  | 21.5 | 34400 | 2.14 | 80
CARRIER | 25VNA436A*030* | CAP**6024AL*+UI | 58TN*A135C24**22 | 11 | 34400 | 5000 | 205272590 | ccASHP | HRCU-A-CB |  | 21.5 | 34400 | 2.16 | 80
CARRIER | 25VNA436A*030* | CAP**6024AL*+UI | 59TN6B120C24**22 | 11 | 34400 | 5000 | 205272591 | ccASHP | HRCU-A-CB |  | 21.5 | 34400 | 2.14 | 80
CARRIER | 25VNA436A*030* | CAP**6024AL*+UI | 58TN*A110C21**20 | 11 | 34400 | 5000 | 205272597 | ccASHP | HRCU-A-CB |  | 21 | 34400 | 2.14 | 80
CARRIER | 25VNA436A*031* | CAP**6024AL*+UI | 58TN*A110C21**20 | 11 | 34400 | 5000 | 206788661 | ccASHP | HRCU-A-CB |  | 21 | 34400 | 2.14 | 80
CARRIER | 25VNA436A*030* | CAP**6024AL*+UI | 58TN*A090C21**20 | 11 | 34400 | 5000 | 205272589 | ccASHP | HRCU-A-CB |  | 21.5 | 34400 | 2.14 | 80
CARRIER | 25VNA036A*030* | CSPH*4212AL*+UI | 58TN*A070C21**20 | 11 | 34400 | 5000 | 204431101 | ccASHP | HRCU-A-CB |  | 19 | 34200 | 1.92 | 77
CARRIER | 25VNA036A*030* | CSPH*4212AL*+UI | 58TN*A135C24**22 | 11 | 34400 | 5000 | 204431116 | ccASHP | HRCU-A-CB |  | 19.5 | 34400 | 1.95 | 77
CARRIER | 25VNA036A*030* | CSPH*4212AL*+UI | 59TN6B120C24**22 | 11 | 34400 | 5000 | 204431132 | ccASHP | HRCU-A-CB |  | 18.5 | 33600 | 1.93 | 77
CARRIER | 25VNA036A*030* | CSPH*4812AL*+UI | 58TN*A135C24**22 | 11 | 34400 | 5000 | 204431232 | ccASHP | HRCU-A-CB |  | 19.5 | 34600 | 1.98 | 77
BRYANT | 284ANV036*0**A* | CAP**6024AL*+UI | 88*TA60090C21*** | 11 | 34400 | 5000 | 205274018 | ccASHP | HRCU-A-CB |  | 21.5 | 34400 | 2.14 | 80
BRYANT | 284ANV036*0**A* | CAP**6024AL*+UI | 88*TA66135C24*** | 11 | 34400 | 5000 | 205274019 | ccASHP | HRCU-A-CB |  | 21.5 | 34400 | 2.16 | 80
BRYANT | 284ANV036*0**A* | CAP**6024AL*+UI | 986TC66120C24*** | 11 | 34400 | 5000 | 205274020 | ccASHP | HRCU-A-CB |  | 21.5 | 34400 | 2.14 | 80
BRYANT | 284ANV036*0**A* | CAP**6024AL*+UI | 88*TA60110C21*** | 11 | 34400 | 5000 | 205274026 | ccASHP | HRCU-A-CB |  | 21 | 34400 | 2.14 | 80
BRYANT | 280ANV036*0**A* | CSPH*4812AL*+UI | 88*TA66135C24*** | 11 | 34400 | 5000 | 204431236 | ccASHP | HRCU-A-CB |  | 19.5 | 34200 | 2.18 | 77
BRYANT | 280ANV036*0**A* | CSPH*4212AL*+UI | 88*TA60070C21*** | 11 | 34400 | 5000 | 204431107 | ccASHP | HRCU-A-CB |  | 19 | 34000 | 2.27 | 77
BRYANT | 280ANV036*0**A* | CSPH*4212AL*+UI | 88*TA66135C24*** | 11 | 34400 | 5000 | 204431119 | ccASHP | HRCU-A-CB |  | 19.5 | 34000 | 2.21 | 77
BRYANT | 280ANV036*0**A* | CSPH*4212AL*+UI | 986TC66120C24*** | 11 | 34400 | 5000 | 204431133 | ccASHP | HRCU-A-CB |  | 18.5 | 33800 | 2.23 | 77
CARRIER | 25VNA436A*030* | CAP**3721AL*+UI | 59CU5A080C21**20 | 11 | 34400 | 4000 | 206132614 | ASHP | HRCU-A-CB | INFINITY 24 HP with GREENSPEED INTELLIGENCE | 21 | 34400
TRANE | 4TWL9036A1 | 4PX*DU48BS3 | *UD2D120ACV5 | 11 | 34400 | 4000 | 201921797 | ASHP | HRCU-A-CB | XV19 | 17.5 | 36800
CARRIER | 25VNA436A*030* | CAP**3721AL*+UI | 58CU*A100C21**20 | 11 | 34400 | 4000 | 206132545 | ASHP | HRCU-A-CB | INFINITY 24 HP with GREENSPEED INTELLIGENCE | 20 | 34400
BRYANT HEATING AND COOLING SYSTEMS | 284ANV036*0**A* | CAP**3721AL*+UI | 83*CA60100C21*** | 11 | 34400 | 4000 | 206132546 | ASHP | HRCU-A-CB | EVOLUTION Extreme 24 HP | 20 | 34400
CARRIER | 25VNA436A*030* | CAP**4821AL*+UI | 58CU*A040C17**12 | 11 | 34400 | 4000 | 206132563 | ASHP | HRCU-A-CB | INFINITY 24 HP with GREENSPEED INTELLIGENCE | 21 | 33800
BRYANT HEATING AND COOLING SYSTEMS | 284ANV036*0**A* | CAP**4821AL*+UI | 83*CA36040C17*** | 11 | 34400 | 4000 | 206132564 | ASHP | HRCU-A-CB | EVOLUTION Extreme 24 HP | 21 | 33800
CARRIER | 25VNA436A*030* | CAP**4821AL*+UI | 58CU*A060C17**16 | 11 | 34400 | 4000 | 206132565 | ASHP | HRCU-A-CB | INFINITY 24 HP with GREENSPEED INTELLIGENCE | 21 | 33800
BRYANT HEATING AND COOLING SYSTEMS | 284ANV036*0**A* | CAP**4821AL*+UI | 83*CA48060C17*** | 11 | 34400 | 4000 | 206132566 | ASHP | HRCU-A-CB | EVOLUTION Extreme 24 HP | 21 | 33800
BRYANT HEATING AND COOLING SYSTEMS | 284ANV036*0**A* | CAP**4824AL*+UI | 83*CA60080C21*** | 11 | 34400 | 4000 | 206132570 | ASHP | HRCU-A-CB | EVOLUTION Extreme 24 HP | 21 | 33800
CARRIER | 25VNA436A*030* | CAP**3721AL*+UI | 59CU5A100C21**22 | 11 | 34400 | 4000 | 206132616 | ASHP | HRCU-A-CB | INFINITY 24 HP with GREENSPEED INTELLIGENCE | 21 | 34600
BRYANT HEATING AND COOLING SYSTEMS | 284ANV036*0**A* | CAP**3721AL*+UI | 935CA66100C21*** | 11 | 34400 | 4000 | 206132617 | ASHP | HRCU-A-CB | EVOLUTION Extreme 24 HP | 21 | 34600
CARRIER | 25VNA436A*030* | CAP**4824AL*+UI | 59CU5A100C21**22 | 11 | 34400 | 4000 | 206132642 | ASHP | HRCU-A-CB | INFINITY 24 HP with GREENSPEED INTELLIGENCE | 21 | 33800
BRYANT HEATING AND COOLING SYSTEMS | 284ANV036*0**A* | CAP**4824AL*+UI | 935CA66100C21*** | 11 | 34400 | 4000 | 206132643 | ASHP | HRCU-A-CB | EVOLUTION Extreme 24 HP | 21 | 33800
CARRIER | 25VNA436A*030* | CAP**3721AL*+UI | 58CU*A060C17**16 | 11 | 34400 | 4000 | 206132543 | ASHP | HRCU-A-CB | INFINITY 24 HP with GREENSPEED INTELLIGENCE | 21 | 34400
BRYANT HEATING AND COOLING SYSTEMS | 284ANV036*0**A* | CAP**3721AL*+UI | 83*CA48060C17*** | 11 | 34400 | 4000 | 206132544 | ASHP | HRCU-A-CB | EVOLUTION Extreme 24 HP | 21 | 34400
CARRIER | 25VNA436A*031* | CAP**4824AL*+UI | 59CU5A100C21**22 | 11 | 34400 | 4000 | 206788858 | ASHP | HRCU-A-CB | INFINITY 24 HP with GREENSPEED INTELLIGENCE | 21 | 33800
CARRIER | 25VNA436A*031* | CAP**3721AL*+UI | 58CU*A100C21**20 | 11 | 34400 | 4000 | 206788808 | ASHP | HRCU-A-CB | INFINITY 24 HP with GREENSPEED INTELLIGENCE | 20 | 34400
CARRIER | 25VNA436A*031* | CAP**3721AL*+UI | 59CU5A080C21**20 | 11 | 34400 | 4000 | 206788844 | ASHP | HRCU-A-CB | INFINITY 24 HP with GREENSPEED INTELLIGENCE | 21 | 34400
CARRIER | 25VNA436A*031* | CAP**3721AL*+UI | 59CU5A100C21**22 | 11 | 34400 | 4000 | 206788845 | ASHP | HRCU-A-CB | INFINITY 24 HP with GREENSPEED INTELLIGENCE | 21 | 34600
BRYANT HEATING AND COOLING SYSTEMS | 284ANV036*0**B* | CAP**6024AL*+UI | 88*TA66135C24*** | 11 | 34400 | 4000 | 206790342 | ASHP | HRCU-A-CB | EVOLUTION Extreme 24 HP | 21.5 | 34400
BRYANT HEATING AND COOLING SYSTEMS | 284ANV036*0**B* | CAP**6024AL*+UI | 986TC66120C24*** | 11 | 34400 | 4000 | 206790343 | ASHP | HRCU-A-CB | EVOLUTION Extreme 24 HP | 21.5 | 34400
CARRIER | 25VNA436A*031* | CAP**3721AL*+UI | 58CU*A060C17**16 | 11 | 34400 | 4000 | 206788807 | ASHP | HRCU-A-CB | INFINITY 24 HP with GREENSPEED INTELLIGENCE | 21 | 34400
CARRIER | 25VNA436A*031* | CAP**4821AL*+UI | 58CU*A040C17**12 | 11 | 34400 | 4000 | 206788819 | ASHP | HRCU-A-CB | INFINITY 24 HP with GREENSPEED INTELLIGENCE | 21 | 33800
CARRIER | 25VNA436A*031* | CAP**4821AL*+UI | 58CU*A060C17**16 | 11 | 34400 | 4000 | 206788820 | ASHP | HRCU-A-CB | INFINITY 24 HP with GREENSPEED INTELLIGENCE | 21 | 33800
CARRIER | 25VNA436A*031* | CAP**4824AL*+UI | 58CU*A080C21**20 | 11 | 34400 | 4000 | 206788823 | ASHP | HRCU-A-CB | INFINITY 24 HP with GREENSPEED INTELLIGENCE | 21 | 33800
CARRIER | 25VNA436A*030* | CAP**4824AL*+UI | 58CU*A080C21**20 | 11 | 34400 | 4000 | 206070431 | ASHP | HRCU-A-CB | INFINITY 24 HP with GREENSPEED INTELLIGENCE | 21 | 33800
BRYANT HEATING AND COOLING SYSTEMS | 284ANV036*0**B* | CAP**3721AL*+UI | 83*CA48060C17*** | 11 | 34400 | 4000 | 206790495 | ASHP | HRCU-A-CB | EVOLUTION Extreme 24 HP | 21 | 34400
BRYANT HEATING AND COOLING SYSTEMS | 284ANV036*0**B* | CAP**4821AL*+UI | 83*CA36040C17*** | 11 | 34400 | 4000 | 206790507 | ASHP | HRCU-A-CB | EVOLUTION Extreme 24 HP | 21 | 33800
BRYANT HEATING AND COOLING SYSTEMS | 284ANV036*0**B* | CAP**4821AL*+UI | 83*CA48060C17*** | 11 | 34400 | 4000 | 206790508 | ASHP | HRCU-A-CB | EVOLUTION Extreme 24 HP | 21 | 33800
BRYANT HEATING AND COOLING SYSTEMS | 284ANV036*0**B* | CAP**4824AL*+UI | 83*CA60080C21*** | 11 | 34400 | 4000 | 206790511 | ASHP | HRCU-A-CB | EVOLUTION Extreme 24 HP | 21 | 33800
BRYANT HEATING AND COOLING SYSTEMS | 284ANV036*0**B* | CAP**3721AL*+UI | 83*CA60100C21*** | 11 | 34400 | 4000 | 206790496 | ASHP | HRCU-A-CB | EVOLUTION Extreme 24 HP | 20 | 34400
BRYANT HEATING AND COOLING SYSTEMS | 284ANV036*0**B* | CAP**3721AL*+UI | 935CA60080C21*** | 11 | 34400 | 4000 | 206790532 | ASHP | HRCU-A-CB | EVOLUTION Extreme 24 HP | 21 | 34400
BRYANT HEATING AND COOLING SYSTEMS | 284ANV036*0**B* | CAP**3721AL*+UI | 935CA66100C21*** | 11 | 34400 | 4000 | 206790533 | ASHP | HRCU-A-CB | EVOLUTION Extreme 24 HP | 21 | 34600
BRYANT HEATING AND COOLING SYSTEMS | 284ANV036*0**B* | CAP**4824AL*+UI | 935CA66100C21*** | 11 | 34400 | 4000 | 206790546 | ASHP | HRCU-A-CB | EVOLUTION Extreme 24 HP | 21 | 33800
BRYANT HEATING AND COOLING SYSTEMS | 284ANV036*0**B* | CAP**6024AL*+UI | 88*TA60090C21*** | 11 | 34400 | 4000 | 206790341 | ASHP | HRCU-A-CB | EVOLUTION Extreme 24 HP | 21.5 | 34400
BRYANT HEATING AND COOLING SYSTEMS | 284ANV036*0**B* | CAP**6024AL*+UI | 88*TA60110C21*** | 11 | 34400 | 4000 | 206790349 | ASHP | HRCU-A-CB | EVOLUTION Extreme 24 HP | 21 | 34400
TRANE | 4TWL9036A1 | 4PX*CU48BS3 | *UD2C100ACV5 | 11 | 34400 | 4000 | 201921761 | ASHP | HRCU-A-CB | XV19 | 17.5 | 37000
BRYANT HEATING AND COOLING SYSTEMS | 284ANV036*0**A* | CAP**3721AL*+UI | 935CA60080C21*** | 11 | 34400 | 4000 | 206132615 | ASHP | HRCU-A-CB | EVOLUTION Extreme 24 HP | 21 | 34400
BRYANT | 284ANV036*0**A* | CAP**6124AL*+UI | 88*TA66135C24*** | 11 | 34600 | 5000 | 205274045 | ccASHP | HRCU-A-CB |  | 22 | 35000 | 2.18 | 80
CARRIER | 25VNA436A*030* | CSPH*6012AL*+UI | 58TN*A135C24**22 | 11 | 34600 | 5000 | 205272746 | ccASHP | HRCU-A-CB |  | 20 | 34600 | 2.19 | 80
BRYANT | 280ANV036*0**A* | CSPH*4812AL*+UI | 88*TA60070C21*** | 11 | 34600 | 5000 | 204431220 | ccASHP | HRCU-A-CB |  | 19 | 34000 | 2.23 | 77
BRYANT | 280ANV036*0**A* | CSPH*4212AL*+UI | 88*TA36045C17*** | 11 | 34600 | 5000 | 204431088 | ccASHP | HRCU-A-CB |  | 17 | 33800 | 2.37 | 78
BRYANT | 280ANV036*0**A* | CSPH*4212AL*+UI & 98(6*B,7*A)66120V24*** |  | 11 | 34600 | 5000 | 9893647 | ccASHP | HRCU-A-CB | Bryant® Extreme Heat Pump | 18.5 | 33800 | 2.3 | 77
BRYANT | 284ANV036*0**A* | CAP**6024AL*+UI | 987MB60080C21*** | 11 | 34600 | 5000 | 205274021 | ccASHP | HRCU-A-CB |  | 21.5 | 34200 | 2.13 | 80
BRYANT | 284ANV036*0**A* | CAP**6024AL*+UI | 987MB66100C21*** | 11 | 34600 | 5000 | 205274022 | ccASHP | HRCU-A-CB |  | 21.5 | 34400 | 2.14 | 80
BRYANT | 284ANV036*0**A* | CAP**6024AL*+UI | 987MB66120C24*** | 11 | 34600 | 5000 | 205274023 | ccASHP | HRCU-A-CB |  | 21 | 34200 | 2.13 | 80
BRYANT | 284ANV036*0**A* | CAP**6024AL*+UI | 986TC60080C21*** | 11 | 34600 | 5000 | 205274024 | ccASHP | HRCU-A-CB |  | 21.5 | 34200 | 2.13 | 80
BRYANT | 284ANV036*0**A* | CAP**6024AL*+UI | 986TC66100C21*** | 11 | 34600 | 5000 | 205274025 | ccASHP | HRCU-A-CB |  | 21.5 | 34400 | 2.14 | 80
CARRIER | 25VNA036A*030* | CSPH*4212AL*+UI | 58TN*A045C17**12 | 11 | 34600 | 5000 | 204431083 | ccASHP | HRCU-A-CB |  | 17 | 33400 | 1.87 | 78
CARRIER | 25VNA036A*030* | CSPH*4812AL*+UI | 58TN*A045C17**12 | 11 | 34600 | 5000 | 204431207 | ccASHP | HRCU-A-CB |  | 18 | 33400 | 1.9 | 78
CARRIER | 25VNA036A*030* | CSPH*4812AL*+UI | 58TN*A070C21**20 | 11 | 34600 | 5000 | 204431218 | ccASHP | HRCU-A-CB |  | 19 | 34400 | 1.95 | 77
CARRIER | 25VNA036A*030* | CSPH*4212AL*+UI & 59*N*A120V24**22 |  | 11 | 34600 | 5000 | 9892698 | ccASHP | HRCU-A-CB | Infinity® 20 Heat Pump with Greenspeed® Intelligence | 18.5 | 33800 | 2.3 | 77
BRYANT | 284ANV036*0**A* | CSPH*6012AL*+UI | 88*TA60090C21*** | 11 | 34600 | 5000 | 205274174 | ccASHP | HRCU-A-CB |  | 20 | 34600 | 2.18 | 80
BRYANT | 284ANV036*0**A* | CSPH*6012AL*+UI | 88*TA66135C24*** | 11 | 34600 | 5000 | 205274175 | ccASHP | HRCU-A-CB |  | 20 | 34600 | 2.19 | 80
CARRIER | 25VNA436A*031* | CAP**6024AL*+UI | 59MN7B080C21**20 | 11 | 34600 | 5000 | 206788656 | ccASHP | HRCU-A-CB |  | 21.5 | 34200 | 2.13 | 80
CARRIER | 25VNA436A*031* | CAP**6024AL*+UI | 59MN7B100C21**22 | 11 | 34600 | 5000 | 206788657 | ccASHP | HRCU-A-CB |  | 21.5 | 34400 | 2.14 | 80
CARRIER | 25VNA436A*031* | CAP**6024AL*+UI | 59MN7B120C24**22 | 11 | 34600 | 5000 | 206788658 | ccASHP | HRCU-A-CB |  | 21 | 34200 | 2.13 | 80
CARRIER | 25VNA436A*031* | CAP**6024AL*+UI | 59TN6B080C21**20 | 11 | 34600 | 5000 | 206788659 | ccASHP | HRCU-A-CB |  | 21.5 | 34200 | 2.13 | 80
CARRIER | 25VNA436A*031* | CAP**6024AL*+UI | 59TN6B100C21**22 | 11 | 34600 | 5000 | 206788660 | ccASHP | HRCU-A-CB |  | 21.5 | 34400 | 2.14 | 80
CARRIER | 25VNA436A*031* | CAP**6124AL*+UI | 58TN*A135C24**22 | 11 | 34600 | 5000 | 206788678 | ccASHP | HRCU-A-CB |  | 22 | 35000 | 2.18 | 80
CARRIER | 25VNA436A*030* | CAP**6024AL*+UI | 59MN7B080C21**20 | 11 | 34600 | 5000 | 205272592 | ccASHP | HRCU-A-CB |  | 21.5 | 34200 | 2.13 | 80
CARRIER | 25VNA436A*030* | CAP**6024AL*+UI | 59MN7B100C21**22 | 11 | 34600 | 5000 | 205272593 | ccASHP | HRCU-A-CB |  | 21.5 | 34400 | 2.14 | 80
CARRIER | 25VNA436A*030* | CAP**6024AL*+UI | 59MN7B120C24**22 | 11 | 34600 | 5000 | 205272594 | ccASHP | HRCU-A-CB |  | 21 | 34200 | 2.13 | 80
CARRIER | 25VNA436A*030* | CAP**6024AL*+UI | 59TN6B080C21**20 | 11 | 34600 | 5000 | 205272595 | ccASHP | HRCU-A-CB |  | 21.5 | 34200 | 2.13 | 80
CARRIER | 25VNA436A*030* | CAP**6024AL*+UI | 59TN6B100C21**22 | 11 | 34600 | 5000 | 205272596 | ccASHP | HRCU-A-CB |  | 21.5 | 34400 | 2.14 | 80
CARRIER | 25VNA436A*030* | CAP**6124AL*+UI | 58TN*A135C24**22 | 11 | 34600 | 5000 | 205272616 | ccASHP | HRCU-A-CB |  | 22 | 35000 | 2.18 | 80
CARRIER | 25VNA436A*031* | CSPH*6012AL*+UI | 58TN*A090C21**20 | 11 | 34600 | 5000 | 206788790 | ccASHP | HRCU-A-CB |  | 20 | 34600 | 2.18 | 80
CARRIER | 25VNA436A*031* | CSPH*6012AL*+UI | 58TN*A135C24**22 | 11 | 34600 | 5000 | 206788791 | ccASHP | HRCU-A-CB |  | 20 | 34600 | 2.19 | 80
CARRIER | 25VNA436A*030* | CSPH*6012AL*+UI | 58TN*A090C21**20 | 11 | 34600 | 5000 | 205272745 | ccASHP | HRCU-A-CB |  | 20 | 34600 | 2.18 | 80
BRYANT | 280ANV036*0**A* | CSPH*4812AL*+UI | 88*TA36045C17*** | 11 | 34600 | 5000 | 204431210 | ccASHP | HRCU-A-CB |  | 18 | 34000 | 2.33 | 78
BRYANT HEATING AND COOLING SYSTEMS | 284ANV036*0**B* | CAP**4321AL*+UI | 83*CA60100C21*** | 11 | 34600 | 4000 | 206790506 | ASHP | HRCU-A-CB | EVOLUTION Extreme 24 HP | 21 | 34400
BRYANT HEATING AND COOLING SYSTEMS | 284ANV036*0**B* | CAP**4821AL*+UI | 935CA60080C21*** | 11 | 34600 | 4000 | 206790543 | ASHP | HRCU-A-CB | EVOLUTION Extreme 24 HP | 21 | 33800
BRYANT HEATING AND COOLING SYSTEMS | 284ANV036*0**B* | CAP**4824AL*+UI | 935CA60080C21*** | 11 | 34600 | 4000 | 206790545 | ASHP | HRCU-A-CB | EVOLUTION Extreme 24 HP | 21 | 33800
CARRIER | 25VNA436A*030* | CAP**4821AL*+UI | 58CU*A080C21**20 | 11 | 34600 | 4000 | 206070430 | ASHP | HRCU-A-CB | INFINITY 24 HP with GREENSPEED INTELLIGENCE | 21 | 33800
CARRIER | 25VNA436A*030* | CAP**4321AL*+UI | 58CU*A040C17**12 | 11 | 34600 | 4000 | 206132556 | ASHP | HRCU-A-CB | INFINITY 24 HP with GREENSPEED INTELLIGENCE | 21 | 34400
BRYANT HEATING AND COOLING SYSTEMS | 284ANV036*0**A* | CAP**4321AL*+UI | 83*CA36040C17*** | 11 | 34600 | 4000 | 206132557 | ASHP | HRCU-A-CB | EVOLUTION Extreme 24 HP | 21 | 34400
CARRIER | 25VNA436A*030* | CAP**4321AL*+UI | 58CU*A060C17**16 | 11 | 34600 | 4000 | 206132558 | ASHP | HRCU-A-CB | INFINITY 24 HP with GREENSPEED INTELLIGENCE | 21 | 34400
BRYANT HEATING AND COOLING SYSTEMS | 284ANV036*0**A* | CAP**4321AL*+UI | 83*CA48060C17*** | 11 | 34600 | 4000 | 206132559 | ASHP | HRCU-A-CB | EVOLUTION Extreme 24 HP | 21 | 34400
CARRIER | 25VNA436A*030* | CAP**4321AL*+UI | 58CU*A100C21**20 | 11 | 34600 | 4000 | 206132561 | ASHP | HRCU-A-CB | INFINITY 24 HP with GREENSPEED INTELLIGENCE | 21 | 34400
BRYANT HEATING AND COOLING SYSTEMS | 284ANV036*0**A* | CAP**4321AL*+UI | 83*CA60100C21*** | 11 | 34600 | 4000 | 206132562 | ASHP | HRCU-A-CB | EVOLUTION Extreme 24 HP | 21 | 34400
BRYANT HEATING AND COOLING SYSTEMS | 284ANV036*0**A* | CAP**4821AL*+UI | 83*CA60080C21*** | 11 | 34600 | 4000 | 206132567 | ASHP | HRCU-A-CB | EVOLUTION Extreme 24 HP | 21 | 33800
CARRIER | 25VNA436A*030* | CAP**4821AL*+UI | 59CU5A080C21**20 | 11 | 34600 | 4000 | 206132636 | ASHP | HRCU-A-CB | INFINITY 24 HP with GREENSPEED INTELLIGENCE | 21 | 33800
BRYANT HEATING AND COOLING SYSTEMS | 284ANV036*0**A* | CAP**4821AL*+UI | 935CA60080C21*** | 11 | 34600 | 4000 | 206132637 | ASHP | HRCU-A-CB | EVOLUTION Extreme 24 HP | 21 | 33800
CARRIER | 25VNA436A*030* | CAP**4824AL*+UI | 59CU5A080C21**20 | 11 | 34600 | 4000 | 206132640 | ASHP | HRCU-A-CB | INFINITY 24 HP with GREENSPEED INTELLIGENCE | 21 | 33800
BRYANT HEATING AND COOLING SYSTEMS | 284ANV036*0**A* | CAP**4824AL*+UI | 935CA60080C21*** | 11 | 34600 | 4000 | 206132641 | ASHP | HRCU-A-CB | EVOLUTION Extreme 24 HP | 21 | 33800
CARRIER | 25VNA436A*030* | CAP**3721AL*+UI | 58CU*A040C17**12 | 11 | 34600 | 4000 | 206132541 | ASHP | HRCU-A-CB | INFINITY 24 HP with GREENSPEED INTELLIGENCE | 21 | 34400
BRYANT HEATING AND COOLING SYSTEMS | 284ANV036*0**A* | CAP**3721AL*+UI | 83*CA36040C17*** | 11 | 34600 | 4000 | 206132542 | ASHP | HRCU-A-CB | EVOLUTION Extreme 24 HP | 21 | 34400
CARRIER | 25VNA436A*031* | CAP**4821AL*+UI | 59CU5A080C21**20 | 11 | 34600 | 4000 | 206788855 | ASHP | HRCU-A-CB | INFINITY 24 HP with GREENSPEED INTELLIGENCE | 21 | 33800
CARRIER | 25VNA436A*031* | CAP**4824AL*+UI | 59CU5A080C21**20 | 11 | 34600 | 4000 | 206788857 | ASHP | HRCU-A-CB | INFINITY 24 HP with GREENSPEED INTELLIGENCE | 21 | 33800
CARRIER | 25VNA436A*031* | CAP**4321AL*+UI | 58CU*A100C21**20 | 11 | 34600 | 4000 | 206788818 | ASHP | HRCU-A-CB | INFINITY 24 HP with GREENSPEED INTELLIGENCE | 21 | 34400
BRYANT HEATING AND COOLING SYSTEMS | 284ANV036*0**B* | CSPH*6012AL*+UI | 88*TA66135C24*** | 11 | 34600 | 4000 | 206790479 | ASHP | HRCU-A-CB | EVOLUTION Extreme 24 HP | 20 | 34600
BRYANT HEATING AND COOLING SYSTEMS | 284ANV036*0**B* | CAP**6024AL*+UI | 987MB60080C21*** | 11 | 34600 | 4000 | 206790344 | ASHP | HRCU-A-CB | EVOLUTION Extreme 24 HP | 21.5 | 34200
BRYANT HEATING AND COOLING SYSTEMS | 284ANV036*0**B* | CAP**6024AL*+UI | 987MB66100C21*** | 11 | 34600 | 4000 | 206790345 | ASHP | HRCU-A-CB | EVOLUTION Extreme 24 HP | 21.5 | 34400
BRYANT HEATING AND COOLING SYSTEMS | 284ANV036*0**B* | CAP**6024AL*+UI | 987MB66120C24*** | 11 | 34600 | 4000 | 206790346 | ASHP | HRCU-A-CB | EVOLUTION Extreme 24 HP | 21 | 34200
BRYANT HEATING AND COOLING SYSTEMS | 284ANV036*0**B* | CAP**6024AL*+UI | 986TC60080C21*** | 11 | 34600 | 4000 | 206790347 | ASHP | HRCU-A-CB | EVOLUTION Extreme 24 HP | 21.5 | 34200
BRYANT HEATING AND COOLING SYSTEMS | 284ANV036*0**B* | CAP**6024AL*+UI | 986TC66100C21*** | 11 | 34600 | 4000 | 206790348 | ASHP | HRCU-A-CB | EVOLUTION Extreme 24 HP | 21.5 | 34400
BRYANT HEATING AND COOLING SYSTEMS | 284ANV036*0**B* | CAP**6124AL*+UI | 88*TA66135C24*** | 11 | 34600 | 4000 | 206790366 | ASHP | HRCU-A-CB | EVOLUTION Extreme 24 HP | 22 | 35000
CARRIER | 25VNA436A*031* | CAP**3721AL*+UI | 58CU*A040C17**12 | 11 | 34600 | 4000 | 206788806 | ASHP | HRCU-A-CB | INFINITY 24 HP with GREENSPEED INTELLIGENCE | 21 | 34400
CARRIER | 25VNA436A*031* | CAP**4321AL*+UI | 58CU*A040C17**12 | 11 | 34600 | 4000 | 206788815 | ASHP | HRCU-A-CB | INFINITY 24 HP with GREENSPEED INTELLIGENCE | 21 | 34400
CARRIER | 25VNA436A*031* | CAP**4321AL*+UI | 58CU*A060C17**16 | 11 | 34600 | 4000 | 206788816 | ASHP | HRCU-A-CB | INFINITY 24 HP with GREENSPEED INTELLIGENCE | 21 | 34400
CARRIER | 25VNA436A*031* | CAP**4821AL*+UI | 58CU*A080C21**20 | 11 | 34600 | 4000 | 206788821 | ASHP | HRCU-A-CB | INFINITY 24 HP with GREENSPEED INTELLIGENCE | 21 | 33800
BRYANT HEATING AND COOLING SYSTEMS | 284ANV036*0**B* | CSPH*6012AL*+UI | 88*TA60090C21*** | 11 | 34600 | 4000 | 206790478 | ASHP | HRCU-A-CB | EVOLUTION Extreme 24 HP | 20 | 34600
BRYANT HEATING AND COOLING SYSTEMS | 284ANV036*0**B* | CAP**3721AL*+UI | 83*CA36040C17*** | 11 | 34600 | 4000 | 206790494 | ASHP | HRCU-A-CB | EVOLUTION Extreme 24 HP | 21 | 34400
BRYANT HEATING AND COOLING SYSTEMS | 284ANV036*0**B* | CAP**4321AL*+UI | 83*CA36040C17*** | 11 | 34600 | 4000 | 206790503 | ASHP | HRCU-A-CB | EVOLUTION Extreme 24 HP | 21 | 34400
BRYANT HEATING AND COOLING SYSTEMS | 284ANV036*0**B* | CAP**4321AL*+UI | 83*CA48060C17*** | 11 | 34600 | 4000 | 206790504 | ASHP | HRCU-A-CB | EVOLUTION Extreme 24 HP | 21 | 34400
BRYANT HEATING AND COOLING SYSTEMS | 284ANV036*0**B* | CAP**4821AL*+UI | 83*CA60080C21*** | 11 | 34600 | 4000 | 206790509 | ASHP | HRCU-A-CB | EVOLUTION Extreme 24 HP | 21 | 33800
BRYANT | 284ANV036*0**A* | CAP**6124AL*+UI | 88*TA60090C21*** | 11 | 34800 | 5000 | 205274044 | ccASHP | HRCU-A-CB |  | 22 | 34800 | 2.18 | 80
BRYANT | 284ANV036*0**A* | CAP**6124AL*+UI | 986TC66120C24*** | 11 | 34800 | 5000 | 205274046 | ccASHP | HRCU-A-CB |  | 21.5 | 34800 | 2.18 | 80
CARRIER | 25VNA436A*030* | CSPH*6012AL*+UI | 58TN*A110C21**20 | 11 | 34800 | 5000 | 205272759 | ccASHP | HRCU-A-CB |  | 21 | 34600 | 2.18 | 80
CARRIER | 25VNA436A*030* | CSPH*6012AL*+UI | 58TN*A090C17**16 | 11 | 34800 | 5000 | 205272758 | ccASHP | HRCU-A-CB |  | 21 | 34600 | 2.16 | 80
CARRIER | 25VNA436A*030* | CSPH*6012AL*+UI | 59TN6B120C24**22 | 11 | 34800 | 5000 | 205272749 | ccASHP | HRCU-A-CB |  | 20.5 | 34600 | 2.18 | 80
CARRIER | 25VNA436A*031* | CSPH*6012AL*+UI | 58TN*A110C21**20 | 11 | 34800 | 5000 | 206788802 | ccASHP | HRCU-A-CB |  | 21 | 34600 | 2.18 | 80
CARRIER | 25VNA436A*031* | CSPH*6012AL*+UI | 58TN*A090C17**16 | 11 | 34800 | 5000 | 206788801 | ccASHP | HRCU-A-CB |  | 21 | 34600 | 2.16 | 80
CARRIER | 25VNA436A*031* | CSPH*6012AL*+UI | 59TN6B120C24**22 | 11 | 34800 | 5000 | 206788794 | ccASHP | HRCU-A-CB |  | 20.5 | 34600 | 2.18 | 80
CARRIER | 25VNA436A*031* | CAP**6024AL*+UI | 58TN*A070C21**20 | 11 | 34800 | 5000 | 206788652 | ccASHP | HRCU-A-CB |  | 21 | 34200 | 2.13 | 80
CARRIER | 25VNA436A*030* | CAP**6124AL*+UI | 59TN6B100C21**22 | 11 | 34800 | 5000 | 205272622 | ccASHP | HRCU-A-CB |  | 21.5 | 34800 | 2.16 | 80
CARRIER | 25VNA436A*030* | CAP**6124AL*+UI | 59MN7B100C21**22 | 11 | 34800 | 5000 | 205272619 | ccASHP | HRCU-A-CB |  | 21.5 | 34800 | 2.16 | 80
BRYANT | 284ANV036*0**A* | CAP**6124AL*+UI | 987MB66100C21*** | 11 | 34800 | 5000 | 205274048 | ccASHP | HRCU-A-CB |  | 21.5 | 34800 | 2.16 | 80
BRYANT | 284ANV036*0**A* | CAP**6124AL*+UI | 986TC66100C21*** | 11 | 34800 | 5000 | 205274051 | ccASHP | HRCU-A-CB |  | 21.5 | 34800 | 2.16 | 80
BRYANT | 284ANV036*0**A* | CAP**6124AL*+UI | 88*TA60110C21*** | 11 | 34800 | 5000 | 205274052 | ccASHP | HRCU-A-CB |  | 22 | 34800 | 2.16 | 80
BRYANT | 280ANV036*0**A* | CSPH*4812AL*+UI | 88*TA36070C14*** | 11 | 34800 | 5000 | 204431289 | ccASHP | HRCU-A-CB |  | 18.5 | 33800 | 2.26 | 77
BRYANT | 284ANV036*0**A* | CAP**6024AL*+UI | 88*TA60070C21*** | 11 | 34800 | 5000 | 205274017 | ccASHP | HRCU-A-CB |  | 21 | 34200 | 2.13 | 80
BRYANT | 284ANV036*0**A* | CAP**6121AL*+UI | 88*TA60090C21*** | 11 | 34800 | 5000 | 205274031 | ccASHP | HRCU-A-CB |  | 21.5 | 34800 | 2.16 | 80
CARRIER | 25VNA036A*030* | CSPH*4812AL*+UI | 58TN*A070C14**12 | 11 | 34800 | 5000 | 204431286 | ccASHP | HRCU-A-CB |  | 18.5 | 34600 | 1.93 | 77
BRYANT | 284ANV036*0**A* | CSPH*6012AL*+UI | 986TC66120C24*** | 11 | 34800 | 5000 | 205274178 | ccASHP | HRCU-A-CB |  | 20.5 | 34600 | 2.18 | 80
BRYANT | 284ANV036*0**A* | CSPH*6012AL*+UI | 88*TA48090C17*** | 11 | 34800 | 5000 | 205274187 | ccASHP | HRCU-A-CB |  | 21 | 34600 | 2.16 | 80
BRYANT | 284ANV036*0**A* | CSPH*6012AL*+UI | 88*TA60110C21*** | 11 | 34800 | 5000 | 205274188 | ccASHP | HRCU-A-CB |  | 21 | 34600 | 2.18 | 80
CARRIER | 25VNA436A*030* | CAP**6124AL*+UI | 58TN*A110C21**20 | 11 | 34800 | 5000 | 205272623 | ccASHP | HRCU-A-CB |  | 22 | 34800 | 2.16 | 80
CARRIER | 25VNA436A*030* | CAP**6024AL*+UI | 58TN*A070C21**20 | 11 | 34800 | 5000 | 205272588 | ccASHP | HRCU-A-CB |  | 21 | 34200 | 2.13 | 80
CARRIER | 25VNA436A*031* | CAP**6121AL*+UI | 58TN*A090C21**20 | 11 | 34800 | 5000 | 206788665 | ccASHP | HRCU-A-CB |  | 21.5 | 34800 | 2.16 | 80
CARRIER | 25VNA436A*031* | CAP**6124AL*+UI | 58TN*A090C21**20 | 11 | 34800 | 5000 | 206788677 | ccASHP | HRCU-A-CB |  | 22 | 34800 | 2.18 | 80
CARRIER | 25VNA436A*031* | CAP**6124AL*+UI | 59TN6B120C24**22 | 11 | 34800 | 5000 | 206788679 | ccASHP | HRCU-A-CB |  | 21.5 | 34800 | 2.18 | 80
CARRIER | 25VNA436A*031* | CAP**6124AL*+UI | 59MN7B100C21**22 | 11 | 34800 | 5000 | 206788681 | ccASHP | HRCU-A-CB |  | 21.5 | 34800 | 2.16 | 80
CARRIER | 25VNA436A*031* | CAP**6124AL*+UI | 59TN6B100C21**22 | 11 | 34800 | 5000 | 206788684 | ccASHP | HRCU-A-CB |  | 21.5 | 34800 | 2.16 | 80
CARRIER | 25VNA436A*031* | CAP**6124AL*+UI | 58TN*A110C21**20 | 11 | 34800 | 5000 | 206788685 | ccASHP | HRCU-A-CB |  | 22 | 34800 | 2.16 | 80
CARRIER | 25VNA436A*030* | CAP**6121AL*+UI | 58TN*A090C21**20 | 11 | 34800 | 5000 | 205272602 | ccASHP | HRCU-A-CB |  | 21.5 | 34800 | 2.16 | 80
CARRIER | 25VNA436A*030* | CAP**6124AL*+UI | 58TN*A090C21**20 | 11 | 34800 | 5000 | 205272615 | ccASHP | HRCU-A-CB |  | 22 | 34800 | 2.18 | 80
CARRIER | 25VNA436A*030* | CAP**6124AL*+UI | 59TN6B120C24**22 | 11 | 34800 | 5000 | 205272617 | ccASHP | HRCU-A-CB |  | 21.5 | 34800 | 2.18 | 80
BRYANT HEATING AND COOLING SYSTEMS | 284ANV036*0**B* | CSPH*6012AL*+UI | 88*TA60110C21*** | 11 | 34800 | 4000 | 206790490 | ASHP | HRCU-A-CB | EVOLUTION Extreme 24 HP | 21 | 34600
BRYANT HEATING AND COOLING SYSTEMS | 284ANV036*0**B* | CSPH*6012AL*+UI | 88*TA48090C17*** | 11 | 34800 | 4000 | 206790489 | ASHP | HRCU-A-CB | EVOLUTION Extreme 24 HP | 21 | 34600
BRYANT HEATING AND COOLING SYSTEMS | 284ANV036*0**B* | CAP**6124AL*+UI | 986TC66100C21*** | 11 | 34800 | 4000 | 206790372 | ASHP | HRCU-A-CB | EVOLUTION Extreme 24 HP | 21.5 | 34800
BRYANT HEATING AND COOLING SYSTEMS | 284ANV036*0**B* | CAP**6124AL*+UI | 987MB66100C21*** | 11 | 34800 | 4000 | 206790369 | ASHP | HRCU-A-CB | EVOLUTION Extreme 24 HP | 21.5 | 34800
BRYANT HEATING AND COOLING SYSTEMS | 284ANV036*0**B* | CAP**6124AL*+UI | 88*TA60110C21*** | 11 | 34800 | 4000 | 206790373 | ASHP | HRCU-A-CB | EVOLUTION Extreme 24 HP | 22 | 34800
BRYANT HEATING AND COOLING SYSTEMS | 284ANV036*0**B* | CSPH*6012AL*+UI | 986TC66120C24*** | 11 | 34800 | 4000 | 206790482 | ASHP | HRCU-A-CB | EVOLUTION Extreme 24 HP | 20.5 | 34600
BRYANT HEATING AND COOLING SYSTEMS | 284ANV036*0**B* | CAP**6124AL*+UI | 88*TA60090C21*** | 11 | 34800 | 4000 | 206790365 | ASHP | HRCU-A-CB | EVOLUTION Extreme 24 HP | 22 | 34800
BRYANT HEATING AND COOLING SYSTEMS | 284ANV036*0**B* | CAP**6121AL*+UI | 88*TA60090C21*** | 11 | 34800 | 4000 | 206790353 | ASHP | HRCU-A-CB | EVOLUTION Extreme 24 HP | 21.5 | 34800
BRYANT HEATING AND COOLING SYSTEMS | 284ANV036*0**B* | CAP**6024AL*+UI | 88*TA60070C21*** | 11 | 34800 | 4000 | 206790340 | ASHP | HRCU-A-CB | EVOLUTION Extreme 24 HP | 21 | 34200
BRYANT HEATING AND COOLING SYSTEMS | 284ANV036*0**B* | CAP**6124AL*+UI | 986TC66120C24*** | 11 | 34800 | 4000 | 206790367 | ASHP | HRCU-A-CB | EVOLUTION Extreme 24 HP | 21.5 | 34800
BRYANT | 284ANV036*0**A* | CAP**6124AL*+UI | 987MB60080C21*** | 11 | 35000 | 5000 | 205274047 | ccASHP | HRCU-A-CB |  | 21.5 | 34800 | 2.14 | 80
BRYANT | 284ANV036*0**A* | CAP**6124AL*+UI | 987MB66120C24*** | 11 | 35000 | 5000 | 205274049 | ccASHP | HRCU-A-CB |  | 21.5 | 34800 | 2.16 | 79
CARRIER | 25VNA436A*030* | CAP**6124AL*+UI | 59TN6B080C21**20 | 11 | 35000 | 5000 | 205272621 | ccASHP | HRCU-A-CB |  | 21.5 | 34800 | 2.14 | 80
CARRIER | 25VNA436A*030* | CAP**6124AL*+UI | 59MN7B120C24**22 | 11 | 35000 | 5000 | 205272620 | ccASHP | HRCU-A-CB |  | 21.5 | 34800 | 2.16 | 79
CARRIER | 25VNA436A*030* | CAP**6124AL*+UI | 59MN7B080C21**20 | 11 | 35000 | 5000 | 205272618 | ccASHP | HRCU-A-CB |  | 21.5 | 34800 | 2.14 | 80
CARRIER | 25VNA436A*030* | CAP**6124AL*+UI | 58TN*A070C21**20 | 11 | 35000 | 5000 | 205272614 | ccASHP | HRCU-A-CB |  | 21.5 | 34800 | 2.14 | 80
CARRIER | 25VNA436A*030* | CAP**6121AL*+UI | 58TN*A110C21**20 | 11 | 35000 | 5000 | 205272612 | ccASHP | HRCU-A-CB |  | 22 | 34800 | 2.16 | 79
CARRIER | 25VNA436A*030* | CAP**6121AL*+UI | 58TN*A090C17**16 | 11 | 35000 | 5000 | 205272611 | ccASHP | HRCU-A-CB |  | 22 | 34800 | 2.14 | 80
CARRIER | 25VNA436A*030* | CAP**6121AL*+UI | 59TN6B100C21**22 | 11 | 35000 | 5000 | 205272610 | ccASHP | HRCU-A-CB |  | 21.5 | 34800 | 2.16 | 79
CARRIER | 25VNA436A*030* | CAP**6121AL*+UI | 59TN6B080C21**20 | 11 | 35000 | 5000 | 205272609 | ccASHP | HRCU-A-CB |  | 21.5 | 34800 | 2.14 | 80
CARRIER | 25VNA436A*030* | CAP**6121AL*+UI | 59MN7B100C21**22 | 11 | 35000 | 5000 | 205272608 | ccASHP | HRCU-A-CB |  | 21.5 | 34800 | 2.16 | 79
CARRIER | 25VNA436A*030* | CAP**6121AL*+UI | 59MN7B080C21**20 | 11 | 35000 | 5000 | 205272607 | ccASHP | HRCU-A-CB |  | 21.5 | 34800 | 2.14 | 80
BRYANT | 284ANV036*0**A* | CAP**6124AL*+UI | 986TC60080C21*** | 11 | 35000 | 5000 | 205274050 | ccASHP | HRCU-A-CB |  | 21.5 | 34800 | 2.14 | 80
BRYANT | 280ANV036*0**A* | CAP**4224AL*+UI & 98(6*B,7*A)66120V24*** |  | 11 | 35000 | 5000 | 9893621 | ccASHP | HRCU-A-CB | Bryant® Extreme Heat Pump | 19 | 33600 | 2.3 | 77
BRYANT | 284ANV036*0**A* | CAP**6121AL*+UI | 987MB60080C21*** | 11 | 35000 | 5000 | 205274036 | ccASHP | HRCU-A-CB |  | 21.5 | 34800 | 2.14 | 80
BRYANT | 284ANV036*0**A* | CAP**6121AL*+UI | 987MB66100C21*** | 11 | 35000 | 5000 | 205274037 | ccASHP | HRCU-A-CB |  | 21.5 | 34800 | 2.16 | 79
BRYANT | 284ANV036*0**A* | CAP**6121AL*+UI | 986TC60080C21*** | 11 | 35000 | 5000 | 205274038 | ccASHP | HRCU-A-CB |  | 21.5 | 34800 | 2.14 | 80
BRYANT | 284ANV036*0**A* | CAP**6121AL*+UI | 986TC66100C21*** | 11 | 35000 | 5000 | 205274039 | ccASHP | HRCU-A-CB |  | 21.5 | 34800 | 2.16 | 79
BRYANT | 284ANV036*0**A* | CAP**6121AL*+UI | 88*TA48090C17*** | 11 | 35000 | 5000 | 205274040 | ccASHP | HRCU-A-CB |  | 22 | 34800 | 2.14 | 80
BRYANT | 284ANV036*0**A* | CAP**6121AL*+UI | 88*TA60110C21*** | 11 | 35000 | 5000 | 205274041 | ccASHP | HRCU-A-CB |  | 22 | 34800 | 2.16 | 79
BRYANT | 284ANV036*0**A* | CAP**6124AL*+UI | 88*TA60070C21*** | 11 | 35000 | 5000 | 205274043 | ccASHP | HRCU-A-CB |  | 21.5 | 34800 | 2.14 | 80
CARRIER | 25VNA036A*030* | CAP**4224AL*+UI & 59*N*A120V24**22 |  | 11 | 35000 | 5000 | 9892672 | ccASHP | HRCU-A-CB | Infinity® 20 Heat Pump with Greenspeed® Intelligence | 19 | 33600 | 2.3 | 77
BRYANT | 284ANV036*0**A* | FE4AN(B,F)005L+UI |  | 11 | 35000 | 5000 | 205273934 | ccASHP | HRCU-A-CB |  | 22.5 | 34600 | 2.16 | 79
CARRIER | 25VNA436A*030* | FE4AN(B,F)005L+UI |  | 11 | 35000 | 5000 | 205272505 | ccASHP | HRCU-A-CB |  | 22.5 | 34600 | 2.16 | 79
CARRIER | 25VNA436A*031* | FE4AN(B,F)005L+UI |  | 11 | 35000 | 5000 | 206788574 | ccASHP | HRCU-A-CB |  | 22.5 | 34600 | 2.16 | 79
CARRIER | 25VNA436A*031* | CAP**6121AL*+UI | 59MN7B080C21**20 | 11 | 35000 | 5000 | 206788669 | ccASHP | HRCU-A-CB |  | 21.5 | 34800 | 2.14 | 80
CARRIER | 25VNA436A*031* | CAP**6121AL*+UI | 59MN7B100C21**22 | 11 | 35000 | 5000 | 206788670 | ccASHP | HRCU-A-CB |  | 21.5 | 34800 | 2.16 | 79
CARRIER | 25VNA436A*031* | CAP**6121AL*+UI | 59TN6B080C21**20 | 11 | 35000 | 5000 | 206788671 | ccASHP | HRCU-A-CB |  | 21.5 | 34800 | 2.14 | 80
CARRIER | 25VNA436A*031* | CAP**6121AL*+UI | 59TN6B100C21**22 | 11 | 35000 | 5000 | 206788672 | ccASHP | HRCU-A-CB |  | 21.5 | 34800 | 2.16 | 79
CARRIER | 25VNA436A*031* | CAP**6121AL*+UI | 58TN*A090C17**16 | 11 | 35000 | 5000 | 206788673 | ccASHP | HRCU-A-CB |  | 22 | 34800 | 2.14 | 80
CARRIER | 25VNA436A*031* | CAP**6121AL*+UI | 58TN*A110C21**20 | 11 | 35000 | 5000 | 206788674 | ccASHP | HRCU-A-CB |  | 22 | 34800 | 2.16 | 79
CARRIER | 25VNA436A*031* | CAP**6124AL*+UI | 58TN*A070C21**20 | 11 | 35000 | 5000 | 206788676 | ccASHP | HRCU-A-CB |  | 21.5 | 34800 | 2.14 | 80
CARRIER | 25VNA436A*031* | CAP**6124AL*+UI | 59MN7B080C21**20 | 11 | 35000 | 5000 | 206788680 | ccASHP | HRCU-A-CB |  | 21.5 | 34800 | 2.14 | 80
CARRIER | 25VNA436A*031* | CAP**6124AL*+UI | 59MN7B120C24**22 | 11 | 35000 | 5000 | 206788682 | ccASHP | HRCU-A-CB |  | 21.5 | 34800 | 2.16 | 79
CARRIER | 25VNA436A*031* | CAP**6124AL*+UI | 59TN6B080C21**20 | 11 | 35000 | 5000 | 206788683 | ccASHP | HRCU-A-CB |  | 21.5 | 34800 | 2.14 | 80
BRYANT HEATING AND COOLING SYSTEMS | 284ANV036*0**B* | CAP**6124AL*+UI | 987MB66120C24*** | 11 | 35000 | 4000 | 206790370 | ASHP | HRCU-A-CB | EVOLUTION Extreme 24 HP | 21.5 | 34800
BRYANT HEATING AND COOLING SYSTEMS | 284ANV036*0**B* | CAP**6124AL*+UI | 987MB60080C21*** | 11 | 35000 | 4000 | 206790368 | ASHP | HRCU-A-CB | EVOLUTION Extreme 24 HP | 21.5 | 34800
BRYANT HEATING AND COOLING SYSTEMS | 284ANV036*0**B* | CAP**6121AL*+UI | 986TC66100C21*** | 11 | 35000 | 4000 | 206790360 | ASHP | HRCU-A-CB | EVOLUTION Extreme 24 HP | 21.5 | 34800
BRYANT HEATING AND COOLING SYSTEMS | 284ANV036*0**B* | CAP**6121AL*+UI | 986TC60080C21*** | 11 | 35000 | 4000 | 206790359 | ASHP | HRCU-A-CB | EVOLUTION Extreme 24 HP | 21.5 | 34800
BRYANT HEATING AND COOLING SYSTEMS | 284ANV036*0**B* | CAP**6121AL*+UI | 987MB66100C21*** | 11 | 35000 | 4000 | 206790358 | ASHP | HRCU-A-CB | EVOLUTION Extreme 24 HP | 21.5 | 34800
BRYANT HEATING AND COOLING SYSTEMS | 284ANV036*0**B* | CAP**6124AL*+UI | 88*TA60070C21*** | 11 | 35000 | 4000 | 206790364 | ASHP | HRCU-A-CB | EVOLUTION Extreme 24 HP | 21.5 | 34800
BRYANT HEATING AND COOLING SYSTEMS | 284ANV036*0**B* | FE4AN(B,F)005L+UI |  | 11 | 35000 | 4000 | 206790262 | ASHP | HRCU-A-CB | EVOLUTION Extreme 24 HP | 22.5 | 34600
BRYANT HEATING AND COOLING SYSTEMS | 284ANV036*0**B* | CAP**6121AL*+UI | 88*TA60110C21*** | 11 | 35000 | 4000 | 206790362 | ASHP | HRCU-A-CB | EVOLUTION Extreme 24 HP | 22 | 34800
BRYANT HEATING AND COOLING SYSTEMS | 284ANV036*0**B* | CAP**6121AL*+UI | 88*TA48090C17*** | 11 | 35000 | 4000 | 206790361 | ASHP | HRCU-A-CB | EVOLUTION Extreme 24 HP | 22 | 34800
BRYANT HEATING AND COOLING SYSTEMS | 284ANV036*0**B* | CAP**6124AL*+UI | 986TC60080C21*** | 11 | 35000 | 4000 | 206790371 | ASHP | HRCU-A-CB | EVOLUTION Extreme 24 HP | 21.5 | 34800
BRYANT HEATING AND COOLING SYSTEMS | 284ANV036*0**B* | CAP**6121AL*+UI | 987MB60080C21*** | 11 | 35000 | 4000 | 206790357 | ASHP | HRCU-A-CB | EVOLUTION Extreme 24 HP | 21.5 | 34800
BRYANT | 284ANV036*0**A* | CAP**6124AL*+UI | 987MB60060C21*** | 11 | 35200 | 5000 | 205274053 | ccASHP | HRCU-A-CB |  | 21 | 34600 | 2.11 | 80
CARRIER | 25VNA436A*031* | CAP**4321AL*+UI | 59MN7B100C21**22 | 11 | 35200 | 5000 | 206788622 | ccASHP | HRCU-A-CB |  | 21 | 34600 | 2.16 | 80
BRYANT | 284ANV036*0**A* | CAP**4821AL*+UI | 987MB66100C21*** | 11 | 35200 | 5000 | 205274000 | ccASHP | HRCU-A-CB |  | 21 | 33800 | 2.12 | 80
BRYANT | 284ANV036*0**A* | CAP**4821AL*+UI | 986TC66100C21*** | 11 | 35200 | 5000 | 205274002 | ccASHP | HRCU-A-CB |  | 21 | 33800 | 2.12 | 80
BRYANT | 284ANV036*0**A* | CAP**4821AL*+UI | 88*TA48090C17*** | 11 | 35200 | 5000 | 205274003 | ccASHP | HRCU-A-CB |  | 21.5 | 33800 | 2.12 | 80
BRYANT | 284ANV036*0**A* | CAP**4821AL*+UI | 88*TA60110C21*** | 11 | 35200 | 5000 | 205274004 | ccASHP | HRCU-A-CB |  | 21.5 | 33800 | 2.12 | 80
BRYANT | 284ANV036*0**A* | CAP**4824AL*+UI | 88*TA60090C21*** | 11 | 35200 | 5000 | 205274007 | ccASHP | HRCU-A-CB |  | 21.5 | 33800 | 2.14 | 79
BRYANT | 284ANV036*0**A* | CAP**4824AL*+UI | 88*TA66135C24*** | 11 | 35200 | 5000 | 205274008 | ccASHP | HRCU-A-CB |  | 21 | 33800 | 2.16 | 79
BRYANT | 284ANV036*0**A* | CAP**4824AL*+UI | 986TC66120C24*** | 11 | 35200 | 5000 | 205274009 | ccASHP | HRCU-A-CB |  | 21.5 | 33800 | 2.14 | 79
BRYANT | 284ANV036*0**A* | CAP**4824AL*+UI | 987MB60080C21*** | 11 | 35200 | 5000 | 205274010 | ccASHP | HRCU-A-CB |  | 21 | 33800 | 2.12 | 80
BRYANT | 284ANV036*0**A* | CAP**4824AL*+UI | 987MB66100C21*** | 11 | 35200 | 5000 | 205274011 | ccASHP | HRCU-A-CB |  | 21 | 33800 | 2.14 | 79
BRYANT | 284ANV036*0**A* | CAP**4824AL*+UI | 987MB66120C24*** | 11 | 35200 | 5000 | 205274012 | ccASHP | HRCU-A-CB |  | 21 | 33800 | 2.12 | 80
BRYANT | 284ANV036*0**A* | CAP**4824AL*+UI | 986TC60080C21*** | 11 | 35200 | 5000 | 205274013 | ccASHP | HRCU-A-CB |  | 21 | 33800 | 2.12 | 80
BRYANT | 284ANV036*0**A* | CAP**4824AL*+UI | 986TC66100C21*** | 11 | 35200 | 5000 | 205274014 | ccASHP | HRCU-A-CB |  | 21 | 33800 | 2.14 | 79
BRYANT | 284ANV036*0**A* | CAP**4824AL*+UI | 88*TA60110C21*** | 11 | 35200 | 5000 | 205274015 | ccASHP | HRCU-A-CB |  | 21.5 | 33800 | 2.14 | 79
BRYANT | 284ANV036*0**A* | CAP**6121AL*+UI | 88*TA48070C17*** | 11 | 35200 | 5000 | 205274029 | ccASHP | HRCU-A-CB |  | 21.5 | 34600 | 2.11 | 80
BRYANT | 284ANV036*0**A* | CAP**6121AL*+UI | 88*TA60070C21*** | 11 | 35200 | 5000 | 205274030 | ccASHP | HRCU-A-CB |  | 21.5 | 34800 | 2.12 | 79
BRYANT | 284ANV036*0**A* | CAP**4321AL*+UI | 88*TA60090C21*** | 11 | 35200 | 5000 | 205273980 | ccASHP | HRCU-A-CB |  | 21.5 | 34600 | 2.16 | 80
BRYANT | 284ANV036*0**A* | CAP**4321AL*+UI | 987MB66100C21*** | 11 | 35200 | 5000 | 205273985 | ccASHP | HRCU-A-CB |  | 21 | 34600 | 2.16 | 80
BRYANT | 284ANV036*0**A* | CAP**4321AL*+UI | 986TC66100C21*** | 11 | 35200 | 5000 | 205273987 | ccASHP | HRCU-A-CB |  | 21 | 34600 | 2.16 | 80
BRYANT | 284ANV036*0**A* | CAP**4321AL*+UI | 88*TA60110C21*** | 11 | 35200 | 5000 | 205273989 | ccASHP | HRCU-A-CB |  | 21.5 | 34600 | 2.16 | 80
CARRIER | 25VNA436A*030* | CAP**6124AL*+UI | 59MN7B060C21**20 | 11 | 35200 | 5000 | 205272624 | ccASHP | HRCU-A-CB |  | 21 | 34600 | 2.11 | 80
CARRIER | 25VNA436A*031* | CAP**6121AL*+UI | 58TN*A070C17**16 | 11 | 35200 | 5000 | 206788663 | ccASHP | HRCU-A-CB |  | 21.5 | 34600 | 2.11 | 80
CARRIER | 25VNA436A*031* | CAP**6121AL*+UI | 58TN*A070C21**20 | 11 | 35200 | 5000 | 206788664 | ccASHP | HRCU-A-CB |  | 21.5 | 34800 | 2.12 | 79
CARRIER | 25VNA436A*030* | CAP**4321AL*+UI | 58TN*A090C21**20 | 11 | 35200 | 5000 | 205272551 | ccASHP | HRCU-A-CB |  | 21.5 | 34600 | 2.16 | 80
CARRIER | 25VNA436A*030* | CAP**4321AL*+UI | 59MN7B100C21**22 | 11 | 35200 | 5000 | 205272556 | ccASHP | HRCU-A-CB |  | 21 | 34600 | 2.16 | 80
CARRIER | 25VNA436A*030* | CAP**4321AL*+UI | 59TN6B100C21**22 | 11 | 35200 | 5000 | 205272558 | ccASHP | HRCU-A-CB |  | 21 | 34600 | 2.16 | 80
CARRIER | 25VNA436A*030* | CAP**4321AL*+UI | 58TN*A110C21**20 | 11 | 35200 | 5000 | 205272560 | ccASHP | HRCU-A-CB |  | 21.5 | 34600 | 2.16 | 80
CARRIER | 25VNA436A*030* | CAP**4821AL*+UI | 58TN*A090C21**20 | 11 | 35200 | 5000 | 205272565 | ccASHP | HRCU-A-CB |  | 21.5 | 33800 | 2.12 | 79
CARRIER | 25VNA436A*030* | CAP**4821AL*+UI | 59MN7B100C21**22 | 11 | 35200 | 5000 | 205272571 | ccASHP | HRCU-A-CB |  | 21 | 33800 | 2.12 | 80
CARRIER | 25VNA436A*030* | CAP**4821AL*+UI | 59TN6B100C21**22 | 11 | 35200 | 5000 | 205272573 | ccASHP | HRCU-A-CB |  | 21 | 33800 | 2.12 | 80
CARRIER | 25VNA436A*030* | CAP**4821AL*+UI | 58TN*A090C17**16 | 11 | 35200 | 5000 | 205272574 | ccASHP | HRCU-A-CB |  | 21.5 | 33800 | 2.12 | 80
CARRIER | 25VNA436A*030* | CAP**4821AL*+UI | 58TN*A110C21**20 | 11 | 35200 | 5000 | 205272575 | ccASHP | HRCU-A-CB |  | 21.5 | 33800 | 2.12 | 80
CARRIER | 25VNA436A*030* | CAP**4824AL*+UI | 58TN*A090C21**20 | 11 | 35200 | 5000 | 205272578 | ccASHP | HRCU-A-CB |  | 21.5 | 33800 | 2.14 | 79
CARRIER | 25VNA436A*030* | CAP**4824AL*+UI | 58TN*A135C24**22 | 11 | 35200 | 5000 | 205272579 | ccASHP | HRCU-A-CB |  | 21 | 33800 | 2.16 | 79
CARRIER | 25VNA436A*030* | CAP**4824AL*+UI | 59TN6B120C24**22 | 11 | 35200 | 5000 | 205272580 | ccASHP | HRCU-A-CB |  | 21.5 | 33800 | 2.14 | 79
CARRIER | 25VNA436A*030* | CAP**4824AL*+UI | 59MN7B080C21**20 | 11 | 35200 | 5000 | 205272581 | ccASHP | HRCU-A-CB |  | 21 | 33800 | 2.12 | 80
CARRIER | 25VNA436A*030* | CAP**4824AL*+UI | 59MN7B100C21**22 | 11 | 35200 | 5000 | 205272582 | ccASHP | HRCU-A-CB |  | 21 | 33800 | 2.14 | 79
CARRIER | 25VNA436A*030* | CAP**4824AL*+UI | 59MN7B120C24**22 | 11 | 35200 | 5000 | 205272583 | ccASHP | HRCU-A-CB |  | 21 | 33800 | 2.12 | 80
CARRIER | 25VNA436A*030* | CAP**4824AL*+UI | 59TN6B080C21**20 | 11 | 35200 | 5000 | 205272584 | ccASHP | HRCU-A-CB |  | 21 | 33800 | 2.12 | 80
CARRIER | 25VNA436A*030* | CAP**4824AL*+UI | 59TN6B100C21**22 | 11 | 35200 | 5000 | 205272585 | ccASHP | HRCU-A-CB |  | 21 | 33800 | 2.14 | 79
CARRIER | 25VNA436A*030* | CAP**4824AL*+UI | 58TN*A110C21**20 | 11 | 35200 | 5000 | 205272586 | ccASHP | HRCU-A-CB |  | 21.5 | 33800 | 2.14 | 79
CARRIER | 25VNA436A*031* | CAP**4321AL*+UI | 59TN6B100C21**22 | 11 | 35200 | 5000 | 206788624 | ccASHP | HRCU-A-CB |  | 21 | 34600 | 2.16 | 80
CARRIER | 25VNA436A*031* | CAP**4321AL*+UI | 58TN*A110C21**20 | 11 | 35200 | 5000 | 206788626 | ccASHP | HRCU-A-CB |  | 21.5 | 34600 | 2.16 | 80
CARRIER | 25VNA436A*031* | CAP**4821AL*+UI | 58TN*A090C21**20 | 11 | 35200 | 5000 | 206788630 | ccASHP | HRCU-A-CB |  | 21.5 | 33800 | 2.12 | 79
CARRIER | 25VNA436A*031* | CAP**4821AL*+UI | 59MN7B100C21**22 | 11 | 35200 | 5000 | 206788635 | ccASHP | HRCU-A-CB |  | 21 | 33800 | 2.12 | 80
CARRIER | 25VNA436A*031* | CAP**4821AL*+UI | 59TN6B100C21**22 | 11 | 35200 | 5000 | 206788637 | ccASHP | HRCU-A-CB |  | 21 | 33800 | 2.12 | 80
CARRIER | 25VNA436A*031* | CAP**4821AL*+UI | 58TN*A090C17**16 | 11 | 35200 | 5000 | 206788638 | ccASHP | HRCU-A-CB |  | 21.5 | 33800 | 2.12 | 80
CARRIER | 25VNA436A*031* | CAP**4821AL*+UI | 58TN*A110C21**20 | 11 | 35200 | 5000 | 206788639 | ccASHP | HRCU-A-CB |  | 21.5 | 33800 | 2.12 | 80
CARRIER | 25VNA436A*031* | CAP**4824AL*+UI | 58TN*A090C21**20 | 11 | 35200 | 5000 | 206788642 | ccASHP | HRCU-A-CB |  | 21.5 | 33800 | 2.14 | 79
CARRIER | 25VNA436A*031* | CAP**4824AL*+UI | 58TN*A135C24**22 | 11 | 35200 | 5000 | 206788643 | ccASHP | HRCU-A-CB |  | 21 | 33800 | 2.16 | 79
CARRIER | 25VNA436A*031* | CAP**4824AL*+UI | 59TN6B120C24**22 | 11 | 35200 | 5000 | 206788644 | ccASHP | HRCU-A-CB |  | 21.5 | 33800 | 2.14 | 79
CARRIER | 25VNA436A*031* | CAP**4824AL*+UI | 59MN7B080C21**20 | 11 | 35200 | 5000 | 206788645 | ccASHP | HRCU-A-CB |  | 21 | 33800 | 2.12 | 80
CARRIER | 25VNA436A*031* | CAP**4824AL*+UI | 59MN7B100C21**22 | 11 | 35200 | 5000 | 206788646 | ccASHP | HRCU-A-CB |  | 21 | 33800 | 2.14 | 79
CARRIER | 25VNA436A*031* | CAP**4824AL*+UI | 59MN7B120C24**22 | 11 | 35200 | 5000 | 206788647 | ccASHP | HRCU-A-CB |  | 21 | 33800 | 2.12 | 80
CARRIER | 25VNA436A*031* | CAP**4824AL*+UI | 59TN6B080C21**20 | 11 | 35200 | 5000 | 206788648 | ccASHP | HRCU-A-CB |  | 21 | 33800 | 2.12 | 80
CARRIER | 25VNA436A*031* | CAP**4824AL*+UI | 59TN6B100C21**22 | 11 | 35200 | 5000 | 206788649 | ccASHP | HRCU-A-CB |  | 21 | 33800 | 2.14 | 79
CARRIER | 25VNA436A*031* | CAP**6124AL*+UI | 59MN7B060C21**20 | 11 | 35200 | 5000 | 206788686 | ccASHP | HRCU-A-CB |  | 21 | 34600 | 2.11 | 80
CARRIER | 25VNA436A*030* | CAP**6121AL*+UI | 58TN*A070C17**16 | 11 | 35200 | 5000 | 205272600 | ccASHP | HRCU-A-CB |  | 21.5 | 34600 | 2.11 | 80
CARRIER | 25VNA436A*030* | CAP**6121AL*+UI | 58TN*A070C21**20 | 11 | 35200 | 5000 | 205272601 | ccASHP | HRCU-A-CB |  | 21.5 | 34800 | 2.12 | 79
CARRIER | 25VNA436A*031* | CAP**4824AL*+UI | 58TN*A110C21**20 | 11 | 35200 | 5000 | 206788650 | ccASHP | HRCU-A-CB |  | 21.5 | 33800 | 2.14 | 79
CARRIER | 25VNA436A*031* | CAP**4321AL*+UI | 58TN*A090C21**20 | 11 | 35200 | 5000 | 206788617 | ccASHP | HRCU-A-CB |  | 21.5 | 34600 | 2.16 | 80
BRYANT | 284ANV036*0**A* | CAP**4821AL*+UI | 88*TA60090C21*** | 11 | 35200 | 5000 | 205273994 | ccASHP | HRCU-A-CB |  | 21.5 | 33800 | 2.12 | 79
BRYANT HEATING AND COOLING SYSTEMS | 284ANV036*0**B* | CAP**4321AL*+UI | 987MB66100C21*** | 11 | 35200 | 4000 | 206790310 | ASHP | HRCU-A-CB | EVOLUTION Extreme 24 HP | 21 | 34600
BRYANT HEATING AND COOLING SYSTEMS | 284ANV036*0**B* | CAP**4321AL*+UI | 986TC66100C21*** | 11 | 35200 | 4000 | 206790312 | ASHP | HRCU-A-CB | EVOLUTION Extreme 24 HP | 21 | 34600
BRYANT HEATING AND COOLING SYSTEMS | 284ANV036*0**B* | CAP**4321AL*+UI | 88*TA60090C21*** | 11 | 35200 | 4000 | 206790305 | ASHP | HRCU-A-CB | EVOLUTION Extreme 24 HP | 21.5 | 34600
BRYANT HEATING AND COOLING SYSTEMS | 284ANV036*0**B* | CAP**4321AL*+UI | 88*TA60110C21*** | 11 | 35200 | 4000 | 206790314 | ASHP | HRCU-A-CB | EVOLUTION Extreme 24 HP | 21.5 | 34600
BRYANT HEATING AND COOLING SYSTEMS | 284ANV036*0**B* | CAP**4821AL*+UI | 987MB66100C21*** | 11 | 35200 | 4000 | 206790323 | ASHP | HRCU-A-CB | EVOLUTION Extreme 24 HP | 21 | 33800
BRYANT HEATING AND COOLING SYSTEMS | 284ANV036*0**B* | CAP**4821AL*+UI | 986TC66100C21*** | 11 | 35200 | 4000 | 206790325 | ASHP | HRCU-A-CB | EVOLUTION Extreme 24 HP | 21 | 33800
BRYANT HEATING AND COOLING SYSTEMS | 284ANV036*0**B* | CAP**4824AL*+UI | 88*TA66135C24*** | 11 | 35200 | 4000 | 206790331 | ASHP | HRCU-A-CB | EVOLUTION Extreme 24 HP | 21 | 33800
BRYANT HEATING AND COOLING SYSTEMS | 284ANV036*0**B* | CAP**4824AL*+UI | 986TC66120C24*** | 11 | 35200 | 4000 | 206790332 | ASHP | HRCU-A-CB | EVOLUTION Extreme 24 HP | 21.5 | 33800
BRYANT HEATING AND COOLING SYSTEMS | 284ANV036*0**B* | CAP**4824AL*+UI | 987MB66100C21*** | 11 | 35200 | 4000 | 206790334 | ASHP | HRCU-A-CB | EVOLUTION Extreme 24 HP | 21 | 33800
BRYANT HEATING AND COOLING SYSTEMS | 284ANV036*0**B* | CAP**4824AL*+UI | 986TC66100C21*** | 11 | 35200 | 4000 | 206790337 | ASHP | HRCU-A-CB | EVOLUTION Extreme 24 HP | 21 | 33800
BRYANT HEATING AND COOLING SYSTEMS | 284ANV036*0**B* | CAP**6124AL*+UI | 987MB60060C21*** | 11 | 35200 | 4000 | 206790374 | ASHP | HRCU-A-CB | EVOLUTION Extreme 24 HP | 21 | 34600
BRYANT HEATING AND COOLING SYSTEMS | 284ANV036*0**B* | CAP**4821AL*+UI | 88*TA60090C21*** | 11 | 35200 | 4000 | 206790318 | ASHP | HRCU-A-CB | EVOLUTION Extreme 24 HP | 21.5 | 33800
BRYANT HEATING AND COOLING SYSTEMS | 284ANV036*0**B* | CAP**4821AL*+UI | 88*TA48090C17*** | 11 | 35200 | 4000 | 206790326 | ASHP | HRCU-A-CB | EVOLUTION Extreme 24 HP | 21.5 | 33800
BRYANT HEATING AND COOLING SYSTEMS | 284ANV036*0**B* | CAP**4821AL*+UI | 88*TA60110C21*** | 11 | 35200 | 4000 | 206790327 | ASHP | HRCU-A-CB | EVOLUTION Extreme 24 HP | 21.5 | 33800
BRYANT HEATING AND COOLING SYSTEMS | 284ANV036*0**B* | CAP**4824AL*+UI | 88*TA60090C21*** | 11 | 35200 | 4000 | 206790330 | ASHP | HRCU-A-CB | EVOLUTION Extreme 24 HP | 21.5 | 33800
BRYANT HEATING AND COOLING SYSTEMS | 284ANV036*0**B* | CAP**4824AL*+UI | 88*TA60110C21*** | 11 | 35200 | 4000 | 206790338 | ASHP | HRCU-A-CB | EVOLUTION Extreme 24 HP | 21.5 | 33800
BRYANT HEATING AND COOLING SYSTEMS | 284ANV036*0**B* | CAP**6121AL*+UI | 88*TA48070C17*** | 11 | 35200 | 4000 | 206790351 | ASHP | HRCU-A-CB | EVOLUTION Extreme 24 HP | 21.5 | 34600
BRYANT HEATING AND COOLING SYSTEMS | 284ANV036*0**B* | CAP**6121AL*+UI | 88*TA60070C21*** | 11 | 35200 | 4000 | 206790352 | ASHP | HRCU-A-CB | EVOLUTION Extreme 24 HP | 21.5 | 34800
LG | LSU363HLV3 | LSN363HLV3 |  | 11 | 35200 | $2,500: 2 indoor heads; $5,000: >=3 indoor heads | 204825184 | ccASHP | HRCU-A-CB-O | LONG PIPE | 18.5 | 33000 | 1.87 | 87
BRYANT | 284ANV036*0**A* | CAP**4821AL*+UI | 88*TA60070C21*** | 11 | 35400 | 5000 | 205273993 | ccASHP | HRCU-A-CB |  | 21 | 33600 | 2.11 | 80
BRYANT | 284ANV036*0**A* | CAP**4821AL*+UI | 987MB60080C21*** | 11 | 35400 | 5000 | 205273999 | ccASHP | HRCU-A-CB |  | 21 | 33800 | 2.11 | 79
BRYANT | 284ANV036*0**A* | CAP**4821AL*+UI | 986TC60080C21*** | 11 | 35400 | 5000 | 205274001 | ccASHP | HRCU-A-CB |  | 21 | 33800 | 2.11 | 79
BRYANT | 284ANV036*0**A* | CAP**3721AL*+UI | 987MB60080C21*** | 11 | 35400 | 5000 | 205273946 | ccASHP | HRCU-A-CB |  | 21 | 34400 | 2.13 | 80
BRYANT | 284ANV036*0**A* | CAP**3721AL*+UI | 987MB66100C21*** | 11 | 35400 | 5000 | 205273947 | ccASHP | HRCU-A-CB |  | 21 | 34400 | 2.14 | 80
BRYANT | 284ANV036*0**A* | CAP**3721AL*+UI | 986TC60080C21*** | 11 | 35400 | 5000 | 205273948 | ccASHP | HRCU-A-CB |  | 21 | 34400 | 2.13 | 80
BRYANT | 284ANV036*0**A* | CAP**3721AL*+UI | 986TC66100C21*** | 11 | 35400 | 5000 | 205273949 | ccASHP | HRCU-A-CB |  | 21 | 34400 | 2.14 | 80
BRYANT | 284ANV036*0**A* | CAP**3721AL*+UI | 88*TA48090C17*** | 11 | 35400 | 5000 | 205273950 | ccASHP | HRCU-A-CB |  | 21.5 | 34600 | 2.14 | 80
BRYANT | 284ANV036*0**A* | CAP**3721AL*+UI | 88*TA60110C21*** | 11 | 35400 | 5000 | 205273951 | ccASHP | HRCU-A-CB |  | 21.5 | 34600 | 2.14 | 80
BRYANT | 284ANV036*0**A* | CAP**4824AL*+UI | 88*TA60070C21*** | 11 | 35400 | 5000 | 205274006 | ccASHP | HRCU-A-CB |  | 21 | 33800 | 2.11 | 79
CARRIER | 25VNA436A*031* | CAP**3721AL*+UI | 59MN7B100C21**22 | 11 | 35400 | 5000 | 206788586 | ccASHP | HRCU-A-CB |  | 21 | 34400 | 2.14 | 80
CARRIER | 25VNA436A*031* | CAP**3721AL*+UI | 59TN6B080C21**20 | 11 | 35400 | 5000 | 206788587 | ccASHP | HRCU-A-CB |  | 21 | 34400 | 2.13 | 80
CARRIER | 25VNA436A*031* | CAP**3721AL*+UI | 59TN6B100C21**22 | 11 | 35400 | 5000 | 206788588 | ccASHP | HRCU-A-CB |  | 21 | 34400 | 2.14 | 80
CARRIER | 25VNA436A*031* | CAP**3721AL*+UI | 58TN*A090C17**16 | 11 | 35400 | 5000 | 206788589 | ccASHP | HRCU-A-CB |  | 21.5 | 34600 | 2.14 | 80
CARRIER | 25VNA436A*031* | CAP**3721AL*+UI | 58TN*A110C21**20 | 11 | 35400 | 5000 | 206788590 | ccASHP | HRCU-A-CB |  | 21.5 | 34600 | 2.14 | 80
BRYANT | 284ANV036*0**A* | CAP**4321AL*+UI | 88*TA60070C21*** | 11 | 35400 | 5000 | 205273979 | ccASHP | HRCU-A-CB |  | 21 | 34400 | 2.13 | 80
BRYANT | 284ANV036*0**A* | CAP**4321AL*+UI | 987MB60080C21*** | 11 | 35400 | 5000 | 205273984 | ccASHP | HRCU-A-CB |  | 21 | 34400 | 2.14 | 80
BRYANT | 284ANV036*0**A* | CAP**4321AL*+UI | 986TC60080C21*** | 11 | 35400 | 5000 | 205273986 | ccASHP | HRCU-A-CB |  | 21 | 34400 | 2.14 | 80
BRYANT | 284ANV036*0**A* | CAP**4321AL*+UI | 88*TA48090C17*** | 11 | 35400 | 5000 | 205273988 | ccASHP | HRCU-A-CB |  | 21.5 | 34600 | 2.14 | 80
BRYANT | 284ANV036*0**A* | CAP**3721AL*+UI | 88*TA60090C21*** | 11 | 35400 | 5000 | 205273942 | ccASHP | HRCU-A-CB |  | 21 | 34400 | 2.16 | 79
CARRIER | 25VNA436A*030* | CAP**3721AL*+UI | 58TN*A090C21**20 | 11 | 35400 | 5000 | 205272513 | ccASHP | HRCU-A-CB |  | 21 | 34400 | 2.16 | 79
CARRIER | 25VNA436A*030* | CAP**3721AL*+UI | 59MN7B080C21**20 | 11 | 35400 | 5000 | 205272517 | ccASHP | HRCU-A-CB |  | 21 | 34400 | 2.13 | 80
CARRIER | 25VNA436A*030* | CAP**3721AL*+UI | 59MN7B100C21**22 | 11 | 35400 | 5000 | 205272518 | ccASHP | HRCU-A-CB |  | 21 | 34400 | 2.14 | 80
CARRIER | 25VNA436A*030* | CAP**3721AL*+UI | 59TN6B080C21**20 | 11 | 35400 | 5000 | 205272519 | ccASHP | HRCU-A-CB |  | 21 | 34400 | 2.13 | 80
CARRIER | 25VNA436A*030* | CAP**3721AL*+UI | 59TN6B100C21**22 | 11 | 35400 | 5000 | 205272520 | ccASHP | HRCU-A-CB |  | 21 | 34400 | 2.14 | 80
CARRIER | 25VNA436A*030* | CAP**3721AL*+UI | 58TN*A090C17**16 | 11 | 35400 | 5000 | 205272521 | ccASHP | HRCU-A-CB |  | 21.5 | 34600 | 2.14 | 80
CARRIER | 25VNA436A*030* | CAP**3721AL*+UI | 58TN*A110C21**20 | 11 | 35400 | 5000 | 205272522 | ccASHP | HRCU-A-CB |  | 21.5 | 34600 | 2.14 | 80
CARRIER | 25VNA436A*030* | CAP**4321AL*+UI | 58TN*A070C21**20 | 11 | 35400 | 5000 | 205272550 | ccASHP | HRCU-A-CB |  | 21 | 34400 | 2.13 | 80
CARRIER | 25VNA436A*030* | CAP**4321AL*+UI | 59MN7B080C21**20 | 11 | 35400 | 5000 | 205272555 | ccASHP | HRCU-A-CB |  | 21 | 34400 | 2.14 | 80
CARRIER | 25VNA436A*030* | CAP**4321AL*+UI | 59TN6B080C21**20 | 11 | 35400 | 5000 | 205272557 | ccASHP | HRCU-A-CB |  | 21 | 34400 | 2.14 | 80
CARRIER | 25VNA436A*030* | CAP**4321AL*+UI | 58TN*A090C17**16 | 11 | 35400 | 5000 | 205272559 | ccASHP | HRCU-A-CB |  | 21.5 | 34600 | 2.14 | 80
CARRIER | 25VNA436A*030* | CAP**4821AL*+UI | 58TN*A070C21**20 | 11 | 35400 | 5000 | 205272564 | ccASHP | HRCU-A-CB |  | 21 | 33600 | 2.11 | 80
CARRIER | 25VNA436A*030* | CAP**4821AL*+UI | 59MN7B080C21**20 | 11 | 35400 | 5000 | 205272570 | ccASHP | HRCU-A-CB |  | 21 | 33800 | 2.11 | 79
CARRIER | 25VNA436A*030* | CAP**4821AL*+UI | 59TN6B080C21**20 | 11 | 35400 | 5000 | 205272572 | ccASHP | HRCU-A-CB |  | 21 | 33800 | 2.11 | 79
CARRIER | 25VNA436A*030* | CAP**4824AL*+UI | 58TN*A070C21**20 | 11 | 35400 | 5000 | 205272577 | ccASHP | HRCU-A-CB |  | 21 | 33800 | 2.11 | 79
CARRIER | 25VNA436A*031* | CAP**3721AL*+UI | 58TN*A090C21**20 | 11 | 35400 | 5000 | 206788581 | ccASHP | HRCU-A-CB |  | 21 | 34400 | 2.16 | 79
CARRIER | 25VNA436A*031* | CAP**3721AL*+UI | 59MN7B080C21**20 | 11 | 35400 | 5000 | 206788585 | ccASHP | HRCU-A-CB |  | 21 | 34400 | 2.13 | 80
CARRIER | 25VNA436A*031* | CAP**4321AL*+UI | 58TN*A090C17**16 | 11 | 35400 | 5000 | 206788625 | ccASHP | HRCU-A-CB |  | 21.5 | 34600 | 2.14 | 80
CARRIER | 25VNA436A*031* | CAP**4821AL*+UI | 58TN*A070C21**20 | 11 | 35400 | 5000 | 206788629 | ccASHP | HRCU-A-CB |  | 21 | 33600 | 2.11 | 80
CARRIER | 25VNA436A*031* | CAP**4821AL*+UI | 59MN7B080C21**20 | 11 | 35400 | 5000 | 206788634 | ccASHP | HRCU-A-CB |  | 21 | 33800 | 2.11 | 79
CARRIER | 25VNA436A*031* | CAP**4821AL*+UI | 59TN6B080C21**20 | 11 | 35400 | 5000 | 206788636 | ccASHP | HRCU-A-CB |  | 21 | 33800 | 2.11 | 79
CARRIER | 25VNA436A*031* | CAP**4824AL*+UI | 58TN*A070C21**20 | 11 | 35400 | 5000 | 206788641 | ccASHP | HRCU-A-CB |  | 21 | 33800 | 2.11 | 79
CARRIER | 25VNA436A*031* | CAP**4321AL*+UI | 58TN*A070C21**20 | 11 | 35400 | 5000 | 206788616 | ccASHP | HRCU-A-CB |  | 21 | 34400 | 2.13 | 80
CARRIER | 25VNA436A*031* | CAP**4321AL*+UI | 59MN7B080C21**20 | 11 | 35400 | 5000 | 206788621 | ccASHP | HRCU-A-CB |  | 21 | 34400 | 2.14 | 80
CARRIER | 25VNA436A*031* | CAP**4321AL*+UI | 59TN6B080C21**20 | 11 | 35400 | 5000 | 206788623 | ccASHP | HRCU-A-CB |  | 21 | 34400 | 2.14 | 80
BRYANT HEATING AND COOLING SYSTEMS | 284ANV036*0**B* | CAP**3721AL*+UI | 987MB60080C21*** | 11 | 35400 | 4000 | 206790273 | ASHP | HRCU-A-CB | EVOLUTION Extreme 24 HP | 21 | 34400
BRYANT HEATING AND COOLING SYSTEMS | 284ANV036*0**B* | CAP**4321AL*+UI | 986TC60080C21*** | 11 | 35400 | 4000 | 206790311 | ASHP | HRCU-A-CB | EVOLUTION Extreme 24 HP | 21 | 34400
BRYANT HEATING AND COOLING SYSTEMS | 284ANV036*0**B* | CAP**3721AL*+UI | 986TC60080C21*** | 11 | 35400 | 4000 | 206790275 | ASHP | HRCU-A-CB | EVOLUTION Extreme 24 HP | 21 | 34400
BRYANT HEATING AND COOLING SYSTEMS | 284ANV036*0**B* | CAP**3721AL*+UI | 986TC66100C21*** | 11 | 35400 | 4000 | 206790276 | ASHP | HRCU-A-CB | EVOLUTION Extreme 24 HP | 21 | 34400
BRYANT HEATING AND COOLING SYSTEMS | 284ANV036*0**B* | CAP**3721AL*+UI | 987MB66100C21*** | 11 | 35400 | 4000 | 206790274 | ASHP | HRCU-A-CB | EVOLUTION Extreme 24 HP | 21 | 34400
BRYANT HEATING AND COOLING SYSTEMS | 284ANV036*0**B* | CAP**4321AL*+UI | 987MB60080C21*** | 11 | 35400 | 4000 | 206790309 | ASHP | HRCU-A-CB | EVOLUTION Extreme 24 HP | 21 | 34400
BRYANT HEATING AND COOLING SYSTEMS | 284ANV036*0**B* | CAP**4824AL*+UI | 88*TA60070C21*** | 11 | 35400 | 4000 | 206790329 | ASHP | HRCU-A-CB | EVOLUTION Extreme 24 HP | 21 | 33800
BRYANT HEATING AND COOLING SYSTEMS | 284ANV036*0**B* | CAP**4821AL*+UI | 986TC60080C21*** | 11 | 35400 | 4000 | 206790324 | ASHP | HRCU-A-CB | EVOLUTION Extreme 24 HP | 21 | 33800
BRYANT HEATING AND COOLING SYSTEMS | 284ANV036*0**B* | CAP**4321AL*+UI | 88*TA48090C17*** | 11 | 35400 | 4000 | 206790313 | ASHP | HRCU-A-CB | EVOLUTION Extreme 24 HP | 21.5 | 34600
BRYANT HEATING AND COOLING SYSTEMS | 284ANV036*0**B* | CAP**4321AL*+UI | 88*TA60070C21*** | 11 | 35400 | 4000 | 206790304 | ASHP | HRCU-A-CB | EVOLUTION Extreme 24 HP | 21 | 34400
BRYANT HEATING AND COOLING SYSTEMS | 284ANV036*0**B* | CAP**3721AL*+UI | 88*TA60110C21*** | 11 | 35400 | 4000 | 206790278 | ASHP | HRCU-A-CB | EVOLUTION Extreme 24 HP | 21.5 | 34600
BRYANT HEATING AND COOLING SYSTEMS | 284ANV036*0**B* | CAP**3721AL*+UI | 88*TA48090C17*** | 11 | 35400 | 4000 | 206790277 | ASHP | HRCU-A-CB | EVOLUTION Extreme 24 HP | 21.5 | 34600
BRYANT HEATING AND COOLING SYSTEMS | 284ANV036*0**B* | CAP**3721AL*+UI | 88*TA60090C21*** | 11 | 35400 | 4000 | 206790269 | ASHP | HRCU-A-CB | EVOLUTION Extreme 24 HP | 21 | 34400
BRYANT | 284ANV036*0**A* | CAP**4821AL*+UI | 88*TA48070C17*** | 11 | 35600 | 5000 | 205273992 | ccASHP | HRCU-A-CB |  | 21 | 33600 | 2.08 | 80
CARRIER | 25VNA436A*031* | CAP**4821AL*+UI | 58TN*A070C17**16 | 11 | 35600 | 5000 | 206788628 | ccASHP | HRCU-A-CB |  | 21 | 33600 | 2.08 | 80
CARRIER | 25VNA436A*031* | CAP**3721AL*+UI | 58TN*A070C21**20 | 11 | 35600 | 5000 | 206788580 | ccASHP | HRCU-A-CB |  | 21 | 34400 | 2.12 | 80
CARRIER | 25VNA436A*030* | CAP**4824AL*+UI | 59MN7B060C21**20 | 11 | 35600 | 5000 | 205272587 | ccASHP | HRCU-A-CB |  | 20.5 | 33600 | 2.08 | 80
CARRIER | 25VNA436A*031* | CAP**4824AL*+UI | 59MN7B060C21**20 | 11 | 35600 | 5000 | 206788651 | ccASHP | HRCU-A-CB |  | 20.5 | 33600 | 2.08 | 80
BRYANT | 284ANV036*0**A* | CAP**3721AL*+UI | 88*TA60070C21*** | 11 | 35600 | 5000 | 205273941 | ccASHP | HRCU-A-CB |  | 21 | 34400 | 2.12 | 80
CARRIER | 25VNA436A*030* | CAP**4821AL*+UI | 58TN*A070C17**16 | 11 | 35600 | 5000 | 205272563 | ccASHP | HRCU-A-CB |  | 21 | 33600 | 2.08 | 80
CARRIER | 25VNA436A*030* | CAP**4321AL*+UI | 59MN7B080C17**14 | 11 | 35600 | 5000 | 205272554 | ccASHP | HRCU-A-CB |  | 20.5 | 34200 | 2.09 | 80
BRYANT | 284ANV036*0**A* | CAP**4824AL*+UI | 987MB60060C21*** | 11 | 35600 | 5000 | 205274016 | ccASHP | HRCU-A-CB |  | 20.5 | 33600 | 2.08 | 80
CARRIER | 25VNA436A*030* | CAP**3721AL*+UI | 58TN*A070C21**20 | 11 | 35600 | 5000 | 205272512 | ccASHP | HRCU-A-CB |  | 21 | 34400 | 2.12 | 80
BRYANT | 284ANV036*0**A* | CAP**4321AL*+UI | 987MB42080C17*** | 11 | 35600 | 5000 | 205273983 | ccASHP | HRCU-A-CB |  | 20.5 | 34200 | 2.09 | 80
CARRIER | 25VNA436A*031* | CAP**4321AL*+UI | 59MN7B080C17**14 | 11 | 35600 | 5000 | 206788620 | ccASHP | HRCU-A-CB |  | 20.5 | 34200 | 2.09 | 80
BRYANT HEATING AND COOLING SYSTEMS | 284ANV036*0**B* | CAP**4824AL*+UI | 987MB60060C21*** | 11 | 35600 | 4000 | 206790339 | ASHP | HRCU-A-CB | EVOLUTION Extreme 24 HP | 20.5 | 33600
BRYANT HEATING AND COOLING SYSTEMS | 284ANV036*0**B* | CAP**4821AL*+UI | 88*TA48070C17*** | 11 | 35600 | 4000 | 206790316 | ASHP | HRCU-A-CB | EVOLUTION Extreme 24 HP | 21 | 33600
BRYANT HEATING AND COOLING SYSTEMS | 284ANV036*0**B* | CAP**3721AL*+UI | 88*TA60070C21*** | 11 | 35600 | 4000 | 206790268 | ASHP | HRCU-A-CB | EVOLUTION Extreme 24 HP | 21 | 34400
BRYANT HEATING AND COOLING SYSTEMS | 284ANV036*0**B* | CAP**4321AL*+UI | 987MB42080C17*** | 11 | 35600 | 4000 | 206790308 | ASHP | HRCU-A-CB | EVOLUTION Extreme 24 HP | 20.5 | 34200
CARRIER | 25VNA436A*030* | CAP**3717AL*+UI | 58TN*A090C17**16 | 11 | 35800 | 5000 | 205272510 | ccASHP | HRCU-A-CB |  | 21 | 34000 | 2.08 | 79
BRYANT | 284ANV036*0**A* | CAP**3717AL*+UI | 88*TA48090C17*** | 11 | 35800 | 5000 | 205273939 | ccASHP | HRCU-A-CB |  | 21 | 34000 | 2.08 | 79
BRYANT | 284ANV036*0**A* | CAP**4321AL*+UI | 88*TA48070C17*** | 11 | 35800 | 5000 | 205273978 | ccASHP | HRCU-A-CB |  | 21 | 34400 | 2.11 | 79
CARRIER | 25VNA436A*030* | CAP**3721AL*+UI | 59MN7B080C17**14 | 11 | 35800 | 5000 | 205272516 | ccASHP | HRCU-A-CB |  | 20.5 | 34200 | 2.09 | 80
CARRIER | 25VNA436A*030* | CAP**4321AL*+UI | 58TN*A070C17**16 | 11 | 35800 | 5000 | 205272549 | ccASHP | HRCU-A-CB |  | 21 | 34400 | 2.11 | 79
BRYANT | 284ANV036*0**A* | CAP**4821AL*+UI | 987MB60060C21*** | 11 | 35800 | 5000 | 205274005 | ccASHP | HRCU-A-CB |  | 20.5 | 33600 | 2.08 | 79
CARRIER | 25VNA436A*030* | CAP**4321AL*+UI | 59MN7B060C21**20 | 11 | 35800 | 5000 | 205272561 | ccASHP | HRCU-A-CB |  | 20.5 | 34400 | 2.09 | 80
BRYANT | 284ANV036*0**A* | CAP**3721AL*+UI | 987MB42080C17*** | 11 | 35800 | 5000 | 205273945 | ccASHP | HRCU-A-CB |  | 20.5 | 34200 | 2.09 | 80
CARRIER | 25VNA436A*030* | CAP**4821AL*+UI | 59MN7B060C21**20 | 11 | 35800 | 5000 | 205272576 | ccASHP | HRCU-A-CB |  | 20.5 | 33600 | 2.08 | 79
CARRIER | 25VNA436A*031* | CAP**4321AL*+UI | 58TN*A070C17**16 | 11 | 35800 | 5000 | 206788615 | ccASHP | HRCU-A-CB |  | 21 | 34400 | 2.11 | 79
CARRIER | 25VNA436A*031* | CAP**3717AL*+UI | 58TN*A090C17**16 | 11 | 35800 | 5000 | 206788578 | ccASHP | HRCU-A-CB |  | 21 | 34000 | 2.08 | 79
CARRIER | 25VNA436A*031* | CAP**3721AL*+UI | 58TN*A070C17**16 | 11 | 35800 | 5000 | 206788579 | ccASHP | HRCU-A-CB |  | 21 | 34400 | 2.11 | 80
CARRIER | 25VNA436A*030* | CAP**3721AL*+UI | 58TN*A070C17**16 | 11 | 35800 | 5000 | 205272511 | ccASHP | HRCU-A-CB |  | 21 | 34400 | 2.11 | 80
BRYANT | 284ANV036*0**A* | CAP**3721AL*+UI | 88*TA48070C17*** | 11 | 35800 | 5000 | 205273940 | ccASHP | HRCU-A-CB |  | 21 | 34400 | 2.11 | 80
BRYANT | 284ANV036*0**A* | CAP**4321AL*+UI | 987MB60060C21*** | 11 | 35800 | 5000 | 205273990 | ccASHP | HRCU-A-CB |  | 20.5 | 34400 | 2.09 | 80
CARRIER | 25VNA436A*031* | CAP**3721AL*+UI | 59MN7B080C17**14 | 11 | 35800 | 5000 | 206788584 | ccASHP | HRCU-A-CB |  | 20.5 | 34200 | 2.09 | 80
CARRIER | 25VNA436A*031* | CAP**4821AL*+UI | 59MN7B060C21**20 | 11 | 35800 | 5000 | 206788640 | ccASHP | HRCU-A-CB |  | 20.5 | 33600 | 2.08 | 79
CARRIER | 25VNA436A*031* | CAP**4321AL*+UI | 59MN7B060C21**20 | 11 | 35800 | 5000 | 206788627 | ccASHP | HRCU-A-CB |  | 20.5 | 34400 | 2.09 | 80
BRYANT HEATING AND COOLING SYSTEMS | 284ANV036*0**B* | CAP**4321AL*+UI | 88*TA48070C17*** | 11 | 35800 | 4000 | 206790303 | ASHP | HRCU-A-CB | EVOLUTION Extreme 24 HP | 21 | 34400
BRYANT HEATING AND COOLING SYSTEMS | 284ANV036*0**B* | CAP**3717AL*+UI | 88*TA48090C17*** | 11 | 35800 | 4000 | 206790266 | ASHP | HRCU-A-CB | EVOLUTION Extreme 24 HP | 21 | 34000
BRYANT HEATING AND COOLING SYSTEMS | 284ANV036*0**B* | CAP**3721AL*+UI | 88*TA48070C17*** | 11 | 35800 | 4000 | 206790267 | ASHP | HRCU-A-CB | EVOLUTION Extreme 24 HP | 21 | 34400
BRYANT HEATING AND COOLING SYSTEMS | 284ANV036*0**B* | CAP**4321AL*+UI | 987MB60060C21*** | 11 | 35800 | 4000 | 206790315 | ASHP | HRCU-A-CB | EVOLUTION Extreme 24 HP | 20.5 | 34400
ZEPHYR | ZE-36HPA | AH-36 |  | 11 | 36000 | 5000 | 205306852 | ccASHP | HRCU-A-CB |  | 18 | 36000 | 1.93 | 81
AZUR | AZ-36HPA | AH-36 |  | 11 | 36000 | 5000 | 205662517 | ccASHP | HRCU-A-CB |  | 18 | 36000 | 1.93 | 81
BRYANT | 284ANV036*0**A* | CAP**3721AL*+UI | 987MB60060C21*** | 11 | 36000 | 5000 | 205273952 | ccASHP | HRCU-A-CB |  | 20.5 | 34200 | 2.09 | 79
CARRIER | 25VNA436A*031* | CAP**3721AL*+UI | 59MN7B060C21**20 | 11 | 36000 | 5000 | 206788591 | ccASHP | HRCU-A-CB |  | 20.5 | 34200 | 2.09 | 79
BRYANT | 284ANV036*0**A* | CAP**4321AL*+UI | 986TC42060C17*** | 11 | 36000 | 5000 | 205273981 | ccASHP | HRCU-A-CB |  | 20.5 | 34200 | 2.06 | 80
BRYANT | 284ANV036*0**A* | CAP**3717AL*+UI | 88*TA36070C14*** | 11 | 36000 | 5000 | 205273938 | ccASHP | HRCU-A-CB |  | 21 | 34000 | 2.07 | 79
CARRIER | 25VNA436A*030* | CAP**3717AL*+UI | 58TN*A070C14**12 | 11 | 36000 | 5000 | 205272509 | ccASHP | HRCU-A-CB |  | 21 | 34000 | 2.07 | 79
CARRIER | 25VNA436A*030* | CAP**3721AL*+UI | 59MN7B060C21**20 | 11 | 36000 | 5000 | 205272523 | ccASHP | HRCU-A-CB |  | 20.5 | 34200 | 2.09 | 79
CARRIER | 25VNA436A*030* | CAP**4321AL*+UI | 59TN6B060C17**14 | 11 | 36000 | 5000 | 205272552 | ccASHP | HRCU-A-CB |  | 20.5 | 34200 | 2.06 | 80
LENNOX | SL25XPV-036-230A** | CBA38MV-036-230*+TDR |  | 11 | 36000 | 5000 | 207436328 | ccASHP | HRCU-A-CB | DAVE LENNOX SIGNATURE SL25XPV SERIES | 22 | 34200 | 1.97 | 74
HAXXAIR | HVHD-36E2D | HAHD-36E2D |  | 11 | 36000 | 5000 | 205726755 | ccASHP | HRCU-A-CB |  | 18 | 36000 | 1.93 | 81
CARRIER | 25VNA436A*031* | CAP**3717AL*+UI | 58TN*A070C14**12 | 11 | 36000 | 5000 | 206788893 | ccASHP | HRCU-A-CB |  | 21 | 34000 | 2.07 | 79
CARRIER | 25VNA436A*031* | CAP**4321AL*+UI | 59TN6B060C17**14 | 11 | 36000 | 5000 | 206788618 | ccASHP | HRCU-A-CB |  | 20.5 | 34200 | 2.06 | 80
BRYANT HEATING AND COOLING SYSTEMS | 284ANV036*0**B* | CAP**3721AL*+UI | 987MB60060C21*** | 11 | 36000 | 4000 | 206790279 | ASHP | HRCU-A-CB | EVOLUTION Extreme 24 HP | 20.5 | 34200
AIR-CON | AMSCI4H4S36 |  |  | 11 | 36000 | $2,500: 2 indoor heads; $4,000: >=3 indoor heads | 204462795 | ASHP | HRCU-A-CB-O |  | 21 | 32000
DIAL | 36000Z-04-O |  |  | 11 | 36000 | $2,500: 2 indoor heads; $4,000: >=3 indoor heads | 204793307 | ASHP | HRCU-A-CB-O |  | 21 | 32000
HISENSE | AMW4-36U3STA |  |  | 11 | 36000 | $2,500: 2 indoor heads; $4,000: >=3 indoor heads | 203978166 | ASHP | HRCU-A-CB-O |  | 21 | 32000
HAXXAIR | HVHM-36T2D |  |  | 11 | 36000 | $2,500: 2 indoor heads; $4,000: >=3 indoor heads | 204100526 | ASHP | HRCU-A-CB-O |  | 21 | 32000
WESTINGHOUSE | WHP36M4A21S |  |  | 11 | 36000 | $2,500: 2 indoor heads; $4,000: >=3 indoor heads | 205446269 | ASHP | HRCU-A-CB-O |  | 21 | 32000
FRIEDRICH | FPHMR36A3A |  |  | 11 | 36000 | $2,500: 2 indoor heads; $4,000: >=3 indoor heads | 204101247 | ASHP | HRCU-A-CB-O |  | 21 | 32000
HISENSE | AMW4-36U3STA | AST-09UW3SVE**00AST-09UW3SVE**00AST-09UW3SVE**00AST-09UW3SVE**00 |  | 11 | 36000 | $2,500: 2 indoor heads; $4,000: >=3 indoor heads | 202911535 | ASHP | HRCU-A-CB-O |  | 21 | 32000
ZEPHYR | ZE-36M422SCO |  |  | 11 | 36000 | $2,500: 2 indoor heads; $4,000: >=3 indoor heads | 206347270 | ASHP | HRCU-A-CB-O |  | 21 | 32000
AZUR | AZ-36M422SCO |  |  | 11 | 36000 | $2,500: 2 indoor heads; $4,000: >=3 indoor heads | 206347268 | ASHP | HRCU-A-CB-O |  | 21 | 32000
MDV | M4OH-36HFN1-M-20 |  |  | 11 | 36500 | $2,500: 2 indoor heads; $4,000: >=3 indoor heads | 206714978 | ASHP | HMSV-A-CB |  | 21.8 | 36000
C&H | CH-HYP36MSPH-230VO |  |  | 11 | 37000 | $2,500: 2 indoor heads; $5,000: >=3 indoor heads | 205047866 | ccASHP | HMSV-A-CB | Multi Zone Sophia Hyper Outdoor | 19 | 36000 | 1.85 | 95
KERR | A-KMH36QU-1 |  |  | 11 | 37000 | $2,500: 2 indoor heads; $5,000: >=3 indoor heads | 201866484 | ccASHP | HMSV-A-CB |  | 19 | 36000 | 1.85 | 95
LENNOX | MLA036S4M-1P |  |  | 11 | 37000 | $2,500: 2 indoor heads; $5,000: >=3 indoor heads | 204330673 | ccASHP | HMSV-A-CB |  | 19 | 36000 | 1.85 | 95
FRANKLIN | MST363E23MHAA |  |  | 11 | 37000 | $2,500: 2 indoor heads; $5,000: >=3 indoor heads | 206764075 | ccASHP | HMSV-A-CB |  | 19 | 36000 | 1.85 | 95
CARRIER | 38MGRQ36D--3 |  |  | 11 | 37000 | $2,500: 2 indoor heads; $5,000: >=3 indoor heads | 202345968 | ccASHP | HMSV-A-CB | Performance | 19 | 36000 | 1.92 | 94
BOSCH | BMS500-AAM036-1CSXHB |  |  | 11 | 37000 | $2,500: 2 indoor heads; $5,000: >=3 indoor heads | 203991187 | ccASHP | HMSV-A-CB | Bosch Climate 5000 ductless minisplit series | 19 | 36000 | 1.85 | 95
BRYANT | 38MGRQ36D--3 |  |  | 11 | 37000 | $2,500: 2 indoor heads; $5,000: >=3 indoor heads | 202345973 | ccASHP | HMSV-A-CB | Preferred | 19 | 36000 | 1.92 | 94
COMFORT-AIRE | A-VMH36QU-1 |  |  | 11 | 37000 | $2,500: 2 indoor heads; $5,000: >=3 indoor heads | 201810033 | ccASHP | HMSV-A-CB |  | 19 | 36000 | 1.85 | 95
MOOVAIR | DM36HOM25230X3 |  |  | 11 | 37000 | $2,500: 2 indoor heads; $5,000: >=3 indoor heads | 204005761 | ccASHP | HMSV-A-CB |  | 19 | 36000 | 1.85 | 95
DIRECT AIR | M4OH-36HFN1-M |  |  | 11 | 37000 | $2,500: 2 indoor heads; $5,000: >=3 indoor heads | 203269787 | ccASHP | HMSV-A-CB |  | 19 | 36000 | 1.85 | 95
COMFORTSTAR | CM4-36-4ZX |  |  | 11 | 37000 | $2,500: 2 indoor heads; $5,000: >=3 indoor heads | 202575878 | ccASHP | HMSV-A-CB |  | 19 | 36000 | 1.85 | 95
PAYNE | 38MGRQ36D--3 |  |  | 11 | 37000 | $2,500: 2 indoor heads; $5,000: >=3 indoor heads | 201847069 | ccASHP | HMSV-A-CB | Mid-tier | 19 | 36000 | 1.92 | 94
MIDEA | 38MGRQ36D--3 |  |  | 11 | 37000 | $2,500: 2 indoor heads; $5,000: >=3 indoor heads | 201847074 | ccASHP | HMSV-A-CB | Excel | 19 | 36000 | 1.92 | 94
PERFECTAIRE | 2PAMS36-HH-MZO4 |  |  | 11 | 37000 | $2,500: 2 indoor heads; $5,000: >=3 indoor heads | 205645139 | ccASHP | HMSV-A-CB |  | 19 | 36000 | 1.85 | 95
ELIOS | DE36HOM25230X3 |  |  | 11 | 37000 | $2,500: 2 indoor heads; $5,000: >=3 indoor heads | 204005791 | ccASHP | HMSV-A-CB |  | 19 | 36000 | 1.85 | 95
MDV | M4OH-36HFN1-M |  |  | 11 | 37000 | $2,500: 2 indoor heads; $5,000: >=3 indoor heads | 201810029 | ccASHP | HMSV-A-CB |  | 19 | 36000 | 1.85 | 95
ZEPHYR | ZE-36HPB | AH-36B |  | 11 | 38000 | 5000 | 207036642 | ccASHP | HRCU-A-CB |  | 18 | 36000 | 1.93 | 77
AZUR | AZ-36HPB | AH-36B |  | 11 | 38000 | 5000 | 207036530 | ccASHP | HRCU-A-CB |  | 18 | 36000 | 1.93 | 77
HAXXAIR | HVHD-36E2D2 | HAHD-36E2D2 |  | 11 | 38000 | 5000 | 207036468 | ccASHP | HRCU-A-CB |  | 18 | 36000 | 1.93 | 77
MDV | MOE30U-32HFN1-M-[X] | MTI-32HWFN1-M |  | 11 | 38000 | $2,500: 2 indoor heads; $5,000: >=3 indoor heads | 205823026 | ccASHP | HRCU-A-CB |  | 17 | 32000 | 2.19 | 129
MDV | MOE30U-32HFN1-M-[X] | MUE-32HRFN1-M(C) |  | 11 | 38000 | $2,500: 2 indoor heads; $5,000: >=3 indoor heads | 205823025 | ccASHP | HRCU-A-CB-O |  | 19 | 32000 | 1.92 | 126
TRANE / MITSUBISHI ELECTRIC | TRUZH0361HA50NA | TPVA0A0361AA70A |  | 11 | 38000 | $2,500: 2 indoor heads; $5,000: >=3 indoor heads | 204874302 | ccASHP | HRCU-A-CB |  | 17.8 | 33000 | 1.83 | 100
MITSUBISHI ELECTRIC | PUZ-HA36NHA5 | PVA-A36AA* |  | 11 | 38000 | $2,500: 2 indoor heads; $5,000: >=3 indoor heads | 201754323 | ccASHP | HRCU-A-CB | P-Series | 17.8 | 33000 | 1.83 | 100
AMERICAN STANDARD / MITSUBISHI ELECTRIC | ASUZH0361HA50NA | APVA0A0361AA70A |  | 11 | 38000 | $2,500: 2 indoor heads; $5,000: >=3 indoor heads | 204874294 | ccASHP | HRCU-A-CB |  | 17.8 | 33000 | 1.83 | 100
MIDEA | MOE30U-32HFN1-M-[X] | MTI-32HWFN1-M |  | 11 | 38000 | $2,500: 2 indoor heads; $4,000: >=3 indoor heads | 205823029 | ASHP | HRCU-A-CB |  | 17 | 32000
MIDEA | MOE30U-32HFN1-M-[X] | MUE-32HRFN1-M(C) |  | 11 | 38000 | $2,500: 2 indoor heads; $4,000: >=3 indoor heads | 205823028 | ASHP | HRCU-A-CB-O |  | 19 | 32000
HITACHI | HVAHP036B21S* |  |  | 11 | 40000 | $2,500: 2 indoor heads; $4,000: >=3 indoor heads | 203994975 | ASHP | HMSV-A-CB |  | 18.7 | 36000
COLEMAN | CVAHP036B21S* |  |  | 11 | 40000 | $2,500: 2 indoor heads; $4,000: >=3 indoor heads | 203994979 | ASHP | HMSV-A-CB |  | 18.7 | 36000
YORK | YVAHP036B21S* |  |  | 11 | 40000 | $2,500: 2 indoor heads; $4,000: >=3 indoor heads | 203994973 | ASHP | HMSV-A-CB |  | 18.7 | 36000
HITACHI | HVAHP036B21S |  |  | 11 | 40000 | $2,500: 2 indoor heads; $4,000: >=3 indoor heads | 8937156 | ASHP | HMSV-A-CB |  | 18.7 | 36000
COLEMAN | CVAHP036B21S |  |  | 11 | 40000 | $2,500: 2 indoor heads; $4,000: >=3 indoor heads | 202140586 | ASHP | HMSV-A-CB |  | 18.7 | 36000
YORK | YVAHP036B21S |  |  | 11 | 40000 | $2,500: 2 indoor heads; $4,000: >=3 indoor heads | 8930726 | ASHP | HMSV-A-CB |  | 18.7 | 36000
LG | LUU360HHV | LCN369HV |  | 11 | 40000 | $2,500: 2 indoor heads; $4,000: >=3 indoor heads | 205788768 | ASHP | HRCU-A-CB-O |  | 21.5 | 36000
LG | LMU360HHV |  |  | 11 | 40500 | $2,500: 2 indoor heads; $5,000: >=3 indoor heads | 10445111 | ccASHP | HMSV-A-CB |  | 19.25 | 35000 | 2.06 | 100
RHEEM | RP2048BJV | RCF6021SEA | R802VA100521M | 11 | 41000 | 5000 | 202141084 | ccASHP | HRCU-A-CB |  | 19.5 | 45500 | 2.14 | 85
RHEEM | RP2048BJV | RCF6021SEA | R802VA125524M | 11 | 41000 | 5000 | 202141086 | ccASHP | HRCU-A-CB |  | 19 | 45500 | 2.14 | 85
RUUD | UP2048BJV | RCF6021SEA | U802VA125524M | 11 | 41000 | 5000 | 202141138 | ccASHP | HRCU-A-CB |  | 19 | 45500 | 2.14 | 85
FUJITSU | FO4820RVJCAB | FCC6021ESA | FF125245LT80M | 11 | 41000 | 5000 | 202843142 | ccASHP | HRCU-A-CB |  | 19 | 45500 | 2.14 | 85
RUUD | UP2048BJV | RCF6021SEA | U802VA100521M | 11 | 41000 | 5000 | 202141136 | ccASHP | HRCU-A-CB |  | 19.5 | 45500 | 2.14 | 85
FUJITSU | FO4820RVJCAB | FCC6021ESA | FF100215LT80M | 11 | 41000 | 5000 | 202843140 | ccASHP | HRCU-A-CB |  | 19.5 | 45500 | 2.14 | 85
RHEEM | RP2048BJV | RHMV6021SEAC |  | 11 | 42000 | 5000 | 202140939 | ccASHP | HRCU-A-CB |  | 19.5 | 45500 | 2.14 | 83
FUJITSU | FO4820RVJCAB | FH6021ELVJSC |  | 11 | 42000 | 5000 | 202843115 | ccASHP | HRCU-A-CB |  | 19.5 | 45000 | 2.14 | 83
RUUD | UP2048BJV | RHMV6021SEAC |  | 11 | 42000 | 5000 | 202141050 | ccASHP | HRCU-A-CB |  | 19.5 | 45500 | 2.14 | 83
CARRIER | 25VNA448A*030* | CSPH*6012AL*+UI | 58CU*A080C21**20 | 11 | 42500 | 4000 | 205652612 | ASHP | HRCU-A-CB | INFINITY 24 HP with GREENSPEED INTELLIGENCE | 20 | 45500
BRYANT HEATING AND COOLING SYSTEMS | 284ANV048*0**B* | CSPH*6012AL*+UI | 83*CA60080C21*** | 11 | 42500 | 4000 | 206790642 | ASHP | HRCU-A-CB | EVOLUTION Extreme 24 HP | 20 | 45500
CARRIER | 25VNA448A*031* | CSPH*6012AL*+UI | 58CU*A080C21**20 | 11 | 42500 | 4000 | 206788954 | ASHP | HRCU-A-CB | INFINITY 24 HP with GREENSPEED INTELLIGENCE | 20 | 45500
BRYANT HEATING AND COOLING SYSTEMS | 284ANV048*0**A* | CSPH*6012AL*+UI | 83*CA60080C21*** | 11 | 42500 | 4000 | 205652613 | ASHP | HRCU-A-CB | EVOLUTION Extreme 24 HP | 20 | 45500
LENNOX | SL25XPV-048-230A** | CR33-50/60+TDR+TXV | SL280DF090V60C* | 11 | 43500 | 5000 | 207436581 | ccASHP | HRCU-A-CB | DAVE LENNOX SIGNATURE SL25XPV SERIES | 21 | 46500 | 1.9 | 81
LENNOX | SL25XPV-048-230A** | CR33-50/60+TDR+TXV | EL296DF090XV60C* | 11 | 44000 | 5000 | 207436578 | ccASHP | HRCU-A-CB | DAVE LENNOX SIGNATURE SL25XPV SERIES | 21 | 46000 | 1.87 | 80
LENNOX | SL25XPV-048-230A** | CR33-50/60+TDR+TXV | EL296DF110XV60C* | 11 | 44000 | 5000 | 207436579 | ccASHP | HRCU-A-CB | DAVE LENNOX SIGNATURE SL25XPV SERIES | 21 | 46000 | 1.88 | 80
LENNOX | SL25XPV-048-230A** | CR33-50/60+TDR+TXV | SLP99DF110XV60C* | 11 | 44000 | 5000 | 207436585 | ccASHP | HRCU-A-CB | DAVE LENNOX SIGNATURE SL25XPV SERIES | 21 | 46000 | 1.88 | 80
LENNOX | SL25XPV-048-230A** | CR33-50/60+TDR+TXV | SLP99DF090XV48C* | 11 | 44000 | 5000 | 207436583 | ccASHP | HRCU-A-CB | DAVE LENNOX SIGNATURE SL25XPV SERIES | 21 | 46000 | 1.87 | 80
LENNOX | SL25XPV-048-230A** | CR33-50/60+TDR+TXV | SLP99DF090XV60C* | 11 | 44000 | 5000 | 207436584 | ccASHP | HRCU-A-CB | DAVE LENNOX SIGNATURE SL25XPV SERIES | 21 | 46000 | 1.87 | 80
LENNOX | SL25XPV-048-230A** | CR33-50/60+TDR+TXV | SL280DF080NV60C* | 11 | 44000 | 5000 | 207436580 | ccASHP | HRCU-A-CB | DAVE LENNOX SIGNATURE SL25XPV SERIES | 20 | 46500 | 1.89 | 80
BRYANT | 280ANV048*0**A* | CAP**6024AL*+UI | 88*TA66135C24*** | 11 | 44500 | 5000 | 204431441 | ccASHP | HRCU-A-CB |  | 17.5 | 46500 | 2.04 | 86
CARRIER | 25VNA048A*030* | CAP**6024AL*+UI | 59TN6B120C24**22 | 11 | 44500 | 5000 | 204431443 | ccASHP | HRCU-A-CB |  | 17 | 46000 | 1.82 | 86
CARRIER | 25VNA048A*030* | CAP**6024AL*+UI | 58TN*A135C24**22 | 11 | 44500 | 5000 | 204431440 | ccASHP | HRCU-A-CB |  | 17.5 | 46500 | 1.82 | 86
BRYANT | 280ANV048*0**A* | CAP**6024AL*+UI | 986TC66120C24*** | 11 | 44500 | 5000 | 204431444 | ccASHP | HRCU-A-CB |  | 17 | 46000 | 2.04 | 86
CARRIER | 25VNA048A*030* | CAP**6024AL*+UI | 58TN*A070C21**20 | 11 | 45000 | 5000 | 204431427 | ccASHP | HRCU-A-CB |  | 17.5 | 46000 | 1.84 | 88
BRYANT | 280ANV048*0**A* | CAP**6024AL*+UI | 88*TA60070C21*** | 11 | 45000 | 5000 | 204431432 | ccASHP | HRCU-A-CB |  | 17.5 | 46000 | 2.08 | 88
AMERICAN STANDARD / MITSUBISHI ELECTRIC | NAXMPH36A142B* |  |  | 11 | 45000 | $2,500: 2 indoor heads; $5,000: >=3 indoor heads | 204834289 | ccASHP | HMSV-A-CB | Nv Series Pro Heat | 17.5 | 36000 | 2 | 100
GREE | GMV-HY36WLT/A-T(U) |  |  | 11 | 45000 | $2,500: 2 indoor heads; $5,000: >=3 indoor heads | 9342251 | ccASHP | HMSV-A-CB-O |  | 18 | 36000 | 2 | 83
LG | LMU361HHV |  |  | 11 | 45000 | $2,500: 2 indoor heads; $5,000: >=3 indoor heads | 206717012 | ccASHP | HMSV-A-CB | MULTI F RED | 20.5 | 36000 | 2.26 | 100
LG | LMU420HHV |  |  | 11 | 45000 | $2,500: 2 indoor heads; $5,000: >=3 indoor heads | 10443471 | ccASHP | HMSV-A-CB |  | 20.5 | 42000 | 2.15 | 100
LG | LMU420HHV |  |  | 11 | 45000 | $2,500: 2 indoor heads; $5,000: >=3 indoor heads | 10444103 | ccASHP | HMSV-A-CB |  | 19.75 | 42000 | 2.11 | 100
TRANE / MITSUBISHI ELECTRIC | NTXMPH36A142B* |  |  | 11 | 45000 | $2,500: 2 indoor heads; $5,000: >=3 indoor heads | 204834285 | ccASHP | HMSV-A-CB | Nv Series Pro Heat | 17.5 | 36000 | 2 | 100
MITSUBISHI ELECTRIC | MXZ-4C36NAHZ2 |  |  | 11 | 45000 | $2,500: 2 indoor heads; $5,000: >=3 indoor heads | 204834293 | ccASHP | HMSV-A-CB | M-Series H2i | 17.5 | 36000 | 2 | 100
BRYANT | 280ANV048*0**A* | CAP**4821AL*+UI | 88*TA60070C21*** | 11 | 45500 | 5000 | 204431364 | ccASHP | HRCU-A-CB |  | 17 | 45000 | 2.2 | 88
BRYANT | 280ANV048*0**A* | CAP**6024AL*+UI & 98(6*B,7*A)66100V21*** |  | 11 | 45500 | 5000 | 9893745 | ccASHP | HRCU-A-CB | Bryant® Extreme Heat Pump | 17 | 46000 | 2.3 | 90
BRYANT | 280ANV048*0**A* | CAP**6021AL*+UI & 98(6*B,7*A)66100V21*** |  | 11 | 45500 | 5000 | 9893742 | ccASHP | HRCU-A-CB | Bryant® Extreme Heat Pump | 17 | 46000 | 2.42 | 91
CARRIER | 25VNA048A*030* | CAP**6024AL*+UI & 59*N*A100V21**22 |  | 11 | 45500 | 5000 | 9892797 | ccASHP | HRCU-A-CB | Infinity® 20 Heat Pump with Greenspeed® Intelligence | 17 | 46000 | 2.3 | 90
BRYANT | 280ANV048*0**A* | CAP**4824AL*+UI | 987MB66100C21*** | 11 | 45500 | 5000 | 204431394 | ccASHP | HRCU-A-CB |  | 17 | 45000 | 2.18 | 88
CARRIER | 25VNA048A*030* | CAP**6024AL*+UI | 59MN7B080C21**20 | 11 | 45500 | 5000 | 204431447 | ccASHP | HRCU-A-CB |  | 17 | 46000 | 1.8 | 85
BRYANT | 280ANV048*0**A* | CAP**6024AL*+UI | 987MB60080C21*** | 11 | 45500 | 5000 | 204431451 | ccASHP | HRCU-A-CB |  | 17 | 46000 | 2.08 | 85
BRYANT | 280ANV048*0**A* | CAP**4824AL*+UI | 88*TA60070C21*** | 11 | 45500 | 5000 | 204431384 | ccASHP | HRCU-A-CB |  | 17 | 45000 | 2.18 | 88
BRYANT | 280ANV048*0**A* | CAP**4824AL*+UI | 986TC66120C24*** | 11 | 45500 | 5000 | 204431387 | ccASHP | HRCU-A-CB |  | 17 | 45000 | 2.16 | 88
CARRIER | 25VNA048A*030* | CAP**6021AL*+UI & 59*N*A100V21**22 |  | 11 | 45500 | 5000 | 9892794 | ccASHP | HRCU-A-CB | Infinity® 20 Heat Pump with Greenspeed® Intelligence | 17 | 46000 | 2.42 | 91
CARRIER | 25VNA448A*030* | CAP**6024AL*+UI | 59TN6B100C21**22 | 11 | 45500 | 4000 | 206330275 | ASHP | HRCU-A-CB | INFINITY 24 HP with GREENSPEED INTELLIGENCE | 20 | 45000
BRYANT HEATING AND COOLING SYSTEMS | 284ANV048*0**A* | CAP**6024AL*+UI | 935CA66100C21*** | 11 | 45500 | 4000 | 206132693 | ASHP | HRCU-A-CB | EVOLUTION Extreme 24 HP | 21 | 45000
CARRIER | 25VNA448A*030* | CAP**6024AL*+UI | 59CU5A100C21**22 | 11 | 45500 | 4000 | 206132692 | ASHP | HRCU-A-CB | INFINITY 24 HP with GREENSPEED INTELLIGENCE | 21 | 45000
CARRIER | 25VNA448A*031* | CAP**6024AL*+UI | 59TN6B100C21**22 | 11 | 45500 | 4000 | 206788969 | ASHP | HRCU-A-CB | INFINITY 24 HP with GREENSPEED INTELLIGENCE | 20 | 45000
BRYANT HEATING AND COOLING SYSTEMS | 284ANV048*0**B* | CAP**6024AL*+UI | 986TC66100C21*** | 11 | 45500 | 4000 | 206790657 | ASHP | HRCU-A-CB | EVOLUTION Extreme 24 HP | 20 | 45000
BRYANT HEATING AND COOLING SYSTEMS | 284ANV048*0**A* | CAP**6024AL*+UI | 986TC66100C21*** | 11 | 45500 | 4000 | 206330276 | ASHP | HRCU-A-CB | EVOLUTION Extreme 24 HP | 20 | 45000
CARRIER | 25VNA448A*031* | CAP**6024AL*+UI | 59CU5A100C21**22 | 11 | 45500 | 4000 | 206788961 | ASHP | HRCU-A-CB | INFINITY 24 HP with GREENSPEED INTELLIGENCE | 21 | 45000
BRYANT HEATING AND COOLING SYSTEMS | 284ANV048*0**B* | CAP**6024AL*+UI | 935CA66100C21*** | 11 | 45500 | 4000 | 206790649 | ASHP | HRCU-A-CB | EVOLUTION Extreme 24 HP | 21 | 45000
BRYANT | 280ANV048*0**A* | CSPH*6012AL*+UI | 986TC66120C24*** | 11 | 46000 | 5000 | 204431605 | ccASHP | HRCU-A-CB |  | 17 | 46000 | 1.84 | 84
BRYANT | 280ANV048*0**A* | CAP**4824AL*+UI | 987MB60080C21*** | 11 | 46000 | 5000 | 204431390 | ccASHP | HRCU-A-CB |  | 17 | 45000 | 2.18 | 87
BRYANT | 280ANV048*0**A* | CAP**4821AL*+UI | 987MB60080C21*** | 11 | 46000 | 5000 | 204431371 | ccASHP | HRCU-A-CB |  | 17 | 45000 | 2.18 | 85
CARRIER | 25VNA048A*030* | CSPH*6012AL*+UI | 59TN6B120C24**22 | 11 | 46000 | 5000 | 204431604 | ccASHP | HRCU-A-CB |  | 17 | 46000 | 1.84 | 84
CARRIER | 25VNA448A*031* | FE4ANB006L+UI |  | 11 | 46000 | 4000 | 206788899 | ASHP | HRCU-A-CB | INFINITY 24 HP with GREENSPEED INTELLIGENCE | 22 | 46000
CARRIER | 25VNA448A*031* | CAP**6121AL*+UI | 59CU5A080C21**20 | 11 | 46000 | 4000 | 206788962 | ASHP | HRCU-A-CB | INFINITY 24 HP with GREENSPEED INTELLIGENCE | 21 | 46000
CARRIER | 25VNA448A*031* | CAP**6121AL*+UI | 59CU5A100C21**22 | 11 | 46000 | 4000 | 206788963 | ASHP | HRCU-A-CB | INFINITY 24 HP with GREENSPEED INTELLIGENCE | 21 | 46000
CARRIER | 25VNA448A*031* | CAP**6024AL*+UI | 58CU*A080C21**20 | 11 | 46000 | 4000 | 206788946 | ASHP | HRCU-A-CB | INFINITY 24 HP with GREENSPEED INTELLIGENCE | 21 | 45500
BRYANT HEATING AND COOLING SYSTEMS | 284ANV048*0**B* | CAP**6121AL*+UI | 935CA60080C21*** | 11 | 46000 | 4000 | 206790650 | ASHP | HRCU-A-CB | EVOLUTION Extreme 24 HP | 21 | 46000
BRYANT HEATING AND COOLING SYSTEMS | 284ANV048*0**B* | CAP**6121AL*+UI | 935CA66100C21*** | 11 | 46000 | 4000 | 206790651 | ASHP | HRCU-A-CB | EVOLUTION Extreme 24 HP | 21 | 46000
BRYANT HEATING AND COOLING SYSTEMS | 284ANV048*0**B* | CAP**6024AL*+UI | 83*CA60080C21*** | 11 | 46000 | 4000 | 206790634 | ASHP | HRCU-A-CB | EVOLUTION Extreme 24 HP | 21 | 45500
BRYANT HEATING AND COOLING SYSTEMS | 284ANV048*0**B* | FE4ANB006L+UI |  | 11 | 46000 | 4000 | 206790587 | ASHP | HRCU-A-CB | EVOLUTION Extreme 24 HP | 22 | 46000
CARRIER | 25VNA448A*030* | FE4ANB006L+UI |  | 11 | 46000 | 4000 | 205272761 | ASHP | HRCU-A-CB | INFINITY 24 HP with GREENSPEED INTELLIGENCE | 22 | 46000
CARRIER | 25VNA448A*030* | CAP**6121AL*+UI | 59CU5A080C21**20 | 11 | 46000 | 4000 | 206132694 | ASHP | HRCU-A-CB | INFINITY 24 HP with GREENSPEED INTELLIGENCE | 21 | 46000
BRYANT HEATING AND COOLING SYSTEMS | 284ANV048*0**A* | CAP**6121AL*+UI | 935CA60080C21*** | 11 | 46000 | 4000 | 206132695 | ASHP | HRCU-A-CB | EVOLUTION Extreme 24 HP | 21 | 46000
CARRIER | 25VNA448A*030* | CAP**6121AL*+UI | 59CU5A100C21**22 | 11 | 46000 | 4000 | 206132696 | ASHP | HRCU-A-CB | INFINITY 24 HP with GREENSPEED INTELLIGENCE | 21 | 46000
BRYANT HEATING AND COOLING SYSTEMS | 284ANV048*0**A* | CAP**6024AL*+UI | 83*CA60080C21*** | 11 | 46000 | 4000 | 205652579 | ASHP | HRCU-A-CB | EVOLUTION Extreme 24 HP | 21 | 45500
CARRIER | 25VNA448A*030* | CAP**6024AL*+UI | 58CU*A080C21**20 | 11 | 46000 | 4000 | 205652578 | ASHP | HRCU-A-CB | INFINITY 24 HP with GREENSPEED INTELLIGENCE | 21 | 45500
BRYANT HEATING AND COOLING SYSTEMS | 284ANV048*0**A* | CAP**6121AL*+UI | 935CA66100C21*** | 11 | 46000 | 4000 | 206132697 | ASHP | HRCU-A-CB | EVOLUTION Extreme 24 HP | 21 | 46000
BRYANT HEATING AND COOLING SYSTEMS | 284ANV048*0**A* | FE4ANB006L+UI |  | 11 | 46000 | 4000 | 205274190 | ASHP | HRCU-A-CB | EVOLUTION Extreme 24 HP | 22 | 46000
TRANE | 4TWL9048A1 | TEM8A0C60V51+TDR |  | 11 | 46000 | 4000 | 201922158 | ASHP | HRCU-A-CB | XV19 | 19 | 48500
CARRIER | 25VNA048A*030* | FE4AN(B,F)005L+UI |  | 11 | 46500 | 5000 | 9892779 | ccASHP | HRCU-A-CB |  | 17.5 | 46500 | 2.12 | 83
BRYANT | 280ANV048000 | FE4AN(B,F)005L+UI |  | 11 | 46500 | 5000 | 9893727 | ccASHP | HRCU-A-CB | Evolution Series | 17.5 | 46500 | 2.12 | 83
CARRIER | 25VNA448A*030* | CAP**6121AL*+UI | 58TN*A110C21**20 | 11 | 46500 | 4000 | 205272776 | ASHP | HRCU-A-CB | INFINITY 24 HP with GREENSPEED INTELLIGENCE | 21 | 46000
CARRIER | 25VNA448A*030* | CAP**6124AL*+UI | 58TN*A135C24**22 | 11 | 46500 | 4000 | 205272777 | ASHP | HRCU-A-CB | INFINITY 24 HP with GREENSPEED INTELLIGENCE | 21 | 46000
CARRIER | 25VNA448A*030* | CAP**6124AL*+UI | 59TN6B120C24**22 | 11 | 46500 | 4000 | 205272778 | ASHP | HRCU-A-CB | INFINITY 24 HP with GREENSPEED INTELLIGENCE | 21 | 46000
CARRIER | 25VNA448A*030* | CAP**6124AL*+UI | 59MN7B120C24**22 | 11 | 46500 | 4000 | 205272779 | ASHP | HRCU-A-CB | INFINITY 24 HP with GREENSPEED INTELLIGENCE | 21 | 46000
BRYANT HEATING AND COOLING SYSTEMS | 284ANV048*0**A* | CAP**6121AL*+UI | 986TC66100C21*** | 11 | 46500 | 4000 | 205274204 | ASHP | HRCU-A-CB | EVOLUTION Extreme 24 HP | 21 | 46000
BRYANT HEATING AND COOLING SYSTEMS | 284ANV048*0**A* | CAP**6121AL*+UI | 88*TA60110C21*** | 11 | 46500 | 4000 | 205274205 | ASHP | HRCU-A-CB | EVOLUTION Extreme 24 HP | 21 | 46000
BRYANT HEATING AND COOLING SYSTEMS | 284ANV048*0**A* | CAP**6124AL*+UI | 88*TA66135C24*** | 11 | 46500 | 4000 | 205274206 | ASHP | HRCU-A-CB | EVOLUTION Extreme 24 HP | 21 | 46000
BRYANT HEATING AND COOLING SYSTEMS | 284ANV048*0**A* | CAP**6124AL*+UI | 986TC66120C24*** | 11 | 46500 | 4000 | 205274207 | ASHP | HRCU-A-CB | EVOLUTION Extreme 24 HP | 21 | 46000
BRYANT HEATING AND COOLING SYSTEMS | 284ANV048*0**A* | CAP**6124AL*+UI | 987MB66120C24*** | 11 | 46500 | 4000 | 205274208 | ASHP | HRCU-A-CB | EVOLUTION Extreme 24 HP | 21 | 46000
TRANE | 4TWL9048A1 | TEM8A0C48V41+TDR |  | 11 | 46500 | 4000 | 201922157 | ASHP | HRCU-A-CB | XV19 | 19 | 48000
BRYANT HEATING AND COOLING SYSTEMS | 284ANV048*0**A* | CAP**4824AL*+UI | 83*CA60080C21*** | 11 | 46500 | 4000 | 205652575 | ASHP | HRCU-A-CB | EVOLUTION Extreme 24 HP | 20 | 44500
CARRIER | 25VNA448A*030* | CAP**6024AL*+UI | 58CU*A100C21**20 | 11 | 46500 | 4000 | 205652580 | ASHP | HRCU-A-CB | INFINITY 24 HP with GREENSPEED INTELLIGENCE | 21 | 45000
BRYANT HEATING AND COOLING SYSTEMS | 284ANV048*0**A* | CAP**6024AL*+UI | 83*CA60100C21*** | 11 | 46500 | 4000 | 205652581 | ASHP | HRCU-A-CB | EVOLUTION Extreme 24 HP | 21 | 45000
CARRIER | 25VNA448A*030* | CAP**6121AL*+UI | 58CU*A080C21**20 | 11 | 46500 | 4000 | 205652582 | ASHP | HRCU-A-CB | INFINITY 24 HP with GREENSPEED INTELLIGENCE | 21 | 46000
BRYANT HEATING AND COOLING SYSTEMS | 284ANV048*0**A* | CAP**6121AL*+UI | 83*CA60080C21*** | 11 | 46500 | 4000 | 205652583 | ASHP | HRCU-A-CB | EVOLUTION Extreme 24 HP | 21 | 46000
CARRIER | 25VNA448A*030* | CAP**6121AL*+UI | 58CU*A100C21**20 | 11 | 46500 | 4000 | 205652584 | ASHP | HRCU-A-CB | INFINITY 24 HP with GREENSPEED INTELLIGENCE | 21 | 46000
BRYANT HEATING AND COOLING SYSTEMS | 284ANV048*0**A* | CAP**6121AL*+UI | 83*CA60100C21*** | 11 | 46500 | 4000 | 205652585 | ASHP | HRCU-A-CB | EVOLUTION Extreme 24 HP | 21 | 46000
CARRIER | 25VNA448A*030* | CAP**6124AL*+UI | 58CU*A080C21**20 | 11 | 46500 | 4000 | 205652586 | ASHP | HRCU-A-CB | INFINITY 24 HP with GREENSPEED INTELLIGENCE | 21 | 46000
BRYANT HEATING AND COOLING SYSTEMS | 284ANV048*0**A* | CAP**6124AL*+UI | 83*CA60080C21*** | 11 | 46500 | 4000 | 205652587 | ASHP | HRCU-A-CB | EVOLUTION Extreme 24 HP | 21 | 46000
CARRIER | 25VNA448A*030* | CAP**6124AL*+UI | 58CU*A100C21**20 | 11 | 46500 | 4000 | 205652588 | ASHP | HRCU-A-CB | INFINITY 24 HP with GREENSPEED INTELLIGENCE | 21 | 46000
BRYANT HEATING AND COOLING SYSTEMS | 284ANV048*0**A* | CAP**6124AL*+UI | 83*CA60100C21*** | 11 | 46500 | 4000 | 205652589 | ASHP | HRCU-A-CB | EVOLUTION Extreme 24 HP | 21 | 46000
CARRIER | 25VNA448A*031* | CAP**6124AL*+UI | 58TN*A135C24**22 | 11 | 46500 | 4000 | 206788907 | ASHP | HRCU-A-CB | INFINITY 24 HP with GREENSPEED INTELLIGENCE | 21 | 46000
CARRIER | 25VNA448A*031* | CAP**6124AL*+UI | 59MN7B120C24**22 | 11 | 46500 | 4000 | 206788921 | ASHP | HRCU-A-CB | INFINITY 24 HP with GREENSPEED INTELLIGENCE | 21 | 46000
CARRIER | 25VNA448A*031* | CAP**6121AL*+UI | 59TN6B100C21**22 | 11 | 46500 | 4000 | 206788933 | ASHP | HRCU-A-CB | INFINITY 24 HP with GREENSPEED INTELLIGENCE | 21 | 46000
CARRIER | 25VNA448A*031* | CAP**6124AL*+UI | 59TN6B120C24**22 | 11 | 46500 | 4000 | 206788934 | ASHP | HRCU-A-CB | INFINITY 24 HP with GREENSPEED INTELLIGENCE | 21 | 46000
CARRIER | 25VNA448A*031* | CAP**6024AL*+UI | 58CU*A100C21**20 | 11 | 46500 | 4000 | 206788947 | ASHP | HRCU-A-CB | INFINITY 24 HP with GREENSPEED INTELLIGENCE | 21 | 45000
CARRIER | 25VNA448A*031* | CAP**6121AL*+UI | 58CU*A100C21**20 | 11 | 46500 | 4000 | 206788949 | ASHP | HRCU-A-CB | INFINITY 24 HP with GREENSPEED INTELLIGENCE | 21 | 46000
CARRIER | 25VNA448A*031* | CAP**6124AL*+UI | 58CU*A100C21**20 | 11 | 46500 | 4000 | 206788951 | ASHP | HRCU-A-CB | INFINITY 24 HP with GREENSPEED INTELLIGENCE | 21 | 46000
CARRIER | 25VNA448A*031* | CAP**6121AL*+UI | 58TN*A110C21**20 | 11 | 46500 | 4000 | 206788906 | ASHP | HRCU-A-CB | INFINITY 24 HP with GREENSPEED INTELLIGENCE | 21 | 46000
CARRIER | 25VNA448A*031* | CAP**4821AL*+UI | 58CU*A080C21**20 | 11 | 46500 | 4000 | 206788942 | ASHP | HRCU-A-CB | INFINITY 24 HP with GREENSPEED INTELLIGENCE | 20 | 44500
CARRIER | 25VNA448A*031* | CAP**4824AL*+UI | 58CU*A080C21**20 | 11 | 46500 | 4000 | 206788944 | ASHP | HRCU-A-CB | INFINITY 24 HP with GREENSPEED INTELLIGENCE | 20 | 44500
CARRIER | 25VNA448A*031* | CAP**6121AL*+UI | 58CU*A080C21**20 | 11 | 46500 | 4000 | 206788948 | ASHP | HRCU-A-CB | INFINITY 24 HP with GREENSPEED INTELLIGENCE | 21 | 46000
CARRIER | 25VNA448A*031* | CAP**6124AL*+UI | 58CU*A080C21**20 | 11 | 46500 | 4000 | 206788950 | ASHP | HRCU-A-CB | INFINITY 24 HP with GREENSPEED INTELLIGENCE | 21 | 46000
BRYANT HEATING AND COOLING SYSTEMS | 284ANV048*0**B* | CAP**6121AL*+UI | 986TC66100C21*** | 11 | 46500 | 4000 | 206790621 | ASHP | HRCU-A-CB | EVOLUTION Extreme 24 HP | 21 | 46000
BRYANT HEATING AND COOLING SYSTEMS | 284ANV048*0**B* | CAP**6124AL*+UI | 986TC66120C24*** | 11 | 46500 | 4000 | 206790622 | ASHP | HRCU-A-CB | EVOLUTION Extreme 24 HP | 21 | 46000
BRYANT HEATING AND COOLING SYSTEMS | 284ANV048*0**B* | CAP**6024AL*+UI | 83*CA60100C21*** | 11 | 46500 | 4000 | 206790635 | ASHP | HRCU-A-CB | EVOLUTION Extreme 24 HP | 21 | 45000
BRYANT HEATING AND COOLING SYSTEMS | 284ANV048*0**B* | CAP**6121AL*+UI | 83*CA60100C21*** | 11 | 46500 | 4000 | 206790637 | ASHP | HRCU-A-CB | EVOLUTION Extreme 24 HP | 21 | 46000
BRYANT HEATING AND COOLING SYSTEMS | 284ANV048*0**B* | CAP**6124AL*+UI | 83*CA60100C21*** | 11 | 46500 | 4000 | 206790639 | ASHP | HRCU-A-CB | EVOLUTION Extreme 24 HP | 21 | 46000
BRYANT HEATING AND COOLING SYSTEMS | 284ANV048*0**B* | CAP**6121AL*+UI | 88*TA60110C21*** | 11 | 46500 | 4000 | 206790594 | ASHP | HRCU-A-CB | EVOLUTION Extreme 24 HP | 21 | 46000
BRYANT HEATING AND COOLING SYSTEMS | 284ANV048*0**B* | CAP**4821AL*+UI | 83*CA60080C21*** | 11 | 46500 | 4000 | 206790630 | ASHP | HRCU-A-CB | EVOLUTION Extreme 24 HP | 20 | 44500
BRYANT HEATING AND COOLING SYSTEMS | 284ANV048*0**B* | CAP**4824AL*+UI | 83*CA60080C21*** | 11 | 46500 | 4000 | 206790632 | ASHP | HRCU-A-CB | EVOLUTION Extreme 24 HP | 20 | 44500
BRYANT HEATING AND COOLING SYSTEMS | 284ANV048*0**B* | CAP**6121AL*+UI | 83*CA60080C21*** | 11 | 46500 | 4000 | 206790636 | ASHP | HRCU-A-CB | EVOLUTION Extreme 24 HP | 21 | 46000
BRYANT HEATING AND COOLING SYSTEMS | 284ANV048*0**B* | CAP**6124AL*+UI | 83*CA60080C21*** | 11 | 46500 | 4000 | 206790638 | ASHP | HRCU-A-CB | EVOLUTION Extreme 24 HP | 21 | 46000
BRYANT HEATING AND COOLING SYSTEMS | 284ANV048*0**B* | CAP**6124AL*+UI | 88*TA66135C24*** | 11 | 46500 | 4000 | 206790595 | ASHP | HRCU-A-CB | EVOLUTION Extreme 24 HP | 21 | 46000
BRYANT HEATING AND COOLING SYSTEMS | 284ANV048*0**B* | CAP**6124AL*+UI | 987MB66120C24*** | 11 | 46500 | 4000 | 206790609 | ASHP | HRCU-A-CB | EVOLUTION Extreme 24 HP | 21 | 46000
CARRIER | 25VNA448A*030* | CAP**6121AL*+UI | 59TN6B100C21**22 | 11 | 46500 | 4000 | 205272775 | ASHP | HRCU-A-CB | INFINITY 24 HP with GREENSPEED INTELLIGENCE | 21 | 46000
CARRIER | 25VNA448A*030* | CAP**4821AL*+UI | 58CU*A080C21**20 | 11 | 46500 | 4000 | 205652570 | ASHP | HRCU-A-CB | INFINITY 24 HP with GREENSPEED INTELLIGENCE | 20 | 44500
BRYANT HEATING AND COOLING SYSTEMS | 284ANV048*0**A* | CAP**4821AL*+UI | 83*CA60080C21*** | 11 | 46500 | 4000 | 205652571 | ASHP | HRCU-A-CB | EVOLUTION Extreme 24 HP | 20 | 44500
CARRIER | 25VNA448A*030* | CAP**4824AL*+UI | 58CU*A080C21**20 | 11 | 46500 | 4000 | 205652574 | ASHP | HRCU-A-CB | INFINITY 24 HP with GREENSPEED INTELLIGENCE | 20 | 44500
MITSUBISHI ELECTRIC | PUZ-HA42NKA | PVA-A42AA* |  | 11 | 48000 | 5000 | 201754495 | ccASHP | HRCU-A-CB | P-Series H2i | 15.3 | 42000 | 1.91 | 100
TRANE / MITSUBISHI ELECTRIC | TRUZH0421KA00NA | TPVA0A0421AA70A |  | 11 | 48000 | 5000 | 204444987 | ccASHP | HRCU-A-CB |  | 15.3 | 42000 | 1.91 | 100
AMERICAN STANDARD / MITSUBISHI ELECTRIC | ASUZH0421KA00NA | APVA0A0421AA70A |  | 11 | 48000 | 5000 | 204444986 | ccASHP | HRCU-A-CB |  | 15.3 | 42000 | 1.91 | 100
TRANE / MITSUBISHI ELECTRIC | NTXMPH42A152B* |  |  | 11 | 48000 | $2,500: 2 indoor heads; $5,000: >=3 indoor heads | 204834286 | ccASHP | HMSV-A-CB-O | Nv Series Pro Heat | 20 | 42000 | 2 | 100
MITSUBISHI ELECTRIC | MXZ-5C42NAHZ |  |  | 11 | 48000 | $2,500: 2 indoor heads; $5,000: >=3 indoor heads | 201754926 | ccASHP | HRCU-A-CB-O | M-Series | 19 | 42000 | 2.51 | 100
LG | LMU421HHV |  |  | 11 | 48000 | $2,500: 2 indoor heads; $5,000: >=3 indoor heads | 206717013 | ccASHP | HMSV-A-CB | MULTI F RED | 20.3 | 42000 | 2.28 | 100
LG | LUU420HHV | LVN420HV |  | 11 | 48000 | $2,500: 2 indoor heads; $5,000: >=3 indoor heads | 205788776 | ccASHP | HRCU-A-CB |  | 19.6 | 42000 | 2.04 | 100
AMERICAN STANDARD / MITSUBISHI ELECTRIC | NAXMPH42A152B* |  |  | 11 | 48000 | $2,500: 2 indoor heads; $5,000: >=3 indoor heads | 204834290 | ccASHP | HMSV-A-CB-O | Nv Series Pro Heat | 20 | 42000 | 2 | 100
AMERICAN STANDARD / MITSUBISHI ELECTRIC | NAXMPH42A152AA |  |  | 11 | 48000 | $2,500: 2 indoor heads; $5,000: >=3 indoor heads | 202373705 | ccASHP | HMSV-A-CB | M-Series H2i | 19 | 42000 | 2.51 | 100
TRANE / MITSUBISHI ELECTRIC | NTXMPH42A152AA |  |  | 11 | 48000 | $2,500: 2 indoor heads; $5,000: >=3 indoor heads | 202373745 | ccASHP | HMSV-A-CB | M-Series H2i | 19 | 42000 | 2.51 | 100
MITSUBISHI ELECTRIC | MXZ-5C42NAHZ2 |  |  | 11 | 48000 | $2,500: 2 indoor heads; $5,000: >=3 indoor heads | 204834294 | ccASHP | HMSV-A-CB-O | M-Series H2i | 20 | 42000 | 2 | 100
SENVILLE | SENA/48HF/MOQ |  |  | 11 | 48000 | $2,500: 2 indoor heads; $4,000: >=3 indoor heads | 207641338 | ASHP | HMSV-A-CB |  | 22.4 | 48000
MDV | M5OF-48HFN1-M-20 |  |  | 11 | 48000 | $2,500: 2 indoor heads; $4,000: >=3 indoor heads | 206714986 | ASHP | HMSV-A-CB |  | 22.4 | 48000
MDV | M5OG-48HFN1-M |  |  | 11 | 48000 | $2,500: 2 indoor heads; $4,000: >=3 indoor heads | 207641226 | ASHP | HMSV-A-CB |  | 22.4 | 48000
MIDEA | 38MGRBQ48EA3 |  |  | 11 | 48000 | $2,500: 2 indoor heads; $4,000: >=3 indoor heads | 207642978 | ASHP | HMSV-A-CB |  | 22.4 | 48000
CARRIER | 38MGRBQ48EA3 |  |  | 11 | 48000 | $2,500: 2 indoor heads; $4,000: >=3 indoor heads | 207642894 | ASHP | HMSV-A-CB |  | 22.4 | 48000
WEATHERMAKER | 38MGRBQ48EA3 |  |  | 11 | 48000 | $2,500: 2 indoor heads; $4,000: >=3 indoor heads | 207642957 | ASHP | HMSV-A-CB |  | 22.4 | 48000
PAYNE | 38MGRBQ48EA3 |  |  | 11 | 48000 | $2,500: 2 indoor heads; $4,000: >=3 indoor heads | 207642936 | ASHP | HMSV-A-CB |  | 22.4 | 48000
BRYANT | 38MGRBQ48EA3 |  |  | 11 | 48000 | $2,500: 2 indoor heads; $4,000: >=3 indoor heads | 207642915 | ASHP | HMSV-A-CB |  | 22.4 | 48000
MDV | M5OG-48HFN1-M-[X]-20 |  |  | 11 | 49000 | $2,500: 2 indoor heads; $5,000: >=3 indoor heads | 206714984 | ccASHP | HMSV-A-CB |  | 21.5 | 48000 | 2 | 97
DAY & NIGHT | DLCLRBH48AAK | DLFLFAH48XAK |  | 11 | 50000 | $2,500: 2 indoor heads; $5,000: >=3 indoor heads | 206188299 | ccASHP | HRCU-A-CB-O | Constant Comfort | 18 | 48000 | 2.48 | 85
DAY & NIGHT | DLCLRBH48AAK | DLFLCAH48XAK |  | 11 | 50000 | $2,500: 2 indoor heads; $5,000: >=3 indoor heads | 206188300 | ccASHP | HRCU-A-CB-O | Constant Comfort | 17 | 48000 | 2.45 | 74
CARRIER | 38MBRBQ48AA3 | 40MBFQ48---3 |  | 11 | 50000 | $2,500: 2 indoor heads; $5,000: >=3 indoor heads | 206188250 | ccASHP | HRCU-A-CB-O | Performance | 18 | 48000 | 2.48 | 85
CARRIER | 38MBRBQ48AA3 | 40MBCQ48---3 |  | 11 | 50000 | $2,500: 2 indoor heads; $5,000: >=3 indoor heads | 206188251 | ccASHP | HRCU-A-CB-O | Performance | 17 | 48000 | 2.45 | 74
MIDEA | 38MBRQ48A--3 | 40MBCQ48---3 |  | 11 | 50000 | $2,500: 2 indoor heads; $5,000: >=3 indoor heads | 201847058 | ccASHP | HRCU-A-CB-O | Excel | 16.8 | 48000 | 2.03 | 75
MIDEA | 38MBRQ48A--3 | 40MBFQ48---3 |  | 11 | 50000 | $2,500: 2 indoor heads; $5,000: >=3 indoor heads | 201847064 | ccASHP | HRCU-A-CB-O | Excel | 17.8 | 48000 | 2.03 | 87
MIDEA | DLCLRAH48AAK | DLFLFAH48XAK |  | 11 | 50000 | $2,500: 2 indoor heads; $5,000: >=3 indoor heads | 201796618 | ccASHP | HRCU-A-CB-O | Advantage | 17.8 | 48000 | 2.03 | 87
MIDEA | DLCLRAH48AAK | DLFLCAH48XAK |  | 11 | 50000 | $2,500: 2 indoor heads; $5,000: >=3 indoor heads | 201796619 | ccASHP | HRCU-A-CB-O | Advantage | 16.8 | 48000 | 2.03 | 75
MIDEA | 38MBRBQ48AA3 | 40MBCQ48---3 |  | 11 | 50000 | $2,500: 2 indoor heads; $5,000: >=3 indoor heads | 206188279 | ccASHP | HRCU-A-CB-O | Excel | 17 | 48000 | 2.45 | 74
MIDEA | DLCLRBH48AAK | DLFLFAH48XAK |  | 11 | 50000 | $2,500: 2 indoor heads; $5,000: >=3 indoor heads | 206188327 | ccASHP | HRCU-A-CB-O | Excel | 18 | 48000 | 2.48 | 85
MIDEA | DLCLRBH48AAK | DLFLCAH48XAK |  | 11 | 50000 | $2,500: 2 indoor heads; $5,000: >=3 indoor heads | 206188328 | ccASHP | HRCU-A-CB-O | Excel | 17 | 48000 | 2.45 | 74
MIDEA | 38MBRBQ48AA3 | 40MBFQ48---3 |  | 11 | 50000 | $2,500: 2 indoor heads; $5,000: >=3 indoor heads | 206188278 | ccASHP | HRCU-A-CB-O | Excel | 18 | 48000 | 2.48 | 85
PAYNE | 38MBRQ48A--3 | 40MBCQ48---3 |  | 11 | 50000 | $2,500: 2 indoor heads; $5,000: >=3 indoor heads | 201847041 | ccASHP | HRCU-A-CB-O | Mid-tier | 16.8 | 48000 | 2.03 | 75
PAYNE | 38MBRQ48A--3 | 40MBFQ48---3 |  | 11 | 50000 | $2,500: 2 indoor heads; $5,000: >=3 indoor heads | 201847047 | ccASHP | HRCU-A-CB-O | Mid-tier | 17.8 | 48000 | 2.03 | 87
SMART COMFORT | DLCLRAH48AAK | DLFLFAH48XAK |  | 11 | 50000 | $2,500: 2 indoor heads; $5,000: >=3 indoor heads | 202119336 | ccASHP | HRCU-A-CB-O | Mid-tier | 17.8 | 48000 | 2.03 | 87
SMART COMFORT | DLCLRAH48AAK | DLFLCAH48XAK |  | 11 | 50000 | $2,500: 2 indoor heads; $5,000: >=3 indoor heads | 202119337 | ccASHP | HRCU-A-CB-O | Mid-tier | 16.8 | 48000 | 2.03 | 75
WEATHERMAKER | 38MBRBQ48AA3 | 40MBFQ48---3 |  | 11 | 50000 | $2,500: 2 indoor heads; $5,000: >=3 indoor heads | 206188271 | ccASHP | HRCU-A-CB-O | Mid-Tier | 18 | 48000 | 2.48 | 85
WEATHERMAKER | 38MBRBQ48AA3 | 40MBCQ48---3 |  | 11 | 50000 | $2,500: 2 indoor heads; $5,000: >=3 indoor heads | 206188272 | ccASHP | HRCU-A-CB-O | Mid-Tier | 17 | 48000 | 2.45 | 74
TEMPSTAR | DLCLRAH48AAK | DLFLFAH48XAK |  | 11 | 50000 | $2,500: 2 indoor heads; $5,000: >=3 indoor heads | 201835826 | ccASHP | HRCU-A-CB-O | Mid-tier | 17.8 | 48000 | 2.03 | 87
TEMPSTAR | DLCLRAH48AAK | DLFLCAH48XAK |  | 11 | 50000 | $2,500: 2 indoor heads; $5,000: >=3 indoor heads | 201835828 | ccASHP | HRCU-A-CB-O | Mid-tier | 16.8 | 48000 | 2.03 | 75
TEMPSTAR | DLCLRBH48AAK | DLFLFAH48XAK |  | 11 | 50000 | $2,500: 2 indoor heads; $5,000: >=3 indoor heads | 206188334 | ccASHP | HRCU-A-CB-O | QuietComfort | 18 | 48000 | 2.48 | 85
TEMPSTAR | DLCLRBH48AAK | DLFLCAH48XAK |  | 11 | 50000 | $2,500: 2 indoor heads; $5,000: >=3 indoor heads | 206188335 | ccASHP | HRCU-A-CB-O | QuietComfort | 17 | 48000 | 2.45 | 74
PAYNE | 38MBRBQ48AA3 | 40MBFQ48---3 |  | 11 | 50000 | $2,500: 2 indoor heads; $5,000: >=3 indoor heads | 206188264 | ccASHP | HRCU-A-CB-O | Mid-Tier | 18 | 48000 | 2.48 | 85
PAYNE | 38MBRBQ48AA3 | 40MBCQ48---3 |  | 11 | 50000 | $2,500: 2 indoor heads; $5,000: >=3 indoor heads | 206188265 | ccASHP | HRCU-A-CB-O | Mid-Tier | 17 | 48000 | 2.45 | 74
MOOVAIR | DM48HOS18230E5 | DM48HICU230X5 |  | 11 | 50000 | $2,500: 2 indoor heads; $5,000: >=3 indoor heads | 204005758 | ccASHP | HRCU-A-CB-O |  | 16.8 | 48000 | 1.95 | 71
BRYANT | 38MBRQ48A--3 | 40MBCQ48---3 |  | 11 | 50000 | $2,500: 2 indoor heads; $5,000: >=3 indoor heads | 201847026 | ccASHP | HRCU-A-CB-O | Preferred | 16.8 | 48000 | 2.03 | 75
ARCOAIRE | DLCLRAH48AAK | DLFLFAH48XAK |  | 11 | 50000 | $2,500: 2 indoor heads; $5,000: >=3 indoor heads | 201835544 | ccASHP | HRCU-A-CB-O | Mid-tier | 17.8 | 48000 | 2.03 | 87
ARCOAIRE | DLCLRAH48AAK | DLFLCAH48XAK |  | 11 | 50000 | $2,500: 2 indoor heads; $5,000: >=3 indoor heads | 201835545 | ccASHP | HRCU-A-CB-O | Mid-tier | 16.8 | 48000 | 2.03 | 75
ARCOAIRE | DLCLRBH48AAK | DLFLFAH48XAK |  | 11 | 50000 | $2,500: 2 indoor heads; $5,000: >=3 indoor heads | 206188285 | ccASHP | HRCU-A-CB-O | DuraComfort | 18 | 48000 | 2.48 | 85
ARCOAIRE | DLCLRBH48AAK | DLFLCAH48XAK |  | 11 | 50000 | $2,500: 2 indoor heads; $5,000: >=3 indoor heads | 206188286 | ccASHP | HRCU-A-CB-O | DuraComfort | 17 | 48000 | 2.45 | 74
BRYANT | 38MBRQ48A--3 | 40MBFQ48---3 |  | 11 | 50000 | $2,500: 2 indoor heads; $5,000: >=3 indoor heads | 201847030 | ccASHP | HRCU-A-CB-O | Preferred | 17.8 | 48000 | 2.03 | 87
AIRQUEST | DLCLRBH48AAK | DLFLFAH48XAK |  | 11 | 50000 | $2,500: 2 indoor heads; $5,000: >=3 indoor heads | 206188341 | ccASHP | HRCU-A-CB-O | QuietComfort | 18 | 48000 | 2.48 | 85
AIRQUEST | DLCLRBH48AAK | DLFLCAH48XAK |  | 11 | 50000 | $2,500: 2 indoor heads; $5,000: >=3 indoor heads | 206188342 | ccASHP | HRCU-A-CB-O | QuietComfort | 17 | 48000 | 2.45 | 74
BOSCH | BMS500-AAS048-1CSXLB | BMS500-AAU048-1AHCXB |  | 11 | 50000 | $2,500: 2 indoor heads; $5,000: >=3 indoor heads | 203991171 | ccASHP | HRCU-A-CB-O | Bosch Climate 5000 ductless minisplit series | 16.8 | 48000 | 1.95 | 71
BRYANT | 38MBRBQ48AA3 | 40MBFQ48---3 |  | 11 | 50000 | $2,500: 2 indoor heads; $5,000: >=3 indoor heads | 206188257 | ccASHP | HRCU-A-CB-O | Preferred | 18 | 48000 | 2.48 | 85
BRYANT | 38MBRBQ48AA3 | 40MBCQ48---3 |  | 11 | 50000 | $2,500: 2 indoor heads; $5,000: >=3 indoor heads | 206188258 | ccASHP | HRCU-A-CB-O | Preferred | 17 | 48000 | 2.45 | 74
CARRIER | 38MBRQ48A--3 | 40MBCQ48---3 |  | 11 | 50000 | $2,500: 2 indoor heads; $5,000: >=3 indoor heads | 201847013 | ccASHP | HRCU-A-CB-O | Performance | 16.8 | 48000 | 2.03 | 75
CARRIER | 38MBRQ48A--3 | 40MBFQ48---3 |  | 11 | 50000 | $2,500: 2 indoor heads; $5,000: >=3 indoor heads | 201847017 | ccASHP | HRCU-A-CB-O | Performance | 17.8 | 48000 | 2.03 | 87
C&H | CH-48LCU/O | CH-48MSPHCT-230VI |  | 11 | 50000 | $2,500: 2 indoor heads; $5,000: >=3 indoor heads | 202534925 | ccASHP | HRCU-A-CB-O | Single Zone Light Commercial Ceiling Cassette | 16.8 | 48000 | 1.95 | 71
C&H | CH-48LCU/O | CH-48LCFC/I |  | 11 | 50000 | $2,500: 2 indoor heads; $5,000: >=3 indoor heads | 205047859 | ccASHP | HRCU-A-CB-O | Single Zone Light Commercial Floor-Ceiling | 17.8 | 48000 | 1.91 | 72
C&H | CH-48LCU/O | CH-48LCCT-230VI |  | 11 | 50000 | $2,500: 2 indoor heads; $5,000: >=3 indoor heads | 205263861 | ccASHP | HRCU-A-CB-O |  | 16.8 | 48000 | 1.95 | 71
C&H | CH-48LCU/O | CH-48LCFCI |  | 11 | 50000 | $2,500: 2 indoor heads; $5,000: >=3 indoor heads | 205282616 | ccASHP | HRCU-A-CB-O |  | 17.8 | 48000 | 1.91 | 72
MDV | MOE30U-48HFN1-M | MCD-48HRFN1-M(D) |  | 11 | 50000 | $2,500: 2 indoor heads; $5,000: >=3 indoor heads | 8819859 | ccASHP | HRCU-A-CB-O |  | 16.8 | 48000 | 1.95 | 71
MDV | MOE30U-48HFN1-M | MUE-48HRFN1-M(C) |  | 11 | 50000 | $2,500: 2 indoor heads; $5,000: >=3 indoor heads | 8819860 | ccASHP | HRCU-A-CB-O |  | 17.8 | 48000 | 1.91 | 72
HEIL | DLCLRAH48AAK | DLFLCAH48XAK |  | 11 | 50000 | $2,500: 2 indoor heads; $5,000: >=3 indoor heads | 201835732 | ccASHP | HRCU-A-CB-O | Mid-tier | 16.8 | 48000 | 2.03 | 75
KENMORE | DLCLRAH48AAK | DLFLFAH48XAK |  | 11 | 50000 | $2,500: 2 indoor heads; $5,000: >=3 indoor heads | 201835827 | ccASHP | HRCU-A-CB-O | Mid-tier | 17.8 | 48000 | 2.03 | 87
KENMORE | DLCLRAH48AAK | DLFLCAH48XAK |  | 11 | 50000 | $2,500: 2 indoor heads; $5,000: >=3 indoor heads | 201835829 | ccASHP | HRCU-A-CB-O | Mid-tier | 16.8 | 48000 | 2.03 | 75
KENMORE | DLCLRBH48AAK | DLFLFAH48XAK |  | 11 | 50000 | $2,500: 2 indoor heads; $5,000: >=3 indoor heads | 206188320 | ccASHP | HRCU-A-CB-O | Mid-Tier | 18 | 48000 | 2.48 | 85
KENMORE | DLCLRBH48AAK | DLFLCAH48XAK |  | 11 | 50000 | $2,500: 2 indoor heads; $5,000: >=3 indoor heads | 206188321 | ccASHP | HRCU-A-CB-O | Mid-Tier | 17 | 48000 | 2.45 | 74
HEIL | DLCLRBH48AAK | DLFLFAH48XAK |  | 11 | 50000 | $2,500: 2 indoor heads; $5,000: >=3 indoor heads | 206188306 | ccASHP | HRCU-A-CB-O | QuietComfort | 18 | 48000 | 2.48 | 85
HEIL | DLCLRBH48AAK | DLFLCAH48XAK |  | 11 | 50000 | $2,500: 2 indoor heads; $5,000: >=3 indoor heads | 206188307 | ccASHP | HRCU-A-CB-O | QuietComfort | 17 | 48000 | 2.45 | 74
KEEPRITE | DLCLRAH48AAK | DLFLFAH48XAK |  | 11 | 50000 | $2,500: 2 indoor heads; $5,000: >=3 indoor heads | 201835731 | ccASHP | HRCU-A-CB-O | Mid-tier | 17.8 | 48000 | 2.03 | 87
KEEPRITE | DLCLRAH48AAK | DLFLCAH48XAK |  | 11 | 50000 | $2,500: 2 indoor heads; $5,000: >=3 indoor heads | 201835733 | ccASHP | HRCU-A-CB-O | Mid-tier | 16.8 | 48000 | 2.03 | 75
KEEPRITE | DLCLRBH48AAK | DLFLFAH48XAK |  | 11 | 50000 | $2,500: 2 indoor heads; $5,000: >=3 indoor heads | 206188313 | ccASHP | HRCU-A-CB-O | ProComfort | 18 | 48000 | 2.48 | 85
KEEPRITE | DLCLRBH48AAK | DLFLCAH48XAK |  | 11 | 50000 | $2,500: 2 indoor heads; $5,000: >=3 indoor heads | 206188314 | ccASHP | HRCU-A-CB-O | ProComfort | 17 | 48000 | 2.45 | 74
ELIOS | DE48HOS18230E5 | DE48HICU230X5 |  | 11 | 50000 | $2,500: 2 indoor heads; $5,000: >=3 indoor heads | 202635794 | ccASHP | HRCU-A-CB-O |  | 16.8 | 48000 | 1.95 | 71
ELIOS | DE48HOS18230E5 | DM48HICU230X5 |  | 11 | 50000 | $2,500: 2 indoor heads; $5,000: >=3 indoor heads | 205300182 | ccASHP | HRCU-A-CB-O |  | 16.8 | 48000 | 1.95 | 71
HEIL | DLCLRAH48AAK | DLFLFAH48XAK |  | 11 | 50000 | $2,500: 2 indoor heads; $5,000: >=3 indoor heads | 201835730 | ccASHP | HRCU-A-CB-O | Mid-tier | 17.8 | 48000 | 2.03 | 87
COMFORTMAKER | DLCLRAH48AAK | DLFLFAH48XAK |  | 11 | 50000 | $2,500: 2 indoor heads; $5,000: >=3 indoor heads | 201835593 | ccASHP | HRCU-A-CB-O | Mid-tier | 17.8 | 48000 | 2.03 | 87
COMFORTMAKER | DLCLRAH48AAK | DLFLCAH48XAK |  | 11 | 50000 | $2,500: 2 indoor heads; $5,000: >=3 indoor heads | 201835594 | ccASHP | HRCU-A-CB-O | Mid-tier | 16.8 | 48000 | 2.03 | 75
COMFORTSTAR | CPP048CD(O)-DU | FPA-48DU |  | 11 | 50000 | $2,500: 2 indoor heads; $5,000: >=3 indoor heads | 9119321 | ccASHP | HRCU-A-CB-O |  | 17.8 | 48000 | 1.91 | 72
COMFORTSTAR | CPP048CD(O)-DU | TPA-48DU |  | 11 | 50000 | $2,500: 2 indoor heads; $5,000: >=3 indoor heads | 9119322 | ccASHP | HRCU-A-CB-O |  | 16.8 | 48000 | 1.95 | 71
DAY & NIGHT | DLCLRAH48AAK | DLFLFAH48XAK |  | 11 | 50000 | $2,500: 2 indoor heads; $5,000: >=3 indoor heads | 201835641 | ccASHP | HRCU-A-CB-O | Mid-tier | 17.8 | 48000 | 2.03 | 87
DAY & NIGHT | DLCLRAH48AAK | DLFLCAH48XAK |  | 11 | 50000 | $2,500: 2 indoor heads; $5,000: >=3 indoor heads | 201835642 | ccASHP | HRCU-A-CB-O | Mid-tier | 16.8 | 48000 | 2.03 | 75
LG | LMU480HHV |  |  | 11 | 52500 | $2,500: 2 indoor heads; $5,000: >=3 indoor heads | 206717002 | ccASHP | HMSV-A-CB-O | MULTI F RED | 20.5 | 48000 | 2.34 | 100
GREE | GMV-HY48WLT/A-T(U) |  |  | 11 | 54000 | $2,500: 2 indoor heads; $5,000: >=3 indoor heads | 9410050 | ccASHP | HMSV-A-CB-O |  | 18 | 48000 | 2 | 75
LG | ARUM048GSS5 |  |  | 11 | 54000 | $2,500: 2 indoor heads; $5,000: >=3 indoor heads | 205967236 | ccASHP | HMSR-A-CB |  | 17.5 | 48000 | 2.43 | 100
TRANE / MITSUBISHI ELECTRIC | TUMYH0481AK41** |  |  | 11 | 54000 | $2,500: 2 indoor heads; $5,000: >=3 indoor heads | 204834219 | ccASHP | HMSV-A-CB |  | 16.5 | 48000 | 1.9 | 100
MITSUBISHI ELECTRIC | PUMY-HP48NKMU1 |  |  | 11 | 54000 | $2,500: 2 indoor heads; $5,000: >=3 indoor heads | 204834216 | ccASHP | HMSV-A-CB | S-Series | 16.5 | 48000 | 1.9 | 100
TRANE / MITSUBISHI ELECTRIC | NTXMPH48A182AA |  |  | 11 | 54000 | $2,500: 2 indoor heads; $5,000: >=3 indoor heads | 202373747 | ccASHP | HRCU-A-CB-O | M-Series H2i | 18.9 | 48000 | 2.29 | 100
TRANE / MITSUBISHI ELECTRIC | TUMYH0481AK40** |  |  | 11 | 54000 | $2,500: 2 indoor heads; $5,000: >=3 indoor heads | 202850714 | ccASHP | HMSV-A-CB |  | 16.5 | 48000 | 1.9 | 100
MITSUBISHI ELECTRIC | PUMY-HP48NKMU |  |  | 11 | 54000 | $2,500: 2 indoor heads; $5,000: >=3 indoor heads | 202423535 | ccASHP | HMSV-A-CB | S-Series H2i | 16.5 | 48000 | 1.9 | 100
AMERICAN STANDARD / MITSUBISHI ELECTRIC | NAXMPH48A182AA |  |  | 11 | 54000 | $2,500: 2 indoor heads; $5,000: >=3 indoor heads | 202373707 | ccASHP | HRCU-A-CB-O | M-Series H2i | 18.9 | 48000 | 2.29 | 100
GREE | GMV-48WL/B-T(U) |  |  | 11 | 54000 | $2,500: 2 indoor heads; $5,000: >=3 indoor heads | 8654211 | ccASHP | HMSV-A-CB | GMV5 Mini | 20 | 48000 | 2 | 100
MITSUBISHI ELECTRIC | MXZ-8C48NAHZ |  |  | 11 | 54000 | $2,500: 2 indoor heads; $5,000: >=3 indoor heads | 201754635 | ccASHP | HRCU-A-CB-O | M-Series H2i | 18.9 | 48000 | 2.29 | 100
TOSOT | TMVRF-48KUH |  |  | 11 | 54000 | $2,500: 2 indoor heads; $4,000: >=3 indoor heads | 9128597 | ASHP | HMSV-A-CB-O |  | 20 | 48000
BRYANT | 280ANV060*0**A* | CAP**6024AL*+UI | 88*TA60090C21*** | 11 | 55500 | 5000 | 204431633 | ccASHP | HRCU-A-CB |  | 17 | 54000 | 2.09 | 74
CARRIER | 25VNA060A*030* | CAP**6024AL*+UI | 58TN*A090C21**20 | 11 | 55500 | 5000 | 204431632 | ccASHP | HRCU-A-CB |  | 17 | 54000 | 2.09 | 74
CARRIER | 25VNA060A*030* | CAP**6024AL*+UI | 58TN*A110C21**20 | 11 | 55500 | 5000 | 204431658 | ccASHP | HRCU-A-CB |  | 17 | 54000 | 2.09 | 74
CARRIER | 25VNA060A*030* | CAP**6024AL*+UI | 59TN6B100C21**22 | 11 | 55500 | 5000 | 204431654 | ccASHP | HRCU-A-CB |  | 17 | 54000 | 2.09 | 74
BRYANT | 280ANV060*0**A* | CAP**6024AL*+UI | 88*TA60110C21*** | 11 | 55500 | 5000 | 204431659 | ccASHP | HRCU-A-CB |  | 17 | 54000 | 2.09 | 74
BRYANT | 280ANV060*0**A* | CAP**6024AL*+UI | 986TC66100C21*** | 11 | 55500 | 5000 | 204431656 | ccASHP | HRCU-A-CB |  | 17 | 54000 | 2.09 | 74
BRYANT | 280ANV060*0**A* | CAP**6024AL*+UI | 987MB66120C24*** | 11 | 55500 | 5000 | 204431650 | ccASHP | HRCU-A-CB |  | 17 | 54000 | 2.09 | 74
CARRIER | 25VNA060A*030* | CAP**6024AL*+UI | 59MN7B120C24**22 | 11 | 55500 | 5000 | 204431647 | ccASHP | HRCU-A-CB |  | 17 | 54000 | 2.09 | 74
CARRIER | 25VNA060A*030* | CAP**6024AL*+UI | 58TN*A070C21**20 | 11 | 56000 | 5000 | 204431629 | ccASHP | HRCU-A-CB |  | 17 | 54000 | 2.13 | 75
CARRIER | 25VNA060A*030* | CSPH*6012AL*+UI | 59TN6B080C21**20 | 11 | 56000 | 5000 | 204431766 | ccASHP | HRCU-A-CB |  | 16 | 54500 | 2.11 | 77
CARRIER | 25VNA060A*030* | CAP**6024AL*+UI | 59TN6B080C21**20 | 11 | 56000 | 5000 | 204431651 | ccASHP | HRCU-A-CB |  | 17 | 54000 | 2.13 | 75
BRYANT | 280ANV060*0**A* | CSPH*6012AL*+UI | 986TC60080C21*** | 11 | 56000 | 5000 | 204431767 | ccASHP | HRCU-A-CB |  | 16 | 54500 | 2.11 | 77
CARRIER | 25VNA060A*030* | CAP**6121AL*+UI | 58TN*A070C21**20 | 11 | 56000 | 5000 | 204431660 | ccASHP | HRCU-A-CB |  | 17 | 55000 | 2.09 | 75
CARRIER | 25VNA060A*030* | CSPH*6012AL*+UI | 59MN7B120C24**22 | 11 | 56000 | 5000 | 204431763 | ccASHP | HRCU-A-CB |  | 16 | 54500 | 2.09 | 77
BRYANT | 280ANV060*0**A* | CAP**6121AL*+UI | 88*TA60070C21*** | 11 | 56000 | 5000 | 204431662 | ccASHP | HRCU-A-CB |  | 17 | 55000 | 2.09 | 75
BRYANT | 280ANV060*0**A* | CAP**6024AL*+UI | 88*TA60070C21*** | 11 | 56000 | 5000 | 204431630 | ccASHP | HRCU-A-CB |  | 17 | 54000 | 2.13 | 75
BRYANT | 280ANV060*0**A* | CAP**6024AL*+UI | 986TC60080C21*** | 11 | 56000 | 5000 | 204431652 | ccASHP | HRCU-A-CB |  | 17 | 54000 | 2.13 | 75
BRYANT | 280ANV060*0**A* | CSPH*6012AL*+UI | 987MB66120C24*** | 11 | 56000 | 5000 | 204431765 | ccASHP | HRCU-A-CB |  | 16 | 54500 | 2.09 | 77
BRYANT | 280ANV060*0**A* | CNPV*6024AL*+UI | 88*TA60110C21*** | 11 | 56500 | 5000 | 204431743 | ccASHP | HRCU-A-CB |  | 17 | 54000 | 2.17 | 77
BRYANT | 280ANV060*0**A* | CNPV*6024AL*+UI | 986TC66100C21*** | 11 | 56500 | 5000 | 204431740 | ccASHP | HRCU-A-CB |  | 17 | 54000 | 2.17 | 77
BRYANT | 280ANV060*0**A* | CNPV*6024AL*+UI | 88*TA60090C21*** | 11 | 56500 | 5000 | 204431719 | ccASHP | HRCU-A-CB |  | 17 | 54000 | 2.17 | 77
CARRIER | 25VNA060A*030* | CNPV*6024AL*+UI | 58TN*A110C21**20 | 11 | 56500 | 5000 | 204431741 | ccASHP | HRCU-A-CB |  | 17 | 54000 | 2.17 | 77
CARRIER | 25VNA060A*030* | CNPV*6024AL*+UI | 59TN6B100C21**22 | 11 | 56500 | 5000 | 204431739 | ccASHP | HRCU-A-CB |  | 17 | 54000 | 2.17 | 77
CARRIER | 25VNA060A*030* | CNPV*6024AL*+UI | 58TN*A090C21**20 | 11 | 56500 | 5000 | 204431717 | ccASHP | HRCU-A-CB |  | 17 | 54000 | 2.17 | 77
BRYANT HEATING AND COOLING SYSTEMS | 284ANV060*0**B* | FE4ANB006L+UI |  | 11 | 59000 | 4000 | 206790658 | ASHP | HRCU-A-CB | EVOLUTION Extreme 24 HP | 21 | 58500
BRYANT HEATING AND COOLING SYSTEMS | 284ANV060*0**B* | CAP**6124AL*+UI | 986TC66100C21*** | 11 | 59000 | 4000 | 206790676 | ASHP | HRCU-A-CB | EVOLUTION Extreme 24 HP | 20 | 58000
CARRIER | 25VNA460A*031* | FE4ANB006L+UI |  | 11 | 59000 | 4000 | 206788970 | ASHP | HRCU-A-CB | INFINITY 24 HP with GREENSPEED INTELLIGENCE | 21 | 58500
BRYANT HEATING AND COOLING SYSTEMS | 284ANV060*0**A* | CAP**6124AL*+UI | 986TC66100C21*** | 11 | 59000 | 4000 | 205274249 | ASHP | HRCU-A-CB | EVOLUTION Extreme 24 HP | 20 | 58000
BRYANT HEATING AND COOLING SYSTEMS | 284ANV060*0**A* | FE4ANB006L+UI |  | 11 | 59000 | 4000 | 205274231 | ASHP | HRCU-A-CB | EVOLUTION Extreme 24 HP | 21 | 58500
CARRIER | 25VNA460A*030* | CAP**6124AL*+UI | 59TN6B100C21**22 | 11 | 59000 | 4000 | 205272820 | ASHP | HRCU-A-CB | INFINITY 24 HP with GREENSPEED INTELLIGENCE | 20 | 58000
CARRIER | 25VNA460A*030* | FE4ANB006L+UI |  | 11 | 59000 | 4000 | 205272802 | ASHP | HRCU-A-CB | INFINITY 24 HP with GREENSPEED INTELLIGENCE | 21 | 58500
CARRIER | 25VNA460A*031* | CAP**6124AL*+UI | 59TN6B100C21**22 | 11 | 59000 | 4000 | 206788988 | ASHP | HRCU-A-CB | INFINITY 24 HP with GREENSPEED INTELLIGENCE | 20 | 58000
GREE | GMV-60WL/C-T(U) |  |  | 11 | 64000 | $2,500: 2 indoor heads; $5,000: >=3 indoor heads | 206335355 | ccASHP | HMSV-A-CB-O | GMV5 Mini | 21 | 60000 | 1.83 | 71
FUJITSU | AOU60RLAVM4 |  |  | 11 | 66000 | $2,500: 2 indoor heads; $5,000: >=3 indoor heads | 206347273 | ccASHP | HMSV-A-CB | AIRSTAGE J-IV Series | 18.5 | 60000 | 3.56 | 85
FUJITSU | AOU60RLAVM |  |  | 11 | 66000 | $2,500: 2 indoor heads; $5,000: >=3 indoor heads | 8693473 | ccASHP | HMSV-A-CB | AIRSTAGE J-II Series | 16.5 | 60000 | 2.99 | 70
MITSUBISHI ELECTRIC | PUMY-P60NKMU* |  |  | 11.05 | 66000 | $2,500: 2 indoor heads; $5,000: >=3 indoor heads | 201755028 | ccASHP | HRCU-A-CB | S-Series | 17.8 | 60000 | 1.87 | 75
FUJITSU | AOUH09LEAS1 | ASUH09LMAS |  | 11.1 | 10900 | $2,500: 2 indoor heads; $5,000: >=3 indoor heads | 207454671 | ccASHP | HRCU-A-CB-O | Halcyon Single-zone Mini Split | 21.3 | 9000 | 2 | 82
LG | LUU180HHV | LCN188HV4 |  | 11.1 | 20000 | $2,500: 2 indoor heads; $4,000: >=3 indoor heads | 205788763 | ASHP | HRCU-A-CB-O |  | 20 | 18000
MOOVAIR | DM48HOS25230E3 | DM48HIDU230X5 |  | 11.1 | 48000 | $2,500: 2 indoor heads; $5,000: >=3 indoor heads | 206853241 | ccASHP | HRCU-A-CB |  | 16 | 48000 | 2.19 | 102
ELIOS | DE48HOS25230E3 | DM48HIDU230X5 |  | 11.1 | 48000 | $2,500: 2 indoor heads; $5,000: >=3 indoor heads | 206853243 | ccASHP | HRCU-A-CB |  | 16 | 48000 | 2.19 | 102
MDV | MOE30U-48HFN1-M-[X] | MTI-48HWFN1-M |  | 11.1 | 48000 | $2,500: 2 indoor heads; $5,000: >=3 indoor heads | 204829821 | ccASHP | HRCU-A-CB |  | 16 | 48000 | 2.19 | 102
MDV | MOE30U-48HFN1-M-[X](GA) | MTI-48HWFN1-M |  | 11.1 | 48000 | $2,500: 2 indoor heads; $5,000: >=3 indoor heads | 207338217 | ccASHP | HRCU-A-CB-O |  | 16 | 48000 | 2.19 | 102
LENNOX | MLB048S4S-1P | MMDB048S4-2P |  | 11.1 | 48000 | $2,500: 2 indoor heads; $5,000: >=3 indoor heads | 205782161 | ccASHP | HRCU-A-CB | MLB Low Ambient | 16 | 48000 | 2.18 | 102
DAIKIN | 5MXS48TVJU |  |  | 11.1 | 48500 | $2,500: 2 indoor heads; $5,000: >=3 indoor heads | 202638701 | ccASHP | HMSV-A-CB | MXS Series | 20.2 | 47000 | 2.23 | 80
FUJITSU | AOU48RLAVM4 |  |  | 11.1 | 54000 | $2,500: 2 indoor heads; $5,000: >=3 indoor heads | 206347275 | ccASHP | HMSV-A-CB | AIRSTAGE J-IV Series | 19.8 | 48000 | 3.36 | 85
TRANE / MITSUBISHI ELECTRIC | NTXMPH36A142B* |  |  | 11.15 | 45000 | $2,500: 2 indoor heads; $5,000: >=3 indoor heads | 204926530 | ccASHP | HMSV-A-CB | Nv Series Pro Heat | 18.75 | 36000 | 2 | 100
MITSUBISHI ELECTRIC | MXZ-4C36NAHZ2 |  |  | 11.15 | 45000 | $2,500: 2 indoor heads; $5,000: >=3 indoor heads | 204926512 | ccASHP | HMSV-A-CB | M-Series H2i | 18.75 | 36000 | 2 | 100
AMERICAN STANDARD / MITSUBISHI ELECTRIC | NAXMPH36A142B* |  |  | 11.15 | 45000 | $2,500: 2 indoor heads; $5,000: >=3 indoor heads | 204926523 | ccASHP | HMSV-A-CB | Nv Series Pro Heat | 18.75 | 36000 | 2 | 100
FUJITSU | AOU48RLAVM |  |  | 11.15 | 54000 | $2,500: 2 indoor heads; $5,000: >=3 indoor heads | 8693478 | ccASHP | HMSV-A-CB | AIRSTAGE J-II Series | 18.95 | 48000 | 3 | 76
FUJITSU | AOU60RLAVM |  |  | 11.15 | 66000 | $2,500: 2 indoor heads; $5,000: >=3 indoor heads | 8693475 | ccASHP | HMSV-A-CB | AIRSTAGE J-II Series | 17.5 | 60000 | 2.99 | 70
GREE | 3VIR09HP115V1AO | 3VIR09HP115V1AH |  | 11.2 | 10000 | $2,500: 2 indoor heads; $5,000: >=3 indoor heads | 206839102 | ccASHP | HRCU-A-CB-O |  | 26.5 | 9100 | 1.88 | 90
GREE | GWH09AGC-A3DNA1A/O | GWH09AGC-A3DN***/I |  | 11.2 | 10000 | $2,500: 2 indoor heads; $4,000: >=3 indoor heads | 206717629 | ASHP | HRCU-A-CB-O |  | 26.5 | 9100
BRYANT | 38MAQB09R--3 | 619PEQ009BBMA |  | 11.2 | 10900 | $2,500: 2 indoor heads; $5,000: >=3 indoor heads | 8738646 | ccASHP | HRCU-A-CB-O | Preferred Series | 25 | 9000 | 1.98 | 100
NOVAIR PLUS | 09EVONVO | 09EVONVI |  | 11.2 | 10900 | $2,500: 2 indoor heads; $5,000: >=3 indoor heads | 201786765 | ccASHP | HRCU-A-CB-O |  | 25 | 9000 | 1.86 | 99
DIRECT AIR | MOB30-09HFN1-MX0W | CS11M-09HRFN1-MX0W(A) |  | 11.2 | 10900 | $2,500: 2 indoor heads; $5,000: >=3 indoor heads | 8952869 | ccASHP | HRCU-A-CB-O |  | 25 | 9000 | 1.86 | 99
CARRIER | 38MAQB09R--3 | 40MAQB09B--3 |  | 11.2 | 10900 | $2,500: 2 indoor heads; $5,000: >=3 indoor heads | 8738635 | ccASHP | HRCU-A-CB-O |  | 25 | 9000 | 1.98 | 100
MIDEA | 38MAQB09R--3 | DHMSHAQ09XA3 |  | 11.2 | 10900 | $2,500: 2 indoor heads; $4,000: >=3 indoor heads | 201846988 | ASHP | HRCU-A-CB-O |  | 25 | 9000
C&H | CH-09DKT230VO | CH-09DKT230VI |  | 11.2 | 10900 | $2,500: 2 indoor heads; $4,000: >=3 indoor heads | 202081019 | ASHP | HRCU-A-CB-O |  | 25 | 9000
GOODMAN | MSH093E23MCAA | MSH093E23AXAA |  | 11.2 | 10900 | $2,500: 2 indoor heads; $4,000: >=3 indoor heads | 203991090 | ASHP | HRCU-A-CB-O |  | 25 | 9000
KLIMAIRE | KSIH009-H225-O | KSIH009-H225-IW |  | 11.2 | 10900 | $2,500: 2 indoor heads; $4,000: >=3 indoor heads | 201766729 | ASHP | HRCU-A-CB-O |  | 25 | 9000
KARDA | 1PAMSHH09-SZO-25 | 1PAMSHH09-SZW-25 |  | 11.2 | 10900 | $2,500: 2 indoor heads; $4,000: >=3 indoor heads | 201830345 | ASHP | HRCU-A-CB-O |  | 25 | 9000
PAYNE | 38MAQB09R--3 | DHMSHAQ09XA3 |  | 11.2 | 10900 | $2,500: 2 indoor heads; $4,000: >=3 indoor heads | 201846968 | ASHP | HRCU-A-CB-O |  | 25 | 9000
MDV | MOB30-09HFN1-MX0W | CS11M-09HRFN1-MX0W(A) |  | 11.2 | 10900 | $2,500: 2 indoor heads; $4,000: >=3 indoor heads | 8704431 | ASHP | HRCU-A-CB-O |  | 25 | 9000
DIRECT AIR | MOB30-09HFN1-MX0W | CS11M-09HRFN1-MX0W(A) |  | 11.2 | 10900 | $2,500: 2 indoor heads; $4,000: >=3 indoor heads | 8775826 | ASHP | HRCU-A-CB-O |  | 25 | 9000
SENVILLE | SENA/09HF/OZ | SENA/09HF/IZ |  | 11.2 | 10900 | $2,500: 2 indoor heads; $4,000: >=3 indoor heads | 8797149 | ASHP | HRCU-A-CB-O |  | 25 | 9000
KERR | A-KMH09SU-1 | B-KMH09SU-1 |  | 11.2 | 10900 | $2,500: 2 indoor heads; $4,000: >=3 indoor heads | 9710789 | ASHP | HRCU-A-CB-O |  | 25 | 9000
PERFECTAIRE | 1PAMSHH09-SZO-25 | 1PAMSHH09-SZW-25 |  | 11.2 | 10900 | $2,500: 2 indoor heads; $4,000: >=3 indoor heads | 9856844 | ASHP | HRCU-A-CB-O |  | 25 | 9000
EMERSON QUIET KOOL | HP-25EACH09R2O | HP-25EACH09R2I |  | 11.2 | 10900 | $2,500: 2 indoor heads; $4,000: >=3 indoor heads | 10298956 | ASHP | HRCU-A-CB-O |  | 25 | 9000
THERMOCORE SYSTEMS | T4HH25S-H209-C | T4HH25S-H209-E |  | 11.2 | 10900 | $2,500: 2 indoor heads; $4,000: >=3 indoor heads | 202353105 | ASHP | HRCU-A-CB-O |  | 25 | 9000
COMFORTSTAR | CXH009CD(O) | CXH009CD(I)-WIFI |  | 11.2 | 10900 | $2,500: 2 indoor heads; $4,000: >=3 indoor heads | 202575847 | ASHP | HRCU-A-CB-O |  | 25 | 9000
C&H | CH-HYP09SPH230VO | CH-D09MSPHWM-230VI |  | 11.2 | 10900 | $2,500: 2 indoor heads; $4,000: >=3 indoor heads | 205263873 | ASHP | HRCU-A-CB-O |  | 25 | 9000
COMFORT-AIRE | A-VMH09SU-1 | B-VMH09SU-1C |  | 11.2 | 10900 | $2,500: 2 indoor heads; $4,000: >=3 indoor heads | 205288547 | ASHP | HRCU-A-CB-O |  | 25 | 9000
NORTON AIR CONDITIONERS | OHP14-09-12-25 | DWHP14-09-12-25 |  | 11.2 | 10900 | $2,500: 2 indoor heads; $4,000: >=3 indoor heads | 205300191 | ASHP | HRCU-A-CB-O |  | 25 | 9000
CANAIR | C23SCH09H21 | C23SEH09H21 |  | 11.2 | 10900 | $2,500: 2 indoor heads; $4,000: >=3 indoor heads | 205306861 | ASHP | HRCU-A-CB-O |  | 25 | 9000
PERFECTAIRE | 1PAMSHH09-SZO-25 | 1PAMSHH09-SZW-25 |  | 11.2 | 10900 | $2,500: 2 indoor heads; $4,000: >=3 indoor heads | 205309419 | ASHP | HRCU-A-CB-O |  | 25 | 9000
SUPREME | YS25M-09HRDN1 | YS25M-09HRDN1 |  | 11.2 | 10900 | $2,500: 2 indoor heads; $4,000: >=3 indoor heads | 203238004 | ASHP | HRCU-A-CB-O |  | 25 | 9000
CONTINENTAL | CH25-09-O | CH25-09-I |  | 11.2 | 10900 | $2,500: 2 indoor heads; $4,000: >=3 indoor heads | 203363519 | ASHP | HRCU-A-CB-O |  | 25 | 9000
MOOVAIR | DM09HOS25230E3 | DM09HIW23230E3 |  | 11.2 | 10900 | $2,500: 2 indoor heads; $4,000: >=3 indoor heads | 204005732 | ASHP | HRCU-A-CB-O |  | 25 | 9000
ELIOS | DE09HOS25230E3 | DE09HIW23230E3 |  | 11.2 | 10900 | $2,500: 2 indoor heads; $4,000: >=3 indoor heads | 204005774 | ASHP | HRCU-A-CB-O |  | 25 | 9000
MRCOOL | O-HH-09-HP-C-230 | O-09-HP-WMAH-230A |  | 11.2 | 10900 | $2,500: 2 indoor heads; $4,000: >=3 indoor heads | 204783915 | ASHP | HRCU-A-CB-O |  | 25 | 9000
KOOLKING | MOB30-09HFN1-MX0W | CS11M-09HRFN1-MX0W(A) |  | 11.2 | 10900 | $2,500: 2 indoor heads; $4,000: >=3 indoor heads | 205092274 | ASHP | HRCU-A-CB-O |  | 25 | 9000
BREEZE33 | BZ33-HYP09HPOUT2-P | BZ33-HYP09WALL2-P |  | 11.2 | 10900 | $2,500: 2 indoor heads; $4,000: >=3 indoor heads | 205470421 | ASHP | HRCU-A-CB-O |  | 25 | 9000
KANIONCO | KWSM-09IR410AHS25 | KWSM-09IR410AHS25 |  | 11.2 | 10900 | $2,500: 2 indoor heads; $4,000: >=3 indoor heads | 205572567 | ASHP | HRCU-A-CB-O |  | 25 | 9000
KANIONCO | KWSM-09IR410AHS25 | KWSM-09IR410AHS25 |  | 11.2 | 10900 | $2,500: 2 indoor heads; $4,000: >=3 indoor heads | 205746736 | ASHP | HRCU-A-CB-O |  | 25 | 9000
KARDA | 1KARDA09SZO25 | 1KARDA09UVW |  | 11.2 | 10900 | $2,500: 2 indoor heads; $4,000: >=3 indoor heads | 205756426 | ASHP | HRCU-A-CB-O |  | 25 | 9000
KARDA | 1PAMSHH09-SZO-25 | 1KARDA09UVW |  | 11.2 | 10900 | $2,500: 2 indoor heads; $4,000: >=3 indoor heads | 205756430 | ASHP | HRCU-A-CB-O |  | 25 | 9000
KARDA | 1KARDA09SZO25 | 1PAMSHH09-SZW-25 |  | 11.2 | 10900 | $2,500: 2 indoor heads; $4,000: >=3 indoor heads | 205756434 | ASHP | HRCU-A-CB-O |  | 25 | 9000
WEATHERMAKER | 38MAQB09R--3 | DHMSHAQ09XA3 |  | 11.2 | 10900 | $2,500: 2 indoor heads; $4,000: >=3 indoor heads | 205772828 | ASHP | HRCU-A-CB-O |  | 25 | 9000
EMI | DHSZ109DA | DHWAL09DA |  | 11.2 | 10900 | $2,500: 2 indoor heads; $4,000: >=3 indoor heads | 203514056 | ASHP | HRCU-A-CB-O |  | 25 | 9000
ACC | MSH093E23MCAA | MSH093E23AXAA |  | 11.2 | 10900 | $2,500: 2 indoor heads; $4,000: >=3 indoor heads | 203991102 | ASHP | HRCU-A-CB-O |  | 25 | 9000
BOSCH | BMS500-AAS009-1CSXHB | BMS500-AAU009-1AHWXB |  | 11.2 | 10900 | $2,500: 2 indoor heads; $4,000: >=3 indoor heads | 203991152 | ASHP | HRCU-A-CB-O |  | 25 | 9000
NAPOLEON | NH25-09F-O | NH25-09F-I |  | 11.2 | 10900 | $2,500: 2 indoor heads; $4,000: >=3 indoor heads | 8952855 | ASHP | HRCU-A-CB-O |  | 25 | 9000
MRCOOL | O-HH-09-HP-C-230 | O-HH-09-HP-WMAH-230 |  | 11.2 | 10900 | $2,500: 2 indoor heads; $4,000: >=3 indoor heads | 8967209 | ASHP | HRCU-A-CB-O |  | 25 | 9000
MIDEA | MOB30-09HFN1-MX0W | CS11M-09HRFN1-MX0W(A) |  | 11.2 | 10900 | $2,500: 2 indoor heads; $4,000: >=3 indoor heads | 9006304 | ASHP | HRCU-A-CB-O |  | 25 | 9000
COMFORT-AIRE | A-VMH09SU-1 | B-VMH09SU-1 |  | 11.2 | 10900 | $2,500: 2 indoor heads; $4,000: >=3 indoor heads | 200059041 | ASHP | HRCU-A-CB-O |  | 25 | 9000
CENTURY | A-VMH09SU-1 | B-VMH09SU-1 |  | 11.2 | 10900 | $2,500: 2 indoor heads; $4,000: >=3 indoor heads | 200059042 | ASHP | HRCU-A-CB-O |  | 25 | 9000
GREE | 3VIR09HP230V1AO | 3VIR09HP230V1AH |  | 11.2 | 11000 | $2,500: 2 indoor heads; $5,000: >=3 indoor heads | 206839101 | ccASHP | HRCU-A-CB-O |  | 25.3 | 9100 | 1.93 | 81
AMERICAN STANDARD | 4TXK2509A10N0** | 4MXW2509A10N0** |  | 11.2 | 11000 | $2,500: 2 indoor heads; $5,000: >=3 indoor heads | 207629144 | ccASHP | HRCU-A-CB-O |  | 25.3 | 9100 | 1.93 | 81
GREE | GWH09AGC-D3DNA1B/O | GTH(09)CA-D3DN***/I |  | 11.2 | 11000 | $2,500: 2 indoor heads; $5,000: >=3 indoor heads | 207168480 | ccASHP | HRCU-A-CB-O |  | 19.5 | 9100 | 1.93 | 81
GREE | 3VIR09HP230V1AO | DUCT09HP230V1BD |  | 11.2 | 11000 | $2,500: 2 indoor heads; $5,000: >=3 indoor heads | 207201625 | ccASHP | HRCU-A-CB-O |  | 21 | 9100 | 1.93 | 81
GREE | 3VIR09HP230V1AO | FLR09HP230V1BF |  | 11.2 | 11000 | $2,500: 2 indoor heads; $5,000: >=3 indoor heads | 207201626 | ccASHP | HRCU-A-CB-O |  | 19.5 | 9100 | 1.93 | 81
TRANE | 4TXK2509A10N0** | 4MXW2509A10N0** |  | 11.2 | 11000 | $2,500: 2 indoor heads; $5,000: >=3 indoor heads | 207629143 | ccASHP | HRCU-A-CB-O |  | 25.3 | 9100 | 1.93 | 81
GREE | GWH09AGC-D3DNA1B/O | GWH09AGC-D3DN***/I |  | 11.2 | 11000 | $2,500: 2 indoor heads; $4,000: >=3 indoor heads | 206395963 | ASHP | HRCU-A-CB-O |  | 25.3 | 9100
BRYANT | 38MAQB09R--1 | 619PAQ009BBMA |  | 11.2 | 11000 | $2,500: 2 indoor heads; $4,000: >=3 indoor heads | 8738648 | ASHP | HRCU-A-CB-O |  | 24.5 | 9500
GREE | GWH09AGC-D3DNA1B/O | GWH09QC-D3DN***/I |  | 11.2 | 11000 | $2,500: 2 indoor heads; $4,000: >=3 indoor heads | 207318103 | ASHP | HRCU-A-CB-O |  | 25.3 | 9100
LENNOX | MPB009S4S-1L | MWMB009S4-1L |  | 11.2 | 11000 | $2,500: 2 indoor heads; $4,000: >=3 indoor heads | 10056167 | ASHP | HRCU-A-CB-O |  | 24.5 | 9500
CARRIER | 38MAQB09R--1 | 40MAQB09B--1 |  | 11.2 | 11000 | $2,500: 2 indoor heads; $4,000: >=3 indoor heads | 8738633 | ASHP | HRCU-A-CB-O |  | 24.5 | 9500
GOODMAN | MSH121J21MC | MSH121J21AX |  | 11.2 | 12000 | $2,500: 2 indoor heads; $4,000: >=3 indoor heads | 9680944 | ASHP | HRCU-A-CB-O |  | 21.5 | 12000
MAXI AIR | PLAT5-1217(O) | PLAT5-1217(I) |  | 11.2 | 12000 | $2,500: 2 indoor heads; $4,000: >=3 indoor heads | 10203169 | ASHP | HRCU-A-CB-O |  | 21.5 | 12000
WHYNTER | MSO-012H11522-01ES | MSI-012H11522-01ES |  | 11.2 | 12000 | $2,500: 2 indoor heads; $4,000: >=3 indoor heads | 10511509 | ASHP | HRCU-A-CB-O |  | 21.5 | 12000
MDV | MOB30-12HFN1-BT0W | MSABB-12HRFN1-BT0W |  | 11.2 | 12000 | $2,500: 2 indoor heads; $4,000: >=3 indoor heads | 8687736 | ASHP | HRCU-A-CB-O |  | 21.5 | 12000
C&H | CH-12SPH-115VO | CH-12SPH-115VI |  | 11.2 | 12000 | $2,500: 2 indoor heads; $4,000: >=3 indoor heads | 9119323 | ASHP | HRCU-A-CB-O |  | 21.5 | 12000
EMI | SZIH12AAA | WALH12AAA |  | 11.2 | 12000 | $2,500: 2 indoor heads; $4,000: >=3 indoor heads | 8993362 | ASHP | HRCU-A-CB-O |  | 21.5 | 12000
THERMOCORE SYSTEMS | T322S-H112-C | T322S-H112-E |  | 11.2 | 12000 | $2,500: 2 indoor heads; $4,000: >=3 indoor heads | 8975551 | ASHP | HRCU-A-CB-O |  | 21.5 | 12000
PIONEER | YN012AMFI22RPD | WS012AMFI22HLD |  | 11.2 | 12000 | $2,500: 2 indoor heads; $4,000: >=3 indoor heads | 8819848 | ASHP | HRCU-A-CB-O |  | 21.5 | 12000
ACC | MSH121J21MC-ACC | MSH121J21AX-ACC |  | 11.2 | 12000 | $2,500: 2 indoor heads; $4,000: >=3 indoor heads | 10612711 | ASHP | HRCU-A-CB-O |  | 21.5 | 12000
C&H | CH-12SPH-115VO | CH-12SPHWM-115VI |  | 11.2 | 12000 | $2,500: 2 indoor heads; $4,000: >=3 indoor heads | 205263867 | ASHP | HRCU-A-CB-O |  | 21.5 | 12000
C&H | CH-SR09SPH-115VO | CH-SR09SPHWM-115VI |  | 11.2 | 12000 | $2,500: 2 indoor heads; $4,000: >=3 indoor heads | 205263866 | ASHP | HRCU-A-CB-O |  | 21.5 | 12000
VALIEV | VWSM-12IR410AHS21L | VWSM-12IR410AHS21L |  | 11.2 | 12000 | $2,500: 2 indoor heads; $4,000: >=3 indoor heads | 206347314 | ASHP | HRCU-A-CB-O |  | 21.5 | 12000
PIONEER | YN009AMFI22RPD | WS009AMFI22HLD |  | 11.2 | 12000 | $2,500: 2 indoor heads; $4,000: >=3 indoor heads | 205782389 | ASHP | HRCU-A-CB-O |  | 21.5 | 12000
KANIONCO | KWSM-12IR410AHS21L | KWSM-12IR410AHS21L |  | 11.2 | 12000 | $2,500: 2 indoor heads; $4,000: >=3 indoor heads | 204760838 | ASHP | HRCU-A-CB-O |  | 21.5 | 12000
DANBY | DAS120BAH***-O | DAS120BAH***-I |  | 11.2 | 12000 | $2,500: 2 indoor heads; $4,000: >=3 indoor heads | 204752957 | ASHP | HRCU-A-CB-O |  | 21.5 | 12000
EMI | SZ1H12AAA | WALH12AAA |  | 11.2 | 12000 | $2,500: 2 indoor heads; $4,000: >=3 indoor heads | 204745048 | ASHP | HRCU-A-CB-O |  | 21.5 | 12000
SAMSUNG | AC012BXADCH | AC012BNNDCH |  | 11.2 | 13500 | $2,500: 2 indoor heads; $5,000: >=3 indoor heads | 207465444 | ccASHP | HRCU-A-CB-O | WindFree? Mini 4-Way Cassette | 20.5 | 10800 | 1.85 | 86
DAIKIN | RX12RMVJU9 | FFQ12Q2VJU |  | 11.2 | 13500 | $2,500: 2 indoor heads; $4,000: >=3 indoor heads | 202682024 | ASHP | HRCU-A-CB-O |  | 20.2 | 10800
DAIKIN | RX12QMVJU | FFQ12Q2VJU |  | 11.2 | 13500 | $2,500: 2 indoor heads; $4,000: >=3 indoor heads | 9966684 | ASHP | HRCU-A-CB-O |  | 20.2 | 10800
FUJITSU | AOU15RLFF | AGU15RLF |  | 11.2 | 18000 | $2,500: 2 indoor heads; $5,000: >=3 indoor heads | 6936997 | ccASHP | HRCU-A-CB-O | Halcyon Single-room Mini-Split Systems Floor Mounted RLFFH Series | 20.3 | 14200 | 1.86 | 102
RHEEM | ROSH15AFFJ | RIFH15AVFJ |  | 11.2 | 18000 | $2,500: 2 indoor heads; $5,000: >=3 indoor heads | 10595396 | ccASHP | HRCU-A-CB-O | Rheem Single-room Mini-Split Systems Floor Mounted | 20.3 | 14200 | 1.86 | 102
MITSUBISHI ELECTRIC | SUZ-KA15NAH2 | PEAD-A15AA |  | 11.2 | 18000 | $2,500: 2 indoor heads; $4,000: >=3 indoor heads | 202392045 | ASHP | HRCU-A-CB | M-Series | 19.2 | 15000
PAYNE | 38MAQB24R--3 | FM(C,U)4Z24**AL* |  | 11.2 | 23200 | 5000 | 203381006 | ccASHP | HRCU-A-CB | Mid-tier | 19.95 | 23000 | 2.14 | 122
CARRIER | 38MAQB24R--3 | FM(C,U)4Z24**AL* |  | 11.2 | 23200 | 5000 | 203380995 | ccASHP | HRCU-A-CB | Performance Series | 19.95 | 23000 | 2.14 | 122
BRYANT | 38MAQB24R--3 | FM(C,U)4Z24**AL* |  | 11.2 | 23200 | 5000 | 203381000 | ccASHP | HRCU-A-CB | Preferred Series | 19.95 | 23000 | 2.14 | 122
MDV | M3OI-24HFN1-M |  |  | 11.2 | 24000 | $2,500: 2 indoor heads; $4,000: >=3 indoor heads | 207617655 | ASHP | HMSV-A-CB |  | 23 | 24000
MDV | MOD33-24HFN1-MT0W | MUEU-24HRFN1-M(C) |  | 11.2 | 24000 | $2,500: 2 indoor heads; $4,000: >=3 indoor heads | 206330120 | ASHP | HRCU-A-CB-O |  | 20 | 24000
MDV | MOD33-24HFN1-MT0W-L | MUEU-24HRFN1-M(C) |  | 11.2 | 24000 | $2,500: 2 indoor heads; $4,000: >=3 indoor heads | 207658599 | ASHP | HRCU-A-CB-O |  | 20 | 24000
MDV | MOD33-24HFN1-MT0W | MTIU-24HWFN1-M |  | 11.2 | 24600 | $2,500: 2 indoor heads; $4,000: >=3 indoor heads | 206330133 | ASHP | HRCU-A-CB |  | 21.5 | 24000
MDV | MOD33-24HFN1-MT0W-L | MTIU-24HWFN1-M |  | 11.2 | 24600 | $2,500: 2 indoor heads; $4,000: >=3 indoor heads | 207658595 | ASHP | HRCU-A-CB |  | 21.5 | 24000
MITSUBISHI ELECTRIC | SUZ-KA24NA2 | PEAD-A24AA7 |  | 11.2 | 25000 | $2,500: 2 indoor heads; $4,000: >=3 indoor heads | 204629211 | ASHP | HRCU-A-CB | M-Series | 18 | 24000
MITSUBISHI ELECTRIC | SUZ-KA24NA2 | PEAD-A24AA |  | 11.2 | 25000 | $2,500: 2 indoor heads; $4,000: >=3 indoor heads | 202392041 | ASHP | HRCU-A-CB | M-Series | 18 | 24000
TRANE / MITSUBISHI ELECTRIC | TRUZH0241HA00NA | TPKA0A0241KA70A |  | 11.2 | 26000 | $2,500: 2 indoor heads; $5,000: >=3 indoor heads | 204276766 | ccASHP | HRCU-A-CB-O |  | 19.5 | 24000 | 2 | 100
MITSUBISHI ELECTRIC | PUZ-HA24NHA | PKA-A24KA7 |  | 11.2 | 26000 | $2,500: 2 indoor heads; $5,000: >=3 indoor heads | 204276761 | ccASHP | HRCU-A-CB-O | P-Series H2i | 19.5 | 24000 | 2 | 100
AMERICAN STANDARD / MITSUBISHI ELECTRIC | ASUZH0241HA00NA | APKA0A0241KA70A |  | 11.2 | 26000 | $2,500: 2 indoor heads; $5,000: >=3 indoor heads | 204276764 | ccASHP | HRCU-A-CB-O |  | 19.5 | 24000 | 2 | 100
LENNOX | SL25XPV-036-230A** | CBA38MV-042-230*+TDR |  | 11.2 | 34400 | 4000 | 207574744 | ASHP | HRCU-A-CB | DAVE LENNOX SIGNATURE SL25XPV SERIES | 21.5 | 35000
LENNOX | SL25XPV-036-230A** | CBA38MV-060-230*+TDR |  | 11.2 | 35200 | 4000 | 207436143 | ASHP | HRCU-A-CB | DAVE LENNOX SIGNATURE SL25XPV SERIES | 22 | 34600
RHEEM | ROSH36VGSN | RICH36AXCJ |  | 11.2 | 36000 | $2,500: 2 indoor heads; $5,000: >=3 indoor heads | 202245794 | ccASHP | HRCU-A-CB-O | Rheem Multi-room Mini-Split Systems | 17.5 | 36000 | 2.08 | 96
FUJITSU | AOU36RGLX | AUU36RGLX |  | 11.2 | 36000 | $2,500: 2 indoor heads; $5,000: >=3 indoor heads | 202195637 | ccASHP | HRCU-A-CB-O | Halcyon Multi-room Mini-Split Systems | 17.5 | 36000 | 2.08 | 96
DAIKIN | 4MXL36TVJU |  |  | 11.2 | 36600 | $2,500: 2 indoor heads; $5,000: >=3 indoor heads | 202521824 | ccASHP | HMSV-A-CB |  | 21.7 | 34400 | 2 | 100
MITSUBISHI ELECTRIC | PUZ-HA36NKA | PVA-A36AA7 |  | 11.2 | 38000 | $2,500: 2 indoor heads; $5,000: >=3 indoor heads | 206223052 | ccASHP | HRCU-A-CB | P-Series H2i | 18.2 | 33000 | 2 | 100
MITSUBISHI ELECTRIC | PUZ-HA36NKA | PLA-A18EA7PLA-A18EA7 |  | 11.2 | 38000 | $2,500: 2 indoor heads; $5,000: >=3 indoor heads | 206223006 | ccASHP | HRCU-A-CB-O | P-Series H2i | 20 | 36000 | 2.09 | 100
FUJITSU | AOU36RLAVS4 |  |  | 11.2 | 42000 | $2,500: 2 indoor heads; $5,000: >=3 indoor heads | 206347281 | ccASHP | HMSV-A-CB | AIRSTAGE J-IVs Series | 19.7 | 36000 | 2.96 | 76
FUJITSU | AOU36RLAVS |  |  | 11.2 | 42000 | $2,500: 2 indoor heads; $5,000: >=3 indoor heads | 9962523 | ccASHP | HMSV-A-CB | AIRSTAGE J-IIs Series | 19.7 | 36000 | 2.96 | 75
MITSUBISHI ELECTRIC | PUMY-P36NKMU2 |  |  | 11.2 | 42000 | $2,500: 2 indoor heads; $4,000: >=3 indoor heads | 202423532 | ASHP | HMSV-A-CB | S-Series | 18.3 | 36000
MITSUBISHI ELECTRIC | PUMY-P36NKMU3 |  |  | 11.2 | 42000 | $2,500: 2 indoor heads; $4,000: >=3 indoor heads | 204834271 | ASHP | HMSV-A-CB | S-Series | 18.3 | 36000
LENNOX | SL25XPV-048-230A** | CHX35-60D-**-*+TDR | SLP99UH135XV60D* | 11.2 | 43500 | 5000 | 207436577 | ccASHP | HRCU-A-CB | DAVE LENNOX SIGNATURE SL25XPV SERIES | 21 | 46500 | 1.86 | 83
LENNOX | SL25XPV-048-230A** | CR33-50/60+TDR+TXV | SL280DF110V60C* | 11.2 | 43500 | 5000 | 207436582 | ccASHP | HRCU-A-CB | DAVE LENNOX SIGNATURE SL25XPV SERIES | 21 | 46500 | 1.9 | 81
LENNOX | SL25XPV-048-230A** | CHX35-60D-**-*+TDR | SL280UH135V60D* | 11.2 | 43500 | 5000 | 207436576 | ccASHP | HRCU-A-CB | DAVE LENNOX SIGNATURE SL25XPV SERIES | 21 | 46500 | 1.86 | 83
LENNOX | SL25XPV-048-230A** | CH35-60D+TDR+TXV | SLP99UH135XV60D* | 11.2 | 43500 | 5000 | 207436559 | ccASHP | HRCU-A-CB | DAVE LENNOX SIGNATURE SL25XPV SERIES | 21 | 46500 | 1.86 | 83
LENNOX | SL25XPV-048-230A** | CH35-60D+TDR+TXV | SL280UH135V60D* | 11.2 | 43500 | 5000 | 207436558 | ccASHP | HRCU-A-CB | DAVE LENNOX SIGNATURE SL25XPV SERIES | 21 | 46500 | 1.86 | 83
LENNOX | SL25XPV-048-230A** | CH35-60D+TDR+TXV | EL296UH135XV60D* | 11.2 | 43500 | 5000 | 207436557 | ccASHP | HRCU-A-CB | DAVE LENNOX SIGNATURE SL25XPV SERIES | 21 | 46500 | 1.85 | 83
LENNOX | SL25XPV-048-230A** | CHX35-60D-**-*+TDR | EL296UH135XV60D* | 11.2 | 43500 | 5000 | 207436575 | ccASHP | HRCU-A-CB | DAVE LENNOX SIGNATURE SL25XPV SERIES | 21 | 46500 | 1.85 | 83
LENNOX | SL25XPV-048-230A** | CBA38MV-048-230*+TDR |  | 11.2 | 46000 | 5000 | 207436541 | ccASHP | HRCU-A-CB | DAVE LENNOX SIGNATURE SL25XPV SERIES | 22 | 47000 | 2.01 | 81
LG | LUU480HHV | LHN488HV |  | 11.2 | 50000 | $2,500: 2 indoor heads; $5,000: >=3 indoor heads | 205788772 | ccASHP | HRCU-A-CB |  | 18.7 | 46000 | 2.17 | 100
LG | LSU090HSV5 | LSN090HSV5 |  | 11.3 | 10900 | $2,500: 2 indoor heads; $5,000: >=3 indoor heads | 10567394 | ccASHP | HRCU-A-CB-O | LG | 23.5 | 9000 | 2.8 | 87
LG | LSU090HSV5 | LAN090HSV5 |  | 11.3 | 10900 | $2,500: 2 indoor heads; $5,000: >=3 indoor heads | 10567393 | ccASHP | HRCU-A-CB-O | LG | 23.5 | 9000 | 2.8 | 87
LG | LAU090HSV5 | LAN090HSV5 |  | 11.3 | 10900 | $2,500: 2 indoor heads; $4,000: >=3 indoor heads | 207348499 | ASHP | HRCU-A-CB-O |  | 23.5 | 9000
GREE | 3VIR12HP230V1AO | CAS12HP230V1BC |  | 11.3 | 12000 | $2,500: 2 indoor heads; $5,000: >=3 indoor heads | 207201628 | ccASHP | HRCU-A-CB-O |  | 24 | 12000 | 2.01 | 83
SAMSUNG | AC009BXADCH | AC009BNLDCH |  | 11.3 | 12000 | $2,500: 2 indoor heads; $5,000: >=3 indoor heads | 207465440 | ccASHP | HRCU-A-CB | Slim Duct | 21.1 | 9000 | 1.85 | 97
GREE | GWH12AGC-D3DNA1A/O | GKH(12)BB-D3DN***/I |  | 11.3 | 12000 | $2,500: 2 indoor heads; $4,000: >=3 indoor heads | 206913030 | ASHP | HRCU-A-CB-O |  | 24 | 12000
RHEEM | ROSH12AFFHJ | RIFH12AVFJ |  | 11.3 | 16000 | $2,500: 2 indoor heads; $5,000: >=3 indoor heads | 10595386 | ccASHP | HRCU-A-CB-O | Rheem Single-room Mini-Split Systems Floor Mounted | 22.7 | 12010 | 1.89 | 93
FUJITSU | AOU12RLFFH | AGU12RLF |  | 11.3 | 16000 | $2,500: 2 indoor heads; $5,000: >=3 indoor heads | 6937310 | ccASHP | HRCU-A-CB-O | Halcyon Single-room Mini-Split Systems Floor Mounted RLFF Series | 22.7 | 12010 | 1.89 | 93
DAIKIN | RXL15QMVJU* | FVXS15NVJU |  | 11.3 | 18000 | $2,500: 2 indoor heads; $5,000: >=3 indoor heads | 205663350 | ccASHP | HRCU-A-CB-O | Aurora Series | 20 | 15000 | 2.4 | 100
DAIKIN | RXL15QMVJU | FVXS15NVJU |  | 11.3 | 18056 | $2,500: 2 indoor heads; $5,000: >=3 indoor heads | 8849445 | ccASHP | HRCU-A-CB-O | Aurora Series | 20 | 15000 | 2.4 | 99
MITSUBISHI ELECTRIC | SUZ-KA18NAH2 | SLZ-KF18NA |  | 11.3 | 19700 | $2,500: 2 indoor heads; $4,000: >=3 indoor heads | 202392052 | ASHP | HRCU-A-CB-O | M-Series | 20.7 | 17700
MITSUBISHI ELECTRIC | NTXSPF18A112A* | MFZ-KJ18NA*** |  | 11.3 | 21000 | $2,500: 2 indoor heads; $5,000: >=3 indoor heads | 204629265 | ccASHP | HRCU-A-CB-O | Nv Series | 21 | 17000 | 2.05 | 100
MITSUBISHI ELECTRIC | NAXSPF18A112A* | MFZ-KJ18NA*** |  | 11.3 | 21000 | $2,500: 2 indoor heads; $5,000: >=3 indoor heads | 204629352 | ccASHP | HRCU-A-CB-O | Nv Series | 21 | 17000 | 2.05 | 100
MITSUBISHI ELECTRIC | MUFZ-KJ18NAHZ*** | NAXFKS18A112A* |  | 11.3 | 21000 | $2,500: 2 indoor heads; $5,000: >=3 indoor heads | 204629575 | ccASHP | HRCU-A-CB-O | M-Series | 21 | 17000 | 2.05 | 100
AMERICAN STANDARD / MITSUBISHI ELECTRIC | NAXSPF18A112AA | NAXFKS18A112AA |  | 11.3 | 21000 | $2,500: 2 indoor heads; $5,000: >=3 indoor heads | 202373679 | ccASHP | HRCU-A-CB-O | M-Series H2i | 21 | 18760 | 2.05 | 100
TRANE / MITSUBISHI ELECTRIC | NTXSPF18A112AA | NTXFKS18A112AA |  | 11.3 | 21000 | $2,500: 2 indoor heads; $5,000: >=3 indoor heads | 202373719 | ccASHP | HRCU-A-CB-O | M-Series H2i | 21 | 18760 | 2.05 | 100
MITSUBISHI ELECTRIC | MUFZ-KJ18NAHZ | MFZ-KJ18NA |  | 11.3 | 21000 | $2,500: 2 indoor heads; $5,000: >=3 indoor heads | 201754293 | ccASHP | HRCU-A-CB-O | M-Series | 21 | 17000 | 2.05 | 100
MITSUBISHI ELECTRIC | MUFZ-KJ18NAHZ*** | NTXFKS18A112A* |  | 11.3 | 21000 | $2,500: 2 indoor heads; $5,000: >=3 indoor heads | 204629180 | ccASHP | HRCU-A-CB-O | M-Series | 21 | 17000 | 2.05 | 100
FUJITSU | AOU18RLFC | ARU18RLF |  | 11.3 | 21600 | $2,500: 2 indoor heads; $5,000: >=3 indoor heads | 5839957 | ccASHP | HRCU-A-CB | Halcyon | 19.7 | 18000 | 2.11 | 91
RHEEM | ROSH18AFCJ | RIDH18AVFJ |  | 11.3 | 21600 | $2,500: 2 indoor heads; $5,000: >=3 indoor heads | 10595403 | ccASHP | HRCU-A-CB | Rheem | 19.7 | 18000 | 2.11 | 91
MITSUBISHI ELECTRIC | PUZ-HA24NHA1 | PLA-A24EA7 |  | 11.3 | 26000 | $2,500: 2 indoor heads; $5,000: >=3 indoor heads | 206223004 | ccASHP | HRCU-A-CB-O | P-Series H2i | 21.5 | 24000 | 1.92 | 100
MITSUBISHI ELECTRIC | PUZ-HA24NHA1 | PLA-A12EA7PLA-A12EA7 |  | 11.3 | 26000 | $2,500: 2 indoor heads; $5,000: >=3 indoor heads | 206223040 | ccASHP | HRCU-A-CB-O | P-Series H2i | 21.5 | 24000 | 2.05 | 100
MDV | M3OI-28HFN1-M |  |  | 11.3 | 28000 | $2,500: 2 indoor heads; $4,000: >=3 indoor heads | 206714976 | ASHP | HMSV-A-CB |  | 22.5 | 28000
CONVECTAIR | 8322-C27-O |  |  | 11.3 | 28000 | $2,500: 2 indoor heads; $4,000: >=3 indoor heads | 207590849 | ASHP | HMSV-A-CB |  | 22.5 | 28000
KERR | A-KMH28TV-1 |  |  | 11.3 | 28000 | $2,500: 2 indoor heads; $4,000: >=3 indoor heads | 207657601 | ASHP | HMSV-A-CB |  | 22.5 | 28000
COMFORT-AIRE | A-VMH28TV-1 |  |  | 11.3 | 28000 | $2,500: 2 indoor heads; $4,000: >=3 indoor heads | 207657612 | ASHP | HMSV-A-CB |  | 22.5 | 28000
COMFORTSTAR | CVH-27-3SH |  |  | 11.3 | 28000 | $2,500: 2 indoor heads; $4,000: >=3 indoor heads | 207658979 | ASHP | HMSV-A-CB |  | 22.5 | 28000
MIDEA | 38MGHBQ30DA3 |  |  | 11.3 | 30000 | $2,500: 2 indoor heads; $4,000: >=3 indoor heads | 207642966 | ASHP | HMSV-A-CB |  | 25 | 30000
WEATHERMAKER | 38MGHBQ30DA3 |  |  | 11.3 | 30000 | $2,500: 2 indoor heads; $4,000: >=3 indoor heads | 207642945 | ASHP | HMSV-A-CB |  | 25 | 30000
MDV | M4OG-30HFN1-M |  |  | 11.3 | 30000 | $2,500: 2 indoor heads; $4,000: >=3 indoor heads | 207617652 | ASHP | HMSV-A-CB |  | 25 | 30000
CARRIER | 38MGHBQ30DA3 |  |  | 11.3 | 30000 | $2,500: 2 indoor heads; $4,000: >=3 indoor heads | 207642882 | ASHP | HMSV-A-CB |  | 25 | 30000
BRYANT | 38MGHBQ30DA3 |  |  | 11.3 | 30000 | $2,500: 2 indoor heads; $4,000: >=3 indoor heads | 207642903 | ASHP | HMSV-A-CB |  | 25 | 30000
PAYNE | 38MGHBQ30DA3 |  |  | 11.3 | 30000 | $2,500: 2 indoor heads; $4,000: >=3 indoor heads | 207642924 | ASHP | HMSV-A-CB |  | 25 | 30000
FUJITSU | AOU36RGLX | ARU36RGLX |  | 11.3 | 36000 | $2,500: 2 indoor heads; $5,000: >=3 indoor heads | 202537549 | ccASHP | HRCU-A-CB | Halcyon Single-room Mini-Split Systems Slim | 16.7 | 36000 | 1.93 | 91
MITSUBISHI ELECTRIC | MXZ-4C36NAHZ |  |  | 11.3 | 45000 | $2,500: 2 indoor heads; $5,000: >=3 indoor heads | 201754911 | ccASHP | HRCU-A-CB-O | M-Series | 19.1 | 36000 | 2.42 | 100
MITSUBISHI ELECTRIC | MXZ-4C36NAHZ2 |  |  | 11.3 | 45000 | $2,500: 2 indoor heads; $5,000: >=3 indoor heads | 204834292 | ccASHP | HMSV-A-CB-O | M-Series H2i | 20 | 36000 | 2 | 100
AMERICAN STANDARD / MITSUBISHI ELECTRIC | NAXMPH36A142AA |  |  | 11.3 | 45000 | $2,500: 2 indoor heads; $5,000: >=3 indoor heads | 202354897 | ccASHP | HMSV-A-CB | M-Series H2i | 19.1 | 36000 | 2.42 | 100
AMERICAN STANDARD / MITSUBISHI ELECTRIC | NAXMPH36A142B* |  |  | 11.3 | 45000 | $2,500: 2 indoor heads; $5,000: >=3 indoor heads | 204834288 | ccASHP | HMSV-A-CB-O | Nv Series Pro Heat | 20 | 36000 | 2 | 100
TRANE / MITSUBISHI ELECTRIC | NTXMPH36A142B* |  |  | 11.3 | 45000 | $2,500: 2 indoor heads; $5,000: >=3 indoor heads | 204834284 | ccASHP | HMSV-A-CB-O | Nv Series Pro Heat | 20 | 36000 | 2 | 100
TRANE / MITSUBISHI ELECTRIC | NTXMPH36A142AA |  |  | 11.3 | 45000 | $2,500: 2 indoor heads; $5,000: >=3 indoor heads | 202354909 | ccASHP | HMSV-A-CB | M-Series H2i | 19.1 | 36000 | 2.42 | 100
FUJITSU | AOU60RLAVM |  |  | 11.3 | 66000 | $2,500: 2 indoor heads; $5,000: >=3 indoor heads | 8693474 | ccASHP | HMSV-A-CB | AIRSTAGE J-II Series | 18.5 | 60000 | 2.99 | 70
MITSUBISHI ELECTRIC | PUMY-P60NKMU2 |  |  | 11.35 | 66000 | $2,500: 2 indoor heads; $5,000: >=3 indoor heads | 202426339 | ccASHP | HMSV-A-CB | S-Series | 18.9 | 60000 | 1.95 | 86
TRANE / MITSUBISHI ELECTRIC | TUMYP0601AK42** |  |  | 11.35 | 66000 | $2,500: 2 indoor heads; $5,000: >=3 indoor heads | 202850717 | ccASHP | HMSV-A-CB |  | 18.9 | 60000 | 1.95 | 86
MITSUBISHI ELECTRIC | PUMY-P60NKMU3 |  |  | 11.35 | 66000 | $2,500: 2 indoor heads; $5,000: >=3 indoor heads | 204926542 | ccASHP | HMSV-A-CB | S-Series | 18.9 | 60000 | 1.95 | 86
TRANE / MITSUBISHI ELECTRIC | TUMYP0601AK43** |  |  | 11.35 | 66000 | $2,500: 2 indoor heads; $5,000: >=3 indoor heads | 204926550 | ccASHP | HMSV-A-CB |  | 18.9 | 60000 | 1.95 | 86
DAIKIN | RXL12QMVJU | FVXS12NVJU |  | 11.4 | 13000 | $2,500: 2 indoor heads; $5,000: >=3 indoor heads | 8849451 | ccASHP | HRCU-A-CB-O | Aurora Series | 20 | 10200 | 2.19 | 100
DAIKIN | RXL12QMVJU9 | FVXS12NVJU |  | 11.4 | 13000 | $2,500: 2 indoor heads; $5,000: >=3 indoor heads | 204717989 | ccASHP | HRCU-A-CB | Aurora Series | 20 | 10200 | 2.19 | 100
MITSUBISHI ELECTRIC | SUZ-KA12NA2 | SLZ-KF12NA |  | 11.4 | 13000 | $2,500: 2 indoor heads; $4,000: >=3 indoor heads | 202392022 | ASHP | HRCU-A-CB-O | M-Series | 22 | 12000
LG | LSU120HSV5 | LAN120HSV5 |  | 11.4 | 13600 | $2,500: 2 indoor heads; $5,000: >=3 indoor heads | 10570122 | ccASHP | HRCU-A-CB-O | LG | 22.7 | 12000 | 2.38 | 87
LG | LGU121HSV3 | LGN121HSV3 |  | 11.4 | 13600 | $2,500: 2 indoor heads; $5,000: >=3 indoor heads | 10570124 | ccASHP | HRCU-A-CB-O |  | 22.7 | 12000 | 2.38 | 87
LG | LSU120HSV5 | LSN120HSV5 |  | 11.4 | 13600 | $2,500: 2 indoor heads; $5,000: >=3 indoor heads | 10570123 | ccASHP | HRCU-A-CB-O | LG | 22.7 | 12000 | 2.38 | 87
LG | LGU121HSV5 | LGN121HSV5 |  | 11.4 | 13600 | $2,500: 2 indoor heads; $4,000: >=3 indoor heads | 207348501 | ASHP | HRCU-A-CB-O |  | 22.7 | 12000
LG | LAU120HSV5 | LAN120HSV5 |  | 11.4 | 13600 | $2,500: 2 indoor heads; $4,000: >=3 indoor heads | 207348500 | ASHP | HRCU-A-CB-O |  | 22.7 | 12000
SHARP | AE-X12TU | AY-XPC12TU |  | 11.4 | 14000 | $2,500: 2 indoor heads; $4,000: >=3 indoor heads | 8740799 | ASHP | HRCU-A-CB-O |  | 22.5 | 11500
MITSUBISHI ELECTRIC | SUZ-KA15NA2 | SEZ-KD15NA |  | 11.4 | 18000 | $2,500: 2 indoor heads; $4,000: >=3 indoor heads | 202392029 | ASHP | HRCU-A-CB | M-Series | 19 | 15000
FUJITSU | AOUH18LUAS1 | ADUH18LUAS1 |  | 11.4 | 21600 | $2,500: 2 indoor heads; $5,000: >=3 indoor heads | 206579742 | ccASHP | HRCU-A-CB |  | 20.2 | 17100 | 2.33 | 81
FUJITSU | AOU36RLAVM |  |  | 11.4 | 42000 | $2,500: 2 indoor heads; $5,000: >=3 indoor heads | 8693480 | ccASHP | HMSV-A-CB | AIRSTAGE J-II Series | 19 | 36000 | 2.8 | 90
LG | ARUM036GSS5 |  |  | 11.4 | 42000 | $2,500: 2 indoor heads; $5,000: >=3 indoor heads | 205967238 | ccASHP | HMSR-A-CB | MULTI V S HR/HP | 18.3 | 36000 | 2.43 | 100
FUJITSU | AOU48RLAVM |  |  | 11.4 | 54000 | $2,500: 2 indoor heads; $5,000: >=3 indoor heads | 8693477 | ccASHP | HMSV-A-CB | AIRSTAGE J-II Series | 19.8 | 48000 | 3 | 76
MITSUBISHI ELECTRIC | PUMY-P60NKMU1 |  |  | 11.4 | 66000 | $2,500: 2 indoor heads; $5,000: >=3 indoor heads | 201754640 | ccASHP | HRCU-A-CB-O | Mitsubishi Electric | 18.6 | 60000 | 1.9 | 86
COMFORTSTAR | CPP009CD(O) | CPA-09B |  | 11.5 | 10000 | $2,500: 2 indoor heads; $5,000: >=3 indoor heads | 10595503 | ccASHP | HRCU-A-CB |  | 20.5 | 9000 | 1.84 | 77
ELIOS | DE09HOS23230E2 | DM09HIDU230X5 |  | 11.5 | 10000 | $2,500: 2 indoor heads; $5,000: >=3 indoor heads | 205300166 | ccASHP | HRCU-A-CB |  | 20.5 | 9000 | 1.84 | 77
ELIOS | DE09HOS23230E2 | DE09HIDU230X5 |  | 11.5 | 10000 | $2,500: 2 indoor heads; $5,000: >=3 indoor heads | 203238492 | ccASHP | HRCU-A-CB |  | 20.5 | 9000 | 1.84 | 77
C&H | CH-09SPH-230VO | CH-M09DTUI |  | 11.5 | 10000 | $2,500: 2 indoor heads; $5,000: >=3 indoor heads | 205263852 | ccASHP | HRCU-A-CB |  | 20.5 | 9000 | 1.84 | 77
MDV | MOX230-09HFN1-MW5W | MTIU-09HWFN1-M |  | 11.5 | 10000 | $2,500: 2 indoor heads; $5,000: >=3 indoor heads | 206330121 | ccASHP | HRCU-A-CB |  | 21 | 9000 | 2.17 | 76
BOSCH | BMS500-AAS009-1CSXRA | BMS500-AAU009-1AHDXB |  | 11.5 | 10000 | $2,500: 2 indoor heads; $5,000: >=3 indoor heads | 203991159 | ccASHP | HRCU-A-CB | Bosch Climate 5000 ductless minisplit series | 20.5 | 9000 | 1.84 | 77
MDV | MOBA30-09HFN1-MT0W | MTIU-09HWFN1-M |  | 11.5 | 10000 | $2,500: 2 indoor heads; $5,000: >=3 indoor heads | 200059291 | ccASHP | HRCU-A-CB |  | 20.5 | 9000 | 1.84 | 77
MRCOOL | O-ES-09-HP-C-230 | DUCT-09HP-230 |  | 11.5 | 10000 | $2,500: 2 indoor heads; $5,000: >=3 indoor heads | 204469761 | ccASHP | HRCU-A-CB |  | 20.5 | 9000 | 1.84 | 77
MOOVAIR | DM09HOS23230E2 | DM09HIDU230X5 |  | 11.5 | 10000 | $2,500: 2 indoor heads; $5,000: >=3 indoor heads | 204005736 | ccASHP | HRCU-A-CB |  | 20.5 | 9000 | 1.84 | 77
C&H | CH-09SPH-230VO | CH-09LCDTU/I |  | 11.5 | 10000 | $2,500: 2 indoor heads; $5,000: >=3 indoor heads | 204098420 | ccASHP | HRCU-A-CB | Single Zone Sophia Duct | 20.5 | 9000 | 1.84 | 77
DUCANE | 4DHP1S09S-1P | DMD209S4-1P |  | 11.5 | 10000 | $2,500: 2 indoor heads; $4,000: >=3 indoor heads | 202110461 | ASHP | HRCU-A-CB |  | 20.5 | 9000
SMART COMFORT | DLCSRAH09AAK | DLFSDAH09XAK |  | 11.5 | 10000 | $2,500: 2 indoor heads; $4,000: >=3 indoor heads | 202119276 | ASHP | HRCU-A-CB |  | 22.5 | 9000
GOODMAN | MSH093E21MCAA | MST093E21ADAA |  | 11.5 | 10000 | $2,500: 2 indoor heads; $4,000: >=3 indoor heads | 202196599 | ASHP | HRCU-A-CB |  | 20.5 | 9000
ALLIED | 4DHP1S09S-1P | DMD209S4-1P |  | 11.5 | 10000 | $2,500: 2 indoor heads; $4,000: >=3 indoor heads | 203966544 | ASHP | HRCU-A-CB |  | 20.5 | 9000
AIRQUEST | DLCSRAH09AAK | DLFSDAH09XAK |  | 11.5 | 10000 | $2,500: 2 indoor heads; $4,000: >=3 indoor heads | 203966595 | ASHP | HRCU-A-CB |  | 22.5 | 9000
MDV | MOB01-09HFN1-MW0W | MTIU-09HWFN1-M |  | 11.5 | 10000 | $2,500: 2 indoor heads; $4,000: >=3 indoor heads | 200059321 | ASHP | HRCU-A-CB |  | 22.5 | 9000
MIDEA | MOB01-09HFN1-MW0W | MTIU-09HWFN1-M |  | 11.5 | 10000 | $2,500: 2 indoor heads; $4,000: >=3 indoor heads | 200059322 | ASHP | HRCU-A-CB |  | 22.5 | 9000
MIDEA | DLCSRAH09AAK | DLFSDAH09XAK |  | 11.5 | 10000 | $2,500: 2 indoor heads; $4,000: >=3 indoor heads | 201796605 | ASHP | HRCU-A-CB |  | 22.5 | 9000
KLIMAIRE | KSIE009-H221-O | KDIP09-H2 |  | 11.5 | 10000 | $2,500: 2 indoor heads; $4,000: >=3 indoor heads | 201796637 | ASHP | HRCU-A-CB |  | 20.5 | 9000
ARCOAIRE | DLCSRAH09AAK | DLFSDAH09XAK |  | 11.5 | 10000 | $2,500: 2 indoor heads; $4,000: >=3 indoor heads | 201835531 | ASHP | HRCU-A-CB |  | 22.5 | 9000
COMFORTMAKER | DLCSRAH09AAK | DLFSDAH09XAK |  | 11.5 | 10000 | $2,500: 2 indoor heads; $4,000: >=3 indoor heads | 201835580 | ASHP | HRCU-A-CB |  | 22.5 | 9000
DAY & NIGHT | DLCSRAH09AAK | DLFSDAH09XAK |  | 11.5 | 10000 | $2,500: 2 indoor heads; $4,000: >=3 indoor heads | 201835628 | ASHP | HRCU-A-CB |  | 22.5 | 9000
HEIL | DLCSRAH09AAK | DLFSDAH09XAK |  | 11.5 | 10000 | $2,500: 2 indoor heads; $4,000: >=3 indoor heads | 201835704 | ASHP | HRCU-A-CB |  | 22.5 | 9000
KEEPRITE | DLCSRAH09AAK | DLFSDAH09XAK |  | 11.5 | 10000 | $2,500: 2 indoor heads; $4,000: >=3 indoor heads | 201835705 | ASHP | HRCU-A-CB |  | 22.5 | 9000
TEMPSTAR | DLCSRAH09AAK | DLFSDAH09XAK |  | 11.5 | 10000 | $2,500: 2 indoor heads; $4,000: >=3 indoor heads | 201835800 | ASHP | HRCU-A-CB |  | 22.5 | 9000
CONCORD | 4DHP1S09S-1P | DMD209S4-1P |  | 11.5 | 10000 | $2,500: 2 indoor heads; $4,000: >=3 indoor heads | 202110460 | ASHP | HRCU-A-CB |  | 20.5 | 9000
C&H | CH-09LCU/O | CH-09LCDTU/I |  | 11.5 | 10000 | $2,500: 2 indoor heads; $4,000: >=3 indoor heads | 201992972 | ASHP | HRCU-A-CB |  | 20.5 | 9000
MIDEA | MOBA30-09HFN1-MT0W | MTIU-09HWFN1-M |  | 11.5 | 10000 | $2,500: 2 indoor heads; $4,000: >=3 indoor heads | 200059292 | ASHP | HRCU-A-CB |  | 20.5 | 9000
LENNOX | MPB009S4S-1P | MMDB009S4-2P |  | 11.5 | 10000 | $2,500: 2 indoor heads; $4,000: >=3 indoor heads | 10528563 | ASHP | HRCU-A-CB |  | 20.5 | 9000
ARMSTRONG AIR | 4DHP1S09S-1P | DMD209S4-1P |  | 11.5 | 10000 | $2,500: 2 indoor heads; $4,000: >=3 indoor heads | 204462440 | ASHP | HRCU-A-CB |  | 20.5 | 9000
AIREASE | 4DHP1S09S-1P | DMD209S4-1P |  | 11.5 | 10000 | $2,500: 2 indoor heads; $4,000: >=3 indoor heads | 204462429 | ASHP | HRCU-A-CB |  | 20.5 | 9000
DURASTAR | DRA1U09S1A | DRAD09F1A |  | 11.5 | 10000 | $2,500: 2 indoor heads; $4,000: >=3 indoor heads | 206369520 | ASHP | HRCU-A-CB |  | 20.5 | 9000
DIRECT AIR | MOBA30-09HFN1-MT0W | MTIU-09HWFN1-M |  | 11.5 | 10000 | $2,500: 2 indoor heads; $4,000: >=3 indoor heads | 203269798 | ASHP | HRCU-A-CB |  | 20.5 | 9000
KENMORE | DLCSRAH09AAK | DLFSDAH09XAK |  | 11.5 | 10000 | $2,500: 2 indoor heads; $4,000: >=3 indoor heads | 201835801 | ASHP | HRCU-A-CB |  | 22.5 | 9000
NOVAIR PLUS | 09EVANVO | 09EVDNVI |  | 11.5 | 10000 | $2,500: 2 indoor heads; $4,000: >=3 indoor heads | 205281387 | ASHP | HRCU-A-CB |  | 20.5 | 9000
NORTON AIR CONDITIONERS | OHP14-09-12-22 | DHP14-09-12-U |  | 11.5 | 10000 | $2,500: 2 indoor heads; $4,000: >=3 indoor heads | 205300195 | ASHP | HRCU-A-CB |  | 20.5 | 9000
MDV | MOB30-09HFN1-BV0W | MS11M-09HRFN1-BV0W |  | 11.5 | 11000 | $2,500: 2 indoor heads; $4,000: >=3 indoor heads | 202160451 | ASHP | HRCU-A-CB-O |  | 25.5 | 9500
MIDEA | MOB30-09HFN1-BV0W | MS11M-09HRFN1-BV0W |  | 11.5 | 11000 | $2,500: 2 indoor heads; $4,000: >=3 indoor heads | 202160452 | ASHP | HRCU-A-CB-O |  | 25.5 | 9500
COMFORTSTAR | CPP09CA(O)-B | CXH009CA(I) |  | 11.5 | 11000 | $2,500: 2 indoor heads; $4,000: >=3 indoor heads | 202575857 | ASHP | HRCU-A-CB-O |  | 25.5 | 9500
MITSUBISHI ELECTRIC | SUZ-KA09NAH2 | SLZ-KF09NA |  | 11.5 | 11000 | $2,500: 2 indoor heads; $4,000: >=3 indoor heads | 202392050 | ASHP | HRCU-A-CB-O | M-Series | 22.4 | 9000
COMFORTSTAR | CPP09CA(O)-B | CXH009CA(I)-WIFI |  | 11.5 | 11000 | $2,500: 2 indoor heads; $4,000: >=3 indoor heads | 202575851 | ASHP | HRCU-A-CB-O |  | 25.5 | 9500
HITACHI | RAC-SH09WHLAE | RAS-SH09RHLAE |  | 11.5 | 11000 | $2,500: 2 indoor heads; $4,000: >=3 indoor heads | 206907172 | ASHP | HRCU-A-CB-O |  | 20 | 9000
MITSUBISHI ELECTRIC | SUZ-KA09NA | PEAD-A09AA* |  | 11.5 | 11400 | $2,500: 2 indoor heads; $4,000: >=3 indoor heads | 201810889 | ASHP | HRCU-A-CB | M-Series | 19.4 | 9000
MIDEA | 38MARBQ12AA3 | 40MBFQ12--3 |  | 11.5 | 12000 | $2,500: 2 indoor heads; $5,000: >=3 indoor heads | 206350375 | ccASHP | HRCU-A-CB-O | Excel | 23 | 12000 | 1.84 | 104
DAY & NIGHT | DLCSRBH12AAK | DLFSFAH12XAK |  | 11.5 | 12000 | $2,500: 2 indoor heads; $5,000: >=3 indoor heads | 206350408 | ccASHP | HRCU-A-CB-O | Constant Comfort | 23 | 12000 | 1.84 | 104
TEMPSTAR | DLCSRBH12AAK | DLFSFAH12XAK |  | 11.5 | 12000 | $2,500: 2 indoor heads; $5,000: >=3 indoor heads | 206350463 | ccASHP | HRCU-A-CB-O | QuietComfort | 23 | 12000 | 1.84 | 104
PAYNE | 38MARBQ12AA3 | 40MBDQ12--3 |  | 11.5 | 12000 | $2,500: 2 indoor heads; $5,000: >=3 indoor heads | 206350352 | ccASHP | HRCU-A-CB | Mid-Tier | 21.5 | 12000 | 1.87 | 105
PAYNE | 38MARBQ12AA3 | 40MBFQ12--3 |  | 11.5 | 12000 | $2,500: 2 indoor heads; $5,000: >=3 indoor heads | 206350353 | ccASHP | HRCU-A-CB-O | Mid-Tier | 23 | 12000 | 1.84 | 104
MDV | MOX230-12HFN1-MV5W | MTIU-12HWFN1-M |  | 11.5 | 12000 | $2,500: 2 indoor heads; $5,000: >=3 indoor heads | 206330124 | ccASHP | HRCU-A-CB |  | 21.5 | 12000 | 2.51 | 87
MIDEA | DLCSRBH12AAK | DLFSDAH12XAK |  | 11.5 | 12000 | $2,500: 2 indoor heads; $5,000: >=3 indoor heads | 206350451 | ccASHP | HRCU-A-CB | Excel | 21.5 | 12000 | 1.87 | 105
MIDEA | DLCSRBH12AAK | DLFSFAH12XAK |  | 11.5 | 12000 | $2,500: 2 indoor heads; $5,000: >=3 indoor heads | 206350452 | ccASHP | HRCU-A-CB-O | Excel | 23 | 12000 | 1.84 | 104
MIDEA | 38MARBQ12AA3 | 40MBDQ12--3 |  | 11.5 | 12000 | $2,500: 2 indoor heads; $5,000: >=3 indoor heads | 206350374 | ccASHP | HRCU-A-CB | Excel | 21.5 | 12000 | 1.87 | 105
WEATHERMAKER | 38MARBQ12AA3 | 40MBDQ12--3 |  | 11.5 | 12000 | $2,500: 2 indoor heads; $5,000: >=3 indoor heads | 206350363 | ccASHP | HRCU-A-CB | Mid-Tier | 21.5 | 12000 | 1.87 | 105
WEATHERMAKER | 38MARBQ12AA3 | 40MBFQ12--3 |  | 11.5 | 12000 | $2,500: 2 indoor heads; $5,000: >=3 indoor heads | 206350364 | ccASHP | HRCU-A-CB-O | Mid-Tier | 23 | 12000 | 1.84 | 104
ARCOAIRE | DLCSRBH12AAK | DLFSDAH12XAK |  | 11.5 | 12000 | $2,500: 2 indoor heads; $5,000: >=3 indoor heads | 206350385 | ccASHP | HRCU-A-CB | DuraComfort | 21.5 | 12000 | 1.87 | 105
ARCOAIRE | DLCSRBH12AAK | DLFSFAH12XAK |  | 11.5 | 12000 | $2,500: 2 indoor heads; $5,000: >=3 indoor heads | 206350386 | ccASHP | HRCU-A-CB-O | DuraComfort | 23 | 12000 | 1.84 | 104
AIRQUEST | DLCSRBH12AAK | DLFSDAH12XAK |  | 11.5 | 12000 | $2,500: 2 indoor heads; $5,000: >=3 indoor heads | 206350484 | ccASHP | HRCU-A-CB | QuietComfort | 21.5 | 12000 | 1.87 | 105
AIRQUEST | DLCSRBH12AAK | DLFSFAH12XAK |  | 11.5 | 12000 | $2,500: 2 indoor heads; $5,000: >=3 indoor heads | 206350485 | ccASHP | HRCU-A-CB-O | QuietComfort | 23 | 12000 | 1.84 | 104
BRYANT | 38MARBQ12AA3 | 40MBDQ12--3 |  | 11.5 | 12000 | $2,500: 2 indoor heads; $5,000: >=3 indoor heads | 206350341 | ccASHP | HRCU-A-CB | Preferred | 21.5 | 12000 | 1.87 | 105
BRYANT | 38MARBQ12AA3 | 40MBFQ12--3 |  | 11.5 | 12000 | $2,500: 2 indoor heads; $5,000: >=3 indoor heads | 206350342 | ccASHP | HRCU-A-CB-O | Preferred | 23 | 12000 | 1.84 | 104
CARRIER | 38MARBQ12AA3 | 40MBDQ12--3 |  | 11.5 | 12000 | $2,500: 2 indoor heads; $5,000: >=3 indoor heads | 206350330 | ccASHP | HRCU-A-CB | Performance | 21.5 | 12000 | 1.87 | 105
CARRIER | 38MARBQ12AA3 | 40MBFQ12--3 |  | 11.5 | 12000 | $2,500: 2 indoor heads; $5,000: >=3 indoor heads | 206350331 | ccASHP | HRCU-A-CB-O | Performance | 23 | 12000 | 1.84 | 104
GREE | 3VIR12HP230V1AO | 3VIR12HP230V1AH |  | 11.5 | 12000 | $2,500: 2 indoor heads; $5,000: >=3 indoor heads | 206839099 | ccASHP | HRCU-A-CB-O |  | 25 | 12000 | 1.93 | 76
KENMORE | DLCSRBH12AAK | DLFSDAH12XAK |  | 11.5 | 12000 | $2,500: 2 indoor heads; $5,000: >=3 indoor heads | 206350440 | ccASHP | HRCU-A-CB | Mid-Tier | 21.5 | 12000 | 1.87 | 105
KENMORE | DLCSRBH12AAK | DLFSFAH12XAK |  | 11.5 | 12000 | $2,500: 2 indoor heads; $5,000: >=3 indoor heads | 206350441 | ccASHP | HRCU-A-CB-O | Mid-Tier | 23 | 12000 | 1.84 | 104
HEIL | DLCSRBH12AAK | DLFSDAH12XAK |  | 11.5 | 12000 | $2,500: 2 indoor heads; $5,000: >=3 indoor heads | 206350418 | ccASHP | HRCU-A-CB | QuietComfort | 21.5 | 12000 | 1.87 | 105
HEIL | DLCSRBH12AAK | DLFSFAH12XAK |  | 11.5 | 12000 | $2,500: 2 indoor heads; $5,000: >=3 indoor heads | 206350419 | ccASHP | HRCU-A-CB-O | QuietComfort | 23 | 12000 | 1.84 | 104
KEEPRITE | DLCSRBH12AAK | DLFSDAH12XAK |  | 11.5 | 12000 | $2,500: 2 indoor heads; $5,000: >=3 indoor heads | 206350429 | ccASHP | HRCU-A-CB | ProComfort | 21.5 | 12000 | 1.87 | 105
KEEPRITE | DLCSRBH12AAK | DLFSFAH12XAK |  | 11.5 | 12000 | $2,500: 2 indoor heads; $5,000: >=3 indoor heads | 206350430 | ccASHP | HRCU-A-CB-O | ProComfort | 23 | 12000 | 1.84 | 104
COMFORTMAKER | DLCSRBH12AAK | DLFSDAH12XAK |  | 11.5 | 12000 | $2,500: 2 indoor heads; $5,000: >=3 indoor heads | 206350396 | ccASHP | HRCU-A-CB | QuietComfort | 21.5 | 12000 | 1.87 | 105
COMFORTMAKER | DLCSRBH12AAK | DLFSFAH12XAK |  | 11.5 | 12000 | $2,500: 2 indoor heads; $5,000: >=3 indoor heads | 206350397 | ccASHP | HRCU-A-CB-O | QuietComfort | 23 | 12000 | 1.84 | 104
DAY & NIGHT | DLCSRBH12AAK | DLFSDAH12XAK |  | 11.5 | 12000 | $2,500: 2 indoor heads; $5,000: >=3 indoor heads | 206350407 | ccASHP | HRCU-A-CB | Constant Comfort | 21.5 | 12000 | 1.87 | 105
TEMPSTAR | DLCSRBH12AAK | DLFSDAH12XAK |  | 11.5 | 12000 | $2,500: 2 indoor heads; $5,000: >=3 indoor heads | 206350462 | ccASHP | HRCU-A-CB | QuietComfort | 21.5 | 12000 | 1.87 | 105
COMFORTMAKER | DLCSRBH12AAJ | DLFSHBH12XAJ |  | 11.5 | 12000 | $2,500: 2 indoor heads; $4,000: >=3 indoor heads | 206361873 | ASHP | HRCU-A-CB-O |  | 22 | 12000
DAY & NIGHT | DLCSRBH12AAJ | DLFSHBH12XAJ |  | 11.5 | 12000 | $2,500: 2 indoor heads; $4,000: >=3 indoor heads | 206361878 | ASHP | HRCU-A-CB-O |  | 22 | 12000
HEIL | DLCSRBH12AAJ | DLFSHBH12XAJ |  | 11.5 | 12000 | $2,500: 2 indoor heads; $4,000: >=3 indoor heads | 206361883 | ASHP | HRCU-A-CB-O |  | 22 | 12000
KEEPRITE | DLCSRBH12AAJ | DLFSHBH12XAJ |  | 11.5 | 12000 | $2,500: 2 indoor heads; $4,000: >=3 indoor heads | 206361888 | ASHP | HRCU-A-CB-O |  | 22 | 12000
KENMORE | DLCSRBH12AAJ | DLFSHBH12XAJ |  | 11.5 | 12000 | $2,500: 2 indoor heads; $4,000: >=3 indoor heads | 206361893 | ASHP | HRCU-A-CB-O |  | 22 | 12000
MIDEA | DLCSRBH12AAJ | DLFSHBH12XAJ |  | 11.5 | 12000 | $2,500: 2 indoor heads; $4,000: >=3 indoor heads | 206361898 | ASHP | HRCU-A-CB-O |  | 22 | 12000
TEMPSTAR | DLCSRBH12AAJ | DLFSHBH12XAJ |  | 11.5 | 12000 | $2,500: 2 indoor heads; $4,000: >=3 indoor heads | 206361903 | ASHP | HRCU-A-CB-O |  | 22 | 12000
SMART COMFORT | DLCSRBH12AAJ | DLFSHBH12XAJ |  | 11.5 | 12000 | $2,500: 2 indoor heads; $4,000: >=3 indoor heads | 206361908 | ASHP | HRCU-A-CB-O |  | 22 | 12000
AIRQUEST | DLCSRBH12AAJ | DLFSHBH12XAJ |  | 11.5 | 12000 | $2,500: 2 indoor heads; $4,000: >=3 indoor heads | 206361913 | ASHP | HRCU-A-CB-O |  | 22 | 12000
DURASTAR | DRA1U12S1A | DRAD12F1A |  | 11.5 | 12000 | $2,500: 2 indoor heads; $4,000: >=3 indoor heads | 206369522 | ASHP | HRCU-A-CB |  | 21.5 | 12000
HAXXAIR | HVHSC-12T2D | HAHC-12T2D |  | 11.5 | 12000 | $2,500: 2 indoor heads; $4,000: >=3 indoor heads | 205921365 | ASHP | HRCU-A-CB-O |  | 23 | 12000
MDV | MOX230-12HFN1-BW0W | MSAG11B-12HRFN1-BU5W |  | 11.5 | 12000 | $2,500: 2 indoor heads; $4,000: >=3 indoor heads | 206361864 | ASHP | HRCU-A-CB-O |  | 22 | 12000
ARCOAIRE | DLCSRBH12AAJ | DLFSHBH12XAJ |  | 11.5 | 12000 | $2,500: 2 indoor heads; $4,000: >=3 indoor heads | 206361868 | ASHP | HRCU-A-CB-O |  | 22 | 12000
C&H | CH-12SPH-230VO | CH-M12DTUI |  | 11.5 | 12000 | $2,500: 2 indoor heads; $4,000: >=3 indoor heads | 205263854 | ASHP | HRCU-A-CB |  | 21.5 | 12000
NORTON AIR CONDITIONERS | OHP14-12-12-22 | DHP14-12-12-U |  | 11.5 | 12000 | $2,500: 2 indoor heads; $4,000: >=3 indoor heads | 205300196 | ASHP | HRCU-A-CB |  | 21.5 | 12000
FRIEDRICH | FPHFR12A3A | FPHFC12A3B |  | 11.5 | 12000 | $2,500: 2 indoor heads; $4,000: >=3 indoor heads | 205104716 | ASHP | HRCU-A-CB-O |  | 23 | 12000
AIR-CON | ASLCI4H4S12 | ASLEC4H4S12 |  | 11.5 | 12000 | $2,500: 2 indoor heads; $4,000: >=3 indoor heads | 205129518 | ASHP | HRCU-A-CB-O |  | 23 | 12000
ELIOS | DE12HOS23230E2 | DM12HIDU230X5 |  | 11.5 | 12000 | $2,500: 2 indoor heads; $4,000: >=3 indoor heads | 205300167 | ASHP | HRCU-A-CB |  | 21.5 | 12000
NOVAIR PLUS | 12EVANVO | 12EVDNVI |  | 11.5 | 12000 | $2,500: 2 indoor heads; $4,000: >=3 indoor heads | 205281389 | ASHP | HRCU-A-CB |  | 21.5 | 12000
SMART COMFORT | DLCSRBH12AAK | DLFSDAH12XAK |  | 11.5 | 12000 | $2,500: 2 indoor heads; $4,000: >=3 indoor heads | 206350473 | ASHP | HRCU-A-CB |  | 21.5 | 12000
SMART COMFORT | DLCSRBH12AAK | DLFSFAH12XAK |  | 11.5 | 12000 | $2,500: 2 indoor heads; $4,000: >=3 indoor heads | 206350474 | ASHP | HRCU-A-CB-O |  | 23 | 12000
GREE | GWH12AGC-D3DNA1A/O | GWH12AGC-D3DN***/I |  | 11.5 | 12000 | $2,500: 2 indoor heads; $4,000: >=3 indoor heads | 206395961 | ASHP | HRCU-A-CB-O |  | 25 | 12000
ALLIED | 4DHP1S12S-1P | DMD212S4-1P |  | 11.5 | 12000 | $2,500: 2 indoor heads; $4,000: >=3 indoor heads | 203966548 | ASHP | HRCU-A-CB |  | 21.5 | 12000
DIAL | 12000-UNI-O | 12000Z-CAS-I |  | 11.5 | 12000 | $2,500: 2 indoor heads; $4,000: >=3 indoor heads | 206838615 | ASHP | HRCU-A-CB-O |  | 23 | 12000
HITACHI | RAS-1.5PNNBDH1 | RCIM-1.5PNN1DH |  | 11.5 | 12000 | $2,500: 2 indoor heads; $4,000: >=3 indoor heads | 206750853 | ASHP | HRCU-A-CB-O |  | 23 | 12000
MDV | MOB30-12HFN1-MT0W | MTIU-12HWFN1-M |  | 11.5 | 12000 | $2,500: 2 indoor heads; $4,000: >=3 indoor heads | 200059295 | ASHP | HRCU-A-CB |  | 21.5 | 12000
MIDEA | MOB30-12HFN1-MT0W | MTIU-12HWFN1-M |  | 11.5 | 12000 | $2,500: 2 indoor heads; $4,000: >=3 indoor heads | 200059296 | ASHP | HRCU-A-CB |  | 21.5 | 12000
LENNOX | MPB012S4S-1P | MMDB012S4-2P |  | 11.5 | 12000 | $2,500: 2 indoor heads; $4,000: >=3 indoor heads | 10528564 | ASHP | HRCU-A-CB |  | 21.5 | 12000
MRCOOL | DIY-12-HP-C-115C | DIY-12-HP-WMAH-115C25 |  | 11.5 | 12000 | $2,500: 2 indoor heads; $4,000: >=3 indoor heads | 207339187 | ASHP | HRCU-A-CB-O |  | 22 | 12000
MDV | MOX230-12HFN1-BW0W | MSABB-12HRFN1-BU5W |  | 11.5 | 12000 | $2,500: 2 indoor heads; $4,000: >=3 indoor heads | 207591136 | ASHP | HRCU-A-CB-O |  | 21.5 | 12000
KANIONCO | KWSM-09IR410AHS26MVL | KWSM-09IR410AHS25MVL |  | 11.5 | 12000 | $2,500: 2 indoor heads; $4,000: >=3 indoor heads | 207645872 | ASHP | HRCU-A-CB-O |  | 21.5 | 12000
KANIONCO | KWSM-12IR410AHS21.7MVL | KWSM-12IR410AHS21.6MVL |  | 11.5 | 12000 | $2,500: 2 indoor heads; $4,000: >=3 indoor heads | 207645873 | ASHP | HRCU-A-CB-O |  | 21.5 | 12000
MDV | MOX330-12HFN1-MW5W | MTIU-12HWFN1-M |  | 11.5 | 12000 | $2,500: 2 indoor heads; $4,000: >=3 indoor heads | 206330127 | ASHP | HRCU-A-CB |  | 21.5 | 12000
MDV | MOX330-12HFN1-MW5W | MFAU-12HRFN1-M(C) |  | 11.5 | 12000 | $2,500: 2 indoor heads; $4,000: >=3 indoor heads | 206330128 | ASHP | HRCU-A-CB-O |  | 23 | 12000
C&H | CH-12LCU/O | CH-12LCDTU/I |  | 11.5 | 12000 | $2,500: 2 indoor heads; $4,000: >=3 indoor heads | 201992973 | ASHP | HRCU-A-CB |  | 21.5 | 12000
CONCORD | 4DHP1S12S-1P | DMD212S4-1P |  | 11.5 | 12000 | $2,500: 2 indoor heads; $4,000: >=3 indoor heads | 202110462 | ASHP | HRCU-A-CB |  | 21.5 | 12000
DUCANE | 4DHP1S12S-1P | DMD212S4-1P |  | 11.5 | 12000 | $2,500: 2 indoor heads; $4,000: >=3 indoor heads | 202110463 | ASHP | HRCU-A-CB |  | 21.5 | 12000
LENNOX | LISH012000P431-C | LIFHC012180P431-C |  | 11.5 | 12000 | $2,500: 2 indoor heads; $4,000: >=3 indoor heads | 201796621 | ASHP | HRCU-A-CB |  | 21.5 | 12000
KLIMAIRE | KSIE012-H220-O | KDIP12-H2 |  | 11.5 | 12000 | $2,500: 2 indoor heads; $4,000: >=3 indoor heads | 201796638 | ASHP | HRCU-A-CB |  | 21.5 | 12000
GOODMAN | MSH123E21MCAA | MST123E21ADAA |  | 11.5 | 12000 | $2,500: 2 indoor heads; $4,000: >=3 indoor heads | 202196600 | ASHP | HRCU-A-CB |  | 21.5 | 12000
WESTINGHOUSE | WHU12SZA21S | WHU12CTA21S |  | 11.5 | 12000 | $2,500: 2 indoor heads; $4,000: >=3 indoor heads | 207237536 | ASHP | HRCU-A-CB-O |  | 23 | 12000
MDV | MOX230-12HFN1-BV0Q1W | MSABB-12HRFN1-BV0Q1W |  | 11.5 | 12000 | $2,500: 2 indoor heads; $4,000: >=3 indoor heads | 207338220 | ASHP | HRCU-A-CB-O |  | 22 | 12000
BOSCH | BMS500-AAS012-1CSXRA | BMS500-AAU012-1AHDXB |  | 11.5 | 12000 | $2,500: 2 indoor heads; $4,000: >=3 indoor heads | 203991160 | ASHP | HRCU-A-CB |  | 21.5 | 12000
MOOVAIR | DM12HOS23230E2 | DM12HIDU230X5 |  | 11.5 | 12000 | $2,500: 2 indoor heads; $4,000: >=3 indoor heads | 204005737 | ASHP | HRCU-A-CB |  | 21.5 | 12000
C&H | CH-12SPH-230VO | CH-12LCDTU/I |  | 11.5 | 12000 | $2,500: 2 indoor heads; $4,000: >=3 indoor heads | 204098421 | ASHP | HRCU-A-CB |  | 21.5 | 12000
DIRECT AIR | MOB30-12HFN1-MT0W | MTIU-12HWFN1-M |  | 11.5 | 12000 | $2,500: 2 indoor heads; $4,000: >=3 indoor heads | 203269799 | ASHP | HRCU-A-CB |  | 21.5 | 12000
AIRLUX | ASZ12O | AMD12I |  | 11.5 | 12000 | $2,500: 2 indoor heads; $4,000: >=3 indoor heads | 203401045 | ASHP | HRCU-A-CB |  | 21.5 | 12000
AIREASE | 4DHP1S12S-1P | DMD212S4-1P |  | 11.5 | 12000 | $2,500: 2 indoor heads; $4,000: >=3 indoor heads | 204462430 | ASHP | HRCU-A-CB |  | 21.5 | 12000
ARMSTRONG AIR | 4DHP1S12S-1P | DMD212S4-1P |  | 11.5 | 12000 | $2,500: 2 indoor heads; $4,000: >=3 indoor heads | 204462441 | ASHP | HRCU-A-CB |  | 21.5 | 12000
MRCOOL | O-ES-12-HP-C-230 | DUCT-12HP-230 |  | 11.5 | 12000 | $2,500: 2 indoor heads; $4,000: >=3 indoor heads | 204469762 | ASHP | HRCU-A-CB |  | 21.5 | 12000
KANIONCO | KD-12R410AH | KD-12R410AH |  | 11.5 | 12000 | $2,500: 2 indoor heads; $4,000: >=3 indoor heads | 204760845 | ASHP | HRCU-A-CB |  | 21.5 | 12000
HISENSE | AUW-12U3SS | ACT-12UR3SCA |  | 11.5 | 12000 | $2,500: 2 indoor heads; $4,000: >=3 indoor heads | 204976793 | ASHP | HRCU-A-CB-O |  | 23 | 12000
ELIOS | DE12HOS23230E2 | DE12HIDU230X5 |  | 11.5 | 12000 | $2,500: 2 indoor heads; $4,000: >=3 indoor heads | 203238494 | ASHP | HRCU-A-CB |  | 21.5 | 12000
GREE | 3VIR12HP115V1AO | 3VIR12HP115V1AH |  | 11.5 | 12100 | $2,500: 2 indoor heads; $5,000: >=3 indoor heads | 206839103 | ccASHP | HRCU-A-CB-O |  | 25 | 12100 | 1.93 | 76
GREE | GWH12AGC-A3DNA1A/O | GWH12AGC-A3DN***/I |  | 11.5 | 12100 | $2,500: 2 indoor heads; $4,000: >=3 indoor heads | 206717630 | ASHP | HRCU-A-CB-O |  | 25 | 12100
SAMSUNG | AR12KSWDHWKX | AR12KSWDHWKN |  | 11.5 | 13600 | $2,500: 2 indoor heads; $5,000: >=3 indoor heads | 8677406 | ccASHP | HRCU-A-CB-O | Smart Pearl Series | 26.1 | 12000 | 1.83 | 88
MITSUBISHI ELECTRIC | MUZ-FH12NAH | MSZ-FH12NA** |  | 11.5 | 13600 | $2,500: 2 indoor heads; $5,000: >=3 indoor heads | 201754299 | ccASHP | HRCU-A-CB-O | M-Series | 26.1 | 12000 | 2.07 | 100
TRANE / MITSUBISHI ELECTRIC | NTXSPB12A112AA | NTXWPH12A112AA |  | 11.5 | 13600 | $2,500: 2 indoor heads; $5,000: >=3 indoor heads | 202373727 | ccASHP | HRCU-A-CB-O | M-Series H2i | 26.1 | 12000 | 2.07 | 100
MITSUBISHI ELECTRIC | NAXSPB12A112A* | MSZ-FH12NA |  | 11.5 | 13600 | $2,500: 2 indoor heads; $5,000: >=3 indoor heads | 204629346 | ccASHP | HRCU-A-CB-O | Nv Series | 26.1 | 12000 | 2.07 | 100
MITSUBISHI ELECTRIC | MUZ-FH12NAH | MSZ-FS12NA-U1 |  | 11.5 | 13600 | $2,500: 2 indoor heads; $5,000: >=3 indoor heads | 206401403 | ccASHP | HRCU-A-CB-O | M-Series H2i | 26.1 | 12000 | 2.07 | 100
TRANE / MITSUBISHI ELECTRIC | NTXSPB12B112A* | NTXWPH12A112AA |  | 11.5 | 13600 | $2,500: 2 indoor heads; $5,000: >=3 indoor heads | 206425205 | ccASHP | HRCU-A-CB-O |  | 26.1 | 12000 | 2.07 | 100
TRANE / MITSUBISHI ELECTRIC | NTXSPB12A112A* | NTXWPH12B112AA |  | 11.5 | 13600 | $2,500: 2 indoor heads; $5,000: >=3 indoor heads | 206401409 | ccASHP | HRCU-A-CB-O | Nv Series Pro | 26.1 | 12000 | 2.07 | 100
MITSUBISHI ELECTRIC | NTXSPB12A112A* | MSZ-FH12NA |  | 11.5 | 13600 | $2,500: 2 indoor heads; $5,000: >=3 indoor heads | 204629259 | ccASHP | HRCU-A-CB-O | Nv Series | 26.1 | 12000 | 2.07 | 100
AMERICAN STANDARD / MITSUBISHI ELECTRIC | NAXSPB12B112A* | NAXWPH12A112AA |  | 11.5 | 13600 | $2,500: 2 indoor heads; $5,000: >=3 indoor heads | 206425202 | ccASHP | HRCU-A-CB-O |  | 26.1 | 12000 | 2.07 | 100
MITSUBISHI ELECTRIC | MUZ-FS12NAH-U1 | MSZ-FH12NA-U1 |  | 11.5 | 13600 | $2,500: 2 indoor heads; $5,000: >=3 indoor heads | 206425182 | ccASHP | HRCU-A-CB-O |  | 26.1 | 12000 | 2.07 | 100
MITSUBISHI ELECTRIC | MUZ-FH12NAH | NTXWPH12A112A* |  | 11.5 | 13600 | $2,500: 2 indoor heads; $5,000: >=3 indoor heads | 204629175 | ccASHP | HRCU-A-CB-O | M-Series H2i | 26.1 | 12000 | 2.07 | 100
AMERICAN STANDARD / MITSUBISHI ELECTRIC | NAXSPB12A112A* | NAXWPH12B112AA |  | 11.5 | 13600 | $2,500: 2 indoor heads; $5,000: >=3 indoor heads | 206401406 | ccASHP | HRCU-A-CB-O | Nv Series Pro | 26.1 | 12000 | 2.07 | 100
AMERICAN STANDARD / MITSUBISHI ELECTRIC | NAXSPB12A112AA | NAXWPH12A112AA |  | 11.5 | 13600 | $2,500: 2 indoor heads; $5,000: >=3 indoor heads | 202373687 | ccASHP | HRCU-A-CB-O | M-Series H2i | 26.1 | 12000 | 2.07 | 100
LG | LAU120HYV | LAN120HYV |  | 11.5 | 13600 | $2,500: 2 indoor heads; $5,000: >=3 indoor heads | 6233140 | ccASHP | HRCU-A-CB-O | Prestige (Canada) | 25.5 | 12000 | 2.74 | 100
MITSUBISHI ELECTRIC | MUZ-FH12NAH | NAXWPH12A112A* |  | 11.5 | 13600 | $2,500: 2 indoor heads; $5,000: >=3 indoor heads | 204629220 | ccASHP | HRCU-A-CB-O | M-Series H2i | 26.1 | 12000 | 2.07 | 100
MITSUBISHI ELECTRIC | MUZ-GL12NAH*** | MSZ-GL12NA*** |  | 11.5 | 14400 | $2,500: 2 indoor heads; $5,000: >=3 indoor heads | 202680598 | ccASHP | HRCU-A-CB-O | M-Series | 23.1 | 12000 | 2.6 | 70
MITSUBISHI ELECTRIC | MUZ-GL12NAH-U1 | MSZ-GL12NA-U1 |  | 11.5 | 14400 | $2,500: 2 indoor heads; $5,000: >=3 indoor heads | 201754310 | ccASHP | HRCU-A-CB-O | M-Series | 23.1 | 12000 | 2.6 | 70
MITSUBISHI ELECTRIC | SUZ-KA12NAH2 | SVZ-KP12NA |  | 11.5 | 15000 | $2,500: 2 indoor heads; $4,000: >=3 indoor heads | 202392055 | ASHP | HRCU-A-CB | M-Series | 18 | 12000
FUJITSU | AOUH12LUAS1 | ADUH12LUAS1 |  | 11.5 | 16000 | $2,500: 2 indoor heads; $5,000: >=3 indoor heads | 206579741 | ccASHP | HRCU-A-CB |  | 20.2 | 12000 | 2.08 | 100
RHEEM | ROSH12AFCJ | RIDH12AVFJ |  | 11.5 | 16000 | $2,500: 2 indoor heads; $5,000: >=3 indoor heads | 10595401 | ccASHP | HRCU-A-CB | Rheem Single-room Mini-Split Systems Slim Duct | 20 | 12000 | 2.15 | 103
FUJITSU | AOU12RLFC | ARU12RLF |  | 11.5 | 16000 | $2,500: 2 indoor heads; $5,000: >=3 indoor heads | 5751314 | ccASHP | HRCU-A-CB | Halcyon Single-room Mini-Split Systems Slim Duct | 20 | 12000 | 2.15 | 103
MDV | MOX430-18HFN1-MT2Q1W | MSABE-18HRFN1-MT2Q1W |  | 11.5 | 18000 | $2,500: 2 indoor heads; $4,000: >=3 indoor heads | 207338221 | ASHP | HRCU-A-CB-O |  | 22 | 18000
MRCOOL | DIY-18-HP-C-230C | DIY-18-HP-WMAH-230C25 |  | 11.5 | 18000 | $2,500: 2 indoor heads; $4,000: >=3 indoor heads | 207339188 | ASHP | HRCU-A-CB-O |  | 22 | 18000
BRYANT | 38MARBQ18AA3 | FM(C,U)4Z18**AL* |  | 11.5 | 19300 | 5000 | 207202292 | ccASHP | HRCU-A-CB | Preferred | 19 | 18500 | 2 | 72
CARRIER | 38MARBQ18AA3 | FM(C,U)4Z18**AL* |  | 11.5 | 19300 | 5000 | 207202180 | ccASHP | HRCU-A-CB | Performance | 19 | 18500 | 2 | 72
AMERICAN STANDARD | 4A6L9024A1 | TAM9A0C36V31 |  | 11.5 | 19600 | 4000 | 201922924 | ASHP | HRCU-A-CB | Platinum 19 | 19.5 | 24000
TRANE | 4TWL9024A1 | TAM9A0C36V31 |  | 11.5 | 19600 | 4000 | 201923002 | ASHP | HRCU-A-CB | XV19 | 19.5 | 24000
AMERICAN STANDARD | 4A6L9024A1 | TAM9A0B30V31 |  | 11.5 | 19800 | 4000 | 201923679 | ASHP | HRCU-A-CB | Platinum 19 | 19.5 | 23600
TRANE | 4TWL9024A1 | TAM9A0B30V31 |  | 11.5 | 19800 | 4000 | 201923696 | ASHP | HRCU-A-CB | XV19 | 19.5 | 23600
AMERICAN STANDARD | 4A6L9024A1 | 4PX*BD36BS3 | S9V2B060D3PSB+RP | 11.5 | 20000 | 4000 | 201923012 | ASHP | HRCU-A-CB | Platinum 19 | 19 | 23600
AMERICAN STANDARD | 4A6L9024A1 | 4PX*BU48BS3 | S9V2B060U3PSB+RP | 11.5 | 20000 | 4000 | 201923043 | ASHP | HRCU-A-CB | Platinum 19 | 19.5 | 24200
TRANE | 4TWL9024A1 | 4PX*BD48BS3+HORIZ-RT | S9V2B040U3PSB+RP | 11.5 | 20000 | 4000 | 201923110 | ASHP | HRCU-A-CB | XV19 | 19 | 24200
AMERICAN STANDARD | 4A6L9024A1 | 4PX*CU48BS3 | *UD2C080ACV4 | 11.5 | 20000 | 4000 | 201922886 | ASHP | HRCU-A-CB | Platinum 19 | 20 | 24800
AMERICAN STANDARD | 4A6L9024A1 | 4PX*BD48BS3 | S9V2B040D3PSB+RP | 11.5 | 20000 | 4000 | 201923029 | ASHP | HRCU-A-CB | Platinum 19 | 19 | 24200
TRANE | 4TWL9024A1 | 4PX*BD48BS3 | S9V2B040D3PSB+RP | 11.5 | 20000 | 4000 | 201923107 | ASHP | HRCU-A-CB | XV19 | 19 | 24200
TRANE | 4TWL9024A1 | 4PX*CU48BS3 | *UD2C080ACV4 | 11.5 | 20000 | 4000 | 201922964 | ASHP | HRCU-A-CB | XV19 | 20 | 24800
TRANE | 4TWL9024A1 | 4PX*BD36BS3 | S9V2B060D3PSB+RP | 11.5 | 20000 | 4000 | 201923090 | ASHP | HRCU-A-CB | XV19 | 19 | 23600
TRANE | 4TWL9024A1 | 4PX*BU48BS3 | S9V2B060U3PSB+RP | 11.5 | 20000 | 4000 | 201923121 | ASHP | HRCU-A-CB | XV19 | 19.5 | 24200
AMERICAN STANDARD | 4A6L9024A1 | 4PX*CD60BS3+HORIZ-RT | *UD2C080ACV4 | 11.5 | 20200 | 4000 | 201923047 | ASHP | HRCU-A-CB | Platinum 19 | 20 | 24600
AMERICAN STANDARD | 4A6L9024A1 | 4PX*BU42BS3 | S9V2B040U3PSB+RP | 11.5 | 20200 | 4000 | 201923042 | ASHP | HRCU-A-CB | Platinum 19 | 19 | 24000
TRANE | 4TWL9024A1 | 4PX*BU48BS3 | S9V2B080U3PSB+RP | 11.5 | 20200 | 4000 | 201922952 | ASHP | HRCU-A-CB | XV19 | 19 | 24400
TRANE | 4TWL9024A1 | 4PX*BU42BS3 | S9V2B060U3PSB+RP | 11.5 | 20200 | 4000 | 201922951 | ASHP | HRCU-A-CB | XV19 | 19 | 24200
AMERICAN STANDARD | 4A6L9024A1 | 4PX*BU48BS3 | S9V2B080U3PSB+RP | 11.5 | 20200 | 4000 | 201922874 | ASHP | HRCU-A-CB | Platinum 19 | 19 | 24400
AMERICAN STANDARD | 4A6L9024A1 | 4PX*BU42BS3 | S9V2B060U3PSB+RP | 11.5 | 20200 | 4000 | 201922873 | ASHP | HRCU-A-CB | Platinum 19 | 19 | 24200
TRANE | 4TWL9024A1 | 4PX*CD60BS3+HORIZ-RT | *UD2C080ACV4 | 11.5 | 20200 | 4000 | 201923125 | ASHP | HRCU-A-CB | XV19 | 20 | 24600
TRANE | 4TWL9024A1 | 4PX*BU42BS3 | S9V2B040U3PSB+RP | 11.5 | 20200 | 4000 | 201923120 | ASHP | HRCU-A-CB | XV19 | 19 | 24000
AMERICAN STANDARD | 4A6L9024A1 | 4PX*CU48BS3 | *UHMC100ACV4 | 11.5 | 20400 | 4000 | 201922885 | ASHP | HRCU-A-CB | Platinum 19 | 19 | 24400
TRANE | 4TWL9024A1 | 4PX*CU48BS3 | *UHMC100ACV4 | 11.5 | 20400 | 4000 | 201922963 | ASHP | HRCU-A-CB | XV19 | 19 | 24400
TRANE | 4TWL9024A1 | 4PX*BD36BS3+HORIZ-RT | S9V2B040U3PSB+RP | 11.5 | 20600 | 4000 | 201922936 | ASHP | HRCU-A-CB | XV19 | 19 | 23400
AMERICAN STANDARD | 4A6L9024A1 | 4PX*BD36BS3+HORIZ-RT | S9V2B040U3PSB+RP | 11.5 | 20600 | 4000 | 201922858 | ASHP | HRCU-A-CB | Platinum 19 | 19 | 23400
TRANE | 4TWL9024A1 | 4PX*BU30BS3 | S9V2B080U3PSB+RP | 11.5 | 21000 | 4000 | 201922942 | ASHP | HRCU-A-CB | XV19 | 18.5 | 23600
AMERICAN STANDARD | 4A6L9024A1 | 4PX*BU30BS3 | S9V2B080U3PSB+RP | 11.5 | 21000 | 4000 | 201922864 | ASHP | HRCU-A-CB | Platinum 19 | 18.5 | 23600
TRANE | 4TWL9024A1 | 4PX*BU30BS3 | S9V2B060U3PSB+RP | 11.5 | 21200 | 4000 | 201923114 | ASHP | HRCU-A-CB | XV19 | 18.5 | 23200
AMERICAN STANDARD | 4A6L9024A1 | 4PX*BU30BS3 | S9V2B060U3PSB+RP | 11.5 | 21200 | 4000 | 201923036 | ASHP | HRCU-A-CB | Platinum 19 | 18.5 | 23200
FUJITSU | AOU18RLFC | AUU18RLF |  | 11.5 | 21600 | $2,500: 2 indoor heads; $5,000: >=3 indoor heads | 5839958 | ccASHP | HRCU-A-CB-O | Halcyon Multi-room Mini-Split Systems | 20.1 | 18000 | 2.11 | 91
RHEEM | ROSH18AFCJ | RICH18AVFJ |  | 11.5 | 21600 | $2,500: 2 indoor heads; $5,000: >=3 indoor heads | 10595409 | ccASHP | HRCU-A-CB-O | Rheem Multi-room Mini-Split Systems | 20.1 | 18000 | 2.11 | 91
CARRIER | 25VNA024A*030* | CAP**6024AL*+UI & 59*N*A120V24**22 |  | 11.5 | 22600 | 5000 | 9892537 | ccASHP | HRCU-A-CB | Infinity® 20 Heat Pump with Greenspeed® Intelligence | 19.5 | 24800 | 2.41 | 90
BRYANT | 280ANV024*0**A* | CAP**6024AL*+UI & 98(6*B,7*A)66120V24*** |  | 11.5 | 22600 | 5000 | 9893487 | ccASHP | HRCU-A-CB | Bryant® Extreme Heat Pump | 19.5 | 24800 | 2.41 | 90
BRYANT | 280ANV024*0**A* | CAP**4824AL*+UI & 98(6*B,7MA)60060V21*** |  | 11.5 | 22800 | 5000 | 9893524 | ccASHP | HRCU-A-CB | Bryant® Extreme Heat Pump | 19 | 24400 | 2.41 | 90
BRYANT | 280ANV024*0**A* | CAP**4821AL*+UI & 98(6*B,7*A)60080V21*** |  | 11.5 | 22800 | 5000 | 9893522 | ccASHP | HRCU-A-CB | Bryant® Extreme Heat Pump | 19 | 24400 | 2.41 | 90
BRYANT | 280ANV024*0**A* | CAP**4824AL*+UI & 98(6*B,7*A)66100V21*** |  | 11.5 | 22800 | 5000 | 9893526 | ccASHP | HRCU-A-CB | Bryant® Extreme Heat Pump | 19 | 24400 | 2.44 | 90
BRYANT | 280ANV024*0**A* | CAP**4824AL*+UI & 98(6*B,7*A)60080V21*** |  | 11.5 | 22800 | 5000 | 9893525 | ccASHP | HRCU-A-CB | Bryant® Extreme Heat Pump | 19 | 24400 | 2.41 | 90
BRYANT | 280ANV024*0**A* | CAP**4821AL*+UI & 98(6*B,7*A)66100V21*** |  | 11.5 | 22800 | 5000 | 9893523 | ccASHP | HRCU-A-CB | Bryant® Extreme Heat Pump | 19 | 24400 | 2.41 | 90
CARRIER | 25VNA024A*030* | CAP**6021AL*+UI & 59*N*A080V17**14 |  | 11.5 | 22800 | 5000 | 9892536 | ccASHP | HRCU-A-CB | Infinity® 20 Heat Pump with Greenspeed® Intelligence | 19.5 | 24600 | 2.41 | 90
CARRIER | 25VNA024A*030* | CAP**4824AL*+UI & 59*N*A100V21**22 |  | 11.5 | 22800 | 5000 | 9892576 | ccASHP | HRCU-A-CB | Infinity® 20 Heat Pump with Greenspeed® Intelligence | 19 | 24400 | 2.44 | 90
CARRIER | 25VNA024A*030* | CAP**4824AL*+UI & 59*N*A080V21**20 |  | 11.5 | 22800 | 5000 | 9892575 | ccASHP | HRCU-A-CB | Infinity® 20 Heat Pump with Greenspeed® Intelligence | 19 | 24400 | 2.41 | 90
CARRIER | 25VNA024A*030* | CAP**4824AL*+UI & 59MN7A060V21**20 |  | 11.5 | 22800 | 5000 | 9892574 | ccASHP | HRCU-A-CB | Infinity® 20 Heat Pump with Greenspeed® Intelligence | 19 | 24400 | 2.41 | 90
CARRIER | 25VNA024A*030* | CAP**4821AL*+UI & 59*N*A100V21**22 |  | 11.5 | 22800 | 5000 | 9892573 | ccASHP | HRCU-A-CB | Infinity® 20 Heat Pump with Greenspeed® Intelligence | 19 | 24400 | 2.41 | 90
CARRIER | 25VNA024A*030* | CAP**4821AL*+UI & 59*N*A080V21**20 |  | 11.5 | 22800 | 5000 | 9892572 | ccASHP | HRCU-A-CB | Infinity® 20 Heat Pump with Greenspeed® Intelligence | 19 | 24400 | 2.41 | 90
CARRIER | 25VNA024A*030* | CAP**4821AL*+UI & 59MN7A060V21**20 |  | 11.5 | 22800 | 5000 | 9892571 | ccASHP | HRCU-A-CB | Infinity® 20 Heat Pump with Greenspeed® Intelligence | 19 | 24400 | 2.41 | 90
BRYANT | 280ANV024*0**A* | CAP**4821AL*+UI & 98(6*B,7MA)60060V21*** |  | 11.5 | 22800 | 5000 | 9893521 | ccASHP | HRCU-A-CB | Bryant® Extreme Heat Pump | 19 | 24400 | 2.41 | 90
BRYANT | 280ANV024*0**A* | CAP**6021AL*+UI & 98(6*B,7*A)42080V17*** |  | 11.5 | 22800 | 5000 | 9893486 | ccASHP | HRCU-A-CB | Bryant® Extreme Heat Pump | 19.5 | 24600 | 2.41 | 90
CARRIER | 25VNA024A*030* | CAP**6024AL*+UI & 59MN7A060V21**20 |  | 11.5 | 23000 | 5000 | 9892580 | ccASHP | HRCU-A-CB | Infinity® 20 Heat Pump with Greenspeed® Intelligence | 19 | 24800 | 2.39 | 90
BRYANT | 280ANV024*0**A* | CAP**6021AL*+UI & 98(6*B,7MA)60060V21*** |  | 11.5 | 23000 | 5000 | 9893527 | ccASHP | HRCU-A-CB | Bryant® Extreme Heat Pump | 19 | 24800 | 2.39 | 90
CARRIER | 25VNA024A*030* | CAP**6024AL*+UI & 59*N*A100V21**22 |  | 11.5 | 23000 | 5000 | 9892582 | ccASHP | HRCU-A-CB | Infinity® 20 Heat Pump with Greenspeed® Intelligence | 19.5 | 24800 | 2.41 | 90
CARRIER | 25VNA024A*030* | CAP**6024AL*+UI & 59*N*A080V21**20 |  | 11.5 | 23000 | 5000 | 9892581 | ccASHP | HRCU-A-CB | Infinity® 20 Heat Pump with Greenspeed® Intelligence | 19.5 | 24800 | 2.41 | 90
BRYANT | 280ANV024*0**A* | CAP**6021AL*+UI & 98(6*B,7*A)60080V21*** |  | 11.5 | 23000 | 5000 | 9893528 | ccASHP | HRCU-A-CB | Bryant® Extreme Heat Pump | 19.5 | 24800 | 2.41 | 90
CARRIER | 25VNA024A*030* | CAP**4824AL*+UI & 59*N*A120V24**22 |  | 11.5 | 23000 | 5000 | 9892534 | ccASHP | HRCU-A-CB | Infinity® 20 Heat Pump with Greenspeed® Intelligence | 19.5 | 24800 | 2.39 | 90
CARRIER | 25VNA024A*030* | CAP**6021AL*+UI & 59*N*A100V21**22 |  | 11.5 | 23000 | 5000 | 9892579 | ccASHP | HRCU-A-CB | Infinity® 20 Heat Pump with Greenspeed® Intelligence | 19.5 | 24800 | 2.41 | 90
CARRIER | 25VNA024A*030* | CAP**6021AL*+UI & 59*N*A080V21**20 |  | 11.5 | 23000 | 5000 | 9892578 | ccASHP | HRCU-A-CB | Infinity® 20 Heat Pump with Greenspeed® Intelligence | 19.5 | 24800 | 2.41 | 90
CARRIER | 25VNA024A*030* | CAP**6021AL*+UI & 59MN7A060V21**20 |  | 11.5 | 23000 | 5000 | 9892577 | ccASHP | HRCU-A-CB | Infinity® 20 Heat Pump with Greenspeed® Intelligence | 19 | 24800 | 2.39 | 90
BRYANT | 280ANV024*0**A* | CAP**4824AL*+UI & 98(6*B,7*A)66120V24*** |  | 11.5 | 23000 | 5000 | 9893484 | ccASHP | HRCU-A-CB | Bryant® Extreme Heat Pump | 19.5 | 24800 | 2.39 | 90
BRYANT | 280ANV024*0**A* | CAP**6024AL*+UI & 98(6*B,7*A)66100V21*** |  | 11.5 | 23000 | 5000 | 9893532 | ccASHP | HRCU-A-CB | Bryant® Extreme Heat Pump | 19.5 | 24800 | 2.41 | 90
BRYANT | 280ANV024*0**A* | CAP**6024AL*+UI & 98(6*B,7*A)60080V21*** |  | 11.5 | 23000 | 5000 | 9893531 | ccASHP | HRCU-A-CB | Bryant® Extreme Heat Pump | 19.5 | 24800 | 2.41 | 90
BRYANT | 280ANV024*0**A* | CAP**6024AL*+UI & 98(6*B,7MA)60060V21*** |  | 11.5 | 23000 | 5000 | 9893530 | ccASHP | HRCU-A-CB | Bryant® Extreme Heat Pump | 19 | 24800 | 2.39 | 90
BRYANT | 280ANV024*0**A* | CAP**6021AL*+UI & 98(6*B,7*A)66100V21*** |  | 11.5 | 23000 | 5000 | 9893529 | ccASHP | HRCU-A-CB | Bryant® Extreme Heat Pump | 19.5 | 24800 | 2.41 | 90
BRYANT | 280ANV024*0**A* | CAP**4821AL*+UI & 98(6*B,7*A)42080V17*** |  | 11.5 | 23200 | 5000 | 9893483 | ccASHP | HRCU-A-CB | Bryant® Extreme Heat Pump | 19 | 24600 | 2.39 | 90
CARRIER | 25VNA024A*030* | CAP**4821AL*+UI & 59*N*A080V17**14 |  | 11.5 | 23200 | 5000 | 9892533 | ccASHP | HRCU-A-CB | Infinity® 20 Heat Pump with Greenspeed® Intelligence | 19 | 24600 | 2.39 | 90
CARRIER | 25VNA424A*031* | CNPV*3621AL*+UI | 58CU*A100C21**20 | 11.5 | 23600 | 4000 | 206788558 | ASHP | HRCU-A-CB | INFINITY 24 HP with GREENSPEED INTELLIGENCE | 22 | 23600
BRYANT HEATING AND COOLING SYSTEMS | 284ANV024*0**B* | CNPV*3617AL*+UI | 83*CA36040C17*** | 11.5 | 23600 | 4000 | 206790241 | ASHP | HRCU-A-CB | EVOLUTION Extreme 24 HP | 22 | 23600
BRYANT HEATING AND COOLING SYSTEMS | 284ANV024*0**B* | CNPV*3617AL*+UI | 83*CA48060C17*** | 11.5 | 23600 | 4000 | 206790242 | ASHP | HRCU-A-CB | EVOLUTION Extreme 24 HP | 22 | 23600
BRYANT HEATING AND COOLING SYSTEMS | 284ANV024*0**B* | CNPV*3621AL*+UI | 83*CA36040C17*** | 11.5 | 23600 | 4000 | 206790243 | ASHP | HRCU-A-CB | EVOLUTION Extreme 24 HP | 22 | 23600
BRYANT HEATING AND COOLING SYSTEMS | 284ANV024*0**B* | CNPV*3621AL*+UI | 83*CA48060C17*** | 11.5 | 23600 | 4000 | 206790244 | ASHP | HRCU-A-CB | EVOLUTION Extreme 24 HP | 22 | 23600
BRYANT HEATING AND COOLING SYSTEMS | 284ANV024*0**B* | CNPV*3621AL*+UI | 935CA60080C21*** | 11.5 | 23600 | 4000 | 206790257 | ASHP | HRCU-A-CB | EVOLUTION Extreme 24 HP | 22 | 23600
BRYANT HEATING AND COOLING SYSTEMS | 284ANV024*0**B* | CNPV*3621AL*+UI | 935CA66100C21*** | 11.5 | 23600 | 4000 | 206790258 | ASHP | HRCU-A-CB | EVOLUTION Extreme 24 HP | 22 | 23600
CARRIER | 25VNA424A*031* | CNPV*3621AL*+UI | 59CU5A080C21**20 | 11.5 | 23600 | 4000 | 206788569 | ASHP | HRCU-A-CB | INFINITY 24 HP with GREENSPEED INTELLIGENCE | 22 | 23600
CARRIER | 25VNA424A*031* | CNPV*3621AL*+UI | 59CU5A100C21**22 | 11.5 | 23600 | 4000 | 206788570 | ASHP | HRCU-A-CB | INFINITY 24 HP with GREENSPEED INTELLIGENCE | 22 | 23600
CARRIER | 25VNA424A*031* | CNPV*3617AL*+UI | 58CU*A040C17**12 | 11.5 | 23600 | 4000 | 206788553 | ASHP | HRCU-A-CB | INFINITY 24 HP with GREENSPEED INTELLIGENCE | 22 | 23600
CARRIER | 25VNA424A*031* | CNPV*3617AL*+UI | 58CU*A060C17**16 | 11.5 | 23600 | 4000 | 206788554 | ASHP | HRCU-A-CB | INFINITY 24 HP with GREENSPEED INTELLIGENCE | 22 | 23600
CARRIER | 25VNA424A*031* | CNPV*3621AL*+UI | 58CU*A040C17**12 | 11.5 | 23600 | 4000 | 206788555 | ASHP | HRCU-A-CB | INFINITY 24 HP with GREENSPEED INTELLIGENCE | 22 | 23600
CARRIER | 25VNA424A*031* | CNPV*3621AL*+UI | 58CU*A060C17**16 | 11.5 | 23600 | 4000 | 206788556 | ASHP | HRCU-A-CB | INFINITY 24 HP with GREENSPEED INTELLIGENCE | 22 | 23600
CARRIER | 25VNA424A*030* | CNPV*3617AL*+UI | 58CU*A060C17**16 | 11.5 | 23600 | 4000 | 206132490 | ASHP | HRCU-A-CB | INFINITY 24 HP with GREENSPEED INTELLIGENCE | 22 | 23600
BRYANT HEATING AND COOLING SYSTEMS | 284ANV024*0**A* | CNPV*3617AL*+UI | 83*CA48060C17*** | 11.5 | 23600 | 4000 | 206132491 | ASHP | HRCU-A-CB | EVOLUTION Extreme 24 HP | 22 | 23600
CARRIER | 25VNA424A*030* | CNPV*3621AL*+UI | 58CU*A040C17**12 | 11.5 | 23600 | 4000 | 206132492 | ASHP | HRCU-A-CB | INFINITY 24 HP with GREENSPEED INTELLIGENCE | 22 | 23600
BRYANT HEATING AND COOLING SYSTEMS | 284ANV024*0**A* | CNPV*3621AL*+UI | 83*CA36040C17*** | 11.5 | 23600 | 4000 | 206132493 | ASHP | HRCU-A-CB | EVOLUTION Extreme 24 HP | 22 | 23600
CARRIER | 25VNA424A*030* | CNPV*3617AL*+UI | 58CU*A040C17**12 | 11.5 | 23600 | 4000 | 206132488 | ASHP | HRCU-A-CB | INFINITY 24 HP with GREENSPEED INTELLIGENCE | 22 | 23600
BRYANT HEATING AND COOLING SYSTEMS | 284ANV024*0**A* | CNPV*3617AL*+UI | 83*CA36040C17*** | 11.5 | 23600 | 4000 | 206132489 | ASHP | HRCU-A-CB | EVOLUTION Extreme 24 HP | 22 | 23600
CARRIER | 25VNA424A*030* | CNPV*3621AL*+UI | 58CU*A060C17**16 | 11.5 | 23600 | 4000 | 206132494 | ASHP | HRCU-A-CB | INFINITY 24 HP with GREENSPEED INTELLIGENCE | 22 | 23600
BRYANT HEATING AND COOLING SYSTEMS | 284ANV024*0**A* | CNPV*3621AL*+UI | 83*CA48060C17*** | 11.5 | 23600 | 4000 | 206132495 | ASHP | HRCU-A-CB | EVOLUTION Extreme 24 HP | 22 | 23600
CARRIER | 25VNA424A*030* | CNPV*3621AL*+UI | 58CU*A080C21**20 | 11.5 | 23600 | 4000 | 206132496 | ASHP | HRCU-A-CB | INFINITY 24 HP with GREENSPEED INTELLIGENCE | 22 | 23600
BRYANT HEATING AND COOLING SYSTEMS | 284ANV024*0**A* | CNPV*3621AL*+UI | 83*CA60080C21*** | 11.5 | 23600 | 4000 | 206132497 | ASHP | HRCU-A-CB | EVOLUTION Extreme 24 HP | 22 | 23600
CARRIER | 25VNA424A*030* | CNPV*3621AL*+UI | 58CU*A100C21**20 | 11.5 | 23600 | 4000 | 206132498 | ASHP | HRCU-A-CB | INFINITY 24 HP with GREENSPEED INTELLIGENCE | 22 | 23600
BRYANT HEATING AND COOLING SYSTEMS | 284ANV024*0**A* | CNPV*3621AL*+UI | 83*CA60100C21*** | 11.5 | 23600 | 4000 | 206132499 | ASHP | HRCU-A-CB | EVOLUTION Extreme 24 HP | 22 | 23600
CARRIER | 25VNA424A*030* | CNPV*3621AL*+UI | 59CU5A080C21**20 | 11.5 | 23600 | 4000 | 206132520 | ASHP | HRCU-A-CB | INFINITY 24 HP with GREENSPEED INTELLIGENCE | 22 | 23600
BRYANT HEATING AND COOLING SYSTEMS | 284ANV024*0**A* | CNPV*3621AL*+UI | 935CA60080C21*** | 11.5 | 23600 | 4000 | 206132521 | ASHP | HRCU-A-CB | EVOLUTION Extreme 24 HP | 22 | 23600
CARRIER | 25VNA424A*030* | CNPV*3621AL*+UI | 59CU5A100C21**22 | 11.5 | 23600 | 4000 | 206132522 | ASHP | HRCU-A-CB | INFINITY 24 HP with GREENSPEED INTELLIGENCE | 22 | 23600
BRYANT HEATING AND COOLING SYSTEMS | 284ANV024*0**A* | CNPV*3621AL*+UI | 935CA66100C21*** | 11.5 | 23600 | 4000 | 206132523 | ASHP | HRCU-A-CB | EVOLUTION Extreme 24 HP | 22 | 23600
BRYANT HEATING AND COOLING SYSTEMS | 284ANV024*0**B* | CNPV*3621AL*+UI | 83*CA60080C21*** | 11.5 | 23600 | 4000 | 206790245 | ASHP | HRCU-A-CB | EVOLUTION Extreme 24 HP | 22 | 23600
BRYANT HEATING AND COOLING SYSTEMS | 284ANV024*0**B* | CNPV*3621AL*+UI | 83*CA60100C21*** | 11.5 | 23600 | 4000 | 206790246 | ASHP | HRCU-A-CB | EVOLUTION Extreme 24 HP | 22 | 23600
CARRIER | 25VNA424A*031* | CNPV*3621AL*+UI | 58CU*A080C21**20 | 11.5 | 23600 | 4000 | 206788557 | ASHP | HRCU-A-CB | INFINITY 24 HP with GREENSPEED INTELLIGENCE | 22 | 23600
MIDEA | 38MAQB24R--3 | 40MBFQ24---3 |  | 11.5 | 24000 | $2,500: 2 indoor heads; $5,000: >=3 indoor heads | 201847062 | ccASHP | HRCU-A-CB-O | Excel | 20 | 24000 | 1.81 | 104
DAY & NIGHT | DLCSRAH24AAK | DLFSCAH24XAK |  | 11.5 | 24000 | $2,500: 2 indoor heads; $5,000: >=3 indoor heads | 201835637 | ccASHP | HRCU-A-CB-O | Mid-tier | 20 | 24000 | 1.87 | 125
MIDEA | DLCSRAH24AAK | DLFSCAH24XAK |  | 11.5 | 24000 | $2,500: 2 indoor heads; $5,000: >=3 indoor heads | 201796614 | ccASHP | HRCU-A-CB-O | Advantage | 20 | 24000 | 1.87 | 125
PERFECTAIRE | 1PAMSHH24-SZO-20.5 | 1PAMSHH24-SZW-20.5 |  | 11.5 | 24000 | $2,500: 2 indoor heads; $5,000: >=3 indoor heads | 9856849 | ccASHP | HRCU-A-CB-O | HYPERTEK | 20.5 | 24000 | 1.81 | 102
TEMPSTAR | DLCSRAH24AAK | DLFSFAH24XAK |  | 11.5 | 24000 | $2,500: 2 indoor heads; $5,000: >=3 indoor heads | 201835816 | ccASHP | HRCU-A-CB-O | Mid-tier | 20 | 24000 | 1.81 | 104
TEMPSTAR | DLCSRAH24AAK | DLFSCAH24XAK |  | 11.5 | 24000 | $2,500: 2 indoor heads; $5,000: >=3 indoor heads | 201835818 | ccASHP | HRCU-A-CB-O | Mid-tier | 20 | 24000 | 1.87 | 125
WILLIS | WUHO24KW20S | WUHI24KHW |  | 11.5 | 24000 | $2,500: 2 indoor heads; $5,000: >=3 indoor heads | 9038621 | ccASHP | HRCU-A-CB-O |  | 20.5 | 24000 | 1.81 | 102
PAYNE | 38MAQB24R--3 | 40MBFQ24---3 |  | 11.5 | 24000 | $2,500: 2 indoor heads; $5,000: >=3 indoor heads | 201847045 | ccASHP | HRCU-A-CB-O | Mid-tier | 20 | 24000 | 1.81 | 104
SMART COMFORT | DLCSRAH24AAK | DLFSFAH24XAK |  | 11.5 | 24000 | $2,500: 2 indoor heads; $5,000: >=3 indoor heads | 202119284 | ccASHP | HRCU-A-CB-O | Mid-tier | 20 | 24000 | 1.81 | 104
SMART COMFORT | DLCSRAH24AAK | DLFSCAH24XAK |  | 11.5 | 24000 | $2,500: 2 indoor heads; $5,000: >=3 indoor heads | 202119285 | ccASHP | HRCU-A-CB-O | Mid-tier | 20 | 24000 | 1.87 | 125
ARCOAIRE | DLCSRAH24AAK | DLFSFAH24XAK |  | 11.5 | 24000 | $2,500: 2 indoor heads; $5,000: >=3 indoor heads | 201835539 | ccASHP | HRCU-A-CB-O | Mid-tier | 20 | 24000 | 1.81 | 104
ARCOAIRE | DLCSRAH24AAK | DLFSCAH24XAK |  | 11.5 | 24000 | $2,500: 2 indoor heads; $5,000: >=3 indoor heads | 201835540 | ccASHP | HRCU-A-CB-O | Mid-tier | 20 | 24000 | 1.87 | 125
BRYANT | 38MAQB24R--3 | 40MBFQ24---3 |  | 11.5 | 24000 | $2,500: 2 indoor heads; $5,000: >=3 indoor heads | 201847028 | ccASHP | HRCU-A-CB-O | Preferred | 20 | 24000 | 1.81 | 104
CARRIER | 38MAQB24R--3 | 40MBFQ24---3 |  | 11.5 | 24000 | $2,500: 2 indoor heads; $5,000: >=3 indoor heads | 201847015 | ccASHP | HRCU-A-CB-O | Performance | 20 | 24000 | 1.81 | 104
KENMORE | DLCSRAH24AAK | DLFSFAH24XAK |  | 11.5 | 24000 | $2,500: 2 indoor heads; $5,000: >=3 indoor heads | 201835817 | ccASHP | HRCU-A-CB-O | Mid-tier | 20 | 24000 | 1.81 | 104
KENMORE | DLCSRAH24AAK | DLFSCAH24XAK |  | 11.5 | 24000 | $2,500: 2 indoor heads; $5,000: >=3 indoor heads | 201835819 | ccASHP | HRCU-A-CB-O | Mid-tier | 20 | 24000 | 1.87 | 125
EMERSON QUIET KOOL | HP-20EACH24R2O | HP-20EACH24R2I |  | 11.5 | 24000 | $2,500: 2 indoor heads; $5,000: >=3 indoor heads | 10298959 | ccASHP | HRCU-A-CB-O | Max Heat RAC Series | 20.5 |  | 1.81 | 102
KARDA | 1PAMSHH24-SZO-20.5 | 1PAMSHH24-SZW-20.5 |  | 11.5 | 24000 | $2,500: 2 indoor heads; $5,000: >=3 indoor heads | 201830348 | ccASHP | HRCU-A-CB-O | HYPERTEK | 20.5 | 24000 | 1.81 | 102
KEEPRITE | DLCSRAH24AAK | DLFSFAH24XAK |  | 11.5 | 24000 | $2,500: 2 indoor heads; $5,000: >=3 indoor heads | 201835721 | ccASHP | HRCU-A-CB-O | Mid-tier | 20 | 24000 | 1.81 | 104
KEEPRITE | DLCSRAH24AAK | DLFSCAH24XAK |  | 11.5 | 24000 | $2,500: 2 indoor heads; $5,000: >=3 indoor heads | 201835723 | ccASHP | HRCU-A-CB-O | Mid-tier | 20 | 24000 | 1.87 | 125
CENTURY | A-VMH24SU-1 | B-VMH24SU-1 |  | 11.5 | 24000 | $2,500: 2 indoor heads; $5,000: >=3 indoor heads | 200059036 | ccASHP | HRCU-A-CB-O |  | 20.5 | 24000 | 1.81 | 102
COMFORT-AIRE | A-VMH24SU-1 | B-VMH24SU-1 |  | 11.5 | 24000 | $2,500: 2 indoor heads; $5,000: >=3 indoor heads | 200059035 | ccASHP | HRCU-A-CB-O |  | 20.5 | 24000 | 1.81 | 102
HEIL | DLCSRAH24AAK | DLFSFAH24XAK |  | 11.5 | 24000 | $2,500: 2 indoor heads; $5,000: >=3 indoor heads | 201835720 | ccASHP | HRCU-A-CB-O | Mid-tier | 20 | 24000 | 1.81 | 104
HEIL | DLCSRAH24AAK | DLFSCAH24XAK |  | 11.5 | 24000 | $2,500: 2 indoor heads; $5,000: >=3 indoor heads | 201835722 | ccASHP | HRCU-A-CB-O | Mid-tier | 20 | 24000 | 1.87 | 125
COMFORTMAKER | DLCSRAH24AAK | DLFSFAH24XAK |  | 11.5 | 24000 | $2,500: 2 indoor heads; $5,000: >=3 indoor heads | 201835588 | ccASHP | HRCU-A-CB-O | Mid-tier | 20 | 24000 | 1.81 | 104
COMFORTMAKER | DLCSRAH24AAK | DLFSCAH24XAK |  | 11.5 | 24000 | $2,500: 2 indoor heads; $5,000: >=3 indoor heads | 201835589 | ccASHP | HRCU-A-CB-O | Mid-tier | 20 | 24000 | 1.87 | 125
DAY & NIGHT | DLCSRAH24AAK | DLFSFAH24XAK |  | 11.5 | 24000 | $2,500: 2 indoor heads; $5,000: >=3 indoor heads | 201835636 | ccASHP | HRCU-A-CB-O | Mid-tier | 20 | 24000 | 1.81 | 104
MIDEA | DLCSRAH24AAK | DLFSFAH24XAK |  | 11.5 | 24000 | $2,500: 2 indoor heads; $5,000: >=3 indoor heads | 201796613 | ccASHP | HRCU-A-CB-O | Mid-tier | 20 | 24000 | 1.81 | 104
GOODMAN | MSH243E23MCAA | MSH243E23AXAA |  | 11.5 | 24000 | $2,500: 2 indoor heads; $4,000: >=3 indoor heads | 203991093 | ASHP | HRCU-A-CB-O |  | 20.5 | 24000
KLIMAIRE | KSIH024-H220-O | KSIH024-H220-IW |  | 11.5 | 24000 | $2,500: 2 indoor heads; $4,000: >=3 indoor heads | 201766733 | ASHP | HRCU-A-CB-O |  | 20.5 | 24000
NOVAIR PLUS | 24EVONVO | 24EVONVI |  | 11.5 | 24000 | $2,500: 2 indoor heads; $4,000: >=3 indoor heads | 201786770 | ASHP | HRCU-A-CB-O |  | 20.5 | 24000
PAYNE | 38MAQB24R--3 | DHMSHAQ24XA3 |  | 11.5 | 24000 | $2,500: 2 indoor heads; $4,000: >=3 indoor heads | 201846971 | ASHP | HRCU-A-CB-O |  | 20.5 | 24000
MDV | MOD30-24HFN1-MT0W | CS11M-23HRFN1-MT0W |  | 11.5 | 24000 | $2,500: 2 indoor heads; $4,000: >=3 indoor heads | 8704434 | ASHP | HRCU-A-CB-O |  | 20.5 | 24000
CARRIER | 38MAQB24R--3 | 40MAQB24B--3 |  | 11.5 | 24000 | $2,500: 2 indoor heads; $4,000: >=3 indoor heads | 8738638 | ASHP | HRCU-A-CB-O |  | 20.5 | 24000
BRYANT | 38MAQB24R--3 | 619PEQ024BBMA |  | 11.5 | 24000 | $2,500: 2 indoor heads; $4,000: >=3 indoor heads | 8738643 | ASHP | HRCU-A-CB-O |  | 20.5 | 24000
DIRECT AIR | MOD30-24HFN1-MT0W | CS11M-23HRFN1-MT0W |  | 11.5 | 24000 | $2,500: 2 indoor heads; $4,000: >=3 indoor heads | 8775829 | ASHP | HRCU-A-CB-O |  | 20.5 | 24000
SENVILLE | SENA/24HF/OZ | SENA/24HF/IZ |  | 11.5 | 24000 | $2,500: 2 indoor heads; $4,000: >=3 indoor heads | 8797152 | ASHP | HRCU-A-CB-O |  | 20.5 | 24000
KERR | A-KMH24SU-1 | B-KMH24SU-1 |  | 11.5 | 24000 | $2,500: 2 indoor heads; $4,000: >=3 indoor heads | 9710791 | ASHP | HRCU-A-CB-O |  | 20.5 | 24000
THERMOCORE SYSTEMS | T4HH21S-H224-C | T4HH21S-H224-E |  | 11.5 | 24000 | $2,500: 2 indoor heads; $4,000: >=3 indoor heads | 202353108 | ASHP | HRCU-A-CB-O |  | 20.5 | 24000
COMFORTSTAR | CXH024CD(O) | CXH024CD(I)-WIFI |  | 11.5 | 24000 | $2,500: 2 indoor heads; $4,000: >=3 indoor heads | 202575850 | ASHP | HRCU-A-CB-O |  | 20.5 | 24000
NAPOLEON | NH25-24F-O | NH25-24F-I |  | 11.5 | 24000 | $2,500: 2 indoor heads; $4,000: >=3 indoor heads | 8952858 | ASHP | HRCU-A-CB-O |  | 20.5 | 24000
MRCOOL | O-HH-24-HP-C-230 | O-HH-24-HP-WMAH-230 |  | 11.5 | 24000 | $2,500: 2 indoor heads; $4,000: >=3 indoor heads | 8967212 | ASHP | HRCU-A-CB-O |  | 20.5 | 24000
MIDEA | MOD30-24HFN1-MT0W | CS11M-23HRFN1-MT0W |  | 11.5 | 24000 | $2,500: 2 indoor heads; $4,000: >=3 indoor heads | 9006307 | ASHP | HRCU-A-CB-O |  | 20.5 | 24000
MIDEA | 38MAQB24R--3 | DHMSHAQ24XA3 |  | 11.5 | 24000 | $2,500: 2 indoor heads; $4,000: >=3 indoor heads | 201846991 | ASHP | HRCU-A-CB-O |  | 20.5 | 24000
C&H | CH-24DKT230VO | CH-24DKT230VI |  | 11.5 | 24000 | $2,500: 2 indoor heads; $4,000: >=3 indoor heads | 202081317 | ASHP | HRCU-A-CB-O |  | 20.5 | 24000
KOOLKING | MOD30-24HFN1-MT0W | CS11M-23HRFN1-MT0W |  | 11.5 | 24000 | $2,500: 2 indoor heads; $4,000: >=3 indoor heads | 205092309 | ASHP | HRCU-A-CB-O |  | 20.5 | 24000
MIDEA | MOD30-24HFN1-MT0W | CS11M-23HRFN1-MT0W |  | 11.5 | 24000 | $2,500: 2 indoor heads; $4,000: >=3 indoor heads | 205092310 | ASHP | HRCU-A-CB-O |  | 20.5 | 24000
COMFEE | MOD30-24HFN1-MT0W | CS11M-23HRFN1-MT0W |  | 11.5 | 24000 | $2,500: 2 indoor heads; $4,000: >=3 indoor heads | 205092311 | ASHP | HRCU-A-CB-O |  | 20.5 | 24000
BREEZE33 | BZ33-HYP24HPOUT2-P | BZ33-HYP24WALL2-P |  | 11.5 | 24000 | $2,500: 2 indoor heads; $4,000: >=3 indoor heads | 205470424 | ASHP | HRCU-A-CB-O |  | 20.5 | 24000
KANIONCO | KWSM-24IR410AHS25 | KWSM-24IR410AHS25 |  | 11.5 | 24000 | $2,500: 2 indoor heads; $4,000: >=3 indoor heads | 205572570 | ASHP | HRCU-A-CB-O |  | 20.5 | 24000
KANIONCO | KWSM-24IR410AHS25 | KWSM-24IR410AHS25 |  | 11.5 | 24000 | $2,500: 2 indoor heads; $4,000: >=3 indoor heads | 205746739 | ASHP | HRCU-A-CB-O |  | 20.5 | 24000
KARDA | 1KARDA24SZO20.5 | 2KARDA24UVW |  | 11.5 | 24000 | $2,500: 2 indoor heads; $4,000: >=3 indoor heads | 205756429 | ASHP | HRCU-A-CB-O |  | 20.5 | 24000
KARDA | 1PAMSHH24-SZO-20.5 | 2KARDA24UVW |  | 11.5 | 24000 | $2,500: 2 indoor heads; $4,000: >=3 indoor heads | 205756433 | ASHP | HRCU-A-CB-O |  | 20.5 | 24000
KARDA | 1KARDA24SZO20.5 | 1PAMSHH24-SZW-20.5 |  | 11.5 | 24000 | $2,500: 2 indoor heads; $4,000: >=3 indoor heads | 205756437 | ASHP | HRCU-A-CB-O |  | 20.5 | 24000
EMI | DHSZ124DA | DHWAL24DA |  | 11.5 | 24000 | $2,500: 2 indoor heads; $4,000: >=3 indoor heads | 203514059 | ASHP | HRCU-A-CB-O |  | 20.5 | 24000
WEATHERMAKER | 38MAQB24R--3 | DHMSHAQ24XA3 |  | 11.5 | 24000 | $2,500: 2 indoor heads; $4,000: >=3 indoor heads | 205772831 | ASHP | HRCU-A-CB-O |  | 20.5 | 24000
KARDA | 1PAMSHH24-SZO-20.5 | 1KARDA24UVW |  | 11.5 | 24000 | $2,500: 2 indoor heads; $4,000: >=3 indoor heads | 206061622 | ASHP | HRCU-A-CB-O |  | 20.5 | 24000
KARDA | 1KARDA24SZO20.5 | 1KARDA24UVW |  | 11.5 | 24000 | $2,500: 2 indoor heads; $4,000: >=3 indoor heads | 206061623 | ASHP | HRCU-A-CB-O |  | 20.5 | 24000
ACC | MSH243E23MCAA | MSH243E23AXAA |  | 11.5 | 24000 | $2,500: 2 indoor heads; $4,000: >=3 indoor heads | 203991105 | ASHP | HRCU-A-CB-O |  | 20.5 | 24000
BOSCH | BMS500-AAS024-1CSXHB | BMS500-AAU024-1AHWXB |  | 11.5 | 24000 | $2,500: 2 indoor heads; $4,000: >=3 indoor heads | 203991155 | ASHP | HRCU-A-CB-O |  | 20.5 | 24000
C&H | CH-HYP24SPH230VO | CH-D24MSPHWM-230VI |  | 11.5 | 24000 | $2,500: 2 indoor heads; $4,000: >=3 indoor heads | 205263876 | ASHP | HRCU-A-CB-O |  | 20.5 | 24000
NORTON AIR CONDITIONERS | OHP14-24-12-25 | DWHP14-24-12-25 |  | 11.5 | 24000 | $2,500: 2 indoor heads; $4,000: >=3 indoor heads | 205300194 | ASHP | HRCU-A-CB-O |  | 20.5 | 24000
CANAIR | C23SCH24H21 | C23SEH24H21 |  | 11.5 | 24000 | $2,500: 2 indoor heads; $4,000: >=3 indoor heads | 205306864 | ASHP | HRCU-A-CB-O |  | 20.5 | 24000
PERFECTAIRE | 1PAMSHH24-SZO-20.5 | 1PAMSHH24-SZW-20.5 |  | 11.5 | 24000 | $2,500: 2 indoor heads; $4,000: >=3 indoor heads | 205309422 | ASHP | HRCU-A-CB-O |  | 20.5 | 24000
SUPREME | YS25M-24HRDN1 | YS25M-24HRDN1 |  | 11.5 | 24000 | $2,500: 2 indoor heads; $4,000: >=3 indoor heads | 203238007 | ASHP | HRCU-A-CB-O |  | 20.5 | 24000
CONTINENTAL | CH25-24-O | CH25-24-I |  | 11.5 | 24000 | $2,500: 2 indoor heads; $4,000: >=3 indoor heads | 203363522 | ASHP | HRCU-A-CB-O |  | 20.5 | 24000
MOOVAIR | DM24HOS25230E3 | DM24HIW23230E3 |  | 11.5 | 24000 | $2,500: 2 indoor heads; $4,000: >=3 indoor heads | 204005735 | ASHP | HRCU-A-CB-O |  | 20.5 | 24000
ELIOS | DE24HOS25230E3 | DE24HIW23230E3 |  | 11.5 | 24000 | $2,500: 2 indoor heads; $4,000: >=3 indoor heads | 204005777 | ASHP | HRCU-A-CB-O |  | 20.5 | 24000
MRCOOL | O-HH-24-HP-C-230 | O-24-HP-WMAH-230A |  | 11.5 | 24000 | $2,500: 2 indoor heads; $4,000: >=3 indoor heads | 204783918 | ASHP | HRCU-A-CB-O |  | 20.5 | 24000
MITSUBISHI ELECTRIC | SUZ-KA18NA | PEAD-A18AA* |  | 11.5 | 24600 | $2,500: 2 indoor heads; $4,000: >=3 indoor heads | 201810886 | ASHP | HRCU-A-CB | M-Series | 18.8 | 18000
BRYANT | 38MARBQ24AA3 | CAP**3721AL* | 915SB42060E17*** | 11.5 | 24800 | 5000 | 207098709 | ccASHP | HRCU-A-CB | Preferred | 15.5 | 22400 | 2 | 70
CARRIER | 38MARBQ24AA3 | CAP**2517AL* | 59SC5B060E17**14 | 11.5 | 24800 | 5000 | 207098561 | ccASHP | HRCU-A-CB | Performance | 15.5 | 22400 | 2 | 71
CARRIER | 38MARBQ24AA3 | CAP**3721AL* | 59SC5B060E17**14 | 11.5 | 24800 | 5000 | 207098564 | ccASHP | HRCU-A-CB | Performance | 15.5 | 22400 | 2 | 70
BRYANT | 38MARBQ24AA3 | CAP**2517AL* | 915SB42060E17*** | 11.5 | 24800 | 5000 | 207098706 | ccASHP | HRCU-A-CB | Preferred | 15.5 | 22400 | 2 | 71
LENNOX | MPB024S4S-1P | MWMA024S4-1P |  | 11.5 | 25000 | $2,500: 2 indoor heads; $5,000: >=3 indoor heads | 10056175 | ccASHP | HRCU-A-CB-O |  | 20.7 | 24000 | 2.07 | 72
LENNOX | MPB024S4S-1P | MWMA024S4-2P |  | 11.5 | 25000 | $2,500: 2 indoor heads; $5,000: >=3 indoor heads | 10056176 | ccASHP | HRCU-A-CB-O |  | 20.7 | 24000 | 2.07 | 72
DIRECT AIR | MOD31-24HFN1-MT0W | CS11M-23HRFN1-MT0W |  | 11.5 | 25000 | $2,500: 2 indoor heads; $5,000: >=3 indoor heads | 9680950 | ccASHP | HRCU-A-CB-O |  | 20.7 | 24000 | 2.07 | 72
COMFORTSTAR | CPP024CD(O) | CXH024CD(I) |  | 11.5 | 25000 | $2,500: 2 indoor heads; $4,000: >=3 indoor heads | 202575862 | ASHP | HRCU-A-CB-O |  | 20.7 | 24000
COMFORTSTAR | CPP024CD(O) | CXH024CD(I)-WIFI |  | 11.5 | 25000 | $2,500: 2 indoor heads; $4,000: >=3 indoor heads | 202575856 | ASHP | HRCU-A-CB-O |  | 20.7 | 24000
ARMSTRONG AIR | 4DHP1S24S-1P | DWM124S4-1P |  | 11.5 | 25000 | $2,500: 2 indoor heads; $4,000: >=3 indoor heads | 204462439 | ASHP | HRCU-A-CB-O |  | 20.7 | 24000
MRCOOL | O-ES-24-HP-C-230 | O-24-HP-WMAH-230A |  | 11.5 | 25000 | $2,500: 2 indoor heads; $4,000: >=3 indoor heads | 204783914 | ASHP | HRCU-A-CB-O |  | 20.7 | 24000
AIREASE | 4DHP1S24S-1P | DWM124S4-1P |  | 11.5 | 25000 | $2,500: 2 indoor heads; $4,000: >=3 indoor heads | 204462428 | ASHP | HRCU-A-CB-O |  | 20.7 | 24000
BOSCH | BMS500-AAS024-1CSXXA | BMS500-AAU024-1AHWXB |  | 11.5 | 25000 | $2,500: 2 indoor heads; $4,000: >=3 indoor heads | 204014474 | ASHP | HRCU-A-CB-O |  | 20.7 | 24000
MOOVAIR | DM24HOS23230E2 | DM24HIW23230E3 |  | 11.5 | 25000 | $2,500: 2 indoor heads; $4,000: >=3 indoor heads | 203238514 | ASHP | HRCU-A-CB-O |  | 20.7 | 24000
ELIOS | DE24HOS23230E2 | DE24HIW23230E3 |  | 11.5 | 25000 | $2,500: 2 indoor heads; $4,000: >=3 indoor heads | 203238490 | ASHP | HRCU-A-CB-O |  | 20.7 | 24000
CONTINENTAL | CH21-24-O | CH25-24-I |  | 11.5 | 25000 | $2,500: 2 indoor heads; $4,000: >=3 indoor heads | 205309941 | ASHP | HRCU-A-CB-O |  | 20.7 | 24000
NAPOLEON | NH21-24F-O | NH25-24F-I |  | 11.5 | 25000 | $2,500: 2 indoor heads; $4,000: >=3 indoor heads | 205309938 | ASHP | HRCU-A-CB-O |  | 20.7 | 24000
NORTON AIR CONDITIONERS | OHP14-24-12-22 | DWHP14-24-12-25 |  | 11.5 | 25000 | $2,500: 2 indoor heads; $4,000: >=3 indoor heads | 205300190 | ASHP | HRCU-A-CB-O |  | 20.7 | 24000
C&H | CH-24SPH-230VO | CH-D24MSPHWM-230VI |  | 11.5 | 25000 | $2,500: 2 indoor heads; $4,000: >=3 indoor heads | 205263880 | ASHP | HRCU-A-CB-O |  | 20.7 | 24000
BOSCH | BMS500-AAS024-1CSXRA | BMS500-AAU024-1AHWXB |  | 11.5 | 25000 | $2,500: 2 indoor heads; $4,000: >=3 indoor heads | 203991151 | ASHP | HRCU-A-CB-O |  | 20.7 | 24000
ALLIED | 4DHP1S24S-1P | DWM124S4-1P |  | 11.5 | 25000 | $2,500: 2 indoor heads; $4,000: >=3 indoor heads | 203966552 | ASHP | HRCU-A-CB-O |  | 20.7 | 24000
QUUL | R.Q.OS24.OUT | R.Q.OS24 |  | 11.5 | 25000 | $2,500: 2 indoor heads; $4,000: >=3 indoor heads | 205887065 | ASHP | HRCU-A-CB-O |  | 20.7 | 24000
C&H | CH-24SPH-230VO | CH-24DKT230VI |  | 11.5 | 25000 | $2,500: 2 indoor heads; $4,000: >=3 indoor heads | 205104727 | ASHP | HRCU-A-CB-O |  | 20.7 | 24000
MDV | MOD31-24HFN1-MT0W | CS11M-23HRFN1-MT0W |  | 11.5 | 25000 | $2,500: 2 indoor heads; $4,000: >=3 indoor heads | 9101404 | ASHP | HRCU-A-CB-O |  | 20.7 | 24000
MIDEA | DLCSRBH24AAK | DLFSHBH24XAK |  | 11.5 | 26000 | $2,500: 2 indoor heads; $4,000: >=3 indoor heads | 206361902 | ASHP | HRCU-A-CB-O |  | 21.5 | 23000
KENMORE | DLCSRBH24AAK | DLFSHBH24XAK |  | 11.5 | 26000 | $2,500: 2 indoor heads; $4,000: >=3 indoor heads | 206361897 | ASHP | HRCU-A-CB-O |  | 21.5 | 23000
KEEPRITE | DLCSRBH24AAK | DLFSHBH24XAK |  | 11.5 | 26000 | $2,500: 2 indoor heads; $4,000: >=3 indoor heads | 206361892 | ASHP | HRCU-A-CB-O |  | 21.5 | 23000
HEIL | DLCSRBH24AAK | DLFSHBH24XAK |  | 11.5 | 26000 | $2,500: 2 indoor heads; $4,000: >=3 indoor heads | 206361887 | ASHP | HRCU-A-CB-O |  | 21.5 | 23000
DAY & NIGHT | DLCSRBH24AAK | DLFSHBH24XAK |  | 11.5 | 26000 | $2,500: 2 indoor heads; $4,000: >=3 indoor heads | 206361882 | ASHP | HRCU-A-CB-O |  | 21.5 | 23000
COMFORTMAKER | DLCSRBH24AAK | DLFSHBH24XAK |  | 11.5 | 26000 | $2,500: 2 indoor heads; $4,000: >=3 indoor heads | 206361877 | ASHP | HRCU-A-CB-O |  | 21.5 | 23000
KARDA | 3KARDA24SZO | 3KARDA24UVW |  | 11.5 | 26000 | $2,500: 2 indoor heads; $4,000: >=3 indoor heads | 207430431 | ASHP | HRCU-A-CB-O |  | 21.5 | 23000
MDV | MOD30-24HFN1-MU0W | MSAG11D-23HRFN1-MU0W |  | 11.5 | 26000 | $2,500: 2 indoor heads; $4,000: >=3 indoor heads | 206361863 | ASHP | HRCU-A-CB-O |  | 21.5 | 23000
AIRQUEST | DLCSRBH24AAK | DLFSHBH24XAK |  | 11.5 | 26000 | $2,500: 2 indoor heads; $4,000: >=3 indoor heads | 206361917 | ASHP | HRCU-A-CB-O |  | 21.5 | 23000
SMART COMFORT | DLCSRBH24AAK | DLFSHBH24XAK |  | 11.5 | 26000 | $2,500: 2 indoor heads; $4,000: >=3 indoor heads | 206361912 | ASHP | HRCU-A-CB-O |  | 21.5 | 23000
PERFECTAIRE | 3PAMSHH24-SZO | 3PAMSHH24-UVW |  | 11.5 | 26000 | $2,500: 2 indoor heads; $4,000: >=3 indoor heads | 207614056 | ASHP | HRCU-A-CB-O |  | 21.5 | 23000
ARCOAIRE | DLCSRBH24AAK | DLFSHBH24XAK |  | 11.5 | 26000 | $2,500: 2 indoor heads; $4,000: >=3 indoor heads | 206361872 | ASHP | HRCU-A-CB-O |  | 21.5 | 23000
TEMPSTAR | DLCSRBH24AAK | DLFSHBH24XAK |  | 11.5 | 26000 | $2,500: 2 indoor heads; $4,000: >=3 indoor heads | 206361907 | ASHP | HRCU-A-CB-O |  | 21.5 | 23000
SAMSUNG | AC024JXADCH/AA | AC024KNZDCH/AA |  | 11.5 | 27000 | 5000 | 8950560 | ccASHP | HRCU-A-CB | Multi-Position Air Handler | 19.5 | 24000 | 2.06 | 70
TOSOT | TM30H4O |  |  | 11.5 | 30000 | $2,500: 2 indoor heads; $5,000: >=3 indoor heads | 10064021 | ccASHP | HMSV-A-CB-O |  | 21 | 28400 | 1.85 | 70
GREE | MULTI30HP230V1CO |  |  | 11.5 | 30000 | $2,500: 2 indoor heads; $5,000: >=3 indoor heads | 9956416 | ccASHP | HRCU-A-CB-O | Multi21+ | 21 | 28400 | 1.85 | 70
GREE | GWHD(30)ND3GO |  |  | 11.5 | 30000 | $2,500: 2 indoor heads; $5,000: >=3 indoor heads | 9084226 | ccASHP | HMSV-A-CB | Free Match G-Series | 21 | 28400 | 1.85 | 70
ACD | MPD30KCH21S-O |  |  | 11.5 | 30000 | $2,500: 2 indoor heads; $5,000: >=3 indoor heads | 202110500 | ccASHP | HMSV-A-CB | MPD-22 | 21 | 28400 | 1.85 | 70
MAX-R | MAX-R36K30MZGR |  |  | 11.5 | 30000 | $2,500: 2 indoor heads; $5,000: >=3 indoor heads | 207338194 | ccASHP | HMSV-A-CB-O |  | 21 | 28400 | 1.83 | 70
WABBAN | BBM30H4O |  |  | 11.5 | 30000 | $2,500: 2 indoor heads; $4,000: >=3 indoor heads | 201903178 | ASHP | HMSV-A-CB |  | 21 | 28400
CENTURY | A-VFH30QB-1 |  |  | 11.5 | 30000 | $2,500: 2 indoor heads; $4,000: >=3 indoor heads | 200059088 | ASHP | HMSV-A-CB |  | 21 | 28400
SEA BREEZE | SMZ30H421ZOGB |  |  | 11.5 | 30000 | $2,500: 2 indoor heads; $4,000: >=3 indoor heads | 10349249 | ASHP | HMSV-A-CB |  | 21 | 28400
YMGI | WMMS-42CH-V2B(59)4 |  |  | 11.5 | 30000 | $2,500: 2 indoor heads; $4,000: >=3 indoor heads | 202265565 | ASHP | HMSV-A-CB |  | 21 | 28400
KERR | A-KFH30QB-1 |  |  | 11.5 | 30000 | $2,500: 2 indoor heads; $4,000: >=3 indoor heads | 9959460 | ASHP | HMSV-A-CB |  | 21 | 28400
COMFORT-AIRE | A-VFH30QB-1 |  |  | 11.5 | 30000 | $2,500: 2 indoor heads; $4,000: >=3 indoor heads | 200059087 | ASHP | HMSV-A-CB |  | 21 | 28400
CARRIER | 25VNA036A*030* | CNPV*3621AL*+UI | 58TN*A110C21**20 | 11.5 | 30800 | 5000 | 204430559 | ccASHP | HRCU-A-CB |  | 18.5 | 33200 | 1.84 | 85
CARRIER | 25VNA036A*030* | CNPV*3621AL*+UI | 58TN*A090C17**16 | 11.5 | 30800 | 5000 | 204430557 | ccASHP | HRCU-A-CB |  | 19 | 33200 | 1.84 | 85
CARRIER | 25VNA036A*030* | CNPV*3621AL*+UI | 59TN6B100C21**22 | 11.5 | 30800 | 5000 | 204430552 | ccASHP | HRCU-A-CB |  | 18 | 33000 | 1.84 | 85
CARRIER | 25VNA036A*030* | CNPV*3621AL*+UI | 59TN6B080C21**20 | 11.5 | 30800 | 5000 | 204430548 | ccASHP | HRCU-A-CB |  | 18 | 33200 | 1.82 | 85
CARRIER | 25VNA036A*030* | CNPV*3617AL*+UI | 58TN*A090C17**16 | 11.5 | 30800 | 5000 | 204430526 | ccASHP | HRCU-A-CB |  | 19 | 33000 | 1.84 | 85
BRYANT | 280ANV036*0**A* | CNPV*3621AL*+UI | 986TC60080C21*** | 11.5 | 30800 | 5000 | 204430551 | ccASHP | HRCU-A-CB |  | 18 | 33000 | 2.35 | 85
BRYANT | 280ANV036*0**A* | CNPV*3621AL*+UI | 88*TA48090C17*** | 11.5 | 30800 | 5000 | 204430558 | ccASHP | HRCU-A-CB |  | 19 | 33200 | 2.33 | 85
BRYANT | 280ANV036*0**A* | CNPV*3621AL*+UI | 986TC66100C21*** | 11.5 | 30800 | 5000 | 204430555 | ccASHP | HRCU-A-CB |  | 18 | 33200 | 2.33 | 85
BRYANT | 280ANV036*0**A* | CNPV*3617AL*+UI | 88*TA48090C17*** | 11.5 | 30800 | 5000 | 204430527 | ccASHP | HRCU-A-CB |  | 19 | 33000 | 2.33 | 85
BRYANT | 280ANV036*0**A* | CNPV*3621AL*+UI | 88*TA60110C21*** | 11.5 | 30800 | 5000 | 204430561 | ccASHP | HRCU-A-CB |  | 18.5 | 33200 | 2.33 | 85
BRYANT | 280ANV036*0**A* | CNPV*3621AL*+UI | 88*TA48070C17*** | 11.5 | 31000 | 5000 | 204430529 | ccASHP | HRCU-A-CB |  | 18 | 33000 | 2.38 | 85
CARRIER | 25VNA036A*030* | CNPV*3621AL*+UI | 59MN7B060C21**20 | 11.5 | 31000 | 5000 | 204430563 | ccASHP | HRCU-A-CB |  | 18 | 33200 | 1.8 | 86
BRYANT | 280ANV036*0**A* | CNPV*3617AL*+UI | 88*TA48070C17*** | 11.5 | 31000 | 5000 | 204430515 | ccASHP | HRCU-A-CB |  | 18 | 32800 | 2.4 | 86
BRYANT | 280ANV036*0**A* | CNPV*3621AL*+UI | 987MB60060C21*** | 11.5 | 31000 | 5000 | 204430564 | ccASHP | HRCU-A-CB |  | 18 | 32800 | 2.4 | 86
CARRIER | 25VNA036A*030* | CNPV*3621AL*+UI | 58TN*A070C17**16 | 11.5 | 31000 | 5000 | 204430528 | ccASHP | HRCU-A-CB |  | 18 | 33000 | 1.81 | 85
CARRIER | 25VNA036A*030* | CNPV*3617AL*+UI | 58TN*A070C17**16 | 11.5 | 31000 | 5000 | 204430514 | ccASHP | HRCU-A-CB |  | 18 | 34800 | 1.8 | 86
BRYANT | 280ANV036*0**A* | CNPV*3621AL*+UI | 987MB42080C17*** | 11.5 | 31200 | 5000 | 204430539 | ccASHP | HRCU-A-CB |  | 18 | 32800 | 2.4 | 85
CARRIER | 25VNA036A*030* | CNPV*3621AL*+UI | 59MN7B080C17**14 | 11.5 | 31200 | 5000 | 204430538 | ccASHP | HRCU-A-CB |  | 18 | 33000 | 1.8 | 85
RHEEM | ROSH30VGSN | RICH30AXCJ |  | 11.5 | 32000 | $2,500: 2 indoor heads; $5,000: >=3 indoor heads | 202245032 | ccASHP | HRCU-A-CB-O | Rheem Multi-room Mini-Split Systems | 18.6 | 30000 | 2.45 | 86
FUJITSU | AOU30RGLX | AUU30RGLX |  | 11.5 | 32000 | $2,500: 2 indoor heads; $5,000: >=3 indoor heads | 202195636 | ccASHP | HRCU-A-CB-O | Halcyon Multi-room Mini-Split Systems | 18.6 | 30000 | 2.45 | 86
CARRIER | 25VNA036A*030* | CAP**6024AL*+UI | 59TN6B120C24**22 | 11.5 | 32800 | 5000 | 204430428 | ccASHP | HRCU-A-CB |  | 19 | 34600 | 1.98 | 80
CARRIER | 25VNA036A*030* | CAP**4824AL*+UI & 59MN7A060V21**20 |  | 11.5 | 32800 | 5000 | 9892717 | ccASHP | HRCU-A-CB | Infinity® 20 Heat Pump with Greenspeed® Intelligence | 18.5 | 34000 | 2.26 | 76
CARRIER | 25VNA036A*030* | CAP**4824AL*+UI | 59MN7B060C21**20 | 11.5 | 32800 | 5000 | 204430417 | ccASHP | HRCU-A-CB |  | 18.5 | 34200 | 1.94 | 81
CARRIER | 25VNA036A*030* | CAP**6024AL*+UI | 58TN*A070C21**20 | 11.5 | 32800 | 5000 | 204430420 | ccASHP | HRCU-A-CB |  | 19.5 | 34000 | 1.97 | 80
CARRIER | 25VNA036A*030* | CAP**6024AL*+UI & 59*N*A120V24**22 |  | 11.5 | 32800 | 5000 | 9892680 | ccASHP | HRCU-A-CB | Infinity® 20 Heat Pump with Greenspeed® Intelligence | 19 | 34400 | 2.42 | 76
BRYANT | 280ANV036*0**A* | CAP**6024AL*+UI & 98(6*B,7*A)66120V24*** |  | 11.5 | 32800 | 5000 | 9893629 | ccASHP | HRCU-A-CB | Bryant® Extreme Heat Pump | 19 | 34400 | 2.42 | 76
BRYANT | 280ANV036*0**A* | CAP**6024AL*+UI | 986TC66120C24*** | 11.5 | 32800 | 5000 | 204430430 | ccASHP | HRCU-A-CB |  | 19 | 34400 | 2.16 | 80
BRYANT | 280ANV036*0**A* | CAP**6024AL*+UI | 88*TA60070C21*** | 11.5 | 32800 | 5000 | 204430421 | ccASHP | HRCU-A-CB |  | 19.5 | 34600 | 2.17 | 80
BRYANT | 280ANV036*0**A* | CAP**4824AL*+UI & 98(6*B,7MA)60060V21*** |  | 11.5 | 32800 | 5000 | 9893666 | ccASHP | HRCU-A-CB | Bryant® Extreme Heat Pump | 18.5 | 34000 | 2.26 | 76
BRYANT | 280ANV036*0**A* | CAP**4824AL*+UI | 987MB60060C21*** | 11.5 | 32800 | 5000 | 204430419 | ccASHP | HRCU-A-CB |  | 18.5 | 34000 | 2.25 | 81
CARRIER | 25VNA036A*030* | CAP**6021AL*+UI & 59*N*A080V17**14 |  | 11.5 | 33000 | 5000 | 9892679 | ccASHP | HRCU-A-CB | Infinity® 20 Heat Pump with Greenspeed® Intelligence | 19 | 34200 | 2.1 | 77
BRYANT | 280ANV036*0**A* | CAP**6021AL*+UI & 98(6*B,7*A)42080V17*** |  | 11.5 | 33000 | 5000 | 9893628 | ccASHP | HRCU-A-CB | Bryant® Extreme Heat Pump | 19 | 34200 | 2.1 | 77
FUJITSU | FO3620RVJCAB | FH6021ELVJSC |  | 11.5 | 33000 | 5000 | 202843114 | ccASHP | HRCU-A-CB |  | 20 | 34200 | 2.25 | 96
RHEEM | RP2036BJV | RHMV6021SEAC |  | 11.5 | 33000 | 5000 | 202140938 | ccASHP | HRCU-A-CB |  | 20 | 35000 | 2.25 | 96
RUUD | UP2036BJV | RHMV6021SEAC |  | 11.5 | 33000 | 5000 | 202141049 | ccASHP | HRCU-A-CB |  | 20 | 35000 | 2.25 | 96
CARRIER | 25VNA036A*030* | CAP**4824AL*+UI | 58TN*A135C24**22 | 11.5 | 33200 | 5000 | 204430395 | ccASHP | HRCU-A-CB |  | 19.5 | 34200 | 1.98 | 79
CARRIER | 25VNA036A*030* | CAP**4824AL*+UI | 59TN6B120C24**22 | 11.5 | 33200 | 5000 | 204430398 | ccASHP | HRCU-A-CB |  | 19 | 34200 | 1.98 | 79
CARRIER | 25VNA036A*030* | CAP**6024AL*+UI | 59MN7B080C21**20 | 11.5 | 33200 | 5000 | 204430431 | ccASHP | HRCU-A-CB |  | 19 | 34400 | 1.98 | 79
CARRIER | 25VNA036A*030* | CAP**6024AL*+UI | 59MN7B100C21**22 | 11.5 | 33200 | 5000 | 204430434 | ccASHP | HRCU-A-CB |  | 19 | 34600 | 1.98 | 79
CARRIER | 25VNA036A*030* | CSPH*6012AL*+UI | 58TN*A135C24**22 | 11.5 | 33200 | 5000 | 204431313 | ccASHP | HRCU-A-CB |  | 20 | 35000 | 2.02 | 79
BRYANT | 280ANV036*0**A* | CAP**6021AL*+UI & 98(6*B,7*A)60080V21*** |  | 11.5 | 33200 | 5000 | 9893670 | ccASHP | HRCU-A-CB | Bryant® Extreme Heat Pump | 19 | 34600 | 2.19 | 76
BRYANT | 280ANV036*0**A* | CAP**6021AL*+UI & 98(6*B,7*A)66100V21*** |  | 11.5 | 33200 | 5000 | 9893671 | ccASHP | HRCU-A-CB | Bryant® Extreme Heat Pump | 19 | 34600 | 2.24 | 76
BRYANT | 280ANV036*0**A* | CAP**6024AL*+UI & 98(6*B,7*A)60080V21*** |  | 11.5 | 33200 | 5000 | 9893673 | ccASHP | HRCU-A-CB | Bryant® Extreme Heat Pump | 19 | 34600 | 2.19 | 76
BRYANT | 280ANV036*0**A* | CAP**6024AL*+UI & 98(6*B,7*A)66100V21*** |  | 11.5 | 33200 | 5000 | 9893674 | ccASHP | HRCU-A-CB | Bryant® Extreme Heat Pump | 19 | 34600 | 2.24 | 76
BRYANT | 280ANV036*0**A* | CSPH*6012AL*+UI | 88*TA66135C24*** | 11.5 | 33200 | 5000 | 204431315 | ccASHP | HRCU-A-CB |  | 20 | 34800 | 2.12 | 79
BRYANT | 280ANV036*0**A* | CAP**4824AL*+UI | 88*TA66135C24*** | 11.5 | 33200 | 5000 | 204430396 | ccASHP | HRCU-A-CB |  | 19.5 | 34200 | 2.17 | 79
BRYANT | 280ANV036*0**A* | CAP**4824AL*+UI | 986TC66120C24*** | 11.5 | 33200 | 5000 | 204430399 | ccASHP | HRCU-A-CB |  | 19 | 34200 | 2.17 | 79
BRYANT | 280ANV036*0**A* | CAP**6024AL*+UI | 987MB60080C21*** | 11.5 | 33200 | 5000 | 204430432 | ccASHP | HRCU-A-CB |  | 19 | 34600 | 2.16 | 79
BRYANT | 280ANV036*0**A* | CAP**6024AL*+UI | 987MB66100C21*** | 11.5 | 33200 | 5000 | 204430435 | ccASHP | HRCU-A-CB |  | 19 | 34600 | 2.16 | 79
BRYANT | 280ANV036*0**A* | CAP**4824AL*+UI & 98(6*B,7*A)66120V24*** |  | 11.5 | 33200 | 5000 | 9893626 | ccASHP | HRCU-A-CB | Bryant® Extreme Heat Pump | 19 | 34200 | 2.4 | 76
CARRIER | 25VNA036A*030* | CAP**4824AL*+UI & 59*N*A120V24**22 |  | 11.5 | 33200 | 5000 | 9892677 | ccASHP | HRCU-A-CB | Infinity® 20 Heat Pump with Greenspeed® Intelligence | 19 | 34200 | 2.4 | 76
CARRIER | 25VNA036A*030* | CAP**6021AL*+UI & 59*N*A080V21**20 |  | 11.5 | 33200 | 5000 | 9892721 | ccASHP | HRCU-A-CB | Infinity® 20 Heat Pump with Greenspeed® Intelligence | 19 | 34600 | 2.19 | 76
CARRIER | 25VNA036A*030* | CAP**6021AL*+UI & 59*N*A100V21**22 |  | 11.5 | 33200 | 5000 | 9892722 | ccASHP | HRCU-A-CB | Infinity® 20 Heat Pump with Greenspeed® Intelligence | 19 | 34600 | 2.24 | 76
CARRIER | 25VNA036A*030* | CAP**6024AL*+UI & 59*N*A080V21**20 |  | 11.5 | 33200 | 5000 | 9892724 | ccASHP | HRCU-A-CB | Infinity® 20 Heat Pump with Greenspeed® Intelligence | 19 | 34600 | 2.19 | 76
CARRIER | 25VNA036A*030* | CAP**6024AL*+UI & 59*N*A100V21**22 |  | 11.5 | 33200 | 5000 | 9892725 | ccASHP | HRCU-A-CB | Infinity® 20 Heat Pump with Greenspeed® Intelligence | 19 | 34600 | 2.24 | 76
BRYANT | 280ANV036*0**A* | CSPH*6012AL*+UI & 98(6*B,7*A)66120V24*** |  | 11.5 | 33400 | 5000 | 9893653 | ccASHP | HRCU-A-CB | Bryant® Extreme Heat Pump | 19 | 34600 | 2.28 | 76
BRYANT | 280ANV036*0**A* | CAP**4821AL*+UI | 88*TA60070C21*** | 11.5 | 33400 | 5000 | 204430354 | ccASHP | HRCU-A-CB |  | 19 | 34200 | 2.21 | 79
BRYANT | 280ANV036*0**A* | CSPH*6012AL*+UI | 88*TA60070C21*** | 11.5 | 33400 | 5000 | 204431308 | ccASHP | HRCU-A-CB |  | 19.5 | 34800 | 2.15 | 79
BRYANT | 280ANV036*0**A* | CSPH*6012AL*+UI | 986TC66120C24*** | 11.5 | 33400 | 5000 | 204431323 | ccASHP | HRCU-A-CB |  | 19 | 34600 | 2.12 | 78
BRYANT | 280ANV036*0**A* | CAP**4821AL*+UI | 88*TA36045C17*** | 11.5 | 33400 | 5000 | 204430349 | ccASHP | HRCU-A-CB |  | 18 | 33600 | 2.31 | 81
CARRIER | 25VNA036A*030* | CAP**4821AL*+UI | 58TN*A045C17**12 | 11.5 | 33400 | 5000 | 204430347 | ccASHP | HRCU-A-CB |  | 18 | 34600 | 1.9 | 81
CARRIER | 25VNA036A*030* | CAP**4821AL*+UI | 58TN*A070C21**20 | 11.5 | 33400 | 5000 | 204430353 | ccASHP | HRCU-A-CB |  | 19 | 34000 | 1.95 | 79
CARRIER | 25VNA036A*030* | CSPH*6012AL*+UI & 59*N*A120V24**22 |  | 11.5 | 33400 | 5000 | 9892704 | ccASHP | HRCU-A-CB | Infinity® 20 Heat Pump with Greenspeed® Intelligence | 19 | 34600 | 2.28 | 76
CARRIER | 25VNA036A*030* | CAP**4824AL*+UI | 58TN*A070C21**20 | 11.5 | 33400 | 5000 | 204430388 | ccASHP | HRCU-A-CB |  | 19 | 33800 | 1.97 | 79
CARRIER | 25VNA036A*030* | FE4AN(B,F)005L+UI |  | 11.5 | 33400 | 5000 | 9892665 | ccASHP | HRCU-A-CB |  | 20 | 35000 | 2.06 | 70
BRYANT | 280ANV036000 | FE4AN(B,F)005L+UI |  | 11.5 | 33400 | 5000 | 9893614 | ccASHP | HRCU-A-CB | Evolution Series | 20 | 35000 | 2.06 | 70
CARRIER | 25VNA036A*030* | CSPH*6012AL*+UI | 58TN*A045C17**12 | 11.5 | 33400 | 5000 | 204431300 | ccASHP | HRCU-A-CB |  | 18 | 33800 | 1.93 | 80
CARRIER | 25VNA036A*030* | CSPH*6012AL*+UI | 58TN*A070C21**20 | 11.5 | 33400 | 5000 | 204431306 | ccASHP | HRCU-A-CB |  | 19.5 | 34600 | 2 | 79
CARRIER | 25VNA036A*030* | CSPH*6012AL*+UI | 59TN6B120C24**22 | 11.5 | 33400 | 5000 | 204431321 | ccASHP | HRCU-A-CB |  | 19 | 34400 | 2.02 | 78
BRYANT | 280ANV036*0**A* | CAP**4824AL*+UI | 88*TA60070C21*** | 11.5 | 33400 | 5000 | 204430390 | ccASHP | HRCU-A-CB |  | 19 | 34200 | 2.2 | 79
BRYANT | 280ANV036*0**A* | CSPH*6012AL*+UI | 88*TA36045C17*** | 11.5 | 33400 | 5000 | 204431302 | ccASHP | HRCU-A-CB |  | 18 | 34400 | 2.26 | 80
CARRIER | 25VNA036A*030* | CAP**4824AL*+UI | 59MN7B100C21**22 | 11.5 | 33600 | 5000 | 204430403 | ccASHP | HRCU-A-CB |  | 19 | 34000 | 1.98 | 78
CARRIER | 25VNA036A*030* | CAP**4824AL*+UI | 59MN7B080C21**20 | 11.5 | 33600 | 5000 | 204430400 | ccASHP | HRCU-A-CB |  | 18.5 | 34200 | 1.97 | 79
CARRIER | 25VNA036A*030* | CAP**4821AL*+UI | 59MN7B100C21**22 | 11.5 | 33600 | 5000 | 204430372 | ccASHP | HRCU-A-CB |  | 19 | 34000 | 1.97 | 79
CARRIER | 25VNA036A*030* | CAP**4821AL*+UI | 59MN7B080C21**20 | 11.5 | 33600 | 5000 | 204430369 | ccASHP | HRCU-A-CB |  | 18.5 | 33800 | 1.97 | 79
CARRIER | 25VNA036A*030* | CAP**4821AL*+UI | 59TN6B080C17**14 | 11.5 | 33600 | 5000 | 204430361 | ccASHP | HRCU-A-CB |  | 18.5 | 33400 | 1.92 | 80
BRYANT | 280ANV036*0**A* | CAP**4824AL*+UI & 98(6*B,7*A)60080V21*** |  | 11.5 | 33600 | 5000 | 9893667 | ccASHP | HRCU-A-CB | Bryant® Extreme Heat Pump | 18.5 | 34000 | 2.32 | 77
CARRIER | 25VNA036A*030* | CAP**4824AL*+UI & 59*N*A080V21**20 |  | 11.5 | 33600 | 5000 | 9892718 | ccASHP | HRCU-A-CB | Infinity® 20 Heat Pump with Greenspeed® Intelligence | 18.5 | 34000 | 2.32 | 77
CARRIER | 25VNA036A*030* | CAP**4821AL*+UI & 59*N*A100V21**22 |  | 11.5 | 33600 | 5000 | 9892716 | ccASHP | HRCU-A-CB | Infinity® 20 Heat Pump with Greenspeed® Intelligence | 19 | 34000 | 2.37 | 77
CARRIER | 25VNA036A*030* | CAP**4821AL*+UI & 59*N*A080V21**20 |  | 11.5 | 33600 | 5000 | 9892715 | ccASHP | HRCU-A-CB | Infinity® 20 Heat Pump with Greenspeed® Intelligence | 18.5 | 34000 | 2.35 | 77
CARRIER | 25VNA036A*030* | CAP**4821AL*+UI & 59*N*A080V17**14 |  | 11.5 | 33600 | 5000 | 9892676 | ccASHP | HRCU-A-CB | Infinity® 20 Heat Pump with Greenspeed® Intelligence | 18.5 | 33600 | 2.18 | 77
BRYANT | 280ANV036*0**A* | CAP**4821AL*+UI & 98(6*B,7*A)42080V17*** |  | 11.5 | 33600 | 5000 | 9893625 | ccASHP | HRCU-A-CB | Bryant® Extreme Heat Pump | 18.5 | 33600 | 2.18 | 77
BRYANT | 280ANV036*0**A* | CAP**4824AL*+UI | 987MB66100C21*** | 11.5 | 33600 | 5000 | 204430405 | ccASHP | HRCU-A-CB |  | 19 | 34000 | 2.17 | 78
BRYANT | 280ANV036*0**A* | CAP**4824AL*+UI | 987MB60080C21*** | 11.5 | 33600 | 5000 | 204430402 | ccASHP | HRCU-A-CB |  | 18.5 | 34000 | 2.2 | 79
BRYANT | 280ANV036*0**A* | CAP**4821AL*+UI | 987MB66100C21*** | 11.5 | 33600 | 5000 | 204430373 | ccASHP | HRCU-A-CB |  | 19 | 34000 | 2.2 | 79
BRYANT | 280ANV036*0**A* | CAP**4821AL*+UI | 987MB60080C21*** | 11.5 | 33600 | 5000 | 204430371 | ccASHP | HRCU-A-CB |  | 18.5 | 34000 | 2.2 | 79
BRYANT | 280ANV036*0**A* | CAP**4821AL*+UI | 986TC42080C17*** | 11.5 | 33600 | 5000 | 204430362 | ccASHP | HRCU-A-CB |  | 18.5 | 33600 | 2.28 | 80
BRYANT | 280ANV036*0**A* | CAP**4824AL*+UI & 98(6*B,7*A)66100V21*** |  | 11.5 | 33600 | 5000 | 9893668 | ccASHP | HRCU-A-CB | Bryant® Extreme Heat Pump | 19 | 34000 | 2.39 | 77
CARRIER | 25VNA036A*030* | CAP**4824AL*+UI & 59*N*A100V21**22 |  | 11.5 | 33600 | 5000 | 9892719 | ccASHP | HRCU-A-CB | Infinity® 20 Heat Pump with Greenspeed® Intelligence | 19 | 34000 | 2.39 | 77
BRYANT | 280ANV036*0**A* | CAP**4821AL*+UI & 98(6*B,7*A)66100V21*** |  | 11.5 | 33600 | 5000 | 9893665 | ccASHP | HRCU-A-CB | Bryant® Extreme Heat Pump | 19 | 34000 | 2.37 | 77
BRYANT | 280ANV036*0**A* | CAP**4821AL*+UI & 98(6*B,7*A)60080V21*** |  | 11.5 | 33600 | 5000 | 9893664 | ccASHP | HRCU-A-CB | Bryant® Extreme Heat Pump | 18.5 | 34000 | 2.35 | 77
BRYANT | 280ANV036*0**A* | CSPH*6012AL*+UI | 987MB60080C21*** | 11.5 | 33800 | 5000 | 204431331 | ccASHP | HRCU-A-CB |  | 19 | 34600 | 2.15 | 78
CARRIER | 25VNA036A*030* | CSPH*6012AL*+UI & 59*N*A100V21**22 |  | 11.5 | 33800 | 5000 | 9892749 | ccASHP | HRCU-A-CB | Infinity® 20 Heat Pump with Greenspeed® Intelligence | 19 | 34800 | 2.32 | 76
BRYANT | 280ANV036*0**A* | CSPH*6012AL*+UI & 98(6*B,7*A)60080V21*** |  | 11.5 | 33800 | 5000 | 9893697 | ccASHP | HRCU-A-CB | Bryant® Extreme Heat Pump | 19 | 34600 | 2.28 | 76
CARRIER | 25VNA036A*030* | CSPH*6012AL*+UI | 59MN7B080C21**20 | 11.5 | 33800 | 5000 | 204431329 | ccASHP | HRCU-A-CB |  | 19 | 34600 | 2 | 78
BRYANT | 280ANV036*0**A* | CSPH*6012AL*+UI | 987MB66100C21*** | 11.5 | 33800 | 5000 | 204431334 | ccASHP | HRCU-A-CB |  | 19 | 34800 | 2.12 | 77
CARRIER | 25VNA036A*030* | CSPH*6012AL*+UI & 59*N*A080V21**20 |  | 11.5 | 33800 | 5000 | 9892748 | ccASHP | HRCU-A-CB | Infinity® 20 Heat Pump with Greenspeed® Intelligence | 19 | 34600 | 2.28 | 76
BRYANT | 280ANV036*0**A* | CSPH*6012AL*+UI & 98(6*B,7*A)66100V21*** |  | 11.5 | 33800 | 5000 | 9893698 | ccASHP | HRCU-A-CB | Bryant® Extreme Heat Pump | 19 | 34800 | 2.32 | 76
CARRIER | 25VNA036A*030* | CSPH*6012AL*+UI | 59MN7B100C21**22 | 11.5 | 33800 | 5000 | 204431332 | ccASHP | HRCU-A-CB |  | 19 | 33800 | 2.02 | 77
CARRIER | 25VNA436A*030* | FE4ANB006L+UI |  | 11.5 | 34000 | 5000 | 205272507 | ccASHP | HRCU-A-CB |  | 22 | 34600 | 2.23 | 80
BRYANT | 284ANV036*0**A* | FE4ANB006L+UI |  | 11.5 | 34000 | 5000 | 205273936 | ccASHP | HRCU-A-CB |  | 22 | 34600 | 2.23 | 80
CARRIER | 25VNA436A*031* | FE4ANB006L+UI |  | 11.5 | 34000 | 5000 | 206788576 | ccASHP | HRCU-A-CB |  | 22 | 34600 | 2.23 | 80
BRYANT HEATING AND COOLING SYSTEMS | 284ANV036*0**B* | FE4ANB006L+UI |  | 11.5 | 34000 | 4000 | 206790264 | ASHP | HRCU-A-CB | EVOLUTION Extreme 24 HP | 22 | 34600
LG | LSU303HLV3 | LSN303HLV3 |  | 11.5 | 34200 | $2,500: 2 indoor heads; $5,000: >=3 indoor heads | 204825183 | ccASHP | HRCU-A-CB-O | LONG PIPE | 20 | 30000 | 2.11 | 82
MDV | MOE30U-32HFN1-M-[X] | MCD-32HRFN1-M(D) |  | 11.5 | 35000 | $2,500: 2 indoor heads; $5,000: >=3 indoor heads | 205823024 | ccASHP | HRCU-A-CB-O |  | 18 | 32000 | 1.97 | 147
MIDEA | MOE30U-32HFN1-M-[X] | MCD-32HRFN1-M(D) |  | 11.5 | 35000 | $2,500: 2 indoor heads; $4,000: >=3 indoor heads | 205823027 | ASHP | HRCU-A-CB-O |  | 18 | 32000
GREE | GWHD(36)ND3GO |  |  | 11.5 | 36000 | $2,500: 2 indoor heads; $5,000: >=3 indoor heads | 9084227 | ccASHP | HMSV-A-CB-O | Free Match G-Series | 21 | 34000 | 2.32 | 70
GREE | MULTI36HP230V1CO |  |  | 11.5 | 36000 | $2,500: 2 indoor heads; $5,000: >=3 indoor heads | 9956417 | ccASHP | HRCU-A-CB-O | Multi21+ | 21 | 34000 | 2.32 | 70
COMFORTSTAR | CPP036CD(O)-DU | CPA-36DUB |  | 11.5 | 40000 | $2,500: 2 indoor heads; $5,000: >=3 indoor heads | 10595499 | ccASHP | HRCU-A-CB |  | 16.5 | 36000 | 2.08 | 75
DAY & NIGHT | DLCLRAH36AAK | DLFLDAH36XAK |  | 11.5 | 40000 | $2,500: 2 indoor heads; $5,000: >=3 indoor heads | 201835617 | ccASHP | HRCU-A-CB | Mid-tier | 16.5 | 36000 | 1.89 | 71
DAY & NIGHT | DLCLRBH36AAK | DLFLDAH36XAK |  | 11.5 | 40000 | $2,500: 2 indoor heads; $5,000: >=3 indoor heads | 206188298 | ccASHP | HRCU-A-CB | Constant Comfort | 16.7 | 36000 | 2.59 | 72
CARRIER | 38MBRBQ36AA3 | 40MBDQ36---3 |  | 11.5 | 40000 | $2,500: 2 indoor heads; $5,000: >=3 indoor heads | 206188249 | ccASHP | HRCU-A-CB | Performance | 16.7 | 36000 | 2.5 | 72
MIDEA | 38MBRBQ36AA3 | 40MBDQ36---3 |  | 11.5 | 40000 | $2,500: 2 indoor heads; $5,000: >=3 indoor heads | 206188277 | ccASHP | HRCU-A-CB | Excel | 16.7 | 36000 | 2.5 | 72
MIDEA | DLCLRBH36AAK | DLFLDAH36XAK |  | 11.5 | 40000 | $2,500: 2 indoor heads; $5,000: >=3 indoor heads | 206188326 | ccASHP | HRCU-A-CB | Excel | 16.7 | 36000 | 2.59 | 72
MIDEA | 38MBRQ36A--3 | 40MBDQ36---3 |  | 11.5 | 40000 | $2,500: 2 indoor heads; $5,000: >=3 indoor heads | 201847059 | ccASHP | HRCU-A-CB | Excel | 16.5 | 36000 | 1.89 | 71
MOOVAIR | DM36HOS25230E3 | DM36HIDU230X5 |  | 11.5 | 40000 | $2,500: 2 indoor heads; $5,000: >=3 indoor heads | 206853240 | ccASHP | HRCU-A-CB |  | 17.5 | 36000 | 2.12 | 108
TEMPSTAR | DLCLRBH36AAK | DLFLDAH36XAK |  | 11.5 | 40000 | $2,500: 2 indoor heads; $5,000: >=3 indoor heads | 206188333 | ccASHP | HRCU-A-CB | QuietComfort | 16.7 | 36000 | 2.59 | 72
PAYNE | 38MBRBQ36AA3 | 40MBDQ36---3 |  | 11.5 | 40000 | $2,500: 2 indoor heads; $5,000: >=3 indoor heads | 206188263 | ccASHP | HRCU-A-CB | Mid-Tier | 16.7 | 36000 | 2.5 | 72
MDV | MOE30U-36HFN1-M-[X] | MTI-36HWFN1-M |  | 11.5 | 40000 | $2,500: 2 indoor heads; $5,000: >=3 indoor heads | 205767337 | ccASHP | HRCU-A-CB |  | 17.5 | 36000 | 2.12 | 108
MOOVAIR | DM36HOS18230E5 | DM36HIDU230X5 |  | 11.5 | 40000 | $2,500: 2 indoor heads; $5,000: >=3 indoor heads | 204005753 | ccASHP | HRCU-A-CB |  | 16.5 | 36000 | 2.08 | 75
PAYNE | 38MBRQ36A--3 | 40MBDQ36---3 |  | 11.5 | 40000 | $2,500: 2 indoor heads; $5,000: >=3 indoor heads | 201847042 | ccASHP | HRCU-A-CB | Mid Tier | 16.5 | 36000 | 1.89 | 71
SMART COMFORT | DLCLRAH36AAK | DLFLDAH36XAK |  | 11.5 | 40000 | $2,500: 2 indoor heads; $5,000: >=3 indoor heads | 202119268 | ccASHP | HRCU-A-CB | Mid-tier | 16.5 | 36000 | 1.89 | 71
TEMPSTAR | DLCLRAH36AAK | DLFLDAH36XAK |  | 11.5 | 40000 | $2,500: 2 indoor heads; $5,000: >=3 indoor heads | 201835779 | ccASHP | HRCU-A-CB | Mid-tier | 16.5 | 36000 | 1.89 | 71
WEATHERMAKER | 38MBRBQ36AA3 | 40MBDQ36---3 |  | 11.5 | 40000 | $2,500: 2 indoor heads; $5,000: >=3 indoor heads | 206188270 | ccASHP | HRCU-A-CB | Mid-Tier | 16.7 | 36000 | 2.5 | 72
MDV | MOE30U-36HFN1-M(GA) | MTI-36HWFN1-M |  | 11.5 | 40000 | $2,500: 2 indoor heads; $5,000: >=3 indoor heads | 207338214 | ccASHP | HRCU-A-CB |  | 17.5 | 36000 | 2.12 | 108
MIDEA | DLCLRAH36AAK | DLFLDAH36XAK |  | 11.5 | 40000 | $2,500: 2 indoor heads; $5,000: >=3 indoor heads | 201771969 | ccASHP | HRCU-A-CB | Mid-tier | 16.5 | 36000 | 1.89 | 71
ARCOAIRE | DLCLRBH36AAK | DLFLDAH36XAK |  | 11.5 | 40000 | $2,500: 2 indoor heads; $5,000: >=3 indoor heads | 206188284 | ccASHP | HRCU-A-CB | DuraComfort | 16.7 | 36000 | 2.59 | 72
BOSCH | BMS500-AAS036-1CSXLB | BMS500-AAU036-1AHDXB |  | 11.5 | 40000 | $2,500: 2 indoor heads; $5,000: >=3 indoor heads | 203991163 | ccASHP | HRCU-A-CB | Bosch Climate 5000 ductless minisplit series | 16.5 | 36000 | 2.08 | 75
AIRQUEST | DLCLRAH36AAK | DLFLDAH36XAK |  | 11.5 | 40000 | $2,500: 2 indoor heads; $5,000: >=3 indoor heads | 203966599 | ccASHP | HRCU-A-CB | Mid-tier | 16.5 | 36000 | 1.89 | 71
AIRQUEST | DLCLRBH36AAK | DLFLDAH36XAK |  | 11.5 | 40000 | $2,500: 2 indoor heads; $5,000: >=3 indoor heads | 206188340 | ccASHP | HRCU-A-CB | QuietComfort | 16.7 | 36000 | 2.59 | 72
BRYANT | 38MBRQ36A--3 | 40MBDQ36---3 |  | 11.5 | 40000 | $2,500: 2 indoor heads; $5,000: >=3 indoor heads | 200059146 | ccASHP | HRCU-A-CB | Preferred | 16.5 | 36000 | 1.89 | 71
ARCOAIRE | DLCLRAH36AAK | DLFLDAH36XAK |  | 11.5 | 40000 | $2,500: 2 indoor heads; $5,000: >=3 indoor heads | 201835521 | ccASHP | HRCU-A-CB | Mid-tier | 16.5 | 36000 | 1.89 | 71
CARRIER | 38MBRQ36A--3 | 40MBDQ36---3 |  | 11.5 | 40000 | $2,500: 2 indoor heads; $5,000: >=3 indoor heads | 200059147 | ccASHP | HRCU-A-CB | Performance | 16.5 | 36000 | 1.89 | 71
C&H | CH-36LCU/O | CH-36LCDTU/I |  | 11.5 | 40000 | $2,500: 2 indoor heads; $5,000: >=3 indoor heads | 201755336 | ccASHP | HRCU-A-CB | Single Zone Light Commercial Duct | 16.5 | 36000 | 2.08 | 75
BRYANT | 38MBRBQ36AA3 | 40MBDQ36---3 |  | 11.5 | 40000 | $2,500: 2 indoor heads; $5,000: >=3 indoor heads | 206188256 | ccASHP | HRCU-A-CB | Preferred | 16.7 | 36000 | 2.5 | 72
MDV | MOD30U-36HFN1-M* | MTI-36HWFN1-M |  | 11.5 | 40000 | $2,500: 2 indoor heads; $5,000: >=3 indoor heads | 10028967 | ccASHP | HRCU-A-CB |  | 16.5 | 36000 | 2.08 | 75
KENMORE | DLCLRBH36AAK | DLFLDAH36XAK |  | 11.5 | 40000 | $2,500: 2 indoor heads; $5,000: >=3 indoor heads | 206188319 | ccASHP | HRCU-A-CB | Mid-Tier | 16.7 | 36000 | 2.59 | 72
LENNOX | MPB036S4S-1P | MMDB036S4-1P |  | 11.5 | 40000 | $2,500: 2 indoor heads; $5,000: >=3 indoor heads | 10528567 | ccASHP | HRCU-A-CB |  | 16.5 | 36000 | 1.9 | 92
LENNOX | MLB036S4S-1P | MMDB036S4-2P |  | 11.5 | 40000 | $2,500: 2 indoor heads; $5,000: >=3 indoor heads | 205782160 | ccASHP | HRCU-A-CB | MLB Low Ambient | 17.5 | 36000 | 2.12 | 108
ELIOS | DE36HOS25230E3 | DM36HIDU230X5 |  | 11.5 | 40000 | $2,500: 2 indoor heads; $5,000: >=3 indoor heads | 206853242 | ccASHP | HRCU-A-CB |  | 17.5 | 36000 | 2.12 | 108
HEIL | DLCLRBH36AAK | DLFLDAH36XAK |  | 11.5 | 40000 | $2,500: 2 indoor heads; $5,000: >=3 indoor heads | 206188305 | ccASHP | HRCU-A-CB | QuietComfort | 16.7 | 36000 | 2.59 | 72
KANIONCO | KD-36R410AH | KD-36R410AH |  | 11.5 | 40000 | $2,500: 2 indoor heads; $5,000: >=3 indoor heads | 204760848 | ccASHP | HRCU-A-CB |  | 16.5 | 36000 | 2.08 | 75
KEEPRITE | DLCLRAH36AAK | DLFLDAH36XAK |  | 11.5 | 40000 | $2,500: 2 indoor heads; $5,000: >=3 indoor heads | 201835683 | ccASHP | HRCU-A-CB | Mid-tier | 16.5 | 36000 | 1.89 | 71
KEEPRITE | DLCLRBH36AAK | DLFLDAH36XAK |  | 11.5 | 40000 | $2,500: 2 indoor heads; $5,000: >=3 indoor heads | 206188312 | ccASHP | HRCU-A-CB | ProComfort | 16.7 | 36000 | 2.59 | 72
KENMORE | DLCLRAH36AAK | DLFLDAH36XAK |  | 11.5 | 40000 | $2,500: 2 indoor heads; $5,000: >=3 indoor heads | 201835778 | ccASHP | HRCU-A-CB | Mid-tier | 16.5 | 36000 | 1.89 | 71
ELIOS | DE36HOS18230E5 | DE36HIDU230X5 |  | 11.5 | 40000 | $2,500: 2 indoor heads; $5,000: >=3 indoor heads | 202635809 | ccASHP | HRCU-A-CB |  | 16.5 | 36000 | 2.08 | 75
ELIOS | DE36HOS18230E5 | DM36HIDU230X5 |  | 11.5 | 40000 | $2,500: 2 indoor heads; $5,000: >=3 indoor heads | 205300170 | ccASHP | HRCU-A-CB |  | 16.5 | 36000 | 2.08 | 75
COMFORTMAKER | DLCLRAH36AAK | DLFLDAH36XAK |  | 11.5 | 40000 | $2,500: 2 indoor heads; $5,000: >=3 indoor heads | 201835569 | ccASHP | HRCU-A-CB | Mid-tier | 16.5 | 36000 | 1.89 | 71
HEIL | DLCLRAH36AAK | DLFLDAH36XAK |  | 11.5 | 40000 | $2,500: 2 indoor heads; $5,000: >=3 indoor heads | 201835682 | ccASHP | HRCU-A-CB | Mid-tier | 16.5 | 36000 | 1.89 | 71
TOSHIBA CARRIER | MCY-MAP0367HS-UL |  |  | 11.5 | 40000 | $2,500: 2 indoor heads; $4,000: >=3 indoor heads | 10051633 | ASHP | HMSV-A-CB |  | 22.7 | 36000
TOSHIBA CARRIER | RAV-SP360AT2-UL | RAV-SP361BT-UL |  | 11.5 | 40000 | $2,500: 2 indoor heads; $4,000: >=3 indoor heads | 9854795 | ASHP | HRCU-A-CB-O |  | 19.7 | 36000
LG | LMU360HHV |  |  | 11.5 | 41000 | $2,500: 2 indoor heads; $5,000: >=3 indoor heads | 10443472 | ccASHP | HMSV-A-CB |  | 21 | 36000 | 2.11 | 100
FUJITSU | AOU36RLAVM4 |  |  | 11.5 | 42000 | $2,500: 2 indoor heads; $5,000: >=3 indoor heads | 206347277 | ccASHP | HMSV-A-CB | AIRSTAGE J-IV Series | 19 | 36000 | 2.8 | 90
TOSOT | TM36H4O |  |  | 11.5 | 42500 | $2,500: 2 indoor heads; $5,000: >=3 indoor heads | 10064023 | ccASHP | HMSV-A-CB-O |  | 21 | 34000 | 2.32 | 70
YMGI | WMMS-48CH-V2B(59)4 |  |  | 11.5 | 42500 | $2,500: 2 indoor heads; $4,000: >=3 indoor heads | 202265568 | ASHP | HMSV-A-CB |  | 21 | 34000
ACD | MPD36KCH21S-O |  |  | 11.5 | 42500 | $2,500: 2 indoor heads; $4,000: >=3 indoor heads | 202110503 | ASHP | HMSV-A-CB |  | 21 | 34000
KINGHOME | KM36H4O |  |  | 11.5 | 42500 | $2,500: 2 indoor heads; $4,000: >=3 indoor heads | 10340485 | ASHP | HMSV-A-CB-O |  | 21 | 34000
KERR | A-KFH36QB-1 |  |  | 11.5 | 42500 | $2,500: 2 indoor heads; $4,000: >=3 indoor heads | 9959462 | ASHP | HMSV-A-CB |  | 21 | 34000
CENTURY | A-VFH36QB-1 |  |  | 11.5 | 42500 | $2,500: 2 indoor heads; $4,000: >=3 indoor heads | 200059090 | ASHP | HMSV-A-CB |  | 21 | 34000
COMFORT-AIRE | A-VFH36QB-1 |  |  | 11.5 | 42500 | $2,500: 2 indoor heads; $4,000: >=3 indoor heads | 200059089 | ASHP | HMSV-A-CB |  | 21 | 34000
WABBAN | BBM36H4O |  |  | 11.5 | 42500 | $2,500: 2 indoor heads; $4,000: >=3 indoor heads | 201903180 | ASHP | HMSV-A-CB |  | 21 | 34000
LG | LMU361HHV |  |  | 11.5 | 45000 | $2,500: 2 indoor heads; $5,000: >=3 indoor heads | 206717007 | ccASHP | HMSV-A-CB-O | MULTI F RED | 22 | 36000 | 2.27 | 100
CARRIER | 25VNA448A*030* | CAP**6024AL*+UI | 58TN*A090C21**20 | 11.5 | 45500 | 4000 | 205822803 | ASHP | HRCU-A-CB | INFINITY 24 HP with GREENSPEED INTELLIGENCE | 20 | 45000
BRYANT HEATING AND COOLING SYSTEMS | 284ANV048*0**A* | CAP**6024AL*+UI | 88*TA60090C21*** | 11.5 | 45500 | 4000 | 205822804 | ASHP | HRCU-A-CB | EVOLUTION Extreme 24 HP | 20 | 45000
BRYANT | 280ANV048*0**A* | CAP**6121AL*+UI | 986TC66100C21*** | 11.5 | 46000 | 5000 | 204431492 | ccASHP | HRCU-A-CB |  | 17 | 47000 | 2.02 | 84
BRYANT | 280ANV048*0**A* | CAP**6121AL*+UI | 88*TA48090C17*** | 11.5 | 46000 | 5000 | 204431496 | ccASHP | HRCU-A-CB |  | 17 | 46500 | 2.04 | 85
BRYANT | 280ANV048*0**A* | CAP**6121AL*+UI | 88*TA60110C21*** | 11.5 | 46000 | 5000 | 204431499 | ccASHP | HRCU-A-CB |  | 17 | 47000 | 2.02 | 84
BRYANT | 280ANV048*0**A* | CAP**6124AL*+UI | 88*TA60070C21*** | 11.5 | 46000 | 5000 | 204431502 | ccASHP | HRCU-A-CB |  | 17 | 46500 | 2.04 | 85
BRYANT | 280ANV048*0**A* | CAP**6124AL*+UI | 88*TA60090C21*** | 11.5 | 46000 | 5000 | 204431505 | ccASHP | HRCU-A-CB |  | 18 | 47000 | 2 | 84
BRYANT | 280ANV048*0**A* | CAP**6124AL*+UI | 986TC66120C24*** | 11.5 | 46000 | 5000 | 204431513 | ccASHP | HRCU-A-CB |  | 17 | 47000 | 2 | 84
BRYANT | 280ANV048*0**A* | CSPH*6012AL*+UI | 987MB66120C24*** | 11.5 | 46000 | 5000 | 204431616 | ccASHP | HRCU-A-CB |  | 16 | 46500 | 1.82 | 85
CARRIER | 25VNA048A*030* | CAP**6124AL*+UI | 59TN6B120C24**22 | 11.5 | 46000 | 5000 | 204431512 | ccASHP | HRCU-A-CB |  | 17 | 47000 | 1.85 | 84
BRYANT | 280ANV048*0**A* | CAP**6024AL*+UI | 88*TA60090C21*** | 11.5 | 46000 | 5000 | 204431439 | ccASHP | HRCU-A-CB |  | 17 | 46000 | 2.04 | 84
CARRIER | 25VNA048A*030* | CAP**6124AL*+UI | 58TN*A090C21**20 | 11.5 | 46000 | 5000 | 204431504 | ccASHP | HRCU-A-CB |  | 18 | 47000 | 1.85 | 84
CARRIER | 25VNA048A*030* | CSPH*6012AL*+UI | 59MN7B120C24**22 | 11.5 | 46000 | 5000 | 204431614 | ccASHP | HRCU-A-CB |  | 16 | 46500 | 1.82 | 85
CARRIER | 25VNA048A*030* | CAP**6124AL*+UI | 58TN*A070C21**20 | 11.5 | 46000 | 5000 | 204431500 | ccASHP | HRCU-A-CB |  | 17 | 46500 | 1.84 | 85
CARRIER | 25VNA048A*030* | CSPH*6012AL*+UI | 59TN6B100C21**22 | 11.5 | 46000 | 5000 | 204431621 | ccASHP | HRCU-A-CB |  | 17 | 46500 | 1.84 | 85
CARRIER | 25VNA048A*030* | CAP**6121AL*+UI | 58TN*A110C21**20 | 11.5 | 46000 | 5000 | 204431497 | ccASHP | HRCU-A-CB |  | 17 | 47000 | 1.84 | 84
CARRIER | 25VNA048A*030* | CAP**6121AL*+UI | 58TN*A090C17**16 | 11.5 | 46000 | 5000 | 204431493 | ccASHP | HRCU-A-CB |  | 17 | 46500 | 1.84 | 85
CARRIER | 25VNA048A*030* | CAP**6121AL*+UI | 59TN6B100C21**22 | 11.5 | 46000 | 5000 | 204431490 | ccASHP | HRCU-A-CB |  | 17 | 47000 | 1.84 | 84
CARRIER | 25VNA048A*030* | CAP**6121AL*+UI | 59MN7B100C21**22 | 11.5 | 46000 | 5000 | 204431484 | ccASHP | HRCU-A-CB |  | 17 | 47000 | 1.84 | 84
CARRIER | 25VNA048A*030* | CAP**6121AL*+UI | 58TN*A090C21**20 | 11.5 | 46000 | 5000 | 204431478 | ccASHP | HRCU-A-CB |  | 17 | 47000 | 1.85 | 84
CARRIER | 25VNA048A*030* | CAP**6024AL*+UI | 59MN7B120C24**22 | 11.5 | 46000 | 5000 | 204431454 | ccASHP | HRCU-A-CB |  | 17 | 46000 | 1.8 | 85
CARRIER | 25VNA048A*030* | CAP**6024AL*+UI | 58TN*A090C21**20 | 11.5 | 46000 | 5000 | 204431437 | ccASHP | HRCU-A-CB |  | 17 | 46000 | 1.82 | 84
BRYANT | 280ANV048*0**A* | CAP**6024AL*+UI | 987MB66120C24*** | 11.5 | 46000 | 5000 | 204431458 | ccASHP | HRCU-A-CB |  | 17 | 46000 | 2.08 | 85
BRYANT | 280ANV048*0**A* | CAP**6121AL*+UI | 987MB66100C21*** | 11.5 | 46000 | 5000 | 204431485 | ccASHP | HRCU-A-CB |  | 17 | 47000 | 2.02 | 84
BRYANT | 280ANV048*0**A* | CAP**6121AL*+UI | 88*TA60090C21*** | 11.5 | 46000 | 5000 | 204431480 | ccASHP | HRCU-A-CB |  | 17 | 47000 | 2 | 84
BRYANT | 280ANV048*0**A* | CSPH*6012AL*+UI | 986TC66100C21*** | 11.5 | 46000 | 5000 | 204431623 | ccASHP | HRCU-A-CB |  | 17 | 46500 | 1.84 | 85
CARRIER | 25VNA448A*030* | CAP**4824AL*+UI | 58TN*A090C21**20 | 11.5 | 46000 | 4000 | 205822799 | ASHP | HRCU-A-CB | INFINITY 24 HP with GREENSPEED INTELLIGENCE | 20 | 44500
BRYANT HEATING AND COOLING SYSTEMS | 284ANV048*0**A* | CAP**4824AL*+UI | 88*TA60090C21*** | 11.5 | 46000 | 4000 | 205822800 | ASHP | HRCU-A-CB | EVOLUTION Extreme 24 HP | 20 | 44500
BRYANT | 280ANV048*0**A* | CSPH*6012AL*+UI | 986TC60080C21*** | 11.5 | 46500 | 5000 | 204431620 | ccASHP | HRCU-A-CB |  | 16 | 46500 | 1.82 | 84
BRYANT | 280ANV048*0**A* | CSPH*6012AL*+UI | 88*TA48090C17*** | 11.5 | 46500 | 5000 | 204431626 | ccASHP | HRCU-A-CB |  | 17 | 46500 | 1.82 | 84
CARRIER | 25VNA048A*030* | CSPH*6012AL*+UI | 59TN6B080C21**20 | 11.5 | 46500 | 5000 | 204431617 | ccASHP | HRCU-A-CB |  | 16 | 46500 | 1.82 | 84
CARRIER | 25VNA048A*030* | CSPH*6012AL*+UI | 58TN*A090C17**16 | 11.5 | 46500 | 5000 | 204431625 | ccASHP | HRCU-A-CB |  | 17 | 46500 | 1.82 | 84
CARRIER | 25VNA048A*030* | CAP**6121AL*+UI | 58TN*A070C21**20 | 11.5 | 46500 | 5000 | 204431476 | ccASHP | HRCU-A-CB |  | 17 | 46500 | 1.84 | 84
BRYANT | 280ANV048*0**A* | CAP**6121AL*+UI | 88*TA60070C21*** | 11.5 | 46500 | 5000 | 204431477 | ccASHP | HRCU-A-CB |  | 17 | 46500 | 2.04 | 84
BRYANT | 280ANV048*0**A* | CAP**4821AL*+UI | 88*TA60090C21*** | 11.5 | 47000 | 5000 | 204431367 | ccASHP | HRCU-A-CB |  | 17 | 45000 | 2.18 | 85
BRYANT | 280ANV048*0**A* | CAP**4821AL*+UI | 986TC60080C21*** | 11.5 | 47000 | 5000 | 204431374 | ccASHP | HRCU-A-CB |  | 17 | 45000 | 2.18 | 84
BRYANT | 280ANV048*0**A* | CAP**4821AL*+UI | 88*TA48090C17*** | 11.5 | 47000 | 5000 | 204431378 | ccASHP | HRCU-A-CB |  | 17 | 45000 | 2.18 | 85
BRYANT | 280ANV048*0**A* | CAP**4821AL*+UI | 88*TA60110C21*** | 11.5 | 47000 | 5000 | 204431381 | ccASHP | HRCU-A-CB |  | 17 | 45000 | 2.18 | 85
BRYANT | 280ANV048*0**A* | CAP**4824AL*+UI | 987MB66120C24*** | 11.5 | 47000 | 5000 | 204431401 | ccASHP | HRCU-A-CB |  | 17 | 45000 | 2.18 | 85
BRYANT | 280ANV048*0**A* | CAP**4824AL*+UI | 88*TA60110C21*** | 11.5 | 47000 | 5000 | 204431423 | ccASHP | HRCU-A-CB |  | 17 | 45000 | 2.16 | 85
BRYANT | 280ANV048*0**A* | CAP**4824AL*+UI | 986TC60080C21*** | 11.5 | 47000 | 5000 | 204431411 | ccASHP | HRCU-A-CB |  | 17 | 45000 | 2.18 | 85
BRYANT | 280ANV048*0**A* | CAP**4824AL*+UI | 986TC66100C21*** | 11.5 | 47000 | 5000 | 204431416 | ccASHP | HRCU-A-CB |  | 17 | 45000 | 2.18 | 85
LG | LMU421HHV |  |  | 11.5 | 48000 | $2,500: 2 indoor heads; $5,000: >=3 indoor heads | 206717001 | ccASHP | HMSV-A-CB-O | MULTI F RED | 21.5 | 42000 | 2.29 | 100
BRYANT | 38MGRQ48E--3 |  |  | 11.5 | 50000 | $2,500: 2 indoor heads; $5,000: >=3 indoor heads | 202345974 | ccASHP | HMSV-A-CB | Preferred | 20.5 | 49000 | 1.93 | 72
CARRIER | 38MGRQ48E--3 |  |  | 11.5 | 50000 | $2,500: 2 indoor heads; $5,000: >=3 indoor heads | 202345969 | ccASHP | HMSV-A-CB | Performance | 20.5 | 49000 | 1.93 | 72
PAYNE | 38MGRQ48E--3 |  |  | 11.5 | 50000 | $2,500: 2 indoor heads; $5,000: >=3 indoor heads | 201847070 | ccASHP | HMSV-A-CB | Mid-tier | 20.5 | 49000 | 1.93 | 72
MIDEA | 38MGRQ48E--3 |  |  | 11.5 | 50000 | $2,500: 2 indoor heads; $5,000: >=3 indoor heads | 201847075 | ccASHP | HMSV-A-CB | Excel | 20.5 | 49000 | 1.93 | 72
TRANE / MITSUBISHI ELECTRIC | TUMYH0481AK40** |  |  | 11.5 | 54000 | $2,500: 2 indoor heads; $5,000: >=3 indoor heads | 202850719 | ccASHP | HMSV-A-CB |  | 19.55 | 48000 | 1.95 | 100
TRANE / MITSUBISHI ELECTRIC | TUMYH0481AK41** |  |  | 11.5 | 54000 | $2,500: 2 indoor heads; $5,000: >=3 indoor heads | 204926545 | ccASHP | HMSV-A-CB |  | 19.55 | 48000 | 1.95 | 100
MITSUBISHI ELECTRIC | PUMY-HP48NKMU1 |  |  | 11.5 | 54000 | $2,500: 2 indoor heads; $5,000: >=3 indoor heads | 204926537 | ccASHP | HMSV-A-CB | S-Series | 19.55 | 48000 | 1.95 | 100
TOSHIBA CARRIER | MCY-MAP0487HS-UL |  |  | 11.5 | 54000 | $2,500: 2 indoor heads; $5,000: >=3 indoor heads | 10052879 | ccASHP | HMSV-A-CB | Toshiba-Carrier VRF | 21 | 48000 | 2.09 | 71
LG | ARUM048GSS5 |  |  | 11.5 | 54000 | $2,500: 2 indoor heads; $5,000: >=3 indoor heads | 205967239 | ccASHP | HMSR-A-CB | MULTI V S HR/HP | 20.4 | 48000 | 2.43 | 100
MITSUBISHI ELECTRIC | PUMY-HP48NKMU |  |  | 11.5 | 54000 | $2,500: 2 indoor heads; $5,000: >=3 indoor heads | 202426336 | ccASHP | HMSV-A-CB | S-Series H2i | 19.55 | 48000 | 1.95 | 100
AMERICAN STANDARD / MITSUBISHI ELECTRIC | NAXMPH48A182B* |  |  | 11.5 | 54000 | $2,500: 2 indoor heads; $5,000: >=3 indoor heads | 204834261 | ccASHP | HMSV-A-CB-O | Nv Series Pro Heat | 20 | 48000 | 2 | 100
MITSUBISHI ELECTRIC | MXZ-8C48NAHZ2 |  |  | 11.5 | 54000 | $2,500: 2 indoor heads; $5,000: >=3 indoor heads | 204834267 | ccASHP | HMSV-A-CB-O | M-Series H2i | 20 | 48000 | 2 | 100
TRANE / MITSUBISHI ELECTRIC | NTXMPH48A182B* |  |  | 11.5 | 54000 | $2,500: 2 indoor heads; $5,000: >=3 indoor heads | 204834255 | ccASHP | HMSV-A-CB-O | Nv Series Pro Heat | 20 | 48000 | 2 | 100
BRYANT | 280ANV060*0**A* | CAP**6124AL*+UI | 986TC66120C24*** | 11.5 | 55500 | 5000 | 204431694 | ccASHP | HRCU-A-CB |  | 17 | 55000 | 2.06 | 77
CARRIER | 25VNA060A*030* | CAP**6124AL*+UI | 58TN*A090C21**20 | 11.5 | 55500 | 5000 | 204431686 | ccASHP | HRCU-A-CB |  | 17 | 55000 | 2.06 | 77
CARRIER | 25VNA060A*030* | CAP**6124AL*+UI | 58TN*A135C24**22 | 11.5 | 55500 | 5000 | 204431689 | ccASHP | HRCU-A-CB |  | 17 | 55500 | 2.06 | 77
CARRIER | 25VNA060A*030* | CAP**6124AL*+UI | 59TN6B120C24**22 | 11.5 | 55500 | 5000 | 204431692 | ccASHP | HRCU-A-CB |  | 17 | 55000 | 2.06 | 77
BRYANT | 280ANV060*0**A* | CAP**6124AL*+UI | 987MB66100C21*** | 11.5 | 55500 | 5000 | 204431701 | ccASHP | HRCU-A-CB |  | 17 | 55000 | 2.06 | 77
CARRIER | 25VNA060A*030* | CAP**6124AL*+UI | 59MN7B100C21**22 | 11.5 | 55500 | 5000 | 204431700 | ccASHP | HRCU-A-CB |  | 17 | 55000 | 2.06 | 77
BRYANT | 280ANV060*0**A* | CAP**6124AL*+UI | 88*TA60090C21*** | 11.5 | 55500 | 5000 | 204431687 | ccASHP | HRCU-A-CB |  | 17 | 55000 | 2.06 | 77
BRYANT | 280ANV060*0**A* | CAP**6124AL*+UI | 88*TA66135C24*** | 11.5 | 55500 | 5000 | 204431691 | ccASHP | HRCU-A-CB |  | 17 | 55500 | 2.06 | 77
CARRIER | 25VNA060A*030* | CAP**6124AL*+UI | 58TN*A110C21**20 | 11.5 | 55500 | 5000 | 204431711 | ccASHP | HRCU-A-CB |  | 17 | 55000 | 2.06 | 77
BRYANT | 280ANV060*0**A* | CAP**6124AL*+UI | 986TC66100C21*** | 11.5 | 55500 | 5000 | 204431710 | ccASHP | HRCU-A-CB |  | 17 | 55000 | 2.06 | 77
BRYANT | 280ANV060*0**A* | CAP**6124AL*+UI | 88*TA60110C21*** | 11.5 | 55500 | 5000 | 204431713 | ccASHP | HRCU-A-CB |  | 17 | 55000 | 2.06 | 77
CARRIER | 25VNA060A*030* | CAP**6124AL*+UI | 59TN6B100C21**22 | 11.5 | 55500 | 5000 | 204431709 | ccASHP | HRCU-A-CB |  | 17 | 55000 | 2.06 | 77
CARRIER | 25VNA060A*030* | CSPH*6012AL*+UI | 58TN*A090C21**20 | 11.5 | 56000 | 5000 | 204431748 | ccASHP | HRCU-A-CB |  | 17 | 54500 | 2.07 | 76
CARRIER | 25VNA060A*030* | CSPH*6012AL*+UI | 59TN6B120C24**22 | 11.5 | 56000 | 5000 | 204431753 | ccASHP | HRCU-A-CB |  | 17 | 54500 | 2.07 | 76
CARRIER | 25VNA060A*030* | CAP**6124AL*+UI | 59TN6B080C21**20 | 11.5 | 56000 | 5000 | 204431705 | ccASHP | HRCU-A-CB |  | 17 | 55000 | 2.07 | 75
CARRIER | 25VNA060A*030* | CAP**6124AL*+UI | 59MN7B120C24**22 | 11.5 | 56000 | 5000 | 204431703 | ccASHP | HRCU-A-CB |  | 17 | 55000 | 2.07 | 76
CARRIER | 25VNA060A*030* | CAP**6124AL*+UI | 59MN7B080C21**20 | 11.5 | 56000 | 5000 | 204431696 | ccASHP | HRCU-A-CB |  | 17 | 55000 | 2.07 | 75
CARRIER | 25VNA060A*030* | CAP**6124AL*+UI | 58TN*A070C21**20 | 11.5 | 56000 | 5000 | 204431683 | ccASHP | HRCU-A-CB |  | 17 | 55000 | 2.09 | 75
CARRIER | 25VNA060A*030* | CAP**6121AL*+UI | 58TN*A110C21**20 | 11.5 | 56000 | 5000 | 204431679 | ccASHP | HRCU-A-CB |  | 17 | 55000 | 2.07 | 76
CARRIER | 25VNA060A*030* | CAP**6121AL*+UI | 59TN6B100C21**22 | 11.5 | 56000 | 5000 | 204431676 | ccASHP | HRCU-A-CB |  | 17 | 55000 | 2.07 | 76
CARRIER | 25VNA060A*030* | CAP**6121AL*+UI | 59TN6B080C21**20 | 11.5 | 56000 | 5000 | 204431673 | ccASHP | HRCU-A-CB |  | 17 | 55000 | 2.11 | 77
CARRIER | 25VNA060A*030* | CAP**6121AL*+UI | 59MN7B100C21**22 | 11.5 | 56000 | 5000 | 204431670 | ccASHP | HRCU-A-CB |  | 17 | 55000 | 2.07 | 76
CARRIER | 25VNA060A*030* | CAP**6121AL*+UI | 59MN7B080C21**20 | 11.5 | 56000 | 5000 | 204431667 | ccASHP | HRCU-A-CB |  | 17 | 55000 | 2.11 | 77
CARRIER | 25VNA060A*030* | CAP**6121AL*+UI | 58TN*A090C21**20 | 11.5 | 56000 | 5000 | 204431663 | ccASHP | HRCU-A-CB |  | 17 | 55000 | 2.07 | 76
CARRIER | 25VNA060A*030* | CSPH*6012AL*+UI | 58TN*A110C21**20 | 11.5 | 56000 | 5000 | 204431772 | ccASHP | HRCU-A-CB |  | 17 | 54500 | 2.07 | 76
CARRIER | 25VNA060A*030* | CSPH*6012AL*+UI | 59TN6B100C21**22 | 11.5 | 56000 | 5000 | 204431769 | ccASHP | HRCU-A-CB |  | 16 | 54500 | 2.07 | 76
BRYANT | 280ANV060*0**A* | CSPH*6012AL*+UI | 88*TA60110C21*** | 11.5 | 56000 | 5000 | 204431774 | ccASHP | HRCU-A-CB |  | 17 | 54500 | 2.07 | 76
BRYANT | 280ANV060*0**A* | CSPH*6012AL*+UI | 986TC66100C21*** | 11.5 | 56000 | 5000 | 204431771 | ccASHP | HRCU-A-CB |  | 16 | 54500 | 2.07 | 76
BRYANT | 280ANV060*0**A* | CSPH*6012AL*+UI | 986TC66120C24*** | 11.5 | 56000 | 5000 | 204431756 | ccASHP | HRCU-A-CB |  | 17 | 54500 | 2.07 | 76
BRYANT | 280ANV060*0**A* | CSPH*6012AL*+UI | 88*TA60090C21*** | 11.5 | 56000 | 5000 | 204431749 | ccASHP | HRCU-A-CB |  | 17 | 54500 | 2.07 | 76
BRYANT | 280ANV060*0**A* | CAP**6124AL*+UI | 986TC60080C21*** | 11.5 | 56000 | 5000 | 204431708 | ccASHP | HRCU-A-CB |  | 17 | 55000 | 2.07 | 75
BRYANT | 280ANV060*0**A* | CAP**6124AL*+UI | 987MB66120C24*** | 11.5 | 56000 | 5000 | 204431704 | ccASHP | HRCU-A-CB |  | 17 | 55000 | 2.07 | 76
BRYANT | 280ANV060*0**A* | CAP**6124AL*+UI | 987MB60080C21*** | 11.5 | 56000 | 5000 | 204431697 | ccASHP | HRCU-A-CB |  | 17 | 55000 | 2.07 | 75
BRYANT | 280ANV060*0**A* | CAP**6124AL*+UI | 88*TA60070C21*** | 11.5 | 56000 | 5000 | 204431684 | ccASHP | HRCU-A-CB |  | 17 | 55000 | 2.09 | 75
BRYANT | 280ANV060*0**A* | CAP**6121AL*+UI | 88*TA60110C21*** | 11.5 | 56000 | 5000 | 204431681 | ccASHP | HRCU-A-CB |  | 17 | 55000 | 2.07 | 76
BRYANT | 280ANV060*0**A* | CAP**6121AL*+UI | 986TC66100C21*** | 11.5 | 56000 | 5000 | 204431678 | ccASHP | HRCU-A-CB |  | 17 | 55000 | 2.07 | 76
BRYANT | 280ANV060*0**A* | CAP**6121AL*+UI | 986TC60080C21*** | 11.5 | 56000 | 5000 | 204431675 | ccASHP | HRCU-A-CB |  | 17 | 55000 | 2.11 | 77
BRYANT | 280ANV060*0**A* | CAP**6121AL*+UI | 987MB66100C21*** | 11.5 | 56000 | 5000 | 204431671 | ccASHP | HRCU-A-CB |  | 17 | 55000 | 2.07 | 76
BRYANT | 280ANV060*0**A* | CAP**6121AL*+UI | 987MB60080C21*** | 11.5 | 56000 | 5000 | 204431669 | ccASHP | HRCU-A-CB |  | 17 | 55000 | 2.11 | 77
BRYANT | 280ANV060*0**A* | CAP**6121AL*+UI | 88*TA60090C21*** | 11.5 | 56000 | 5000 | 204431666 | ccASHP | HRCU-A-CB |  | 17 | 55000 | 2.07 | 76
MIDEA | 38MARBQ12AA1 | DHMAHBQ12XA1 |  | 11.6 | 12100 | $2,500: 2 indoor heads; $4,000: >=3 indoor heads | 206350317 | ASHP | HRCU-A-CB-O |  | 23 | 12000
MDV | MOX230-12HFN1-BW0W | MSEPB-12HRFN1-BW0W |  | 11.6 | 12100 | $2,500: 2 indoor heads; $4,000: >=3 indoor heads | 205993844 | ASHP | HRCU-A-CB-O |  | 23 | 12000
WEATHERMAKER | 38MARBQ12AA1 | DHMAHBQ12XA1 |  | 11.6 | 12100 | $2,500: 2 indoor heads; $4,000: >=3 indoor heads | 206350322 | ASHP | HRCU-A-CB-O |  | 23 | 12000
CARRIER | 38MARBQ12AA1 | 40MAHBQ12XA1 |  | 11.6 | 12100 | $2,500: 2 indoor heads; $4,000: >=3 indoor heads | 206348134 | ASHP | HRCU-A-CB-O | 13 | 23 | 12000
BRYANT | 38MARBQ12AA1 | 619AHBQ12XA1 |  | 11.6 | 12100 | $2,500: 2 indoor heads; $4,000: >=3 indoor heads | 206348141 | ASHP | HRCU-A-CB-O | 13 | 23 | 12000
PAYNE | 38MARBQ12AA1 | DHMAHBQ12XA1 |  | 11.6 | 12100 | $2,500: 2 indoor heads; $4,000: >=3 indoor heads | 206350312 | ASHP | HRCU-A-CB-O |  | 23 | 12000
MITSUBISHI ELECTRIC | SUZ-KA12NAH2 | MLZ-KP12NA |  | 11.6 | 15400 | $2,500: 2 indoor heads; $4,000: >=3 indoor heads | 202392036 | ASHP | HRCU-A-CB-O | M-Series | 19.8 | 12000
FUJITSU | AOU12RLFF | AGU12RLF |  | 11.6 | 16000 | $2,500: 2 indoor heads; $5,000: >=3 indoor heads | 6936996 | ccASHP | HRCU-A-CB-O | Halcyon Single-room Mini-Split Systems Floor Mounted RLFFH Series | 22.7 | 12000 | 2.03 | 93
RHEEM | ROSH12AFFJ | RIFH12AVFJ |  | 11.6 | 16000 | $2,500: 2 indoor heads; $5,000: >=3 indoor heads | 10595394 | ccASHP | HRCU-A-CB-O | Rheem Single-room Mini-Split Systems Floor Mounted | 22.7 | 12000 | 2.03 | 93
TRANE / MITSUBISHI ELECTRIC | NTXSPF15A112AA | NTXFKS15A112AA |  | 11.6 | 18000 | $2,500: 2 indoor heads; $5,000: >=3 indoor heads | 202373718 | ccASHP | HRCU-A-CB-O | M-Series H2i | 21.8 | 16550 | 1.86 | 100
MITSUBISHI ELECTRIC | MUFZ-KJ15NAHZ*** | NTXFKS15A112A* |  | 11.6 | 18000 | $2,500: 2 indoor heads; $5,000: >=3 indoor heads | 204629179 | ccASHP | HRCU-A-CB-O | M-Series | 21.8 | 15000 | 1.86 | 100
MITSUBISHI ELECTRIC | NTXSPF15A112A* | MFZ-KJ15NA*** |  | 11.6 | 18000 | $2,500: 2 indoor heads; $5,000: >=3 indoor heads | 204629264 | ccASHP | HRCU-A-CB-O | Nv Series | 21.8 | 15000 | 1.86 | 100
MITSUBISHI ELECTRIC | MUFZ-KJ15NAHZ | MFZ-KJ15NA |  | 11.6 | 18000 | $2,500: 2 indoor heads; $5,000: >=3 indoor heads | 201754292 | ccASHP | HRCU-A-CB-O | M-Series | 21.8 | 15000 | 1.86 | 100
MITSUBISHI ELECTRIC | MUFZ-KJ15NAHZ*** | NAXFKS15A112A* |  | 11.6 | 18000 | $2,500: 2 indoor heads; $5,000: >=3 indoor heads | 204629574 | ccASHP | HRCU-A-CB-O | M-Series | 21.8 | 15000 | 1.86 | 100
MDV | MOX430-18HFN1-MT8W | MSAG11D-18HRFN1-MT8W |  | 11.6 | 18000 | $2,500: 2 indoor heads; $5,000: >=3 indoor heads | 206361859 | ccASHP | HRCU-A-CB-O |  | 24 | 18000 | 2.35 | 71
MITSUBISHI ELECTRIC | NAXSPF15A112A* | MFZ-KJ15NA*** |  | 11.6 | 18000 | $2,500: 2 indoor heads; $5,000: >=3 indoor heads | 204629351 | ccASHP | HRCU-A-CB-O | Nv Series | 21.8 | 15000 | 1.86 | 100
AMERICAN STANDARD / MITSUBISHI ELECTRIC | NAXSPF15A112AA | NAXFKS15A112AA |  | 11.6 | 18000 | $2,500: 2 indoor heads; $5,000: >=3 indoor heads | 202373678 | ccASHP | HRCU-A-CB-O | M-Series H2i | 21.8 | 16550 | 1.86 | 100
MITSUBISHI ELECTRIC | SUZ-KA15NA2 | PEAD-A15AA7 |  | 11.6 | 18000 | $2,500: 2 indoor heads; $4,000: >=3 indoor heads | 204629209 | ASHP | HRCU-A-CB | M-Series | 19.2 | 15000
MITSUBISHI ELECTRIC | SUZ-KA15NA2 | PEAD-A15AA |  | 11.6 | 18000 | $2,500: 2 indoor heads; $4,000: >=3 indoor heads | 202392039 | ASHP | HRCU-A-CB | M-Series | 19.2 | 15000
DAIKIN | RXS15LVJU | FTXS15LVJU |  | 11.6 | 18000 | $2,500: 2 indoor heads; $4,000: >=3 indoor heads | 5265756 | ASHP | HRCU-A-CB-O |  | 20.6 | 15000
MAESTRO | MA-18CA22EXT | MA-18CA22INT |  | 11.6 | 19000 | $2,500: 2 indoor heads; $4,000: >=3 indoor heads | 10277946 | ASHP | HRCU-A-CB-O |  | 23.3 | 18000
CLASSIC | HRHDBC18AS2 | HWHDBC18S2 |  | 11.6 | 19000 | $2,500: 2 indoor heads; $4,000: >=3 indoor heads | 205287349 | ASHP | HRCU-A-CB-O |  | 23.3 | 18000
DENALI AIRE | DNMSHQCO18 | DNMSHQCW18 |  | 11.6 | 19000 | $2,500: 2 indoor heads; $4,000: >=3 indoor heads | 205300164 | ASHP | HRCU-A-CB-O |  | 23.3 | 18000
HISENSE | AST-18UW3SBBDC00 | AST-18UW3SBBDC00 |  | 11.6 | 19000 | $2,500: 2 indoor heads; $4,000: >=3 indoor heads | 206347238 | ASHP | HRCU-A-CB-O |  | 23.3 | 18000
HISENSE | AST-18UW3SBBDL00 | AST-18UW3SBBDL00 |  | 11.6 | 19000 | $2,500: 2 indoor heads; $4,000: >=3 indoor heads | 206347239 | ASHP | HRCU-A-CB-O |  | 23.3 | 18000
PERFECT AIRE | 3PAMSHQCO18-U230 | 3PAMSHQCW18-U230 |  | 11.6 | 19000 | $2,500: 2 indoor heads; $4,000: >=3 indoor heads | 206453602 | ASHP | HRCU-A-CB-O |  | 23.3 | 18000
DIAL | 18000Z-23S-230-I | 18000Z-23S-230-O |  | 11.6 | 19000 | $2,500: 2 indoor heads; $4,000: >=3 indoor heads | 204400705 | ASHP | HRCU-A-CB-O |  | 23.3 | 18000
ZEPHYR | ZE-18CA22EXT | ZE-18CA22INT |  | 11.6 | 19000 | $2,500: 2 indoor heads; $4,000: >=3 indoor heads | 204580063 | ASHP | HRCU-A-CB-O |  | 23.3 | 18000
HAXXAIR | HVH-18T2D | HAH-18T2D |  | 11.6 | 19000 | $2,500: 2 indoor heads; $4,000: >=3 indoor heads | 204628476 | ASHP | HRCU-A-CB-O |  | 23.3 | 18000
HISENSE | AST-18UW3SBN00A | AST-18UW3SBN**00A |  | 11.6 | 19000 | $2,500: 2 indoor heads; $4,000: >=3 indoor heads | 205092763 | ASHP | HRCU-A-CB-O |  | 23.3 | 18000
HISENSE | AST-18UW3SBB00A | AST-18UW3SBB**00A |  | 11.6 | 19000 | $2,500: 2 indoor heads; $4,000: >=3 indoor heads | 205092764 | ASHP | HRCU-A-CB-O |  | 23.3 | 18000
HISENSE | AS-18UW3SBB00A | AS-18UW3SBB**00A |  | 11.6 | 19000 | $2,500: 2 indoor heads; $4,000: >=3 indoor heads | 205092777 | ASHP | HRCU-A-CB-O |  | 23.3 | 18000
WESTINGHOUSE | WHP18SZA21S | WHP18WMA21S |  | 11.6 | 19000 | $2,500: 2 indoor heads; $4,000: >=3 indoor heads | 205417836 | ASHP | HRCU-A-CB-O |  | 23.3 | 18000
AZUR | AZ-18CA22EXT | AZ-18CA22INT |  | 11.6 | 19000 | $2,500: 2 indoor heads; $4,000: >=3 indoor heads | 205417847 | ASHP | HRCU-A-CB-O |  | 23.3 | 18000
PERFECT AIRE | 3PAMSHQCO18 | 3PAMSHQCW18 |  | 11.6 | 19000 | $2,500: 2 indoor heads; $4,000: >=3 indoor heads | 205653643 | ASHP | HRCU-A-CB-O |  | 23.3 | 18000
EMERSON QUIET KOOL | 21S-EACH18R2C | 21S-EACH18R2W |  | 11.6 | 19000 | $2,500: 2 indoor heads; $4,000: >=3 indoor heads | 205747594 | ASHP | HRCU-A-CB-O |  | 23.3 | 18000
HISENSE | AST-18UW3SBN00 | AST-18UW3SBN**00 |  | 11.6 | 19000 | $2,500: 2 indoor heads; $4,000: >=3 indoor heads | 203378282 | ASHP | HRCU-A-CB-O |  | 23.3 | 18000
HISENSE | AST-18UW3SBB00 | AST-18UW3SBB**00 |  | 11.6 | 19000 | $2,500: 2 indoor heads; $4,000: >=3 indoor heads | 203378283 | ASHP | HRCU-A-CB-O |  | 23.3 | 18000
FRIEDRICH | FPHSR18A3A | FPHFW18A3A |  | 11.6 | 19000 | $2,500: 2 indoor heads; $4,000: >=3 indoor heads | 203383869 | ASHP | HRCU-A-CB-O |  | 23.3 | 18000
MANUFLOW | AST-18UW3SBBDJ00(O) | AST-18UW3SBBDJ00(I) |  | 11.6 | 19000 | $2,500: 2 indoor heads; $4,000: >=3 indoor heads | 203446797 | ASHP | HRCU-A-CB-O |  | 23.3 | 18000
AIR-CON | ABXCI4H4S18 | ABXEM4H4S18 |  | 11.6 | 19000 | $2,500: 2 indoor heads; $4,000: >=3 indoor heads | 203446799 | ASHP | HRCU-A-CB-O |  | 23.3 | 18000
ZEPHYR | MA-18CA22SEXT | MA-18CA22SINT |  | 11.6 | 19000 | $2,500: 2 indoor heads; $4,000: >=3 indoor heads | 203446802 | ASHP | HRCU-A-CB-O |  | 23.3 | 18000
ZEPHYR | ZE-18CA22SEXT | ZE-18CA22SINT |  | 11.6 | 19000 | $2,500: 2 indoor heads; $4,000: >=3 indoor heads | 203446803 | ASHP | HRCU-A-CB-O |  | 23.3 | 18000
HESSAIRE | H18E2 | H18E2 |  | 11.6 | 19000 | $2,500: 2 indoor heads; $4,000: >=3 indoor heads | 206913623 | ASHP | HRCU-A-CB-O |  | 23.3 | 18000
SLIMAIR TECHNOLOGIES | SHC18VB-2H | SHM18VB-2DC |  | 11.6 | 19000 | $2,500: 2 indoor heads; $4,000: >=3 indoor heads | 9060040 | ASHP | HRCU-A-CB-O |  | 23.3 | 18000
HISENSE | AS-18UW3SBB | AS-18UW3SBB** |  | 11.6 | 19000 | $2,500: 2 indoor heads; $4,000: >=3 indoor heads | 201912599 | ASHP | HRCU-A-CB-O |  | 23.3 | 18000
HISENSE | AS-18UR3SBB | AS-18UR3SBBTG |  | 11.6 | 19000 | $2,500: 2 indoor heads; $4,000: >=3 indoor heads | 8819821 | ASHP | HRCU-A-CB-O |  | 23.3 | 18000
MITSUBISHI ELECTRIC | SUZ-KA18NA2 | SLZ-KF18NA |  | 11.6 | 19700 | $2,500: 2 indoor heads; $4,000: >=3 indoor heads | 202392023 | ASHP | HRCU-A-CB-O | M-Series | 20.7 | 17700
FUJITSU | AOUH18LUAS1 | ACUH18LUAS1 |  | 11.6 | 21600 | $2,500: 2 indoor heads; $5,000: >=3 indoor heads | 206579745 | ccASHP | HRCU-A-CB-O |  | 20.8 | 17100 | 2.33 | 81
KENMORE | DLCSRBH24AAK | DLFSCAH24XAK |  | 11.6 | 24000 | $2,500: 2 indoor heads; $5,000: >=3 indoor heads | 206350445 | ccASHP | HRCU-A-CB-O | Mid-Tier | 20 | 24000 | 1.8 | 106
MIDEA | 38MARBQ24AA3 | 40MBCQ24--3 |  | 11.6 | 24000 | $2,500: 2 indoor heads; $5,000: >=3 indoor heads | 206350379 | ccASHP | HRCU-A-CB-O | Excel | 20 | 24000 | 1.8 | 106
MIDEA | DLCSRBH24AAK | DLFSCAH24XAK |  | 11.6 | 24000 | $2,500: 2 indoor heads; $5,000: >=3 indoor heads | 206350456 | ccASHP | HRCU-A-CB-O | Excel | 20 | 24000 | 1.8 | 106
PAYNE | 38MARBQ24AA3 | 40MBCQ24--3 |  | 11.6 | 24000 | $2,500: 2 indoor heads; $5,000: >=3 indoor heads | 206350357 | ccASHP | HRCU-A-CB-O | Mid-Tier | 20 | 24000 | 1.8 | 106
TEMPSTAR | DLCSRBH24AAK | DLFSCAH24XAK |  | 11.6 | 24000 | $2,500: 2 indoor heads; $5,000: >=3 indoor heads | 206350467 | ccASHP | HRCU-A-CB | QuietComfort | 20 | 24000 | 1.8 | 106
WEATHERMAKER | 38MARBQ24AA3 | 40MBCQ24--3 |  | 11.6 | 24000 | $2,500: 2 indoor heads; $5,000: >=3 indoor heads | 206350368 | ccASHP | HRCU-A-CB-O | Mid-Tier | 20 | 24000 | 1.8 | 106
AIRQUEST | DLCSRBH24AAK | DLFSCAH24XAK |  | 11.6 | 24000 | $2,500: 2 indoor heads; $5,000: >=3 indoor heads | 206350489 | ccASHP | HRCU-A-CB-O | QuietComfort | 20 | 24000 | 1.8 | 106
ARCOAIRE | DLCSRBH24AAK | DLFSCAH24XAK |  | 11.6 | 24000 | $2,500: 2 indoor heads; $5,000: >=3 indoor heads | 206350390 | ccASHP | HRCU-A-CB-O | DuraComfort | 20 | 24000 | 1.8 | 106
BRYANT | 38MARBQ24AA3 | 40MBCQ24--3 |  | 11.6 | 24000 | $2,500: 2 indoor heads; $5,000: >=3 indoor heads | 206350346 | ccASHP | HRCU-A-CB-O | Preferred | 20 | 24000 | 1.8 | 106
CARRIER | 38MARBQ24AA3 | 40MBCQ24--3 |  | 11.6 | 24000 | $2,500: 2 indoor heads; $5,000: >=3 indoor heads | 206350335 | ccASHP | HRCU-A-CB-O | Performance | 20 | 24000 | 1.8 | 106
DAY & NIGHT | DLCSRBH24AAK | DLFSCAH24XAK |  | 11.6 | 24000 | $2,500: 2 indoor heads; $5,000: >=3 indoor heads | 206350412 | ccASHP | HRCU-A-CB-O | Constant Comfort | 20 | 24000 | 1.8 | 106
COMFORTMAKER | DLCSRBH24AAK | DLFSCAH24XAK |  | 11.6 | 24000 | $2,500: 2 indoor heads; $5,000: >=3 indoor heads | 206350401 | ccASHP | HRCU-A-CB-O | QuietComfort | 20 | 24000 | 1.8 | 106
KEEPRITE | DLCSRBH24AAK | DLFSCAH24XAK |  | 11.6 | 24000 | $2,500: 2 indoor heads; $5,000: >=3 indoor heads | 206350434 | ccASHP | HRCU-A-CB-O | ProComfort | 20 | 24000 | 1.8 | 106
HEIL | DLCSRBH24AAK | DLFSCAH24XAK |  | 11.6 | 24000 | $2,500: 2 indoor heads; $5,000: >=3 indoor heads | 206350423 | ccASHP | HRCU-A-CB-O | QuietComfort | 20 | 24000 | 1.8 | 106
AIRQUEST | DLCSRBH24AAK | DLFSFAH24XAK |  | 11.6 | 24600 | $2,500: 2 indoor heads; $5,000: >=3 indoor heads | 206350491 | ccASHP | HRCU-A-CB-O | QuietComfort | 20.2 | 24000 | 1.8 | 109
DAY & NIGHT | DLCSRBH24AAK | DLFSFAH24XAK |  | 11.6 | 24600 | $2,500: 2 indoor heads; $5,000: >=3 indoor heads | 206350414 | ccASHP | HRCU-A-CB-O | Constant Comfort | 20.2 | 24000 | 1.8 | 109
HEIL | DLCSRBH24AAK | DLFSFAH24XAK |  | 11.6 | 24600 | $2,500: 2 indoor heads; $5,000: >=3 indoor heads | 206350425 | ccASHP | HRCU-A-CB-O | QuietComfort | 20.2 | 24000 | 1.8 | 109
BRYANT | 38MARBQ24AA3 | 40MBFQ24--3 |  | 11.6 | 24600 | $2,500: 2 indoor heads; $5,000: >=3 indoor heads | 206350348 | ccASHP | HRCU-A-CB-O | Preferred | 20.2 | 24000 | 1.8 | 109
PAYNE | 38MARBQ24AA3 | 40MBFQ24--3 |  | 11.6 | 24600 | $2,500: 2 indoor heads; $5,000: >=3 indoor heads | 206350359 | ccASHP | HRCU-A-CB-O | Mid-Tier | 20.2 | 24000 | 1.8 | 109
KEEPRITE | DLCSRBH24AAK | DLFSFAH24XAK |  | 11.6 | 24600 | $2,500: 2 indoor heads; $5,000: >=3 indoor heads | 206350436 | ccASHP | HRCU-A-CB-O | ProComfort | 20.2 | 24000 | 1.8 | 109
KENMORE | DLCSRBH24AAK | DLFSFAH24XAK |  | 11.6 | 24600 | $2,500: 2 indoor heads; $5,000: >=3 indoor heads | 206350447 | ccASHP | HRCU-A-CB-O | Mid-Tier | 20.2 | 24000 | 1.8 | 109
TEMPSTAR | DLCSRBH24AAK | DLFSFAH24XAK |  | 11.6 | 24600 | $2,500: 2 indoor heads; $5,000: >=3 indoor heads | 206350469 | ccASHP | HRCU-A-CB-O | QuietComfort | 20.2 | 24000 | 1.8 | 109
CARRIER | 38MARBQ24AA3 | 40MBFQ24--3 |  | 11.6 | 24600 | $2,500: 2 indoor heads; $5,000: >=3 indoor heads | 206350337 | ccASHP | HRCU-A-CB-O | Performance | 20.2 | 24000 | 1.8 | 109
COMFORTMAKER | DLCSRBH24AAK | DLFSFAH24XAK |  | 11.6 | 24600 | $2,500: 2 indoor heads; $5,000: >=3 indoor heads | 206350403 | ccASHP | HRCU-A-CB-O | QuietComfort | 20.2 | 24000 | 1.8 | 109
ARCOAIRE | DLCSRBH24AAK | DLFSFAH24XAK |  | 11.6 | 24600 | $2,500: 2 indoor heads; $5,000: >=3 indoor heads | 206350392 | ccASHP | HRCU-A-CB-O | DuraComfort | 20.2 | 24000 | 1.8 | 109
MIDEA | 38MARBQ24AA3 | 40MBFQ24--3 |  | 11.6 | 24600 | $2,500: 2 indoor heads; $5,000: >=3 indoor heads | 206350381 | ccASHP | HRCU-A-CB-O | Excel | 20.2 | 24000 | 1.8 | 109
WEATHERMAKER | 38MARBQ24AA3 | 40MBFQ24--3 |  | 11.6 | 24600 | $2,500: 2 indoor heads; $5,000: >=3 indoor heads | 206350370 | ccASHP | HRCU-A-CB-O | Mid-Tier | 20.2 | 24000 | 1.8 | 109
MIDEA | DLCSRBH24AAK | DLFSFAH24XAK |  | 11.6 | 24600 | $2,500: 2 indoor heads; $5,000: >=3 indoor heads | 206350458 | ccASHP | HRCU-A-CB-O | Excel | 20.2 | 24000 | 1.8 | 109
MDV | MOD30-24HFN1-MU0W | MCD1-24HRFN1-MT0W(GA) |  | 11.6 | 25000 | $2,500: 2 indoor heads; $5,000: >=3 indoor heads | 207338219 | ccASHP | HRCU-A-CB-O |  | 20.2 | 24000 | 1.8 | 96
HEIL | DLCSRBH24AAK | DLFSAAH24XAK |  | 11.6 | 27000 | $2,500: 2 indoor heads; $5,000: >=3 indoor heads | 206188309 | ccASHP | HRCU-A-CB | QuietComfort | 20 | 22000 | 1.8 | 92
KEEPRITE | DLCSRBH24AAK | DLFSAAH24XAK |  | 11.6 | 27000 | $2,500: 2 indoor heads; $5,000: >=3 indoor heads | 206188316 | ccASHP | HRCU-A-CB | ProComfort | 20 | 22000 | 1.8 | 92
KENMORE | DLCSRBH24AAK | DLFSAAH24XAK |  | 11.6 | 27000 | $2,500: 2 indoor heads; $5,000: >=3 indoor heads | 206188323 | ccASHP | HRCU-A-CB | Mid-Tier | 20 | 22000 | 1.8 | 92
COMFORTMAKER | DLCSRBH24AAK | DLFSAAH24XAK |  | 11.6 | 27000 | $2,500: 2 indoor heads; $5,000: >=3 indoor heads | 206188295 | ccASHP | HRCU-A-CB | QuietComfort | 20 | 22000 | 1.8 | 92
TEMPSTAR | DLCSRBH24AAK | DLFSAAH24XAK |  | 11.6 | 27000 | $2,500: 2 indoor heads; $5,000: >=3 indoor heads | 206188337 | ccASHP | HRCU-A-CB | QuietComfort | 20 | 22000 | 1.8 | 92
DAY & NIGHT | DLCSRBH24AAK | DLFSAAH24XAK |  | 11.6 | 27000 | $2,500: 2 indoor heads; $5,000: >=3 indoor heads | 206188302 | ccASHP | HRCU-A-CB | Constant Comfort | 20 | 22000 | 1.8 | 92
MIDEA | DLCSRBH24AAK | DLFSAAH24XAK |  | 11.6 | 27000 | $2,500: 2 indoor heads; $5,000: >=3 indoor heads | 206188330 | ccASHP | HRCU-A-CB | Excel | 20 | 22000 | 1.8 | 92
WEATHERMAKER | 38MARBQ24AA3 | 40MBAAQ24XA3 |  | 11.6 | 27000 | $2,500: 2 indoor heads; $5,000: >=3 indoor heads | 206188274 | ccASHP | HRCU-A-CB | Mid-Tier | 20 | 22000 | 1.8 | 92
MIDEA | 38MARBQ24AA3 | 40MBAAQ24XA3 |  | 11.6 | 27000 | $2,500: 2 indoor heads; $5,000: >=3 indoor heads | 206188281 | ccASHP | HRCU-A-CB | Excel | 20 | 22000 | 1.8 | 92
MOOVAIR | DM24HOS25230E3A | FM24HIAHUU230X6 |  | 11.6 | 27000 | $2,500: 2 indoor heads; $5,000: >=3 indoor heads | 207131748 | ccASHP | HRCU-A-CB |  | 20 | 22000 | 1.89 | 89
MDV | MOD30-24HFN1-MU0W | MVB-24HWFN1-M |  | 11.6 | 27000 | $2,500: 2 indoor heads; $5,000: >=3 indoor heads | 206143051 | ccASHP | HRCU-A-CB |  | 20 | 22000 | 1.89 | 89
AIRQUEST | DLCSRBH24AAK | DLFSAAH24XAK |  | 11.6 | 27000 | $2,500: 2 indoor heads; $5,000: >=3 indoor heads | 206188344 | ccASHP | HRCU-A-CB | QuietComfort | 20 | 22000 | 1.8 | 92
ARCOAIRE | DLCSRBH24AAK | DLFSAAH24XAK |  | 11.6 | 27000 | $2,500: 2 indoor heads; $5,000: >=3 indoor heads | 206188288 | ccASHP | HRCU-A-CB | DuraComfort | 20 | 22000 | 1.8 | 92
PAYNE | 38MARBQ24AA3 | 40MBAAQ24XA3 |  | 11.6 | 27000 | $2,500: 2 indoor heads; $5,000: >=3 indoor heads | 206188267 | ccASHP | HRCU-A-CB | Mid-Tier | 20 | 22000 | 1.8 | 92
BRYANT | 38MARBQ24AA3 | 40MBAAQ24XA3 |  | 11.6 | 27000 | $2,500: 2 indoor heads; $5,000: >=3 indoor heads | 206188260 | ccASHP | HRCU-A-CB | Preferred | 20 | 22000 | 1.8 | 92
CARRIER | 38MARBQ24AA3 | 40MBAAQ24XA3 |  | 11.6 | 27000 | $2,500: 2 indoor heads; $5,000: >=3 indoor heads | 206188253 | ccASHP | HRCU-A-CB | Performance | 20 | 22000 | 1.8 | 92
SMART COMFORT | DLCSRBH24AAK | DLFSAAH24XAK |  | 11.6 | 27000 | $2,500: 2 indoor heads; $4,000: >=3 indoor heads | 206188351 | ASHP | HRCU-A-CB |  | 20 | 22000
MITSUBISHI ELECTRIC | PUMY-P36NKMU3 |  |  | 11.6 | 42000 | $2,500: 2 indoor heads; $4,000: >=3 indoor heads | 204926538 | ASHP | HMSV-A-CB |  | 20.3 | 36000
MITSUBISHI ELECTRIC | PUMY-P36NKMU2 |  |  | 11.6 | 42000 | $2,500: 2 indoor heads; $4,000: >=3 indoor heads | 202426337 | ASHP | HMSV-A-CB | S-Series | 20.3 | 36000
TRANE / MITSUBISHI ELECTRIC | TUMYP0361AK42** |  |  | 11.6 | 42000 | $2,500: 2 indoor heads; $4,000: >=3 indoor heads | 202850715 | ASHP | HMSV-A-CB |  | 20.3 | 36000
TRANE / MITSUBISHI ELECTRIC | TUMYP0361AK43** |  |  | 11.6 | 42000 | $2,500: 2 indoor heads; $4,000: >=3 indoor heads | 204926547 | ASHP | HMSV-A-CB |  | 20.3 | 36000
LENNOX | SL25XPV-048-230A** | C35-60C+TDR+TXV | SL280UH090XV60C* | 11.6 | 44000 | 5000 | 207436532 | ccASHP | HRCU-A-CB | DAVE LENNOX SIGNATURE SL25XPV SERIES | 21 | 47000 | 1.95 | 83
LENNOX | SL25XPV-048-230A** | C35-60C+TDR+TXV | SL280UH110V60C* | 11.6 | 44000 | 5000 | 207436534 | ccASHP | HRCU-A-CB | DAVE LENNOX SIGNATURE SL25XPV SERIES | 20 | 46500 | 1.93 | 83
LENNOX | SL25XPV-048-230A** | C35-60C+TDR+TXV | SL280UH110XV60C* | 11.6 | 44000 | 5000 | 207436535 | ccASHP | HRCU-A-CB | DAVE LENNOX SIGNATURE SL25XPV SERIES | 20 | 46500 | 1.93 | 83
LENNOX | SL25XPV-048-230A** | C35-60C+TDR+TXV | SL297UH080NV48C* | 11.6 | 44000 | 5000 | 207436536 | ccASHP | HRCU-A-CB | DAVE LENNOX SIGNATURE SL25XPV SERIES | 20 | 47000 | 1.94 | 83
LENNOX | SL25XPV-048-230A** | C35-60C+TDR+TXV | SL297UH080NV60C* | 11.6 | 44000 | 5000 | 207436537 | ccASHP | HRCU-A-CB | DAVE LENNOX SIGNATURE SL25XPV SERIES | 20 | 46500 | 1.94 | 83
LENNOX | SL25XPV-048-230A** | C35-60C+TDR+TXV | SLP99UH090XV48C* | 11.6 | 44000 | 5000 | 207436538 | ccASHP | HRCU-A-CB | DAVE LENNOX SIGNATURE SL25XPV SERIES | 20 | 46500 | 1.93 | 83
LENNOX | SL25XPV-048-230A** | C35-60C+TDR+TXV | SLP99UH090XV60C* | 11.6 | 44000 | 5000 | 207436539 | ccASHP | HRCU-A-CB | DAVE LENNOX SIGNATURE SL25XPV SERIES | 20 | 46500 | 1.93 | 83
LENNOX | SL25XPV-048-230A** | C35-60C+TDR+TXV | SLP99UH110XV60C* | 11.6 | 44000 | 5000 | 207436540 | ccASHP | HRCU-A-CB | DAVE LENNOX SIGNATURE SL25XPV SERIES | 20 | 46500 | 1.93 | 83
LENNOX | SL25XPV-048-230A** | CX35-60C+TDR | EL296UH090XV48C* | 11.6 | 44000 | 5000 | 207436601 | ccASHP | HRCU-A-CB | DAVE LENNOX SIGNATURE SL25XPV SERIES | 20 | 46500 | 1.93 | 83
LENNOX | SL25XPV-048-230A** | CX35-60C+TDR | EL296UH090XV60C* | 11.6 | 44000 | 5000 | 207436602 | ccASHP | HRCU-A-CB | DAVE LENNOX SIGNATURE SL25XPV SERIES | 20 | 46500 | 1.93 | 83
LENNOX | SL25XPV-048-230A** | CX35-60C+TDR | EL296UH110XV48C* | 11.6 | 44000 | 5000 | 207436603 | ccASHP | HRCU-A-CB | DAVE LENNOX SIGNATURE SL25XPV SERIES | 20 | 46500 | 1.93 | 83
LENNOX | SL25XPV-048-230A** | CX35-60C+TDR | EL296UH110XV60C* | 11.6 | 44000 | 5000 | 207436604 | ccASHP | HRCU-A-CB | DAVE LENNOX SIGNATURE SL25XPV SERIES | 20 | 46500 | 1.93 | 83
LENNOX | SL25XPV-048-230A** | CX35-60C+TDR | SL280UH090V60C* | 11.6 | 44000 | 5000 | 207436606 | ccASHP | HRCU-A-CB | DAVE LENNOX SIGNATURE SL25XPV SERIES | 21 | 47000 | 1.95 | 83
LENNOX | SL25XPV-048-230A** | CX35-60C+TDR | SL280UH090XV60C* | 11.6 | 44000 | 5000 | 207436607 | ccASHP | HRCU-A-CB | DAVE LENNOX SIGNATURE SL25XPV SERIES | 21 | 47000 | 1.95 | 83
LENNOX | SL25XPV-048-230A** | CX35-60C+TDR | SL280UH110V60C* | 11.6 | 44000 | 5000 | 207436609 | ccASHP | HRCU-A-CB | DAVE LENNOX SIGNATURE SL25XPV SERIES | 20 | 46500 | 1.93 | 83
LENNOX | SL25XPV-048-230A** | CX35-60C+TDR | SL280UH110XV60C* | 11.6 | 44000 | 5000 | 207436610 | ccASHP | HRCU-A-CB | DAVE LENNOX SIGNATURE SL25XPV SERIES | 20 | 46500 | 1.93 | 83
LENNOX | SL25XPV-048-230A** | CX35-60C+TDR | SL297UH080NV48C* | 11.6 | 44000 | 5000 | 207436611 | ccASHP | HRCU-A-CB | DAVE LENNOX SIGNATURE SL25XPV SERIES | 20 | 47000 | 1.94 | 83
LENNOX | SL25XPV-048-230A** | CX35-60C+TDR | SL297UH080NV60C* | 11.6 | 44000 | 5000 | 207436612 | ccASHP | HRCU-A-CB | DAVE LENNOX SIGNATURE SL25XPV SERIES | 20 | 46500 | 1.94 | 83
LENNOX | SL25XPV-048-230A** | CX35-60C+TDR | SLP99UH090XV48C* | 11.6 | 44000 | 5000 | 207436613 | ccASHP | HRCU-A-CB | DAVE LENNOX SIGNATURE SL25XPV SERIES | 20 | 46500 | 1.93 | 83
LENNOX | SL25XPV-048-230A** | CX35-60C+TDR | SLP99UH090XV60C* | 11.6 | 44000 | 5000 | 207436614 | ccASHP | HRCU-A-CB | DAVE LENNOX SIGNATURE SL25XPV SERIES | 20 | 46500 | 1.93 | 83
LENNOX | SL25XPV-048-230A** | CX35-60C+TDR | SLP99UH110XV60C* | 11.6 | 44000 | 5000 | 207436615 | ccASHP | HRCU-A-CB | DAVE LENNOX SIGNATURE SL25XPV SERIES | 20 | 46500 | 1.93 | 83
LENNOX | SL25XPV-048-230A** | C35-60C+TDR+TXV | SL280UH090V60C* | 11.6 | 44000 | 5000 | 207436531 | ccASHP | HRCU-A-CB | DAVE LENNOX SIGNATURE SL25XPV SERIES | 21 | 47000 | 1.95 | 83
LENNOX | SL25XPV-048-230A** | C35-60C+TDR+TXV | EL296UH110XV60C* | 11.6 | 44000 | 5000 | 207436529 | ccASHP | HRCU-A-CB | DAVE LENNOX SIGNATURE SL25XPV SERIES | 20 | 46500 | 1.93 | 83
LENNOX | SL25XPV-048-230A** | C35-60C+TDR+TXV | EL296UH110XV48C* | 11.6 | 44000 | 5000 | 207436528 | ccASHP | HRCU-A-CB | DAVE LENNOX SIGNATURE SL25XPV SERIES | 20 | 46500 | 1.93 | 83
LENNOX | SL25XPV-048-230A** | C35-60C+TDR+TXV | EL296UH090XV60C* | 11.6 | 44000 | 5000 | 207436527 | ccASHP | HRCU-A-CB | DAVE LENNOX SIGNATURE SL25XPV SERIES | 20 | 46500 | 1.93 | 83
LENNOX | SL25XPV-048-230A** | C35-60C+TDR+TXV | EL296UH090XV48C* | 11.6 | 44000 | 5000 | 207436526 | ccASHP | HRCU-A-CB | DAVE LENNOX SIGNATURE SL25XPV SERIES | 20 | 46500 | 1.93 | 83
LENNOX | SL25XPV-048-230A** | CBA38MV-060-230*+TDR |  | 11.6 | 44500 | 5000 | 207436144 | ccASHP | HRCU-A-CB | DAVE LENNOX SIGNATURE SL25XPV SERIES | 20 | 45500 | 1.97 | 79
LG | LUU420HHV | LCN429HV |  | 11.6 | 48000 | $2,500: 2 indoor heads; $5,000: >=3 indoor heads | 205788765 | ccASHP | HRCU-A-CB-O |  | 19.5 | 42000 | 2.04 | 100
SAMSUNG | AC009BXADCH | AC009BNNDCH |  | 11.7 | 10000 | $2,500: 2 indoor heads; $5,000: >=3 indoor heads | 207462387 | ccASHP | HRCU-A-CB-O | WindFree? Mini 4-Way Cassette | 21 | 9100 | 1.8 | 116
DAIKIN | RX09RMVJU | FFQ09Q2VJU |  | 11.7 | 10000 | $2,500: 2 indoor heads; $4,000: >=3 indoor heads | 201986968 | ASHP | HRCU-A-CB-O |  | 20.9 | 9100
DAIKIN | RX09RMVJU9 | FFQ09Q2VJU |  | 11.7 | 10000 | $2,500: 2 indoor heads; $4,000: >=3 indoor heads | 202682023 | ASHP | HRCU-A-CB-O |  | 20.9 | 9100
DAIKIN | RX09QMVJU | FFQ09Q2VJU |  | 11.7 | 10000 | $2,500: 2 indoor heads; $4,000: >=3 indoor heads | 9966569 | ASHP | HRCU-A-CB-O |  | 20.9 | 9100
DAIKIN | RXL09QMVJU | FVXS09NVJU |  | 11.7 | 10089 | $2,500: 2 indoor heads; $5,000: >=3 indoor heads | 8849459 | ccASHP | HRCU-A-CB-O | Aurora Series | 20 | 9000 | 2.14 | 99
FUJITSU | AOUH09LUAS1 | ADUH09LUAS1 |  | 11.7 | 12000 | $2,500: 2 indoor heads; $5,000: >=3 indoor heads | 206579740 | ccASHP | HRCU-A-CB |  | 20 | 9000 | 2.23 | 84
FUJITSU | AOU12RLFC | ARU12RGLX |  | 11.7 | 16000 | $2,500: 2 indoor heads; $5,000: >=3 indoor heads | 202537546 | ccASHP | HRCU-A-CB | Halcyon Single-room Mini-Split Systems Slim | 21.3 | 12000 | 2.37 | 104
FUJITSU | AOUH12LUAS1 | ARUH12LUAS |  | 11.7 | 16000 | $2,500: 2 indoor heads; $4,000: >=3 indoor heads | 207334301 | ASHP | HRCU-A-CB |  | 21.3 | 12000
AMERICAN STANDARD / MITSUBISHI ELECTRIC | NAXSST15A112AA | NAXWST15A112AA |  | 11.7 | 18000 | $2,500: 2 indoor heads; $5,000: >=3 indoor heads | 202373694 | ccASHP | HRCU-A-CB-O | M-Series | 21.6 | 14000 | 2.63 | 78
MITSUBISHI ELECTRIC | MUZ-GL15NA*** | MSZ-GL15NA*** |  | 11.7 | 18000 | $2,500: 2 indoor heads; $5,000: >=3 indoor heads | 202680596 | ccASHP | HRCU-A-CB-O | M-Series | 21.6 | 14000 | 2.63 | 78
TRANE / MITSUBISHI ELECTRIC | NTXSST15A112AA | NTXWST15A112AA |  | 11.7 | 18000 | $2,500: 2 indoor heads; $5,000: >=3 indoor heads | 202373734 | ccASHP | HRCU-A-CB-O | M-Series | 21.6 | 14000 | 2.63 | 78
MITSUBISHI ELECTRIC | NAXSST15A112A* | MSZ-GL15NA*** |  | 11.7 | 18000 | $2,500: 2 indoor heads; $5,000: >=3 indoor heads | 204629355 | ccASHP | HRCU-A-CB-O | Nv Series | 21.6 | 14000 | 2.63 | 78
MITSUBISHI ELECTRIC | MUZ-GL15NA*** | NAXWST15A112A* |  | 11.7 | 18000 | $2,500: 2 indoor heads; $5,000: >=3 indoor heads | 204629224 | ccASHP | HRCU-A-CB-O | M-Series | 21.6 | 14000 | 2.63 | 78
MITSUBISHI ELECTRIC | MUZ-GL15NA*** | NTXWST15A112A* |  | 11.7 | 18000 | $2,500: 2 indoor heads; $5,000: >=3 indoor heads | 204629183 | ccASHP | HRCU-A-CB-O | M-Series | 21.6 | 14000 | 2.63 | 78
MITSUBISHI ELECTRIC | MUZ-GL15NA-U1 | MSZ-GL15NA-U1 |  | 11.7 | 18000 | $2,500: 2 indoor heads; $5,000: >=3 indoor heads | 201754313 | ccASHP | HRCU-A-CB-O | Mitsubishi Electric | 21.6 | 14000 | 2.63 | 78
MITSUBISHI ELECTRIC | NTXSST15A112A* | MSZ-GL15NA*** |  | 11.7 | 18000 | $2,500: 2 indoor heads; $5,000: >=3 indoor heads | 204629268 | ccASHP | HRCU-A-CB-O | Nv Series | 21.6 | 14000 | 2.63 | 78
MITSUBISHI ELECTRIC | PUMY-HP36NKMU1 |  |  | 11.7 | 42000 | $2,500: 2 indoor heads; $5,000: >=3 indoor heads | 204834273 | ccASHP | HMSV-A-CB |  | 18.3 | 36000 | 1.9 | 100
MITSUBISHI ELECTRIC | PUMY-HP36NKMU |  |  | 11.7 | 42000 | $2,500: 2 indoor heads; $5,000: >=3 indoor heads | 202423533 | ccASHP | HMSV-A-CB | S-Series H2i | 18.3 | 36000 | 1.9 | 100
TRANE / MITSUBISHI ELECTRIC | TUMYH0361AK41** |  |  | 11.7 | 42000 | $2,500: 2 indoor heads; $5,000: >=3 indoor heads | 204834280 | ccASHP | HMSV-A-CB |  | 18.3 | 36000 | 1.9 | 100
TRANE / MITSUBISHI ELECTRIC | TUMYH0361AK40** |  |  | 11.7 | 42000 | $2,500: 2 indoor heads; $5,000: >=3 indoor heads | 202850708 | ccASHP | HMSV-A-CB |  | 18.3 | 36000 | 1.9 | 100
LG | ARUM036GSS5 |  |  | 11.7 | 42000 | $2,500: 2 indoor heads; $5,000: >=3 indoor heads | 205967240 | ccASHP | HMSR-A-CB | MULTI V S HR/HP | 20.65 | 36000 | 2.43 | 100
GREE | GMV-36WL/B-T(U) |  |  | 11.7 | 45000 | $2,500: 2 indoor heads; $5,000: >=3 indoor heads | 8654208 | ccASHP | HMSV-A-CB | GMV5 Mini | 20.5 | 36000 | 2.1 | 100
LG | LUU480HHV | LCN489HV |  | 11.7 | 52000 | $2,500: 2 indoor heads; $5,000: >=3 indoor heads | 205788771 | ccASHP | HRCU-A-CB-O |  | 17.5 | 48000 | 2.22 | 100
HITACHI | HVAHP048B21S |  |  | 11.7 | 54000 | $2,500: 2 indoor heads; $4,000: >=3 indoor heads | 8937158 | ASHP | HMSV-A-CB |  | 24.1 | 48000
YORK | YVAHP048B21S* |  |  | 11.7 | 54000 | $2,500: 2 indoor heads; $4,000: >=3 indoor heads | 203994968 | ASHP | HMSV-A-CB |  | 24.1 | 48000
COLEMAN | CVAHP048B21S* |  |  | 11.7 | 54000 | $2,500: 2 indoor heads; $4,000: >=3 indoor heads | 203994972 | ASHP | HMSV-A-CB |  | 24.1 | 48000
HITACHI | HVAHP048B21S* |  |  | 11.7 | 54000 | $2,500: 2 indoor heads; $4,000: >=3 indoor heads | 203994970 | ASHP | HMSV-A-CB |  | 24.1 | 48000
YORK | YVAHP048B21S |  |  | 11.7 | 54000 | $2,500: 2 indoor heads; $4,000: >=3 indoor heads | 8930728 | ASHP | HMSV-A-CB |  | 24.1 | 48000
COLEMAN | CVAHP048B21S |  |  | 11.7 | 54000 | $2,500: 2 indoor heads; $4,000: >=3 indoor heads | 202140587 | ASHP | HMSV-A-CB |  | 24.1 | 48000
YORK | YVAHP048B21S* |  |  | 11.75 | 54000 | $2,500: 2 indoor heads; $4,000: >=3 indoor heads | 203995168 | ASHP | HMSV-A-CB |  | 21.25 | 48000
COLEMAN | CVAHP048B21S* |  |  | 11.75 | 54000 | $2,500: 2 indoor heads; $4,000: >=3 indoor heads | 203995174 | ASHP | HMSV-A-CB |  | 21.25 | 48000
HITACHI | HVAHP048B21S* |  |  | 11.75 | 54000 | $2,500: 2 indoor heads; $4,000: >=3 indoor heads | 203995170 | ASHP | HMSV-A-CB |  | 21.25 | 48000
MITSUBISHI ELECTRIC | MUZ-GL09NAH-U1 | MSZ-GL09NA-U1 |  | 11.8 | 10900 | $2,500: 2 indoor heads; $5,000: >=3 indoor heads | 201849577 | ccASHP | HRCU-A-CB-O | M-Series | 24.6 | 9000 | 2.39 | 73
MITSUBISHI ELECTRIC | MUZ-GL09NAH*** | MSZ-GL09NA*** |  | 11.8 | 10900 | $2,500: 2 indoor heads; $5,000: >=3 indoor heads | 202680597 | ccASHP | HRCU-A-CB-O | M-Series | 24.6 | 9000 | 2.39 | 73
LG | LAU090HYV | LAN090HYV |  | 11.8 | 11000 | $2,500: 2 indoor heads; $4,000: >=3 indoor heads | 6468419 | ASHP | HRCU-A-CB-O |  | 27.5 | 9000
MITSUBISHI ELECTRIC | SUZ-KA12NAH2 | SEZ-KD12NA |  | 11.8 | 15000 | $2,500: 2 indoor heads; $4,000: >=3 indoor heads | 202392032 | ASHP | HRCU-A-CB | M-Series | 20.5 | 12000
RHEEM | ROSH30AHXHJ | RIWH30AVFJ |  | 11.8 | 32000 | $2,500: 2 indoor heads; $5,000: >=3 indoor heads | 10595381 | ccASHP | HRCU-A-CB-O | Rheem Single-room Mini-Split Systems | 18.7 | 30000 | 2.06 | 100
FUJITSU | AOU30RLXEH | ASU30RLE |  | 11.8 | 32000 | $2,500: 2 indoor heads; $5,000: >=3 indoor heads | 8912454 | ccASHP | HRCU-A-CB-O | Halcyon Single-room Mini-Split Systems | 18.7 | 30000 | 2.06 | 100
TOSHIBA CARRIER | RAV-SP300AT2-UL | RAV-SP301BT-UL |  | 11.8 | 34000 | $2,500: 2 indoor heads; $4,000: >=3 indoor heads | 9854722 | ASHP | HRCU-A-CB-O |  | 20 | 30000
LENNOX | SL25XPV-048-230A** | C35-60C+TDR+TXV | SL280UH100NV60C* | 11.8 | 43500 | 5000 | 207436533 | ccASHP | HRCU-A-CB | DAVE LENNOX SIGNATURE SL25XPV SERIES | 21 | 47000 | 1.96 | 83
LENNOX | SL25XPV-048-230A** | CX35-60C+TDR | SL280UH080NV60C* | 11.8 | 43500 | 5000 | 207436605 | ccASHP | HRCU-A-CB | DAVE LENNOX SIGNATURE SL25XPV SERIES | 21 | 47000 | 1.96 | 83
LENNOX | SL25XPV-048-230A** | CX35-60C+TDR | SL280UH100NV60C* | 11.8 | 43500 | 5000 | 207436608 | ccASHP | HRCU-A-CB | DAVE LENNOX SIGNATURE SL25XPV SERIES | 21 | 47000 | 1.96 | 83
LENNOX | SL25XPV-048-230A** | C35-60C+TDR+TXV | SL280UH080NV60C* | 11.8 | 43500 | 5000 | 207436530 | ccASHP | HRCU-A-CB | DAVE LENNOX SIGNATURE SL25XPV SERIES | 21 | 47000 | 1.96 | 83
YORK | YVAHP048B21S |  |  | 11.8 | 54000 | $2,500: 2 indoor heads; $4,000: >=3 indoor heads | 8930729 | ASHP | HMSV-A-CB |  | 18.4 | 48000
COLEMAN | CVAHP048B21S |  |  | 11.8 | 54000 | $2,500: 2 indoor heads; $4,000: >=3 indoor heads | 202140589 | ASHP | HMSV-A-CB |  | 18.4 | 48000
HITACHI | HVAHP048B21S |  |  | 11.8 | 54000 | $2,500: 2 indoor heads; $4,000: >=3 indoor heads | 8937159 | ASHP | HMSV-A-CB |  | 18.4 | 48000
COLEMAN | CVAHP048B21S* |  |  | 11.8 | 54000 | $2,500: 2 indoor heads; $4,000: >=3 indoor heads | 203994980 | ASHP | HMSV-A-CB |  | 18.4 | 48000
YORK | YVAHP048B21S* |  |  | 11.8 | 54000 | $2,500: 2 indoor heads; $4,000: >=3 indoor heads | 203994974 | ASHP | HMSV-A-CB |  | 18.4 | 48000
HITACHI | HVAHP048B21S* |  |  | 11.8 | 54000 | $2,500: 2 indoor heads; $4,000: >=3 indoor heads | 203994976 | ASHP | HMSV-A-CB |  | 18.4 | 48000
RHEEM | RP2024BJV | RCF6021SEA | R97VA060M317K | 11.85 | 24000 | 4000 | 205760823 | ASHP | HRCU-A-CB |  | 21.5 | 24000
RUUD | UP2024BJV | RCF6021SEA | U97VA060M317K | 11.85 | 24000 | 4000 | 205760833 | ASHP | HRCU-A-CB |  | 21.5 | 24000
FUJITSU | FO2420RVJCAB | FCC6021ESA | FF60173LM97K | 11.85 | 24000 | 4000 | 205772873 | ASHP | HRCU-A-CB |  | 21.5 | 24000
MITSUBISHI ELECTRIC | PUMY-HP36NKMU |  |  | 11.85 | 42000 | $2,500: 2 indoor heads; $5,000: >=3 indoor heads | 202426335 | ccASHP | HMSV-A-CB | S-Series H2i | 20.3 | 36000 | 1.95 | 100
TRANE / MITSUBISHI ELECTRIC | TUMYH0361AK41** |  |  | 11.85 | 42000 | $2,500: 2 indoor heads; $5,000: >=3 indoor heads | 204926544 | ccASHP | HMSV-A-CB | S-Series | 20.3 | 36000 | 1.95 | 100
MITSUBISHI ELECTRIC | PUMY-HP36NKMU1 |  |  | 11.85 | 42000 | $2,500: 2 indoor heads; $5,000: >=3 indoor heads | 204926535 | ccASHP | HMSV-A-CB | S-Series | 20.3 | 36000 | 1.95 | 100
TRANE / MITSUBISHI ELECTRIC | TUMYH0361AK40** |  |  | 11.85 | 42000 | $2,500: 2 indoor heads; $4,000: >=3 indoor heads | 202850718 | ASHP | HMSV-A-CB |  | 20.3 | 36000
MITSUBISHI ELECTRIC | SUZ-KA09NAH2 | PEAD-A09AA |  | 11.9 | 12000 | $2,500: 2 indoor heads; $4,000: >=3 indoor heads | 202392044 | ASHP | HRCU-A-CB | M-Series | 19.7 | 9000
FUJITSU | FO2420RVJCAB | FCC6021ESA | FF70173LM97K | 11.9 | 24000 | 4000 | 205772874 | ASHP | HRCU-A-CB |  | 21.5 | 24000
RHEEM | RP2024BJV | RCF6021SEA | R97VA070M317K | 11.9 | 24000 | 4000 | 205760826 | ASHP | HRCU-A-CB |  | 21.5 | 24000
RUUD | UP2024BJV | RCF6021SEA | U97VA070M317K | 11.9 | 24000 | 4000 | 205760834 | ASHP | HRCU-A-CB |  | 21.5 | 24000
FUJITSU | FO2420RVJCAB | FCC6021ESA | FF115245LM97K | 11.9 | 24200 | 4000 | 205772877 | ASHP | HRCU-A-CB |  | 21.6 | 24200
FUJITSU | FO2420RVJCAB | FCC6021ESA | FF85215LM97K | 11.9 | 24200 | 4000 | 205772875 | ASHP | HRCU-A-CB |  | 21.55 | 24200
RUUD | UP2024BJV | RCF6021SEA | U97VA085M521K | 11.9 | 24200 | 4000 | 205760836 | ASHP | HRCU-A-CB |  | 21.55 | 24200
RHEEM | RP2024BJV | RCF6021SEA | R97VA115M524K | 11.9 | 24200 | 4000 | 205760832 | ASHP | HRCU-A-CB |  | 21.6 | 24200
RHEEM | RP2024BJV | RCF6021SEA | R97VA085M521K | 11.9 | 24200 | 4000 | 205760828 | ASHP | HRCU-A-CB |  | 21.55 | 24200
RUUD | UP2024BJV | RCF6021SEA | U97VA115M524K | 11.9 | 24200 | 4000 | 205760840 | ASHP | HRCU-A-CB |  | 21.6 | 24200
TOSHIBA CARRIER | RAV-SP360AT2-UL | RAV-SP360UT-UL |  | 11.9 | 36000 | $2,500: 2 indoor heads; $4,000: >=3 indoor heads | 3638311 | ASHP | HRCU-A-CB-O |  | 21 | 36400
HITACHI | HVAHP036B21S* |  |  | 11.9 | 40000 | $2,500: 2 indoor heads; $4,000: >=3 indoor heads | 203995169 | ASHP | HMSV-A-CB |  | 21.1 | 36000
YORK | YVAHP036B21S* |  |  | 11.9 | 40000 | $2,500: 2 indoor heads; $4,000: >=3 indoor heads | 203995167 | ASHP | HMSV-A-CB |  | 21.1 | 36000
COLEMAN | CVAHP036B21S* |  |  | 11.9 | 40000 | $2,500: 2 indoor heads; $4,000: >=3 indoor heads | 203995173 | ASHP | HMSV-A-CB |  | 21.1 | 36000
PAYNE | 38MARBQ09AA3 | 40MBDQ09--3 |  | 12 | 10000 | $2,500: 2 indoor heads; $5,000: >=3 indoor heads | 206350350 | ccASHP | HRCU-A-CB | Mid-Tier | 23 | 9000 | 1.8 | 102
KEEPRITE | DLCSRBH09AAK | DLFSDAH09XAK |  | 12 | 10000 | $2,500: 2 indoor heads; $5,000: >=3 indoor heads | 206350427 | ccASHP | HRCU-A-CB | ProComfort | 23 | 9000 | 1.8 | 102
KERR | A-KMH09SU-1 | B-KMH09DU-1 |  | 12 | 10000 | $2,500: 2 indoor heads; $5,000: >=3 indoor heads | 202110997 | ccASHP | HRCU-A-CB |  | 23 | 9000 | 2.07 | 83
MRCOOL | O-HH-09-HP-C-230 | DUCT-09HP-230 |  | 12 | 10000 | $2,500: 2 indoor heads; $5,000: >=3 indoor heads | 204469768 | ccASHP | HRCU-A-CB |  | 23 | 9000 | 2.07 | 83
WEATHERMAKER | 38MARBQ09AA3 | 40MBDQ09--3 |  | 12 | 10000 | $2,500: 2 indoor heads; $5,000: >=3 indoor heads | 206350361 | ccASHP | HRCU-A-CB | Mid-Tier | 23 | 9000 | 1.8 | 102
MIDEA | 38MARBQ09AA3 | 40MBDQ09--3 |  | 12 | 10000 | $2,500: 2 indoor heads; $5,000: >=3 indoor heads | 206350372 | ccASHP | HRCU-A-CB | Excel | 23 | 9000 | 1.8 | 102
MIDEA | DLCSRBH09AAK | DLFSDAH09XAK |  | 12 | 10000 | $2,500: 2 indoor heads; $5,000: >=3 indoor heads | 206350449 | ccASHP | HRCU-A-CB | Excel | 23 | 9000 | 1.8 | 102
MOOVAIR | DM09HOS25230E3 | DM09HIDU230X5 |  | 12 | 10000 | $2,500: 2 indoor heads; $5,000: >=3 indoor heads | 204005740 | ccASHP | HRCU-A-CB |  | 23 | 9000 | 2.07 | 83
MDV | MOB30-09HFN1-MX0W | MTIU-09HWFN1-M |  | 12 | 10000 | $2,500: 2 indoor heads; $5,000: >=3 indoor heads | 200059289 | ccASHP | HRCU-A-CB |  | 23 | 9000 | 2.07 | 83
AIRQUEST | DLCSRBH09AAK | DLFSDAH09XAK |  | 12 | 10000 | $2,500: 2 indoor heads; $5,000: >=3 indoor heads | 206350482 | ccASHP | HRCU-A-CB | QuietComfort | 23 | 9000 | 1.8 | 102
BOSCH | BMS500-AAS009-1CSXHB | BMS500-AAU009-1AHDXB |  | 12 | 10000 | $2,500: 2 indoor heads; $5,000: >=3 indoor heads | 204014467 | ccASHP | HRCU-A-CB | Bosch Climate 5000 ductless minisplit series | 23 | 9000 | 2.07 | 83
ARCOAIRE | DLCSRBH09AAK | DLFSDAH09XAK |  | 12 | 10000 | $2,500: 2 indoor heads; $5,000: >=3 indoor heads | 206350383 | ccASHP | HRCU-A-CB | DuraComfort | 23 | 9000 | 1.8 | 102
CARRIER | 38MARBQ09AA3 | 40MBDQ09--3 |  | 12 | 10000 | $2,500: 2 indoor heads; $5,000: >=3 indoor heads | 206350328 | ccASHP | HRCU-A-CB | Performance | 23 | 9000 | 1.8 | 102
DAY & NIGHT | DLCSRBH09AAK | DLFSDAH09XAK |  | 12 | 10000 | $2,500: 2 indoor heads; $5,000: >=3 indoor heads | 206350405 | ccASHP | HRCU-A-CB | Constant Comfort | 23 | 9000 | 1.8 | 102
COMFORTMAKER | DLCSRBH09AAK | DLFSDAH09XAK |  | 12 | 10000 | $2,500: 2 indoor heads; $5,000: >=3 indoor heads | 206350394 | ccASHP | HRCU-A-CB | QuietComfort | 23 | 9000 | 1.8 | 102
COMFORTSTAR | CXH009CD(O) | CPA-09B |  | 12 | 10000 | $2,500: 2 indoor heads; $5,000: >=3 indoor heads | 202575866 | ccASHP | HRCU-A-CB |  | 23 | 9000 | 2.07 | 83
ELIOS | DE09HOS25230E3 | DE09HIDU230X5 |  | 12 | 10000 | $2,500: 2 indoor heads; $5,000: >=3 indoor heads | 204005778 | ccASHP | HRCU-A-CB |  | 23 | 9000 | 2.07 | 83
ELIOS | DE09HOS25230E3 | DM09HIDU230X5 |  | 12 | 10000 | $2,500: 2 indoor heads; $5,000: >=3 indoor heads | 205300173 | ccASHP | HRCU-A-CB |  | 23 | 9000 | 2.07 | 83
HAIER | 1U09ES2VHA | AW09ES2VH* |  | 12 | 10000 | $2,500: 2 indoor heads; $5,000: >=3 indoor heads | 10338837 | ccASHP | HRCU-A-CB-O | Advanced | 23.5 | 9000 | 2.48 | 100
KENMORE | DLCSRBH09AAK | DLFSDAH09XAK |  | 12 | 10000 | $2,500: 2 indoor heads; $5,000: >=3 indoor heads | 206350438 | ccASHP | HRCU-A-CB | Mid-Tier | 23 | 9000 | 1.8 | 102
BRYANT | 38MARBQ09AA3 | 40MBDQ09--3 |  | 12 | 10000 | $2,500: 2 indoor heads; $5,000: >=3 indoor heads | 206350339 | ccASHP | HRCU-A-CB | Preferred | 23 | 9000 | 1.8 | 102
C&H | CH-09DKT230VO | CH-09LCDTU/I |  | 12 | 10000 | $2,500: 2 indoor heads; $5,000: >=3 indoor heads | 204098424 | ccASHP | HRCU-A-CB | Single Zone Dakota Hyper Duct | 23 | 9000 | 2.07 | 83
C&H | CH-HYP09SPH230VO | CH-M09DTUI |  | 12 | 10000 | $2,500: 2 indoor heads; $5,000: >=3 indoor heads | 205263851 | ccASHP | HRCU-A-CB |  | 23 | 9000 | 2.07 | 83
HEIL | DLCSRBH09AAK | DLFSDAH09XAK |  | 12 | 10000 | $2,500: 2 indoor heads; $5,000: >=3 indoor heads | 206350416 | ccASHP | HRCU-A-CB | QuietComfort | 23 | 9000 | 1.8 | 102
TEMPSTAR | DLCSRBH09AAK | DLFSDAH09XAK |  | 12 | 10000 | $2,500: 2 indoor heads; $5,000: >=3 indoor heads | 206350460 | ccASHP | HRCU-A-CB | QuietComfort | 23 | 9000 | 1.8 | 102
MDV | MOX330-09HFN1-MY5W | MTIU-09HWFN1-M |  | 12 | 10000 | $2,500: 2 indoor heads; $4,000: >=3 indoor heads | 206330123 | ASHP | HRCU-A-CB |  | 23 | 9000
KARDA | 1KARDA09SZO25 | 2PAMSDH09 |  | 12 | 10000 | $2,500: 2 indoor heads; $4,000: >=3 indoor heads | 206348120 | ASHP | HRCU-A-CB |  | 23 | 9000
PERFECTAIRE | 1KARDA09SZO25 | 2PAMSDH09 |  | 12 | 10000 | $2,500: 2 indoor heads; $4,000: >=3 indoor heads | 206348124 | ASHP | HRCU-A-CB |  | 23 | 9000
SMART COMFORT | DLCSRBH09AAK | DLFSDAH09XAK |  | 12 | 10000 | $2,500: 2 indoor heads; $4,000: >=3 indoor heads | 206350471 | ASHP | HRCU-A-CB |  | 23 | 9000
NOVAIR PLUS | 09EVONVO | 09EVDNVI |  | 12 | 10000 | $2,500: 2 indoor heads; $4,000: >=3 indoor heads | 205281386 | ASHP | HRCU-A-CB |  | 23 | 9000
BRYANT | 38MAQB09R--3 | 40MBDQ09---3 |  | 12 | 10000 | $2,500: 2 indoor heads; $4,000: >=3 indoor heads | 201846963 | ASHP | HRCU-A-CB |  | 23 | 9000
PAYNE | 38MAQB09R--3 | 40MBDQ09---3 |  | 12 | 10000 | $2,500: 2 indoor heads; $4,000: >=3 indoor heads | 201846975 | ASHP | HRCU-A-CB |  | 23 | 9000
BREEZE33 | BZ33-HYP09HPOUT2-P | BZ33-DIDU9-P |  | 12 | 10000 | $2,500: 2 indoor heads; $4,000: >=3 indoor heads | 205470429 | ASHP | HRCU-A-CB |  | 23 | 9000
PERFECTAIRE | 1PAMSHH09-SZO-25 | 2PAMSDH09 |  | 12 | 10000 | $2,500: 2 indoor heads; $4,000: >=3 indoor heads | 207192288 | ASHP | HRCU-A-CB |  | 23 | 9000
NORTON AIR CONDITIONERS | OHP14-09-12-25 | DHP14-09-12-U |  | 12 | 10000 | $2,500: 2 indoor heads; $4,000: >=3 indoor heads | 205300199 | ASHP | HRCU-A-CB |  | 23 | 9000
DIRECT AIR | MOB30-09HFN1-MX0W | MTIU-09HWFN1-M |  | 12 | 10000 | $2,500: 2 indoor heads; $4,000: >=3 indoor heads | 203269792 | ASHP | HRCU-A-CB |  | 23 | 9000
WEATHERMAKER | 38MAQB09R--3 | 40MBDQ09---3 |  | 12 | 10000 | $2,500: 2 indoor heads; $4,000: >=3 indoor heads | 205772835 | ASHP | HRCU-A-CB |  | 23 | 9000
SENVILLE | SENA/09HF/OZ | SENA/09HF/ID |  | 12 | 10000 | $2,500: 2 indoor heads; $4,000: >=3 indoor heads | 205921390 | ASHP | HRCU-A-CB |  | 23 | 9000
CARRIER | 38MAQB09R--3 | 40MBDQ09---3 |  | 12 | 10000 | $2,500: 2 indoor heads; $4,000: >=3 indoor heads | 201846960 | ASHP | HRCU-A-CB |  | 23 | 9000
LENNOX | MLA009S4S-1P | MMDB009S4-2P |  | 12 | 10000 | $2,500: 2 indoor heads; $4,000: >=3 indoor heads | 10528569 | ASHP | HRCU-A-CB |  | 23 | 9000
MIDEA | MOB30-09HFN1-MX0W | MTIU-09HWFN1-M |  | 12 | 10000 | $2,500: 2 indoor heads; $4,000: >=3 indoor heads | 200059290 | ASHP | HRCU-A-CB |  | 23 | 9000
MIDEA | 38MAQB09R--3 | 40MBDQ09---3 |  | 12 | 10000 | $2,500: 2 indoor heads; $4,000: >=3 indoor heads | 201846995 | ASHP | HRCU-A-CB |  | 23 | 9000
COMFORT-AIRE | A-VMH09SU-1 | B-VMH09DU-1 |  | 12 | 10000 | $2,500: 2 indoor heads; $4,000: >=3 indoor heads | 202110989 | ASHP | HRCU-A-CB |  | 23 | 9000
CENTURY | A-VMH09SU-1 | B-VMH09DU-1 |  | 12 | 10000 | $2,500: 2 indoor heads; $4,000: >=3 indoor heads | 202110990 | ASHP | HRCU-A-CB |  | 23 | 9000
LG | LAU090HYV1 | LAN090HYV1 |  | 12 | 11000 | $2,500: 2 indoor heads; $5,000: >=3 indoor heads | 7947563 | ccASHP | HRCU-A-CB-O |  | 27.5 | 9000 | 2.88 | 102
SAMSUNG | AR09BSFCMWKX | AR09BSFCMWKN |  | 12 | 11000 | $2,500: 2 indoor heads; $4,000: >=3 indoor heads | 207349353 | ASHP | HRCU-A-CB-O | Wind-Free? 2.0 | 23.5 | 9000
SAMSUNG | AR09TSFYBWKX | AR09TSFYBWKN |  | 12 | 11000 | $2,500: 2 indoor heads; $4,000: >=3 indoor heads | 205132632 | ASHP | HRCU-A-CB-O | Quantum 2.0 | 23.5 | 9000
WILLIS | WUHO12KW22S | WUHI12KHW |  | 12 | 11800 | $2,500: 2 indoor heads; $5,000: >=3 indoor heads | 9038619 | ccASHP | HRCU-A-CB-O |  | 22.5 | 12000 | 1.8 | 101
EMERSON QUIET KOOL | HP-22EACH12R2O | HP-22EACH12R2I |  | 12 | 11800 | $2,500: 2 indoor heads; $5,000: >=3 indoor heads | 10298957 | ccASHP | HRCU-A-CB-O | Max Heat RAC Series | 22.5 |  | 1.8 | 101
COMFORT-AIRE | B-VMH12SU-1 | A-VMH12SU-1 |  | 12 | 11800 | $2,500: 2 indoor heads; $5,000: >=3 indoor heads | 200059039 | ccASHP | HRCU-A-CB-O |  | 22.5 | 12000 | 1.8 | 101
CENTURY | B-VMH12SU-1 | A-VMH12SU-1 |  | 12 | 11800 | $2,500: 2 indoor heads; $5,000: >=3 indoor heads | 200059040 | ccASHP | HRCU-A-CB-O |  | 22.5 | 12000 | 1.8 | 101
BRYANT | 38MAQB12R--3 | 40MBDQ12---3 |  | 12 | 12000 | $2,500: 2 indoor heads; $5,000: >=3 indoor heads | 201846964 | ccASHP | HRCU-A-CB | Preferred Series | 20.5 | 12000 | 1.86 | 102
PAYNE | 38MAQB12R--3 | 40MBDQ12---3 |  | 12 | 12000 | $2,500: 2 indoor heads; $5,000: >=3 indoor heads | 201846976 | ccASHP | HRCU-A-CB | Mid-tier | 20.5 | 12000 | 1.86 | 102
PAYNE | 38MAQB12R--3 | DHMSHAQ12XA3 |  | 12 | 12000 | $2,500: 2 indoor heads; $5,000: >=3 indoor heads | 201846969 | ccASHP | HRCU-A-CB-O | Mid-tier | 22.5 | 12000 | 1.98 | 100
PERFECTAIRE | 1PAMSHH12-SZO-22.5 | 1PAMSHH12-SZW-22.5 |  | 12 | 12000 | $2,500: 2 indoor heads; $5,000: >=3 indoor heads | 9856845 | ccASHP | HRCU-A-CB-O | HYPERTEK | 22.5 | 12000 | 1.8 | 100
CARRIER | 38MAQB12R--3 | 40MAQB12B--3 |  | 12 | 12000 | $2,500: 2 indoor heads; $5,000: >=3 indoor heads | 8738636 | ccASHP | HRCU-A-CB-O |  | 22.5 | 12000 | 1.98 | 100
MIDEA | 38MAQB12R--3 | 40MBDQ12---3 |  | 12 | 12000 | $2,500: 2 indoor heads; $5,000: >=3 indoor heads | 201846996 | ccASHP | HRCU-A-CB | Excel Series | 20.5 | 12000 | 1.86 | 102
BRYANT | 38MAQB12R--3 | 619PEQ012BBMA |  | 12 | 12000 | $2,500: 2 indoor heads; $5,000: >=3 indoor heads | 8738645 | ccASHP | HRCU-A-CB-O | Preferred Series | 22.5 | 12000 | 1.98 | 100
CARRIER | 38MAQB12R--3 | 40MBDQ12---3 |  | 12 | 12000 | $2,500: 2 indoor heads; $5,000: >=3 indoor heads | 201846961 | ccASHP | HRCU-A-CB | Performance Series | 20.5 | 12000 | 1.86 | 102
MIDEA | 38MAQB12R--3 | DHMSHAQ12XA3 |  | 12 | 12000 | $2,500: 2 indoor heads; $5,000: >=3 indoor heads | 201846989 | ccASHP | HRCU-A-CB-O | Excel | 22.5 | 12000 | 1.98 | 100
KARDA | 1PAMSHH12-SZO-22.5 | 1PAMSHH12-SZW-22.5 |  | 12 | 12000 | $2,500: 2 indoor heads; $5,000: >=3 indoor heads | 201830346 | ccASHP | HRCU-A-CB-O | HYPERTEK | 22.5 | 12000 | 1.8 | 100
COMFEE | MOB30-12HFN1-MV0W | CS11M-12HRFN1-MV0W |  | 12 | 12000 | $2,500: 2 indoor heads; $4,000: >=3 indoor heads | 205092317 | ASHP | HRCU-A-CB-O |  | 22.5 | 12000
C&H | CH-HYP12SPH230VO | CH-D12MSPHWM-230VI |  | 12 | 12000 | $2,500: 2 indoor heads; $4,000: >=3 indoor heads | 205263874 | ASHP | HRCU-A-CB-O |  | 22.5 | 12000
COMFORT-AIRE | A-VMH12SU-1 | B-VMH12SU-1C |  | 12 | 12000 | $2,500: 2 indoor heads; $4,000: >=3 indoor heads | 205288546 | ASHP | HRCU-A-CB-O |  | 22.5 | 12000
MDV | MOB30-12HFN1-MV0W | CS11M-12HRFN1-MU5W |  | 12 | 12000 | $2,500: 2 indoor heads; $4,000: >=3 indoor heads | 8704432 | ASHP | HRCU-A-CB-O |  | 22.5 | 12000
DIRECT AIR | MOB30-12HFN1-MV0W | CS11M-12HRFN1-MU5W |  | 12 | 12000 | $2,500: 2 indoor heads; $4,000: >=3 indoor heads | 8775827 | ASHP | HRCU-A-CB-O |  | 22.5 | 12000
SENVILLE | SENA/12HF/OZ | SENA/12HF/IZ |  | 12 | 12000 | $2,500: 2 indoor heads; $4,000: >=3 indoor heads | 8797150 | ASHP | HRCU-A-CB-O |  | 22.5 | 12000
KERR | A-KMH12SU-1 | B-KMH12SU-1 |  | 12 | 12000 | $2,500: 2 indoor heads; $4,000: >=3 indoor heads | 9710790 | ASHP | HRCU-A-CB-O |  | 22.5 | 12000
BREEZE33 | BZ33-HYP12HPOUT2-P | BZ33-HYP12WALL2-P |  | 12 | 12000 | $2,500: 2 indoor heads; $4,000: >=3 indoor heads | 205470422 | ASHP | HRCU-A-CB-O |  | 22.5 | 12000
NORTON AIR CONDITIONERS | OHP14-12-12-25 | DWHP14-12-12-25 |  | 12 | 12000 | $2,500: 2 indoor heads; $4,000: >=3 indoor heads | 205300192 | ASHP | HRCU-A-CB-O |  | 22.5 | 12000
CANAIR | C23SCH12H21 | C23SEH12H21 |  | 12 | 12000 | $2,500: 2 indoor heads; $4,000: >=3 indoor heads | 205306862 | ASHP | HRCU-A-CB-O |  | 22.5 | 12000
DANCOOL | DANCS12-OD | DANCS12-ID |  | 12 | 12000 | $2,500: 2 indoor heads; $4,000: >=3 indoor heads | 205334544 | ASHP | HRCU-A-CB-O |  | 22.5 | 12000
SUPREME | YS25M-12HRDN1 | YS25M-12HRDN1 |  | 12 | 12000 | $2,500: 2 indoor heads; $4,000: >=3 indoor heads | 203238005 | ASHP | HRCU-A-CB-O |  | 22.5 | 12000
CONTINENTAL | CH25-12-O | CH25-12-I |  | 12 | 12000 | $2,500: 2 indoor heads; $4,000: >=3 indoor heads | 203363520 | ASHP | HRCU-A-CB-O |  | 22.5 | 12000
KANIONCO | KWSM-12IR410AHS25 | KWSM-12IR410AHS25 |  | 12 | 12000 | $2,500: 2 indoor heads; $4,000: >=3 indoor heads | 205572568 | ASHP | HRCU-A-CB-O |  | 22.5 | 12000
KANIONCO | KWSM-12IR410AHS25 | KWSM-12IR410AHS25 |  | 12 | 12000 | $2,500: 2 indoor heads; $4,000: >=3 indoor heads | 205746737 | ASHP | HRCU-A-CB-O |  | 22.5 | 12000
KARDA | 1KARDA12SZO22.5 | 1KARDA12UVW |  | 12 | 12000 | $2,500: 2 indoor heads; $4,000: >=3 indoor heads | 205756427 | ASHP | HRCU-A-CB-O |  | 22.5 | 12000
KARDA | 1PAMSHH12-SZO-22.5 | 1KARDA12UVW |  | 12 | 12000 | $2,500: 2 indoor heads; $4,000: >=3 indoor heads | 205756431 | ASHP | HRCU-A-CB-O |  | 22.5 | 12000
KARDA | 1KARDA12SZO22.5 | 1PAMSHH12-SZW-22.5 |  | 12 | 12000 | $2,500: 2 indoor heads; $4,000: >=3 indoor heads | 205756435 | ASHP | HRCU-A-CB-O |  | 22.5 | 12000
WEATHERMAKER | 38MAQB12R--3 | DHMSHAQ12XA3 |  | 12 | 12000 | $2,500: 2 indoor heads; $4,000: >=3 indoor heads | 205772829 | ASHP | HRCU-A-CB-O |  | 22.5 | 12000
EMI | DHSZ112DA | DHWAL12DA |  | 12 | 12000 | $2,500: 2 indoor heads; $4,000: >=3 indoor heads | 203514057 | ASHP | HRCU-A-CB-O |  | 22.5 | 12000
GOODMAN | MSH123E23MCAA | MSH123E23AXAA |  | 12 | 12000 | $2,500: 2 indoor heads; $4,000: >=3 indoor heads | 203991091 | ASHP | HRCU-A-CB-O |  | 22.5 | 12000
PERFECTAIRE | 1PAMSHH12-SZO-22.5 | 1PAMSHH12-SZW-22.5 |  | 12 | 12000 | $2,500: 2 indoor heads; $4,000: >=3 indoor heads | 205309420 | ASHP | HRCU-A-CB-O |  | 22.5 | 12000
LG | LAU120HYV1 | LAN120HYV1 |  | 12 | 12000 | $2,500: 2 indoor heads; $4,000: >=3 indoor heads | 7849625 | ASHP | HRCU-A-CB-O |  | 25.5 | 11000
KLIMAIRE | KSIH012-H222-O | KSIH012-H222-IW |  | 12 | 12000 | $2,500: 2 indoor heads; $4,000: >=3 indoor heads | 201766730 | ASHP | HRCU-A-CB-O |  | 22.5 | 12000
NOVAIR PLUS | 12EVONVO | 12EVONVI |  | 12 | 12000 | $2,500: 2 indoor heads; $4,000: >=3 indoor heads | 201786767 | ASHP | HRCU-A-CB-O |  | 22.5 | 12000
THERMOCORE SYSTEMS | T4HH23S-H212-C | T4HH23S-H212-E |  | 12 | 12000 | $2,500: 2 indoor heads; $4,000: >=3 indoor heads | 202353106 | ASHP | HRCU-A-CB-O |  | 22.5 | 12000
COMFORTSTAR | CXH012CD(O) | CXH012CD(I)-WIFI |  | 12 | 12000 | $2,500: 2 indoor heads; $4,000: >=3 indoor heads | 202575848 | ASHP | HRCU-A-CB-O |  | 22.5 | 12000
NAPOLEON | NH25-12F-O | NH25-12F-I |  | 12 | 12000 | $2,500: 2 indoor heads; $4,000: >=3 indoor heads | 8952856 | ASHP | HRCU-A-CB-O |  | 22.5 | 12000
DIRECT AIR | MOB30-12HFN1-MV0W | CS11M-12HRFN1-MU5W |  | 12 | 12000 | $2,500: 2 indoor heads; $4,000: >=3 indoor heads | 8952870 | ASHP | HRCU-A-CB-O |  | 22.5 | 12000
MRCOOL | O-HH-12-HP-C-230 | O-HH-12-HP-WMAH-230 |  | 12 | 12000 | $2,500: 2 indoor heads; $4,000: >=3 indoor heads | 8967210 | ASHP | HRCU-A-CB-O |  | 22.5 | 12000
MIDEA | MOB30-12HFN1-MV0W | CS11M-12HRFN1-MU5W |  | 12 | 12000 | $2,500: 2 indoor heads; $4,000: >=3 indoor heads | 9006305 | ASHP | HRCU-A-CB-O |  | 22.5 | 12000
SLIMAIR TECHNOLOGIES | SHC12VH2 | SHM12VH2O |  | 12 | 12000 | $2,500: 2 indoor heads; $4,000: >=3 indoor heads | 200059069 | ASHP | HRCU-A-CB-O |  | 22.5 | 12000
SLIMAIR | SHC12VH2 | SHM12VH2O |  | 12 | 12000 | $2,500: 2 indoor heads; $4,000: >=3 indoor heads | 200059070 | ASHP | HRCU-A-CB-O |  | 22.5 | 12000
C&H | CH-12DKT230VO | CH-12DKT230VI |  | 12 | 12000 | $2,500: 2 indoor heads; $4,000: >=3 indoor heads | 202081220 | ASHP | HRCU-A-CB-O |  | 22.5 | 12000
MIDEA | MOB30-12HFN1-MV0W | CS11M-12HRFN1-MV0W |  | 12 | 12000 | $2,500: 2 indoor heads; $4,000: >=3 indoor heads | 205092316 | ASHP | HRCU-A-CB-O |  | 22.5 | 12000
KOOLKING | MOB30-12HFN1-MV0W | CS11M-12HRFN1-MV0W |  | 12 | 12000 | $2,500: 2 indoor heads; $4,000: >=3 indoor heads | 205092315 | ASHP | HRCU-A-CB-O |  | 22.5 | 12000
MIDEA | MOB30-12HFN1-MV0W | CS11M-12HRFN1-MU5W-ACR |  | 12 | 12000 | $2,500: 2 indoor heads; $4,000: >=3 indoor heads | 205092295 | ASHP | HRCU-A-CB-O |  | 22.5 | 12000
KOOLKING | MOB30-12HFN1-MV0W | CS11M-12HRFN1-MU5W |  | 12 | 12000 | $2,500: 2 indoor heads; $4,000: >=3 indoor heads | 205092275 | ASHP | HRCU-A-CB-O |  | 22.5 | 12000
MRCOOL | O-HH-12-HP-C-230 | O-12-HP-WMAH-230A |  | 12 | 12000 | $2,500: 2 indoor heads; $4,000: >=3 indoor heads | 204783916 | ASHP | HRCU-A-CB-O |  | 22.5 | 12000
VKIN | VRHA-12WDC | URHA-12WDC |  | 12 | 12000 | $2,500: 2 indoor heads; $4,000: >=3 indoor heads | 2251360 | ASHP |  |  | 23
UTL | URHA-12WDC | URHA-12WDC |  | 12 | 12000 | $2,500: 2 indoor heads; $4,000: >=3 indoor heads | 2251359 | ASHP |  |  | 23
ELIOS | DE12HOS25230E3 | DE12HIW23230E3 |  | 12 | 12000 | $2,500: 2 indoor heads; $4,000: >=3 indoor heads | 204005775 | ASHP | HRCU-A-CB-O |  | 22.5 | 12000
MOOVAIR | DM12HOS25230E3 | DM12HIW23230E3 |  | 12 | 12000 | $2,500: 2 indoor heads; $4,000: >=3 indoor heads | 204005733 | ASHP | HRCU-A-CB-O |  | 22.5 | 12000
ACC | MSH123E23MCAA | MSH123E23AXAA |  | 12 | 12000 | $2,500: 2 indoor heads; $4,000: >=3 indoor heads | 203991103 | ASHP | HRCU-A-CB-O |  | 22.5 | 12000
BOSCH | BMS500-AAS012-1CSXHB | BMS500-AAU012-1AHWXB |  | 12 | 12000 | $2,500: 2 indoor heads; $4,000: >=3 indoor heads | 203991153 | ASHP | HRCU-A-CB-O |  | 22.5 | 12000
MITSUBISHI ELECTRIC | MUZ-FS12NAH-U1 | MSZ-FS12NA-U1 |  | 12 | 12300 | $2,500: 2 indoor heads; $5,000: >=3 indoor heads | 205975738 | ccASHP | HRCU-A-CB-O | M-Series H2i | 26.1 | 12000 | 2.25 | 119
SAMSUNG | AR09KSWDHWKX | AR09KSWDHWKN |  | 12 | 12600 | $2,500: 2 indoor heads; $5,000: >=3 indoor heads | 8677405 | ccASHP | HRCU-A-CB-O | Smart Pearl Series | 28.1 | 9000 | 1.8 | 88
MITSUBISHI ELECTRIC | MUFZ-KJ12NAHZ*** | NTXFKS12A112A* |  | 12 | 13000 | $2,500: 2 indoor heads; $5,000: >=3 indoor heads | 204629178 | ccASHP | HRCU-A-CB-O | M-Series | 25.5 | 12000 | 2.1 | 100
MITSUBISHI ELECTRIC | NTXSPF12A112A* | MFZ-KJ12NA*** |  | 12 | 13000 | $2,500: 2 indoor heads; $5,000: >=3 indoor heads | 204629263 | ccASHP | HRCU-A-CB-O | Nv Series | 25.5 | 12000 | 2.1 | 100
MITSUBISHI ELECTRIC | MUFZ-KJ12NAHZ*** | NAXFKS12A112A* |  | 12 | 13000 | $2,500: 2 indoor heads; $5,000: >=3 indoor heads | 204629573 | ccASHP | HRCU-A-CB-O | M-Series | 25.5 | 12000 | 2.1 | 100
TRANE / MITSUBISHI ELECTRIC | NTXSPF12A112AA | NTXFKS12A112AA |  | 12 | 13000 | $2,500: 2 indoor heads; $5,000: >=3 indoor heads | 202373717 | ccASHP | HRCU-A-CB-O | M-Series H2i | 25.5 | 13240 | 2.1 | 100
AMERICAN STANDARD / MITSUBISHI ELECTRIC | NAXSPF12A112AA | NAXFKS12A112AA |  | 12 | 13000 | $2,500: 2 indoor heads; $5,000: >=3 indoor heads | 202373677 | ccASHP | HRCU-A-CB-O | M-Series H2i | 25.5 | 13240 | 2.1 | 100
HISENSE | AS-12UW3SXA00 | AS-12UW3SXA**00 |  | 12 | 13000 | $2,500: 2 indoor heads; $5,000: >=3 indoor heads | 201981254 | ccASHP | HRCU-A-CB-O |  | 25 | 12000 | 2.41 | 92
MITSUBISHI ELECTRIC | MUFZ-KJ12NAHZ | MFZ-KJ12NA |  | 12 | 13000 | $2,500: 2 indoor heads; $5,000: >=3 indoor heads | 201754291 | ccASHP | HRCU-A-CB-O | M-Series; KJ-Series | 25.5 | 12000 | 2.1 | 100
MITSUBISHI ELECTRIC | NAXSPF12A112A* | MFZ-KJ12NA*** |  | 12 | 13000 | $2,500: 2 indoor heads; $5,000: >=3 indoor heads | 204629350 | ccASHP | HRCU-A-CB-O | Nv Series | 25.5 | 12000 | 2.1 | 100
WINDAIR | DWH12UW3SXATE00/O | DWH12UW3SXATE00/I |  | 12 | 13000 | $2,500: 2 indoor heads; $4,000: >=3 indoor heads | 202021942 | ASHP | HRCU-A-CB-O |  | 25 | 12000
WABBAN | BB12UW3SXATE00/O | BB12UW3SXATE00/I |  | 12 | 13000 | $2,500: 2 indoor heads; $4,000: >=3 indoor heads | 202021966 | ASHP | HRCU-A-CB-O |  | 25 | 12000
HISENSE | AS-12UR3SXA00 | AS-12UR3SXADK00 |  | 12 | 13000 | $2,500: 2 indoor heads; $4,000: >=3 indoor heads | 10268757 | ASHP | HRCU-A-CB-O |  | 25 | 12000
FRIEDRICH | MRH12Y3JA | MWH12Y3JA |  | 12 | 13000 | $2,500: 2 indoor heads; $4,000: >=3 indoor heads | 201763898 | ASHP | HRCU-A-CB-O |  | 25 | 12000
FRIEDRICH | FRHSR12A3A | FRHSW12A3A |  | 12 | 13000 | $2,500: 2 indoor heads; $4,000: >=3 indoor heads | 203383864 | ASHP | HRCU-A-CB-O |  | 25 | 12000
HISENSE | AS-12UW3SXL00 | AS-12UW3SXL**00 |  | 12 | 13000 | $2,500: 2 indoor heads; $4,000: >=3 indoor heads | 203376852 | ASHP | HRCU-A-CB-O |  | 25 | 12000
HISENSE | AS-12UR3SXA00 | AS-12UR3SXATG00 |  | 12 | 13000 | $2,500: 2 indoor heads; $4,000: >=3 indoor heads | 10268756 | ASHP | HRCU-A-CB-O |  | 25 | 12000
HISENSE | AS-12UR3SXA00 | AS-12UR3SXA**00 |  | 12 | 13000 | $2,500: 2 indoor heads; $4,000: >=3 indoor heads | 10102525 | ASHP | HRCU-A-CB-O |  | 25 | 12000
HISENSE | AS-12UW3SXA00A | AS-12UW3SXA**00A |  | 12 | 13000 | $2,500: 2 indoor heads; $4,000: >=3 indoor heads | 205092770 | ASHP | HRCU-A-CB-O |  | 25 | 12000
HISENSE | AS-12UW3SXADL | AS-12UW3SXADL |  | 12 | 13000 | $2,500: 2 indoor heads; $4,000: >=3 indoor heads | 206347232 | ASHP | HRCU-A-CB-O |  | 25 | 12000
HISENSE | AS-12UW3SXL00A | AS-12UW3SXL**00A |  | 12 | 13000 | $2,500: 2 indoor heads; $4,000: >=3 indoor heads | 205092768 | ASHP | HRCU-A-CB-O |  | 25 | 12000
DAIKIN | RXL12QMVJU9 | FTX12NMVJU |  | 12 | 13400 | $2,500: 2 indoor heads; $5,000: >=3 indoor heads | 204717600 | ccASHP | HRCU-A-CB-O |  | 20 | 10600 | 2.26 | 106
DAIKIN | RXL12QMVJU | FTX12NMVJU |  | 12 | 13600 | $2,500: 2 indoor heads; $5,000: >=3 indoor heads | 8849458 | ccASHP | HRCU-A-CB-O | Aurora Series | 20 | 10900 | 2.26 | 105
MITSUBISHI ELECTRIC | MUZ-FS15NAH-U1 | MSZ-FS15NA-U1 |  | 12 | 16000 | $2,500: 2 indoor heads; $5,000: >=3 indoor heads | 205975739 | ccASHP | HRCU-A-CB-O | M-Series H2i | 22.2 | 14000 | 2.08 | 121
HAIER | 1U12EH2VHA | AW12EH2VHA |  | 12 | 16500 | $2,500: 2 indoor heads; $5,000: >=3 indoor heads | 8862052 | ccASHP | HRCU-A-CB-O | Arctic | 25 | 12000 | 2.25 | 100
PANASONIC | CU-XE15WKUA | CS-XE15WKUAW |  | 12 | 17200 | $2,500: 2 indoor heads; $5,000: >=3 indoor heads | 205047853 | ccASHP | HRCU-A-CB-O | ClimaPure XE Series | 21.1 | 14700 | 2.1 | 100
PANASONIC | CU-XE15SKUA-1 | CS-XE15SKUA-1 |  | 12 | 17200 | $2,500: 2 indoor heads; $5,000: >=3 indoor heads | 201900302 | ccASHP | HRCU-A-CB-O | Exterios XE | 22.1 | 15000 | 1.98 | 100
KINGHOME | KW18HQ3D6DO | KW18HQ3D6DI |  | 12 | 18000 | $2,500: 2 indoor heads; $5,000: >=3 indoor heads | 203493071 | ccASHP | HRCU-A-CB-O |  | 24.5 | 18000 | 2.15 | 119
MAX-R | MAX-R 18K35 GR38 (OUT) | MAX-R 18K35 GR38 (INT) |  | 12 | 18000 | $2,500: 2 indoor heads; $5,000: >=3 indoor heads | 205982980 | ccASHP | HRCU-A-CB-O |  | 24.5 | 18000 | 2.03 | 119
PANASONIC | CU-XE15SKUA | CS-XE15SKUA |  | 12 | 18000 | $2,500: 2 indoor heads; $5,000: >=3 indoor heads | 9571162 | ccASHP | HRCU-A-CB-O | Wall Mounted | 22.1 | 15000 | 1.98 | 87
TOSOT | TW18HQ3D6DO | TW18HQ3D6DI |  | 12 | 18000 | $2,500: 2 indoor heads; $5,000: >=3 indoor heads | 10062020 | ccASHP | HRCU-A-CB-O | Lomo Plus | 24.5 | 18000 | 2.15 | 119
TRANE | 4TXK3818A10NU** | 4MXW3818A10NU** |  | 12 | 18000 | $2,500: 2 indoor heads; $5,000: >=3 indoor heads | 9150125 | ccASHP | HRCU-A-CB-O |  | 24.5 | 18000 | 1.83 | 114
GREE | SAP18HP230V1AO | SAP18HP230V1AH |  | 12 | 18000 | $2,500: 2 indoor heads; $5,000: >=3 indoor heads | 10157570 | ccASHP | HRCU-A-CB-O | Sapphire | 24.5 | 18000 | 2.15 | 119
GREE | GWH18YE-D3DNA1A/O | GWH18AAE-D3DN***/I |  | 12 | 18000 | $2,500: 2 indoor heads; $5,000: >=3 indoor heads | 9114294 | ccASHP | HRCU-A-CB-O | Extreme Series | 24.5 | 18000 | 2.15 | 119
GREE | GWH18YE-D3DNA1A/O | GWH18QE-D3DN***/I |  | 12 | 18000 | $2,500: 2 indoor heads; $5,000: >=3 indoor heads | 9102074 | ccASHP | HRCU-A-CB-O |  | 24.5 | 18000 | 2.03 | 119
WABBAN | BB18HQ3D6DO | BB18HQ3D6DI |  | 12 | 18000 | $2,500: 2 indoor heads; $5,000: >=3 indoor heads | 201903174 | ccASHP | HRCU-A-CB-O | Yukon Series | 24.5 | 18000 | 2.03 | 119
ACD | UHD18KCH25S-O | UHD18KCH25S-I |  | 12 | 18000 | $2,500: 2 indoor heads; $5,000: >=3 indoor heads | 202110485 | ccASHP | HRCU-A-CB-O | UHD-38 | 24.5 | 18000 | 2.15 | 119
AMERICAN STANDARD | 4TXK3818A10NU** | 4MXW3818A10NU** |  | 12 | 18000 | $2,500: 2 indoor heads; $5,000: >=3 indoor heads | 9150126 | ccASHP | HRCU-A-CB-O |  | 24.5 | 18000 | 1.83 | 114
FOREST AIR | FGH-18ES/E-38-O | FGH-18ES/E-38-I |  | 12 | 18000 | $2,500: 2 indoor heads; $5,000: >=3 indoor heads | 206720377 | ccASHP | HRCU-A-CB-O | E-38 Series | 24.5 | 18000 | 2.15 | 119
GREE | GWH18YE-D3DNA1A/O | GWH18YE-D3DN***/I |  | 12 | 18000 | $2,500: 2 indoor heads; $4,000: >=3 indoor heads | 9102073 | ASHP | HRCU-A-CB-O |  | 24.5 | 18000
INNOVAIR | EIN18H2V32(O) | EIN18H2V32(I) |  | 12 | 18000 | $2,500: 2 indoor heads; $4,000: >=3 indoor heads | 206330209 | ASHP | HRCU-A-CB-O |  | 24.5 | 18000
BLUERIDGE | BMKH1824/O | BMKH1824/I |  | 12 | 18000 | $2,500: 2 indoor heads; $4,000: >=3 indoor heads | 205968029 | ASHP | HRCU-A-CB-O |  | 24.5 | 18000
GREE | SAP18HP230V1BO | SAP18HP230V1BH |  | 12 | 18000 | $2,500: 2 indoor heads; $4,000: >=3 indoor heads | 10203161 | ASHP | HRCU-A-CB-O |  | 24.5 | 18000
MITSUBISHI ELECTRIC | MUZ-FS18NAH-U1 | MSZ-FS18NA-U1 |  | 12 | 19000 | $2,500: 2 indoor heads; $5,000: >=3 indoor heads | 205975740 | ccASHP | HRCU-A-CB-O | M-Series H2i | 21 | 17200 | 2.07 | 121
MDV | MOX430-18HFN1-MU0W-L | MSEPC-18HRFN1-MU0W |  | 12 | 19000 | $2,500: 2 indoor heads; $4,000: >=3 indoor heads | 207658590 | ASHP | HRCU-A-CB-O |  | 22.6 | 18000
MDV | MOX430-18HFN1-MT8W | MSEPC-18HRFN1-MU0W |  | 12 | 19000 | $2,500: 2 indoor heads; $4,000: >=3 indoor heads | 206369560 | ASHP | HRCU-A-CB-O |  | 22.6 | 18000
MDV | MOX430-18HFN1-MU0W | MSEPC-18HRFN1-MU0W |  | 12 | 19000 | $2,500: 2 indoor heads; $4,000: >=3 indoor heads | 207613862 | ASHP | HRCU-A-CB-O |  | 22.6 | 18000
AMERICAN STANDARD | 4A6L9024A1 | 4PX*BU42BS3 | S9V2B080U3PSB+RP | 12 | 19800 | 4000 | 201922872 | ASHP | HRCU-A-CB | Platinum 19 | 19 | 24000
GE APPLIANCES | ASH118URDSD* | ASYW18URDWD* |  | 12 | 20000 | $2,500: 2 indoor heads; $5,000: >=3 indoor heads | 205291990 | ccASHP | HRCU-A-CB-O |  | 23 | 18000 | 2.27 | 125
HAIER | 1U18EH2VHD* | AW18EH2VHD* |  | 12 | 20000 | $2,500: 2 indoor heads; $5,000: >=3 indoor heads | 205291903 | ccASHP | HRCU-A-CB-O | Arctic Next Gen | 23 | 18000 | 2.27 | 125
HAIER | 1U18EH2VHE* | AW18EH2VHD* |  | 12 | 20000 | $2,500: 2 indoor heads; $5,000: >=3 indoor heads | 206445820 | ccASHP | HRCU-A-CB-O | ARCTIC Next Gen | 23 | 18000 | 2.34 | 100
GE APPLIANCES | ASH118URDSE* | ASYW18URDWD* |  | 12 | 20000 | $2,500: 2 indoor heads; $5,000: >=3 indoor heads | 206842134 | ccASHP | HMSV-A-CB-O |  | 23 | 18000 | 2.34 | 100
MITSUBISHI ELECTRIC | SUZ-KA18NAH2 | MLZ-KP18NA |  | 12 | 20000 | $2,500: 2 indoor heads; $4,000: >=3 indoor heads | 202392037 | ASHP | HRCU-A-CB-O | M-Series | 22.3 | 18000
AMERICAN STANDARD / MITSUBISHI ELECTRIC | NAXSPH18A112A* | NAXWPH18B112AA |  | 12 | 20200 | $2,500: 2 indoor heads; $5,000: >=3 indoor heads | 206401423 | ccASHP | HRCU-A-CB-O | Nv Series Pro | 21 | 17200 | 2.01 | 100
AMERICAN STANDARD / MITSUBISHI ELECTRIC | NAXSPH18B112A* | NAXWPH18A112AA |  | 12 | 20200 | $2,500: 2 indoor heads; $5,000: >=3 indoor heads | 206425193 | ccASHP | HRCU-A-CB-O |  | 21 | 17200 | 2.01 | 100
MITSUBISHI ELECTRIC | MUZ-FH18NA2 | MSZ-FS18NA-U1 |  | 12 | 20200 | $2,500: 2 indoor heads; $5,000: >=3 indoor heads | 206401416 | ccASHP | HRCU-A-CB-O | M-Series H2i | 21 | 17200 | 2.01 | 100
MITSUBISHI ELECTRIC | NTXSPH18A112A* | MSZ-FH18NA2 |  | 12 | 20200 | $2,500: 2 indoor heads; $5,000: >=3 indoor heads | 204629256 | ccASHP | HRCU-A-CB-O | Nv Series | 21 | 17200 | 2.01 | 100
TRANE / MITSUBISHI ELECTRIC | NTXSPH18A112A* | NTXWPH18B112AA |  | 12 | 20200 | $2,500: 2 indoor heads; $5,000: >=3 indoor heads | 206401430 | ccASHP | HRCU-A-CB-O | Nv Series Pro | 21 | 17200 | 2.01 | 100
TRANE / MITSUBISHI ELECTRIC | NTXSPH18B112A* | NTXWPH18A112AA |  | 12 | 20200 | $2,500: 2 indoor heads; $5,000: >=3 indoor heads | 206425200 | ccASHP | HRCU-A-CB-O |  | 21 | 17200 | 2.01 | 100
MITSUBISHI ELECTRIC | MUZ-FS18NA-U1 | MSZ-FH18NA-U1 |  | 12 | 20200 | $2,500: 2 indoor heads; $5,000: >=3 indoor heads | 206425185 | ccASHP | HRCU-A-CB-O |  | 21 | 17200 | 2.01 | 100
MITSUBISHI ELECTRIC | NAXSPH18A112A* | MSZ-FH18NA2 |  | 12 | 20200 | $2,500: 2 indoor heads; $5,000: >=3 indoor heads | 204629343 | ccASHP | HRCU-A-CB-O | Nv Series | 21 | 17200 | 2.01 | 100
MITSUBISHI ELECTRIC | MUZ-FH18NA2 | NTXWPH18A112A* |  | 12 | 20200 | $2,500: 2 indoor heads; $5,000: >=3 indoor heads | 204629562 | ccASHP | HRCU-A-CB-O | M-Series H2i | 21 | 17200 | 2.01 | 100
MITSUBISHI ELECTRIC | MUZ-FH18NA2 | NAXWPH18A112A* |  | 12 | 20200 | $2,500: 2 indoor heads; $5,000: >=3 indoor heads | 204629569 | ccASHP | HRCU-A-CB-O | M-Series H2i | 21 | 17200 | 2.01 | 100
TRANE / MITSUBISHI ELECTRIC | NTXSPH18A112AA | NTXWPH18A112AA |  | 12 | 20300 | $2,500: 2 indoor heads; $5,000: >=3 indoor heads | 202373730 | ccASHP | HRCU-A-CB-O | M-Series H2i | 21 | 17200 | 2.01 | 100
MITSUBISHI ELECTRIC | MUZ-FH18NA2 | MSZ-FH18NA** |  | 12 | 20300 | $2,500: 2 indoor heads; $5,000: >=3 indoor heads | 201754302 | ccASHP | HRCU-A-CB-O | M-Series | 21 | 17200 | 2.01 | 100
AMERICAN STANDARD / MITSUBISHI ELECTRIC | NAXSPH18A112AA | NAXWPH18A112AA |  | 12 | 20300 | $2,500: 2 indoor heads; $5,000: >=3 indoor heads | 202373690 | ccASHP | HRCU-A-CB-O | M-Series H2i | 21 | 17200 | 2.01 | 100
PANASONIC | CU-XE18WKUA | CS-XE18WKUAW |  | 12 | 20400 | $2,500: 2 indoor heads; $5,000: >=3 indoor heads | 205047854 | ccASHP | HRCU-A-CB-O | ClimaPure XE Series | 21 | 17200 | 2.31 | 100
AMERICAN STANDARD | 4A6L9024A1 | 4PX*CU42BS3 | *UD2C080ACV4 | 12 | 20600 | 4000 | 201922883 | ASHP | HRCU-A-CB | Platinum 19 | 19 | 24200
LG | LAU180HYV2 | LAN180HYV2 |  | 12 | 22000 | $2,500: 2 indoor heads; $5,000: >=3 indoor heads | 9680934 | ccASHP | HRCU-A-CB-O |  | 22 | 15000 | 2.37 | 102
BRYANT | 280ANV024*0**A* | FE4ANB006L+UI |  | 12 | 23600 | 5000 | 9893411 | ccASHP | HRCU-A-CB | Evolution Series | 20.5 | 25200 | 2.07 | 83
CARRIER | 25VNA024A*030* | FE4ANB006L+UI |  | 12 | 23600 | 5000 | 9892461 | ccASHP | HRCU-A-CB |  | 20.5 | 25200 | 2.07 | 83
BRYANT HEATING AND COOLING SYSTEMS | 284ANV024*0**B* | CAP**3621AL*+UI | 83*CA48060C17*** | 12 | 23600 | 4000 | 206790238 | ASHP | HRCU-A-CB | EVOLUTION Extreme 24 HP | 22 | 23600
BRYANT HEATING AND COOLING SYSTEMS | 284ANV024*0**B* | CSPH*3612AL*+UI | 83*CA36040C17*** | 12 | 23600 | 4000 | 206790247 | ASHP | HRCU-A-CB | EVOLUTION Extreme 24 HP | 20 | 24000
BRYANT HEATING AND COOLING SYSTEMS | 284ANV024*0**B* | CSPH*3612AL*+UI | 83*CA48060C17*** | 12 | 23600 | 4000 | 206790248 | ASHP | HRCU-A-CB | EVOLUTION Extreme 24 HP | 20 | 24000
BRYANT HEATING AND COOLING SYSTEMS | 284ANV024*0**B* | CAP**3621AL*+UI | 935CA60080C21*** | 12 | 23600 | 4000 | 206790253 | ASHP | HRCU-A-CB | EVOLUTION Extreme 24 HP | 22 | 23600
BRYANT HEATING AND COOLING SYSTEMS | 284ANV024*0**B* | CAP**3621AL*+UI | 935CA66100C21*** | 12 | 23600 | 4000 | 206790254 | ASHP | HRCU-A-CB | EVOLUTION Extreme 24 HP | 22 | 23800
BRYANT HEATING AND COOLING SYSTEMS | 284ANV024*0**B* | CSPH*3612AL*+UI | 935CA60080C21*** | 12 | 23600 | 4000 | 206790260 | ASHP | HRCU-A-CB | EVOLUTION Extreme 24 HP | 20 | 24000
BRYANT HEATING AND COOLING SYSTEMS | 284ANV024*0**B* | CSPH*3612AL*+UI | 935CA66100C21*** | 12 | 23600 | 4000 | 206790261 | ASHP | HRCU-A-CB | EVOLUTION Extreme 24 HP | 20 | 24000
CARRIER | 25VNA424A*031* | CAP**3621AL*+UI | 58CU*A080C21**20 | 12 | 23600 | 4000 | 206788551 | ASHP | HRCU-A-CB | INFINITY 24 HP with GREENSPEED INTELLIGENCE | 22 | 23800
CARRIER | 25VNA424A*031* | CAP**3621AL*+UI | 58CU*A100C21**20 | 12 | 23600 | 4000 | 206788552 | ASHP | HRCU-A-CB | INFINITY 24 HP with GREENSPEED INTELLIGENCE | 22 | 23600
CARRIER | 25VNA424A*031* | CSPH*3612AL*+UI | 58CU*A080C21**20 | 12 | 23600 | 4000 | 206788561 | ASHP | HRCU-A-CB | INFINITY 24 HP with GREENSPEED INTELLIGENCE | 20 | 24200
CARRIER | 25VNA424A*031* | CSPH*3612AL*+UI | 58CU*A100C21**20 | 12 | 23600 | 4000 | 206788562 | ASHP | HRCU-A-CB | INFINITY 24 HP with GREENSPEED INTELLIGENCE | 20 | 24000
BRYANT HEATING AND COOLING SYSTEMS | 284ANV024*0**B* | CAP**3621AL*+UI | 83*CA60080C21*** | 12 | 23600 | 4000 | 206790239 | ASHP | HRCU-A-CB | EVOLUTION Extreme 24 HP | 22 | 23800
BRYANT HEATING AND COOLING SYSTEMS | 284ANV024*0**B* | CAP**3621AL*+UI | 83*CA60100C21*** | 12 | 23600 | 4000 | 206790240 | ASHP | HRCU-A-CB | EVOLUTION Extreme 24 HP | 22 | 23600
BRYANT HEATING AND COOLING SYSTEMS | 284ANV024*0**B* | CSPH*3612AL*+UI | 83*CA60080C21*** | 12 | 23600 | 4000 | 206790249 | ASHP | HRCU-A-CB | EVOLUTION Extreme 24 HP | 20 | 24200
BRYANT HEATING AND COOLING SYSTEMS | 284ANV024*0**B* | CSPH*3612AL*+UI | 83*CA60100C21*** | 12 | 23600 | 4000 | 206790250 | ASHP | HRCU-A-CB | EVOLUTION Extreme 24 HP | 20 | 24000
CARRIER | 25VNA424A*031* | CAP**3621AL*+UI | 59CU5A080C21**20 | 12 | 23600 | 4000 | 206788565 | ASHP | HRCU-A-CB | INFINITY 24 HP with GREENSPEED INTELLIGENCE | 22 | 23600
CARRIER | 25VNA424A*031* | CAP**3621AL*+UI | 59CU5A100C21**22 | 12 | 23600 | 4000 | 206788566 | ASHP | HRCU-A-CB | INFINITY 24 HP with GREENSPEED INTELLIGENCE | 22 | 23800
CARRIER | 25VNA424A*031* | CSPH*3612AL*+UI | 59CU5A080C21**20 | 12 | 23600 | 4000 | 206788572 | ASHP | HRCU-A-CB | INFINITY 24 HP with GREENSPEED INTELLIGENCE | 20 | 24000
CARRIER | 25VNA424A*031* | CSPH*3612AL*+UI | 59CU5A100C21**22 | 12 | 23600 | 4000 | 206788573 | ASHP | HRCU-A-CB | INFINITY 24 HP with GREENSPEED INTELLIGENCE | 20 | 24000
CARRIER | 25VNA424A*030* | CSPH*3612AL*+UI | 59CU5A100C21**22 | 12 | 23600 | 4000 | 206143078 | ASHP | HRCU-A-CB | INFINITY 24 HP with GREENSPEED INTELLIGENCE | 20 | 24000
BRYANT HEATING AND COOLING SYSTEMS | 284ANV024*0**A* | CSPH*3612AL*+UI | 935CA66100C21*** | 12 | 23600 | 4000 | 206143079 | ASHP | HRCU-A-CB | EVOLUTION Extreme 24 HP | 20 | 24000
CARRIER | 25VNA424A*030* | CAP**3617AL*+UI | 58CU*A040C17**12 | 12 | 23600 | 4000 | 206132476 | ASHP | HRCU-A-CB | INFINITY 24 HP with GREENSPEED INTELLIGENCE | 22 | 23600
BRYANT HEATING AND COOLING SYSTEMS | 284ANV024*0**A* | CAP**3617AL*+UI | 83*CA36040C17*** | 12 | 23600 | 4000 | 206132477 | ASHP | HRCU-A-CB | EVOLUTION Extreme 24 HP | 22 | 23600
CARRIER | 25VNA424A*030* | CAP**3617AL*+UI | 58CU*A060C17**16 | 12 | 23600 | 4000 | 206132478 | ASHP | HRCU-A-CB | INFINITY 24 HP with GREENSPEED INTELLIGENCE | 22 | 23600
BRYANT HEATING AND COOLING SYSTEMS | 284ANV024*0**A* | CAP**3617AL*+UI | 83*CA48060C17*** | 12 | 23600 | 4000 | 206132479 | ASHP | HRCU-A-CB | EVOLUTION Extreme 24 HP | 22 | 23600
CARRIER | 25VNA424A*030* | CAP**3621AL*+UI | 58CU*A040C17**12 | 12 | 23600 | 4000 | 206132480 | ASHP | HRCU-A-CB | INFINITY 24 HP with GREENSPEED INTELLIGENCE | 22 | 23600
BRYANT HEATING AND COOLING SYSTEMS | 284ANV024*0**A* | CAP**3621AL*+UI | 83*CA36040C17*** | 12 | 23600 | 4000 | 206132481 | ASHP | HRCU-A-CB | EVOLUTION Extreme 24 HP | 22 | 23600
CARRIER | 25VNA424A*030* | CAP**3621AL*+UI | 58CU*A060C17**16 | 12 | 23600 | 4000 | 206132482 | ASHP | HRCU-A-CB | INFINITY 24 HP with GREENSPEED INTELLIGENCE | 22 | 23600
BRYANT HEATING AND COOLING SYSTEMS | 284ANV024*0**A* | CAP**3621AL*+UI | 83*CA48060C17*** | 12 | 23600 | 4000 | 206132483 | ASHP | HRCU-A-CB | EVOLUTION Extreme 24 HP | 22 | 23600
CARRIER | 25VNA424A*030* | CAP**3621AL*+UI | 58CU*A080C21**20 | 12 | 23600 | 4000 | 206132484 | ASHP | HRCU-A-CB | INFINITY 24 HP with GREENSPEED INTELLIGENCE | 22 | 23800
BRYANT HEATING AND COOLING SYSTEMS | 284ANV024*0**A* | CAP**3621AL*+UI | 83*CA60080C21*** | 12 | 23600 | 4000 | 206132485 | ASHP | HRCU-A-CB | EVOLUTION Extreme 24 HP | 22 | 23800
CARRIER | 25VNA424A*030* | CAP**3621AL*+UI | 58CU*A100C21**20 | 12 | 23600 | 4000 | 206132486 | ASHP | HRCU-A-CB | INFINITY 24 HP with GREENSPEED INTELLIGENCE | 22 | 23600
BRYANT HEATING AND COOLING SYSTEMS | 284ANV024*0**A* | CAP**3621AL*+UI | 83*CA60100C21*** | 12 | 23600 | 4000 | 206132487 | ASHP | HRCU-A-CB | EVOLUTION Extreme 24 HP | 22 | 23600
BRYANT HEATING AND COOLING SYSTEMS | 284ANV024*0**B* | CAP**3617AL*+UI | 83*CA36040C17*** | 12 | 23600 | 4000 | 206790235 | ASHP | HRCU-A-CB | EVOLUTION Extreme 24 HP | 22 | 23600
BRYANT HEATING AND COOLING SYSTEMS | 284ANV024*0**B* | CAP**3617AL*+UI | 83*CA48060C17*** | 12 | 23600 | 4000 | 206790236 | ASHP | HRCU-A-CB | EVOLUTION Extreme 24 HP | 22 | 23600
BRYANT HEATING AND COOLING SYSTEMS | 284ANV024*0**B* | CAP**3621AL*+UI | 83*CA36040C17*** | 12 | 23600 | 4000 | 206790237 | ASHP | HRCU-A-CB | EVOLUTION Extreme 24 HP | 22 | 23600
CARRIER | 25VNA424A*030* | CSPH*3612AL*+UI | 58CU*A040C17**12 | 12 | 23600 | 4000 | 206132500 | ASHP | HRCU-A-CB | INFINITY 24 HP with GREENSPEED INTELLIGENCE | 20 | 24000
BRYANT HEATING AND COOLING SYSTEMS | 284ANV024*0**A* | CSPH*3612AL*+UI | 83*CA36040C17*** | 12 | 23600 | 4000 | 206132501 | ASHP | HRCU-A-CB | EVOLUTION Extreme 24 HP | 20 | 24000
CARRIER | 25VNA424A*030* | CSPH*3612AL*+UI | 58CU*A060C17**16 | 12 | 23600 | 4000 | 206132502 | ASHP | HRCU-A-CB | INFINITY 24 HP with GREENSPEED INTELLIGENCE | 20 | 24000
BRYANT HEATING AND COOLING SYSTEMS | 284ANV024*0**A* | CSPH*3612AL*+UI | 83*CA48060C17*** | 12 | 23600 | 4000 | 206132503 | ASHP | HRCU-A-CB | EVOLUTION Extreme 24 HP | 20 | 24000
CARRIER | 25VNA424A*030* | CSPH*3612AL*+UI | 58CU*A080C21**20 | 12 | 23600 | 4000 | 206132504 | ASHP | HRCU-A-CB | INFINITY 24 HP with GREENSPEED INTELLIGENCE | 20 | 24200
BRYANT HEATING AND COOLING SYSTEMS | 284ANV024*0**A* | CSPH*3612AL*+UI | 83*CA60080C21*** | 12 | 23600 | 4000 | 206132505 | ASHP | HRCU-A-CB | EVOLUTION Extreme 24 HP | 20 | 24200
CARRIER | 25VNA424A*030* | CSPH*3612AL*+UI | 58CU*A100C21**20 | 12 | 23600 | 4000 | 206132506 | ASHP | HRCU-A-CB | INFINITY 24 HP with GREENSPEED INTELLIGENCE | 20 | 24000
BRYANT HEATING AND COOLING SYSTEMS | 284ANV024*0**A* | CSPH*3612AL*+UI | 83*CA60100C21*** | 12 | 23600 | 4000 | 206132507 | ASHP | HRCU-A-CB | EVOLUTION Extreme 24 HP | 20 | 24000
CARRIER | 25VNA424A*030* | CAP**3621AL*+UI | 59CU5A080C21**20 | 12 | 23600 | 4000 | 206132512 | ASHP | HRCU-A-CB | INFINITY 24 HP with GREENSPEED INTELLIGENCE | 22 | 23600
BRYANT HEATING AND COOLING SYSTEMS | 284ANV024*0**A* | CAP**3621AL*+UI | 935CA60080C21*** | 12 | 23600 | 4000 | 206132513 | ASHP | HRCU-A-CB | EVOLUTION Extreme 24 HP | 22 | 23600
CARRIER | 25VNA424A*030* | CAP**3621AL*+UI | 59CU5A100C21**22 | 12 | 23600 | 4000 | 206132514 | ASHP | HRCU-A-CB | INFINITY 24 HP with GREENSPEED INTELLIGENCE | 22 | 23800
BRYANT HEATING AND COOLING SYSTEMS | 284ANV024*0**A* | CAP**3621AL*+UI | 935CA66100C21*** | 12 | 23600 | 4000 | 206132515 | ASHP | HRCU-A-CB | EVOLUTION Extreme 24 HP | 22 | 23800
CARRIER | 25VNA424A*030* | CSPH*3612AL*+UI | 59CU5A080C21**20 | 12 | 23600 | 4000 | 206132526 | ASHP | HRCU-A-CB | INFINITY 24 HP with GREENSPEED INTELLIGENCE | 20 | 24000
BRYANT HEATING AND COOLING SYSTEMS | 284ANV024*0**A* | CSPH*3612AL*+UI | 935CA60080C21*** | 12 | 23600 | 4000 | 206132527 | ASHP | HRCU-A-CB | EVOLUTION Extreme 24 HP | 20 | 24000
CARRIER | 25VNA424A*031* | CAP**3617AL*+UI | 58CU*A040C17**12 | 12 | 23600 | 4000 | 206788547 | ASHP | HRCU-A-CB | INFINITY 24 HP with GREENSPEED INTELLIGENCE | 22 | 23600
CARRIER | 25VNA424A*031* | CAP**3617AL*+UI | 58CU*A060C17**16 | 12 | 23600 | 4000 | 206788548 | ASHP | HRCU-A-CB | INFINITY 24 HP with GREENSPEED INTELLIGENCE | 22 | 23600
CARRIER | 25VNA424A*031* | CAP**3621AL*+UI | 58CU*A040C17**12 | 12 | 23600 | 4000 | 206788549 | ASHP | HRCU-A-CB | INFINITY 24 HP with GREENSPEED INTELLIGENCE | 22 | 23600
CARRIER | 25VNA424A*031* | CAP**3621AL*+UI | 58CU*A060C17**16 | 12 | 23600 | 4000 | 206788550 | ASHP | HRCU-A-CB | INFINITY 24 HP with GREENSPEED INTELLIGENCE | 22 | 23600
CARRIER | 25VNA424A*031* | CSPH*3612AL*+UI | 58CU*A040C17**12 | 12 | 23600 | 4000 | 206788559 | ASHP | HRCU-A-CB | INFINITY 24 HP with GREENSPEED INTELLIGENCE | 20 | 24000
CARRIER | 25VNA424A*031* | CSPH*3612AL*+UI | 58CU*A060C17**16 | 12 | 23600 | 4000 | 206788560 | ASHP | HRCU-A-CB | INFINITY 24 HP with GREENSPEED INTELLIGENCE | 20 | 24000
CARRIER | 25VNA424A*030* | FE4AN(B,F)003L+UI |  | 12 | 24000 | 5000 | 205272288 | ccASHP | HRCU-A-CB |  | 22 | 23400 | 2.19 | 74
CARRIER | 25VNA424A*030* | FE4ANF002L+UI |  | 12 | 24000 | 5000 | 205272287 | ccASHP | HRCU-A-CB |  | 22 | 23400 | 2.21 | 74
BRYANT | 284ANV024*0**A* | FE4AN(B,F)003L+UI |  | 12 | 24000 | 5000 | 205273717 | ccASHP | HRCU-A-CB |  | 22 | 23400 | 2.19 | 74
CARRIER | 25VNA424A*031* | FE4AN(B,F)003L+UI |  | 12 | 24000 | 5000 | 206788330 | ccASHP | HRCU-A-CB |  | 22 | 23400 | 2.19 | 74
BRYANT | 284ANV024*0**A* | FE4ANF002L+UI |  | 12 | 24000 | 5000 | 205273716 | ccASHP | HRCU-A-CB |  | 22 | 23400 | 2.21 | 74
CARRIER | 25VNA424A*031* | FE4ANF002L+UI |  | 12 | 24000 | 5000 | 206788329 | ccASHP | HRCU-A-CB |  | 22 | 23400 | 2.21 | 74
BRYANT HEATING AND COOLING SYSTEMS | 284ANV024*0**B* | FE4AN(B,F)003L+UI |  | 12 | 24000 | 4000 | 206790018 | ASHP | HRCU-A-CB | EVOLUTION Extreme 24 HP | 22 | 23400
BRYANT HEATING AND COOLING SYSTEMS | 284ANV024*0**B* | FE4ANF002L+UI |  | 12 | 24000 | 4000 | 206790017 | ASHP | HRCU-A-CB | EVOLUTION Extreme 24 HP | 22 | 23400
TOSOT | TW24HQ3D6DO | TW24HQ3D6DI |  | 12 | 24000 | $2,500: 2 indoor heads; $5,000: >=3 indoor heads | 10062021 | ccASHP | HRCU-A-CB-O | Lomo Plus | 21.5 | 22000 | 2.15 | 110
MIDEA | DLCSRAH24AAK | DLFSDAH24XAK |  | 12 | 24000 | $2,500: 2 indoor heads; $5,000: >=3 indoor heads | 201796612 | ccASHP | HRCU-A-CB |  | 21 | 24000 | 1.93 | 125
PAYNE | 38MPRAQ24AA3 | DHMPHAQ24XA3 |  | 12 | 24000 | $2,500: 2 indoor heads; $5,000: >=3 indoor heads | 202463639 | ccASHP | HRCU-A-CB-O | High Tier | 23.5 | 22000 | 2 | 100
SMART COMFORT | DLCPRAH24AAK | DLFPHAH24XAK |  | 12 | 24000 | $2,500: 2 indoor heads; $5,000: >=3 indoor heads | 202463659 | ccASHP | HRCU-A-CB-O | High Tier | 23.5 | 22000 | 2 | 100
WABBAN | BB24HQ3D6DO | BB24HQ3D6DI |  | 12 | 24000 | $2,500: 2 indoor heads; $5,000: >=3 indoor heads | 201903175 | ccASHP | HRCU-A-CB-O | Yukon Series | 21.5 | 22000 | 3.63 | 93
MDV | MOD30-22HFN1-MW5W | MSAB2F-22HRFN1-MW5W |  | 12 | 24000 | $2,500: 2 indoor heads; $5,000: >=3 indoor heads | 202415590 | ccASHP | HRCU-A-CB-O |  | 23.5 | 22000 | 2.1 | 106
CARRIER | 38MPRAQ24AA3 | 40MPHAQ24XA3 |  | 12 | 24000 | $2,500: 2 indoor heads; $5,000: >=3 indoor heads | 202463635 | ccASHP | HRCU-A-CB-O | Infinity | 23.5 | 22000 | 2 | 100
MIDEA | DLCPRAH24AAK | DLFPHAH24XAK |  | 12 | 24000 | $2,500: 2 indoor heads; $5,000: >=3 indoor heads | 202463655 | ccASHP | HRCU-A-CB-O | Max | 23.5 | 22000 | 2 | 100
MIDEA | 38MPRAQ24AA3 | DHMPHAQ24XA3 |  | 12 | 24000 | $2,500: 2 indoor heads; $5,000: >=3 indoor heads | 202463641 | ccASHP | HRCU-A-CB-O | Elevate | 23.5 | 22000 | 2 | 100
TRANE | 4TXK3824A10NU** | 4MXW3824A10NU** |  | 12 | 24000 | $2,500: 2 indoor heads; $5,000: >=3 indoor heads | 9150127 | ccASHP | HRCU-A-CB-O |  | 21.5 | 22000 | 2.23 | 100
KINGHOME | KW24HQ3D6DO | KW24HQ3D6DI |  | 12 | 24000 | $2,500: 2 indoor heads; $5,000: >=3 indoor heads | 203498481 | ccASHP | HRCU-A-CB-O |  | 21.5 | 22000 | 2.15 | 110
GREE | SAP24HP230V1AO | SAP24HP230V1AH |  | 12 | 24000 | $2,500: 2 indoor heads; $5,000: >=3 indoor heads | 10157571 | ccASHP | HRCU-A-CB-O | Sapphire | 21.5 | 22000 | 2.15 | 110
GREE | GWH24YE-D3DNA1A/O | GWH24AAE-D3DN***/I |  | 12 | 24000 | $2,500: 2 indoor heads; $5,000: >=3 indoor heads | 9123256 | ccASHP | HRCU-A-CB-O | Extreme Series | 21.5 | 22000 | 2.15 | 110
TEMPSTAR | DLCPRAH24AAK | DLFPHAH24XAK |  | 12 | 24000 | $2,500: 2 indoor heads; $5,000: >=3 indoor heads | 202463657 | ccASHP | HRCU-A-CB-O | High Tier | 23.5 | 22000 | 2 | 100
TEMPSTAR | DLCSRAH24AAK | DLFSDAH24XAK |  | 12 | 24000 | $2,500: 2 indoor heads; $5,000: >=3 indoor heads | 201835814 | ccASHP | HRCU-A-CB |  | 21 | 24000 | 1.93 | 125
ACD | UHD24KCH22S-O | UHD24KCH22S-I |  | 12 | 24000 | $2,500: 2 indoor heads; $5,000: >=3 indoor heads | 202132789 | ccASHP | HRCU-A-CB-O | UHD-38 | 21.5 | 22000 | 2.15 | 110
KEEPRITE | DLCPRAH24AAK | DLFPHAH24XAK |  | 12 | 24000 | $2,500: 2 indoor heads; $5,000: >=3 indoor heads | 202463651 | ccASHP | HRCU-A-CB-O | High Tier | 23.5 | 22000 | 2 | 100
KEEPRITE | DLCSRAH24AAK | DLFSDAH24XAK |  | 12 | 24000 | $2,500: 2 indoor heads; $5,000: >=3 indoor heads | 201835719 | ccASHP | HRCU-A-CB |  | 21 | 24000 | 1.93 | 125
KENMORE | DLCPRAH24AAK | DLFPHAH24XAK |  | 12 | 24000 | $2,500: 2 indoor heads; $5,000: >=3 indoor heads | 202463653 | ccASHP | HRCU-A-CB-O | High Tier | 23.5 | 22000 | 2 | 100
KENMORE | DLCSRAH24AAK | DLFSDAH24XAK |  | 12 | 24000 | $2,500: 2 indoor heads; $5,000: >=3 indoor heads | 201835815 | ccASHP | HRCU-A-CB |  | 21 | 24000 | 1.93 | 125
HEIL | DLCPRAH24AAK | DLFPHAH24XAK |  | 12 | 24000 | $2,500: 2 indoor heads; $5,000: >=3 indoor heads | 202463649 | ccASHP | HRCU-A-CB-O | High Tier | 23.5 | 22000 | 2 | 100
HEIL | DLCSRAH24AAK | DLFSDAH24XAK |  | 12 | 24000 | $2,500: 2 indoor heads; $5,000: >=3 indoor heads | 201835718 | ccASHP | HRCU-A-CB |  | 21 | 24000 | 1.93 | 125
COMFORTMAKER | DLCPRAH24AAK | DLFPHAH24XAK |  | 12 | 24000 | $2,500: 2 indoor heads; $5,000: >=3 indoor heads | 202463645 | ccASHP | HRCU-A-CB-O | High Tier | 23.5 | 22000 | 2 | 100
COMFORTMAKER | DLCSRAH24AAK | DLFSDAH24XAK |  | 12 | 24000 | $2,500: 2 indoor heads; $5,000: >=3 indoor heads | 201835587 | ccASHP | HRCU-A-CB |  | 21 | 24000 | 1.93 | 125
DAY & NIGHT | DLCPRAH24AAK | DLFPHAH24XAK |  | 12 | 24000 | $2,500: 2 indoor heads; $5,000: >=3 indoor heads | 202463647 | ccASHP | HRCU-A-CB-O | High Tier | 23.5 | 22000 | 2 | 100
GREE | GWH24YE-D3DNA1A/O | GWH24QE-D3DN***/I |  | 12 | 24000 | $2,500: 2 indoor heads; $5,000: >=3 indoor heads | 9102794 | ccASHP | HRCU-A-CB-O |  | 21.5 | 22000 | 2.15 | 110
AMERICAN STANDARD | 4TXK3824A10NU** | 4MXW3824A10NU** |  | 12 | 24000 | $2,500: 2 indoor heads; $5,000: >=3 indoor heads | 9150128 | ccASHP | HRCU-A-CB-O |  | 21.5 | 22000 | 2.23 | 100
BRYANT | 38MPRAQ24AA3 | 619PHAQ24XA3 |  | 12 | 24000 | $2,500: 2 indoor heads; $5,000: >=3 indoor heads | 202463637 | ccASHP | HRCU-A-CB-O | Evolution | 23.5 | 22000 | 2 | 100
ARCOAIRE | DLCSRAH24AAK | DLFSDAH24XAK |  | 12 | 24000 | $2,500: 2 indoor heads; $5,000: >=3 indoor heads | 201835538 | ccASHP | HRCU-A-CB |  | 21 | 24000 | 1.93 | 125
ARCOAIRE | DLCPRAH24AAK | DLFPHAH24XAK |  | 12 | 24000 | $2,500: 2 indoor heads; $5,000: >=3 indoor heads | 202463643 | ccASHP | HRCU-A-CB-O | High Tier | 23.5 | 22000 | 2 | 100
DAY & NIGHT | DLCSRAH24AAK | DLFSDAH24XAK |  | 12 | 24000 | $2,500: 2 indoor heads; $5,000: >=3 indoor heads | 201835635 | ccASHP | HRCU-A-CB |  | 21 | 24000 | 1.93 | 125
GREE | SAP24HP230V1BO | SAP24HP230V1BH |  | 12 | 24000 | $2,500: 2 indoor heads; $4,000: >=3 indoor heads | 10203162 | ASHP | HRCU-A-CB-O |  | 21.5 | 22000
INNOVAIR | EIN24H2V32(O) | EIN24H2V32(I) |  | 12 | 24000 | $2,500: 2 indoor heads; $4,000: >=3 indoor heads | 206330210 | ASHP | HRCU-A-CB-O |  | 21.5 | 22000
BLUERIDGE | BMKH2422/O | BMKH2422/I |  | 12 | 24000 | $2,500: 2 indoor heads; $4,000: >=3 indoor heads | 205968031 | ASHP | HRCU-A-CB-O |  | 21.5 | 22000
AIRQUEST | DLCSRAH24AAK | DLFSDAH24XAK |  | 12 | 24000 | $2,500: 2 indoor heads; $4,000: >=3 indoor heads | 203966598 | ASHP | HRCU-A-CB |  | 21 | 24000
SMART COMFORT | DLCSRAH24AAK | DLFSDAH24XAK |  | 12 | 24000 | $2,500: 2 indoor heads; $4,000: >=3 indoor heads | 202119283 | ASHP | HRCU-A-CB |  | 21 | 24000
MIDEA | MOD30-22HFN1-MW5W | MSAB2F-22HRFN1-MW5W |  | 12 | 24000 | $2,500: 2 indoor heads; $4,000: >=3 indoor heads | 202415592 | ASHP | HRCU-A-CB-O |  | 23.5 | 22000
AIRQUEST | DLCPRAH24AAK | DLFPHAH24XAK |  | 12 | 24000 | $2,500: 2 indoor heads; $4,000: >=3 indoor heads | 203966571 | ASHP | HRCU-A-CB-O |  | 23.5 | 22000
MDV | MOD01-23HFN1-MT0W | MTIU-24HWFN1-M |  | 12 | 24000 | $2,500: 2 indoor heads; $4,000: >=3 indoor heads | 200059327 | ASHP | HRCU-A-CB |  | 21 | 24000
MIDEA | MOD01-23HFN1-MT0W | MTIU-24HWFN1-M |  | 12 | 24000 | $2,500: 2 indoor heads; $4,000: >=3 indoor heads | 200059328 | ASHP | HRCU-A-CB |  | 21 | 24000
GREE | GWH24YE-D3DNA1A/O | GWH24YE-D3DN***/I |  | 12 | 24000 | $2,500: 2 indoor heads; $4,000: >=3 indoor heads | 9102793 | ASHP | HRCU-A-CB-O |  | 21.5 | 22000
MDV | MOD33-24HFN1-MT0W | MSEPD-24HRFN1-MU0W |  | 12 | 25000 | $2,500: 2 indoor heads; $5,000: >=3 indoor heads | 206369561 | ccASHP | HRCU-A-CB-O |  | 21 | 24000 | 2.04 | 70
FUJITSU | AOUH24LMAS1 | ASUH24LMAS |  | 12 | 25200 | $2,500: 2 indoor heads; $4,000: >=3 indoor heads | 206913028 | ASHP | HRCU-A-CB-O |  | 22.5 | 22000
MOOVAIR | DM24HOS25230E3A | DM24HIW23230E3 |  | 12 | 26000 | $2,500: 2 indoor heads; $5,000: >=3 indoor heads | 206401442 | ccASHP | HRCU-A-CB-O |  | 21 | 24000 | 2.07 | 100
CANAIR | C23SCH24H22 | C23SEH24H21 |  | 12 | 26000 | $2,500: 2 indoor heads; $5,000: >=3 indoor heads | 205816494 | ccASHP | HRCU-A-CB-O |  | 21 | 24000 | 2.07 | 100
ELIOS | DE24HOS25230E3A | DE24HIW23230E3 |  | 12 | 26000 | $2,500: 2 indoor heads; $5,000: >=3 indoor heads | 206401448 | ccASHP | HRCU-A-CB-O |  | 21 | 24000 | 2.07 | 100
COMFORT-AIRE | A-VMH24SU-1A | B-VMH24SU-1A |  | 12 | 26000 | $2,500: 2 indoor heads; $5,000: >=3 indoor heads | 206221394 | ccASHP | HRCU-A-CB-O |  | 21 | 24000 | 2.07 | 100
CONVECTAIR | 8240-O | 8240-I |  | 12 | 26000 | $2,500: 2 indoor heads; $5,000: >=3 indoor heads | 206422439 | ccASHP | HRCU-A-CB-O |  | 21 | 24000 | 2.07 | 100
AMERICAN STANDARD / MITSUBISHI ELECTRIC | ASUZH0241HA00NA | APLA0A0241EA70A |  | 12 | 26000 | $2,500: 2 indoor heads; $5,000: >=3 indoor heads | 204276539 | ccASHP | HRCU-A-CB-O |  | 21.5 | 24000 | 2.01 | 100
MDV | MOD30-24HFN1-MU0W | CS11M-23HRFN1-MT0W |  | 12 | 26000 | $2,500: 2 indoor heads; $5,000: >=3 indoor heads | 205746255 | ccASHP | HRCU-A-CB-O |  | 21 | 24000 | 2.07 | 100
NAPOLEON | NH25-24H-O | NH25-24F-I |  | 12 | 26000 | $2,500: 2 indoor heads; $5,000: >=3 indoor heads | 206598613 | ccASHP | HRCU-A-CB-O |  | 21 | 24000 | 2.07 | 100
FRANKLIN | MSH243E23MCAA | MSH243E23AXAA |  | 12 | 26000 | $2,500: 2 indoor heads; $5,000: >=3 indoor heads | 206764065 | ccASHP | HRCU-A-CB-O |  | 21 | 24000 | 2.07 | 100
MITSUBISHI ELECTRIC | PUZ-HA24NHA | PLA-A24EA7 |  | 12 | 26000 | $2,500: 2 indoor heads; $5,000: >=3 indoor heads | 204276538 | ccASHP | HRCU-A-CB-O | P-Series H2i | 21.5 | 24000 | 2.01 | 100
TRANE / MITSUBISHI ELECTRIC | TRUZH0241HA00NA | TPLA0A0241EA70A |  | 12 | 26000 | $2,500: 2 indoor heads; $5,000: >=3 indoor heads | 204276540 | ccASHP | HRCU-A-CB-O |  | 21.5 | 24000 | 2.01 | 100
LG | LSU243HLV3 | LSN243HLV3 |  | 12 | 26000 | $2,500: 2 indoor heads; $5,000: >=3 indoor heads | 204825182 | ccASHP | HRCU-A-CB-O | LONG PIPE | 21.5 | 22000 | 2.24 | 91
KERR | A-KMH24SU-1A | B-KMH24SU-1A |  | 12 | 26000 | $2,500: 2 indoor heads; $5,000: >=3 indoor heads | 206221393 | ccASHP | HRCU-A-CB-O |  | 21 | 24000 | 2.07 | 100
KERR | A-KMH24SU-1A | B-KMH24SU-1 |  | 12 | 26000 | $2,500: 2 indoor heads; $4,000: >=3 indoor heads | 206913038 | ASHP | HRCU-A-CB-O |  | 21 | 24000
COMFORT-AIRE | A-VMH24SU-1A | B-VMH24SU-1 |  | 12 | 26000 | $2,500: 2 indoor heads; $4,000: >=3 indoor heads | 206913036 | ASHP | HRCU-A-CB-O |  | 21 | 24000
KERR | A-KMH24SU-1 | B-KMH24SU-1A |  | 12 | 26000 | $2,500: 2 indoor heads; $4,000: >=3 indoor heads | 206913573 | ASHP | HRCU-A-CB-O |  | 21 | 24000
COMFORT-AIRE | A-VMH24SU-1 | B-VMH24SU-1A |  | 12 | 26000 | $2,500: 2 indoor heads; $4,000: >=3 indoor heads | 206913571 | ASHP | HRCU-A-CB-O |  | 21 | 24000
NAPOLEON | NH25-18H-O | NH25-24F-I |  | 12 | 26000 | $2,500: 2 indoor heads; $4,000: >=3 indoor heads | 206597272 | ASHP | HRCU-A-CB-O |  | 21 | 24000
DIRECT AIR | MOD30-24HFN1-MU0W | CS11M-23HRFN1-MT0W |  | 12 | 26000 | $2,500: 2 indoor heads; $4,000: >=3 indoor heads | 205816492 | ASHP | HRCU-A-CB-O |  | 21 | 24000
MIDEA | 38MARBQ24AA3 | DHMSHAQ24XA3 |  | 12 | 26000 | $2,500: 2 indoor heads; $4,000: >=3 indoor heads | 206400663 | ASHP | HRCU-A-CB-O |  | 21 | 24000
PAYNE | 38MARBQ24AA3 | DHMSHAQ24XA3 |  | 12 | 26000 | $2,500: 2 indoor heads; $4,000: >=3 indoor heads | 206400657 | ASHP | HRCU-A-CB-O |  | 21 | 24000
BRYANT | 38MARBQ24AA3 | 619PEQ024BBMA |  | 12 | 26000 | $2,500: 2 indoor heads; $4,000: >=3 indoor heads | 206400651 | ASHP | HRCU-A-CB-O |  | 21 | 24000
CARRIER | 38MARBQ24AA3 | 40MAQB24B--3 |  | 12 | 26000 | $2,500: 2 indoor heads; $4,000: >=3 indoor heads | 206400645 | ASHP | HRCU-A-CB-O |  | 21 | 24000
WEATHERMAKER | 38MARBQ24AA3 | DHMSHAQ24XA3 |  | 12 | 26000 | $2,500: 2 indoor heads; $4,000: >=3 indoor heads | 206400669 | ASHP | HRCU-A-CB-O |  | 21 | 24000
LG | LAU240HYV1 | LAN240HYV1 |  | 12 | 27000 | $2,500: 2 indoor heads; $5,000: >=3 indoor heads | 8584526 | ccASHP | HRCU-A-CB-O |  | 22 | 22000 | 2.24 | 87
BRYANT | 280ANV036*0**A* | CSPH*6012AL*+UI | 88*TA60090C21*** | 12 | 27800 | 5000 | 204431312 | ccASHP | HRCU-A-CB |  | 19 | 35000 | 2.12 | 94
CARRIER | 25VNA036A*030* | CSPH*6012AL*+UI | 58TN*A090C21**20 | 12 | 27800 | 5000 | 204431309 | ccASHP | HRCU-A-CB |  | 19 | 34800 | 2.02 | 94
MRCOOL | O-HH-24-HP-C-230A | O-24-HP-WMAH-230B |  | 12 | 29000 | $2,500: 2 indoor heads; $5,000: >=3 indoor heads | 207339164 | ccASHP | HRCU-A-CB-O |  | 21.5 | 24000 | 1.81 | 87
WEATHERMAKER | 38MARBQ24AA3 | DHMAHBQ24XA3 |  | 12 | 29000 | $2,500: 2 indoor heads; $5,000: >=3 indoor heads | 206350326 | ccASHP | HRCU-A-CB-O | Mid-Tier | 21.5 | 24000 | 1.8 | 85
MIDEA | 38MARBQ24AA3 | DHMAHBQ24XA3 |  | 12 | 29000 | $2,500: 2 indoor heads; $5,000: >=3 indoor heads | 206350321 | ccASHP | HRCU-A-CB-O | Excel | 21.5 | 24000 | 1.8 | 85
BRYANT | 38MARBQ24AA3 | 619AHBQ24XA3 |  | 12 | 29000 | $2,500: 2 indoor heads; $5,000: >=3 indoor heads | 206348145 | ccASHP | HRCU-A-CB-O | Preferred | 21.5 | 24000 | 1.8 | 85
PAYNE | 38MARBQ24AA3 | DHMAHBQ24XA3 |  | 12 | 29000 | $2,500: 2 indoor heads; $5,000: >=3 indoor heads | 206350316 | ccASHP | HRCU-A-CB-O | Mid-Tier | 21.5 | 24000 | 1.8 | 85
CARRIER | 38MARBQ24AA3 | 40MAHBQ24XA3 |  | 12 | 29000 | $2,500: 2 indoor heads; $5,000: >=3 indoor heads | 206348138 | ccASHP | HRCU-A-CB-O | Performance | 21.5 | 24000 | 1.8 | 85
LBG PRODUCTS | LBHB18DYWO | LBHB18DYWI |  | 12 | 29000 | $2,500: 2 indoor heads; $5,000: >=3 indoor heads | 207629155 | ccASHP | HRCU-A-CB-O |  | 21.5 | 24000 | 1.81 | 87
MDV | MOD30-24HFN1-MU0W | MSEPD-24HRFN1-MU0W |  | 12 | 29000 | $2,500: 2 indoor heads; $5,000: >=3 indoor heads | 205993855 | ccASHP | HRCU-A-CB-O |  | 21.5 | 24000 | 1.81 | 87
CARRIER | 25VNA036A*030* | CAP**3621AL*+UI | 58TN*A090C21**20 | 12 | 30800 | 5000 | 204430201 | ccASHP | HRCU-A-CB |  | 19 | 33400 | 1.87 | 84
BRYANT | 280ANV036*0**A* | CAP**3621AL*+UI | 88*TA60090C21*** | 12 | 30800 | 5000 | 204430202 | ccASHP | HRCU-A-CB |  | 19 | 33200 | 2.27 | 84
CARRIER | 25VNA036A*030* | CAP**3621AL*+UI | 59TN6B080C21**20 | 12 | 30800 | 5000 | 204430218 | ccASHP | HRCU-A-CB |  | 18 | 33400 | 1.86 | 85
BRYANT | 280ANV036*0**A* | CAP**3621AL*+UI | 986TC66100C21*** | 12 | 30800 | 5000 | 204430222 | ccASHP | HRCU-A-CB |  | 19 | 33200 | 2.3 | 85
BRYANT | 280ANV036*0**A* | CAP**3621AL*+UI | 88*TA48090C17*** | 12 | 30800 | 5000 | 204430225 | ccASHP | HRCU-A-CB |  | 19 | 33200 | 2.3 | 85
CARRIER | 25VNA036A*030* | CAP**3621AL*+UI | 58TN*A110C21**20 | 12 | 30800 | 5000 | 204430226 | ccASHP | HRCU-A-CB |  | 19 | 33200 | 1.86 | 85
BRYANT | 280ANV036*0**A* | CAP**3621AL*+UI | 88*TA60110C21*** | 12 | 30800 | 5000 | 204430227 | ccASHP | HRCU-A-CB |  | 19 | 33200 | 2.3 | 85
BRYANT | 280ANV036*0**A* | CAP**3621AL*+UI | 986TC60080C21*** | 12 | 30800 | 5000 | 204430219 | ccASHP | HRCU-A-CB |  | 18 | 33200 | 2.3 | 85
CARRIER | 25VNA036A*030* | CAP**3621AL*+UI | 59TN6B100C21**22 | 12 | 30800 | 5000 | 204430220 | ccASHP | HRCU-A-CB |  | 19 | 33200 | 1.86 | 85
CARRIER | 25VNA036A*030* | CAP**3621AL*+UI | 58TN*A090C17**16 | 12 | 30800 | 5000 | 204430223 | ccASHP | HRCU-A-CB |  | 19 | 33200 | 1.86 | 85
CARRIER | 25VNA036A*030* | CAP**3617AL*+UI | 58TN*A090C17**16 | 12 | 31000 | 5000 | 204430189 | ccASHP | HRCU-A-CB |  | 19 | 32800 | 1.85 | 85
CARRIER | 25VNA036A*030* | CAP**3621AL*+UI | 58TN*A070C17**16 | 12 | 31000 | 5000 | 204430195 | ccASHP | HRCU-A-CB |  | 18 | 32800 | 1.84 | 85
BRYANT | 280ANV036*0**A* | CAP**3617AL*+UI | 88*TA48090C17*** | 12 | 31000 | 5000 | 204430191 | ccASHP | HRCU-A-CB |  | 19 | 33200 | 2.32 | 85
BRYANT | 280ANV036*0**A* | CAP**3621AL*+UI | 88*TA48070C17*** | 12 | 31000 | 5000 | 204430197 | ccASHP | HRCU-A-CB |  | 18 | 33000 | 2.34 | 85
BRYANT | 280ANV036*0**A* | CAP**3621AL*+UI | 987MB42080C17*** | 12 | 31200 | 5000 | 204430211 | ccASHP | HRCU-A-CB |  | 18 | 33000 | 2.38 | 85
BRYANT | 280ANV036*0**A* | CAP**3617AL*+UI | 987MB42080C17*** | 12 | 31200 | 5000 | 204430188 | ccASHP | HRCU-A-CB |  | 18 | 32800 | 2.41 | 85
BRYANT | 280ANV036*0**A* | CAP**3617AL*+UI | 88*TA48070C17*** | 12 | 31200 | 5000 | 204430176 | ccASHP | HRCU-A-CB |  | 18 | 33000 | 2.38 | 85
CARRIER | 25VNA036A*030* | CAP**3621AL*+UI | 59MN7B080C17**14 | 12 | 31200 | 5000 | 204430209 | ccASHP | HRCU-A-CB |  | 18 | 33000 | 1.82 | 85
CARRIER | 25VNA036A*030* | CAP**3617AL*+UI | 58TN*A070C17**16 | 12 | 31200 | 5000 | 204430175 | ccASHP | HRCU-A-CB |  | 18 | 32600 | 1.82 | 85
CARRIER | 25VNA036A*030* | CAP**3617AL*+UI | 59MN7B080C17**14 | 12 | 31200 | 5000 | 204430186 | ccASHP | HRCU-A-CB |  | 18 | 32600 | 1.81 | 85
BRYANT | 280ANV036*0**A* | CAP**3617AL*+UI | 987MB42060C17*** | 12 | 31600 | 5000 | 204430185 | ccASHP | HRCU-A-CB |  | 17 | 32600 | 2.45 | 85
CARRIER | 25VNA036A*030* | CAP**6024AL*+UI | 58TN*A135C24**22 | 12 | 32600 | 5000 | 204430426 | ccASHP | HRCU-A-CB |  | 19.5 | 34800 | 2 | 80
BRYANT | 280ANV036*0**A* | CAP**6024AL*+UI | 88*TA66135C24*** | 12 | 32600 | 5000 | 204430427 | ccASHP | HRCU-A-CB |  | 19.5 | 34600 | 2.13 | 80
CARRIER | 25VNA036A*030* | CNPV*4221AL*+UI | 59MN7B060C17**14 | 12 | 32800 | 5000 | 204430631 | ccASHP | HRCU-A-CB |  | 18 | 33400 | 1.81 | 83
BRYANT | 280ANV036*0**A* | CNPV*4221AL*+UI | 987MB42060C17*** | 12 | 32800 | 5000 | 204430633 | ccASHP | HRCU-A-CB |  | 18 | 33000 | 2.46 | 83
LG | ARUM036GSS5 |  |  | 12 | 42000 | $2,500: 2 indoor heads; $5,000: >=3 indoor heads | 205967237 | ccASHP | HMSR-A-CB | MULTI V S HR/HP | 23 | 36000 | 2.43 | 100
MITSUBISHI ELECTRIC | PUMY-HP36NKMU |  |  | 12 | 42000 | $2,500: 2 indoor heads; $5,000: >=3 indoor heads | 202412085 | ccASHP | HMSV-A-CB | S-Series H2i | 22.3 | 36000 | 2 | 100
TRANE / MITSUBISHI ELECTRIC | TUMYH0361AK40** |  |  | 12 | 42000 | $2,500: 2 indoor heads; $5,000: >=3 indoor heads | 202850712 | ccASHP | HMSV-A-CB-O |  | 22.3 | 36000 | 2 | 100
MITSUBISHI ELECTRIC | PUMY-HP36NKMU1 |  |  | 12 | 42000 | $2,500: 2 indoor heads; $5,000: >=3 indoor heads | 204834272 | ccASHP | HMSV-A-CB-O | S-Series | 22.3 | 36000 | 2 | 100
TRANE / MITSUBISHI ELECTRIC | TUMYH0361AK41** |  |  | 12 | 42000 | $2,500: 2 indoor heads; $5,000: >=3 indoor heads | 204834279 | ccASHP | HMSV-A-CB-O |  | 22.3 | 36000 | 2 | 100
MITSUBISHI ELECTRIC | PUMY-P36NKMU2 |  |  | 12 | 42000 | $2,500: 2 indoor heads; $4,000: >=3 indoor heads | 202412084 | ASHP | HMSV-A-CB-O | S-Series | 22.3 | 36000
MITSUBISHI ELECTRIC | PUMY-P36NKMU3 |  |  | 12 | 42000 | $2,500: 2 indoor heads; $4,000: >=3 indoor heads | 204834270 | ASHP | HMSV-A-CB-O | S-Series | 22.3 | 36000
BRYANT | 280ANV048*0**A* | CAP**6124AL*+UI | 88*TA66135C24*** | 12 | 45500 | 5000 | 204431509 | ccASHP | HRCU-A-CB |  | 18 | 47000 | 2 | 85
BRYANT | 280ANV048000 | FE4ANB006L+UI |  | 12 | 45500 | 5000 | 9893699 | ccASHP | HRCU-A-CB | Evolution Series | 18 | 47500 | 2.24 | 83
CARRIER | 25VNA048A*030* | FE4ANB006L+UI |  | 12 | 45500 | 5000 | 9892751 | ccASHP | HRCU-A-CB |  | 18 | 47500 | 2.24 | 83
CARRIER | 25VNA048A*030* | CAP**6124AL*+UI | 58TN*A135C24**22 | 12 | 45500 | 5000 | 204431508 | ccASHP | HRCU-A-CB |  | 18 | 47000 | 1.85 | 85
BRYANT | 280ANV048*0**A* | CAP**6124AL*+UI | 88*TA60110C21*** | 12 | 46000 | 5000 | 204431529 | ccASHP | HRCU-A-CB |  | 17 | 47000 | 1.85 | 84
BRYANT | 280ANV048*0**A* | CAP**6124AL*+UI | 987MB66100C21*** | 12 | 46000 | 5000 | 204431520 | ccASHP | HRCU-A-CB |  | 17 | 47000 | 2 | 84
BRYANT | 280ANV048*0**A* | CAP**6124AL*+UI | 987MB60080C21*** | 12 | 46000 | 5000 | 204431516 | ccASHP | HRCU-A-CB |  | 17 | 47000 | 2.04 | 85
CARRIER | 25VNA048A*030* | CAP**6124AL*+UI | 58TN*A110C21**20 | 12 | 46000 | 5000 | 204431527 | ccASHP | HRCU-A-CB |  | 17 | 47000 | 1.85 | 84
CARRIER | 25VNA048A*030* | CAP**6124AL*+UI | 59TN6B080C21**20 | 12 | 46000 | 5000 | 204431521 | ccASHP | HRCU-A-CB |  | 17 | 47000 | 1.84 | 85
CARRIER | 25VNA048A*030* | CAP**6124AL*+UI | 59MN7B100C21**22 | 12 | 46000 | 5000 | 204431518 | ccASHP | HRCU-A-CB |  | 17 | 47000 | 1.85 | 84
CARRIER | 25VNA048A*030* | CAP**6124AL*+UI | 59MN7B080C21**20 | 12 | 46000 | 5000 | 204431515 | ccASHP | HRCU-A-CB |  | 17 | 47000 | 1.84 | 85
BRYANT | 280ANV048*0**A* | CAP**6124AL*+UI | 986TC60080C21*** | 12 | 46000 | 5000 | 204431522 | ccASHP | HRCU-A-CB |  | 17 | 47000 | 2.04 | 85
TRANE / MITSUBISHI ELECTRIC | TUMYH0481AK41** |  |  | 12 | 54000 | $2,500: 2 indoor heads; $5,000: >=3 indoor heads | 204834282 | ccASHP | HMSV-A-CB-O |  | 22.6 | 48000 | 2 | 100
TRANE / MITSUBISHI ELECTRIC | TUMYH0481AK40** |  |  | 12 | 54000 | $2,500: 2 indoor heads; $5,000: >=3 indoor heads | 202850713 | ccASHP | HMSV-A-CB-O |  | 22.6 | 48000 | 2 | 100
MITSUBISHI ELECTRIC | PUMY-HP48NKMU1 |  |  | 12 | 54000 | $2,500: 2 indoor heads; $5,000: >=3 indoor heads | 204834275 | ccASHP | HMSV-A-CB-O | S-Series | 22.6 | 48000 | 2 | 100
MITSUBISHI ELECTRIC | PUMY-HP48NKMU |  |  | 12 | 54000 | $2,500: 2 indoor heads; $5,000: >=3 indoor heads | 202412088 | ccASHP | HMSV-A-CB | S-Series H2i | 22.6 | 48000 | 2 | 100
LG | ARUM048GSS5 |  |  | 12 | 54000 | $2,500: 2 indoor heads; $5,000: >=3 indoor heads | 205967235 | ccASHP | HMSR-A-CB | MULTI V S HR/HP | 23.3 | 48000 | 2.43 | 100
MITSUBISHI ELECTRIC | PUMY-P48NKMU2 |  |  | 12 | 54000 | $2,500: 2 indoor heads; $4,000: >=3 indoor heads | 202412087 | ASHP | HMSV-A-CB-O | S-Series | 22.6 | 48000
MITSUBISHI ELECTRIC | PUMY-P48NKMU3 |  |  | 12 | 54000 | $2,500: 2 indoor heads; $4,000: >=3 indoor heads | 204834274 | ASHP | HMSV-A-CB-O | S-Series | 22.6 | 48000
BRYANT | 280ANV060000 | FE4ANB006L+UI |  | 12 | 55500 | 5000 | 9893760 | ccASHP | HRCU-A-CB | Evolution Series | 18 | 56000 | 1.99 | 72
CARRIER | 25VNA060A*030* | FE4ANB006L+UI |  | 12 | 55500 | 5000 | 9892813 | ccASHP | HRCU-A-CB |  | 18 | 56000 | 1.99 | 72
MITSUBISHI ELECTRIC | PUMY-P60NKMU2 |  |  | 12 | 66000 | $2,500: 2 indoor heads; $5,000: >=3 indoor heads | 202412089 | ccASHP | HMSV-A-CB | S-Series | 20 | 60000 | 2 | 86
TRANE / MITSUBISHI ELECTRIC | TUMYP0601AK42** |  |  | 12 | 66000 | $2,500: 2 indoor heads; $5,000: >=3 indoor heads | 202850711 | ccASHP | HMSV-A-CB-O |  | 20 | 60000 | 2 | 86
MITSUBISHI ELECTRIC | PUMY-P60NKMU3 |  |  | 12 | 66000 | $2,500: 2 indoor heads; $5,000: >=3 indoor heads | 204834276 | ccASHP | HMSV-A-CB-O | S-Series | 20 | 60000 | 2 | 86
TRANE / MITSUBISHI ELECTRIC | TUMYP0601AK43** |  |  | 12 | 66000 | $2,500: 2 indoor heads; $5,000: >=3 indoor heads | 204834283 | ccASHP | HMSV-A-CB-O |  | 20 | 60000 | 2 | 86
FUJITSU | FO2420RVJCAB | FCC6021ESA | FF100215LM97K | 12.05 | 24200 | 4000 | 205772876 | ASHP | HRCU-A-CB |  | 21.95 | 24200
RUUD | UP2024BJV | RCF6021SEA | U97VA100M521K | 12.05 | 24200 | 4000 | 205760838 | ASHP | HRCU-A-CB |  | 21.95 | 24200
RHEEM | RP2024BJV | RCF6021SEA | R97VA100M521K | 12.05 | 24200 | 4000 | 205760829 | ASHP | HRCU-A-CB |  | 21.95 | 24200
FUJITSU | AOUH12LMAS1 | ASUH12LMAS |  | 12.1 | 14500 | $2,500: 2 indoor heads; $4,000: >=3 indoor heads | 207615689 | ASHP | HRCU-A-CB-O |  | 23 | 12000
MITSUBISHI ELECTRIC | SUZ-KA12NA2 | SVZ-KP12NA |  | 12.1 | 15000 | $2,500: 2 indoor heads; $4,000: >=3 indoor heads | 202392053 | ASHP | HRCU-A-CB | M-Series | 18 | 12000
MITSUBISHI ELECTRIC | SUZ-KA12NA2 | MLZ-KP12NA |  | 12.1 | 15400 | $2,500: 2 indoor heads; $4,000: >=3 indoor heads | 202392019 | ASHP | HRCU-A-CB-O | M-Series | 19.8 | 12000
MITSUBISHI ELECTRIC | SUZ-KA15NA | PEAD-A15AA* |  | 12.1 | 21000 | $2,500: 2 indoor heads; $4,000: >=3 indoor heads | 201810885 | ASHP | HRCU-A-CB | M-Series | 18.6 | 15000
RHEEM | RP2048BJV | RCF6021SEA | R97VA085M521K | 12.15 | 45000 | 4000 | 205760852 | ASHP | HRCU-A-CB |  | 20.25 | 45000
RUUD | UP2048BJV | RCF6021SEA | U97VA085M521K | 12.15 | 45000 | 4000 | 205760857 | ASHP | HRCU-A-CB |  | 20.25 | 45000
RHEEM | RP2048BJV | RCF6021SEA | R97VA115M524K | 12.15 | 45500 | 4000 | 205760856 | ASHP | HRCU-A-CB |  | 20.3 | 45500
FUJITSU | FO4820RVJCAB | FCC6021ESA | FF115245LM97K | 12.15 | 45500 | 4000 | 205772883 | ASHP | HRCU-A-CB |  | 20.3 | 45500
RUUD | UP2048BJV | RCF6021SEA | U97VA115M524K | 12.15 | 45500 | 4000 | 205760862 | ASHP | HRCU-A-CB |  | 20.3 | 45500
MDV | MOX230-09HFN1-MW5W | MSEPB-09HRFN1-MY5W(GA) |  | 12.2 | 10000 | $2,500: 2 indoor heads; $5,000: >=3 indoor heads | 206369558 | ccASHP | HRCU-A-CB-O |  | 25.5 | 9000 | 2.19 | 85
MITSUBISHI ELECTRIC | SUZ-KA09NA2 | SLZ-KF09NA |  | 12.2 | 11000 | $2,500: 2 indoor heads; $4,000: >=3 indoor heads | 202392021 | ASHP | HRCU-A-CB-O | M-Series | 22.4 | 9000
FUJITSU | AOU9RLFC | ARU9RLF |  | 12.2 | 12000 | $2,500: 2 indoor heads; $5,000: >=3 indoor heads | 5751312 | ccASHP | HRCU-A-CB | Halcyon Single-room Mini-Split Systems Slim Duct | 21.5 | 9000 | 2.35 | 125
RHEEM | ROSH09AFCJ | RIDH09AVFJ |  | 12.2 | 12000 | $2,500: 2 indoor heads; $5,000: >=3 indoor heads | 10595399 | ccASHP | HRCU-A-CB | Rheem Single-room Mini-Split Systems Slim Duct | 21.5 | 9000 | 2.35 | 125
RHEEM | ROSH12AFCJ | RICH12AVFJ |  | 12.2 | 16000 | $2,500: 2 indoor heads; $5,000: >=3 indoor heads | 10595407 | ccASHP | HRCU-A-CB-O | Rheem Single-room Mini-Split Systems Compact Cassette | 21.9 | 12000 | 2.15 | 103
FUJITSU | AOU12RLFC | AUU12RLF |  | 12.2 | 16000 | $2,500: 2 indoor heads; $5,000: >=3 indoor heads | 5751313 | ccASHP | HRCU-A-CB-O | Halcyon Single-room Mini-Split Systems Compact Cassette | 21.9 | 12000 | 2.15 | 103
FUJITSU | AOUH12LUAS1 | ACUH12LUAS1 |  | 12.2 | 16000 | $2,500: 2 indoor heads; $5,000: >=3 indoor heads | 206579744 | ccASHP | HRCU-A-CB-O |  | 22.1 | 12000 | 2.08 | 100
MITSUBISHI ELECTRIC | SUZ-KA18NAH2 | SVZ-KP18NA |  | 12.2 | 21600 | $2,500: 2 indoor heads; $4,000: >=3 indoor heads | 202392056 | ASHP | HRCU-A-CB | M-Series | 18 | 18000
RUUD | UP2048BJV | RCF6021SEA | U97VA100M521K | 12.25 | 45000 | 4000 | 205760861 | ASHP | HRCU-A-CB |  | 20.6 | 45000
RHEEM | RP2048BJV | RCF6021SEA | R97VA100M521K | 12.25 | 45000 | 4000 | 205760854 | ASHP | HRCU-A-CB |  | 20.6 | 45000
FUJITSU | AOU9RLFFH | AGU9RLF |  | 12.4 | 12000 | $2,500: 2 indoor heads; $5,000: >=3 indoor heads | 6937309 | ccASHP | HRCU-A-CB-O | Halcyon Single-room Mini-Split Systems Floor Mounted RLFF Series | 26 | 9000 | 1.82 | 116
RHEEM | ROSH09AFFHJ | RIFH09AVFJ |  | 12.4 | 12000 | $2,500: 2 indoor heads; $5,000: >=3 indoor heads | 10595383 | ccASHP | HRCU-A-CB-O | Rheem Single-room Mini-Split Systems Floor Mounted | 26 | 9000 | 1.82 | 116
MITSUBISHI ELECTRIC | SUZ-KA12NA2 | SEZ-KD12NA |  | 12.4 | 15000 | $2,500: 2 indoor heads; $4,000: >=3 indoor heads | 202392028 | ASHP | HRCU-A-CB | M-Series | 20.5 | 12000
MITSUBISHI ELECTRIC | SUZ-KA12NAH2 | PEAD-A12AA |  | 12.4 | 15000 | $2,500: 2 indoor heads; $4,000: >=3 indoor heads | 202392061 | ASHP | HRCU-A-CB | M-Series | 20.5 | 12000
MITSUBISHI ELECTRIC | SUZ-KA18NA2 | MLZ-KP18NA |  | 12.4 | 20000 | $2,500: 2 indoor heads; $4,000: >=3 indoor heads | 202392020 | ASHP | HRCU-A-CB-O | M-Series | 22.3 | 18000
MITSUBISHI ELECTRIC | SUZ-KA30NAH2 | PEAD-A30AA |  | 12.4 | 30000 | $2,500: 2 indoor heads; $4,000: >=3 indoor heads | 202392048 | ASHP | HRCU-A-CB | M-Series | 18 | 27000
MITSUBISHI ELECTRIC | MUZ-FH06NAH | MSZ-FS06NA-U1 |  | 12.5 | 8700 | $2,500: 2 indoor heads; $5,000: >=3 indoor heads | 206401412 | ccASHP | HRCU-A-CB-O | M-Series H2i | 33.1 | 6000 | 2.45 | 100
TRANE / MITSUBISHI ELECTRIC | NTXSPB06A112AA | NTXWPH06A112AA |  | 12.5 | 8700 | $2,500: 2 indoor heads; $5,000: >=3 indoor heads | 202373723 | ccASHP | HRCU-A-CB-O | M-Series H2i | 33.1 | 6000 | 2.45 | 100
AMERICAN STANDARD / MITSUBISHI ELECTRIC | NAXSPB06B112A* | NAXWPH06A112AA |  | 12.5 | 8700 | $2,500: 2 indoor heads; $5,000: >=3 indoor heads | 206425187 | ccASHP | HRCU-A-CB-O |  | 33.1 | 6000 | 2.45 | 100
AMERICAN STANDARD / MITSUBISHI ELECTRIC | NAXSPB06A112A* | NAXWPH06B112AA |  | 12.5 | 8700 | $2,500: 2 indoor heads; $5,000: >=3 indoor heads | 206401419 | ccASHP | HRCU-A-CB-O | Nv Series Pro | 33.1 | 6000 | 2.45 | 100
AMERICAN STANDARD / MITSUBISHI ELECTRIC | NAXSPB06A112AA | NAXWPH06A112AA |  | 12.5 | 8700 | $2,500: 2 indoor heads; $5,000: >=3 indoor heads | 202373683 | ccASHP | HRCU-A-CB-O | M-Series H2i | 33.1 | 6000 | 2.45 | 100
MITSUBISHI ELECTRIC | MUZ-FH06NAH | NTXWPH06A112A* |  | 12.5 | 8700 | $2,500: 2 indoor heads; $5,000: >=3 indoor heads | 204629563 | ccASHP | HRCU-A-CB-O | M-Series H2i | 33.1 | 6000 | 2.45 | 100
MITSUBISHI ELECTRIC | MUZ-FH06NAH | NAXWPH06A112A* |  | 12.5 | 8700 | $2,500: 2 indoor heads; $5,000: >=3 indoor heads | 204629570 | ccASHP | HRCU-A-CB-O | M-Series H2i | 33.1 | 6000 | 2.45 | 100
TRANE / MITSUBISHI ELECTRIC | NTXSPB06A112A* | NTXWPH06B112AA |  | 12.5 | 8700 | $2,500: 2 indoor heads; $5,000: >=3 indoor heads | 206401426 | ccASHP | HRCU-A-CB-O | Nv Series Pro | 33.1 | 6000 | 2.45 | 100
MITSUBISHI ELECTRIC | NAXSPB06A112A* | MSZ-FH06NA |  | 12.5 | 8700 | $2,500: 2 indoor heads; $5,000: >=3 indoor heads | 204629344 | ccASHP | HRCU-A-CB-O | Nv Series | 33.1 | 6000 | 2.45 | 100
MITSUBISHI ELECTRIC | MUZ-FH06NAH | MSZ-FH06NA** |  | 12.5 | 8700 | $2,500: 2 indoor heads; $5,000: >=3 indoor heads | 201754427 | ccASHP | HRCU-A-CB-O | Mitsubishi Electric | 33.1 | 6000 | 2.45 | 100
MITSUBISHI ELECTRIC | MUZ-FS06NAH-U1 | MSZ-FS06NA-U1 |  | 12.5 | 8700 | $2,500: 2 indoor heads; $5,000: >=3 indoor heads | 205975736 | ccASHP | HRCU-A-CB-O | M-Series H2i | 33.1 | 6000 | 2.23 | 120
MITSUBISHI ELECTRIC | MUZ-FS06NAH-U1 | MSZ-FH06NA-U1 |  | 12.5 | 8700 | $2,500: 2 indoor heads; $5,000: >=3 indoor heads | 206425178 | ccASHP | HRCU-A-CB-O |  | 33.1 | 6000 | 2.45 | 100
MITSUBISHI ELECTRIC | NTXSPB06A112A* | MSZ-FH06NA |  | 12.5 | 8700 | $2,500: 2 indoor heads; $5,000: >=3 indoor heads | 204629257 | ccASHP | HRCU-A-CB-O | Nv Series | 33.1 | 6000 | 2.45 | 100
TRANE / MITSUBISHI ELECTRIC | NTXSPB06B112A* | NTXWPH06A112AA |  | 12.5 | 8700 | $2,500: 2 indoor heads; $5,000: >=3 indoor heads | 206425194 | ccASHP | HRCU-A-CB-O |  | 33.1 | 6000 | 2.45 | 100
MITSUBISHI ELECTRIC | MUZ-FS09NAH-U1 | MSZ-FS09NA-U1 |  | 12.5 | 9600 | $2,500: 2 indoor heads; $5,000: >=3 indoor heads | 205975737 | ccASHP | HRCU-A-CB-O | M-Series H2i | 30.5 | 9000 | 2.21 | 120
FRIEDRICH | FRHSR09A3A | FRHSW09A3A |  | 12.5 | 10500 | $2,500: 2 indoor heads; $5,000: >=3 indoor heads | 203383863 | ccASHP | HRCU-A-CB-O | Floating Air Pro | 28 | 9000 | 2.15 | 76
HISENSE | AS-09UW3SXE00 | AS-09UW3SXE**00 |  | 12.5 | 10500 | $2,500: 2 indoor heads; $5,000: >=3 indoor heads | 201981253 | ccASHP | HRCU-A-CB-O |  | 28 | 9000 | 2.36 | 88
FRIEDRICH | MRH09Y3JA | MWH09Y3JA |  | 12.5 | 10500 | $2,500: 2 indoor heads; $5,000: >=3 indoor heads | 201763897 | ccASHP | HRCU-A-CB-O | Floating Air Pro | 28 | 9000 | 2.15 | 76
FRIEDRICH | FRHSR09A3A-A | FRHSW09A3B |  | 12.5 | 10500 | $2,500: 2 indoor heads; $5,000: >=3 indoor heads | 205142788 | ccASHP | HRCU-A-CB-O | Floating Air Pro | 28 | 9000 | 2.15 | 76
HISENSE | AS-09UW3SXE00B | AS-09UW3SXE**00B |  | 12.5 | 10500 | $2,500: 2 indoor heads; $4,000: >=3 indoor heads | 205092769 | ASHP | HRCU-A-CB-O |  | 28 | 9000
HISENSE | AS-09UW3SXG00 | AS-09UW3SXG**00 |  | 12.5 | 10500 | $2,500: 2 indoor heads; $4,000: >=3 indoor heads | 203376841 | ASHP | HRCU-A-CB-O |  | 28 | 9000
HISENSE | AS-09UW3SXG00A | AS-09UW3SXG**00A |  | 12.5 | 10500 | $2,500: 2 indoor heads; $4,000: >=3 indoor heads | 205092767 | ASHP | HRCU-A-CB-O |  | 28 | 9000
WABBAN | BB09UW3SXETE00/O | BB09UW3SXETE00/I |  | 12.5 | 10500 | $2,500: 2 indoor heads; $4,000: >=3 indoor heads | 202021965 | ASHP | HRCU-A-CB-O |  | 28 | 9000
WINDAIR | DWH09UW3SXETE00/O | DWH09UW3SXETE00/I |  | 12.5 | 10500 | $2,500: 2 indoor heads; $4,000: >=3 indoor heads | 202021941 | ASHP | HRCU-A-CB-O |  | 28 | 9000
HISENSE | AS-09UR3SXE00 | AS-09UR3SXEDK00 |  | 12.5 | 10500 | $2,500: 2 indoor heads; $4,000: >=3 indoor heads | 10268754 | ASHP | HRCU-A-CB-O |  | 28 | 9000
HISENSE | AS-09UR3SXE00 | AS-09UR3SXETG00 |  | 12.5 | 10500 | $2,500: 2 indoor heads; $4,000: >=3 indoor heads | 10268751 | ASHP | HRCU-A-CB-O |  | 28 | 9000
HISENSE | AS-09UR3SXE00 | AS-09UR3SXE**00 |  | 12.5 | 10500 | $2,500: 2 indoor heads; $4,000: >=3 indoor heads | 10102524 | ASHP | HRCU-A-CB-O |  | 28 | 9000
MITSUBISHI ELECTRIC | NAXSPB09A112A* | MSZ-FH09NA |  | 12.5 | 10900 | $2,500: 2 indoor heads; $5,000: >=3 indoor heads | 204629345 | ccASHP | HRCU-A-CB-O | Nv Series | 30.5 | 9000 | 2.73 | 100
TRANE / MITSUBISHI ELECTRIC | NTXSPB09A112AA | NTXWPH09A112AA |  | 12.5 | 10900 | $2,500: 2 indoor heads; $5,000: >=3 indoor heads | 202373725 | ccASHP | HRCU-A-CB-O | M-Series H2i | 30.5 | 9000 | 2.73 | 100
MITSUBISHI ELECTRIC | MUZ-FH09NAH | MSZ-FS09NA-U1 |  | 12.5 | 10900 | $2,500: 2 indoor heads; $5,000: >=3 indoor heads | 206401402 | ccASHP | HRCU-A-CB-O | M-Series H2i | 30.5 | 9000 | 2.73 | 100
TRANE / MITSUBISHI ELECTRIC | NTXSPB09A112A* | NTXWPH09B112AA |  | 12.5 | 10900 | $2,500: 2 indoor heads; $5,000: >=3 indoor heads | 206401408 | ccASHP | HRCU-A-CB-O | Nv Series Pro | 30.5 | 9000 | 2.73 | 100
MITSUBISHI ELECTRIC | MUZ-FH09NAH | NTXWPH09A112A* |  | 12.5 | 10900 | $2,500: 2 indoor heads; $5,000: >=3 indoor heads | 204629174 | ccASHP | HRCU-A-CB-O | M-Series H2i | 30.5 | 9000 | 2.73 | 100
MITSUBISHI ELECTRIC | MUZ-FH09NAH | NAXWPH09A112A* |  | 12.5 | 10900 | $2,500: 2 indoor heads; $5,000: >=3 indoor heads | 204629219 | ccASHP | HRCU-A-CB-O | M-Series H2i | 30.5 | 9000 | 2.73 | 100
DAIKIN | RXL09QMVJU | FTX09NMVJU |  | 12.5 | 10900 | $2,500: 2 indoor heads; $5,000: >=3 indoor heads | 8849533 | ccASHP | HRCU-A-CB-O | Aurora Series | 20 | 9000 | 1.98 | 100
MITSUBISHI ELECTRIC | NTXSPB09A112A* | MSZ-FH09NA |  | 12.5 | 10900 | $2,500: 2 indoor heads; $5,000: >=3 indoor heads | 204629258 | ccASHP | HRCU-A-CB-O | Nv Series | 30.5 | 9000 | 2.73 | 100
TRANE / MITSUBISHI ELECTRIC | NTXSPB09B112A* | NTXWPH09A112AA |  | 12.5 | 10900 | $2,500: 2 indoor heads; $5,000: >=3 indoor heads | 206425204 | ccASHP | HRCU-A-CB-O |  | 30.5 | 9000 | 2.73 | 100
AMERICAN STANDARD / MITSUBISHI ELECTRIC | NAXSPB09B112A* | NAXWPH09A112AA |  | 12.5 | 10900 | $2,500: 2 indoor heads; $5,000: >=3 indoor heads | 206425201 | ccASHP | HRCU-A-CB-O |  | 30.5 | 9000 | 2.73 | 100
AMERICAN STANDARD / MITSUBISHI ELECTRIC | NAXSPB09A112A* | NAXWPH09B112AA |  | 12.5 | 10900 | $2,500: 2 indoor heads; $5,000: >=3 indoor heads | 206401405 | ccASHP | HRCU-A-CB-O | Nv Series Pro | 30.5 | 9000 | 2.73 | 100
AMERICAN STANDARD / MITSUBISHI ELECTRIC | NAXSPB09A112AA | NAXWPH09A112AA |  | 12.5 | 10900 | $2,500: 2 indoor heads; $5,000: >=3 indoor heads | 202373685 | ccASHP | HRCU-A-CB-O | M-Series H2i | 30.5 | 9000 | 2.73 | 100
MITSUBISHI ELECTRIC | MUZ-FS09NAH-U1 | MSZ-FH09NA-U1 |  | 12.5 | 10900 | $2,500: 2 indoor heads; $5,000: >=3 indoor heads | 206425180 | ccASHP | HRCU-A-CB-O |  | 30.5 | 9000 | 2.73 | 100
MITSUBISHI ELECTRIC | MUZ-FH09NAH | MSZ-FH09NA** |  | 12.5 | 10900 | $2,500: 2 indoor heads; $5,000: >=3 indoor heads | 201754297 | ccASHP | HRCU-A-CB-O | Mitsubishi Electric | 30.5 | 9000 | 2.73 | 100
SAMSUNG | AR09TSFACWKX | AR09TSFABWKN |  | 12.5 | 11000 | $2,500: 2 indoor heads; $5,000: >=3 indoor heads | 205132628 | ccASHP | HRCU-A-CB-O | Max Heat 2.0 | 24.5 | 9000 | 2.02 | 106
SAMSUNG | AR09TSFABWKX | AR09TSFABWKN |  | 12.5 | 11000 | $2,500: 2 indoor heads; $5,000: >=3 indoor heads | 205132630 | ccASHP | HRCU-A-CB-O | Wind-Free? 2.0 | 24.5 | 9000 | 2.02 | 106
CONVECTAIR | 8090-O | 8090-I |  | 12.5 | 11500 | $2,500: 2 indoor heads; $5,000: >=3 indoor heads | 206422436 | ccASHP | HRCU-A-CB-O |  | 26.3 | 9000 | 1.9 | 86
MDV | MOX330-09HFN1-MY5W | CS11M-09HRFN1-MX0W(A) |  | 12.5 | 11500 | $2,500: 2 indoor heads; $5,000: >=3 indoor heads | 205993852 | ccASHP | HRCU-A-CB-O |  | 26.3 | 9000 | 1.9 | 86
FRANKLIN | MSH093E23MCAA | MSH093E23AXAA |  | 12.5 | 11500 | $2,500: 2 indoor heads; $5,000: >=3 indoor heads | 206764062 | ccASHP | HRCU-A-CB-O |  | 26.3 | 9000 | 1.9 | 86
COMFORTMAKER | DLCSRBH09AAK | DLFSHBH09XAK |  | 12.5 | 12000 | $2,500: 2 indoor heads; $5,000: >=3 indoor heads | 206361874 | ccASHP | HRCU-A-CB-O | QuietComfort | 25.5 | 9000 | 1.8 | 99
FUJITSU | AOUH09LUAS1 | ACUHO9LUAS1 |  | 12.5 | 12000 | $2,500: 2 indoor heads; $5,000: >=3 indoor heads | 206579743 | ccASHP | HRCU-A-CB-O |  | 22.5 | 9000 | 2.23 | 84
FRANKLIN | MSH123E23MCAA | MSH123E23AXAA |  | 12.5 | 12000 | $2,500: 2 indoor heads; $5,000: >=3 indoor heads | 206764063 | ccASHP | HRCU-A-CB-O |  | 24.5 | 12000 | 1.88 | 82
KENMORE | DLCSRBH09AAK | DLFSHBH09XAK |  | 12.5 | 12000 | $2,500: 2 indoor heads; $5,000: >=3 indoor heads | 206361894 | ccASHP | HRCU-A-CB-O | Mid-Tier | 25.5 | 9000 | 1.8 | 99
ARCOAIRE | DLCSRBH09AAK | DLFSHBH09XAK |  | 12.5 | 12000 | $2,500: 2 indoor heads; $5,000: >=3 indoor heads | 206361869 | ccASHP | HRCU-A-CB-O | DuraComfort | 25.5 | 9000 | 1.8 | 99
TEMPSTAR | DLCSRBH09AAK | DLFSHBH09XAK |  | 12.5 | 12000 | $2,500: 2 indoor heads; $5,000: >=3 indoor heads | 206361904 | ccASHP | HRCU-A-CB-O | QuietComfort | 25.5 | 9000 | 1.8 | 99
FUJITSU | AOU9RLS2 | ASU9RLS2 |  | 12.5 | 12000 | $2,500: 2 indoor heads; $5,000: >=3 indoor heads | 5063325 | ccASHP | HRCU-A-CB-O | Halcyon Single-room Mini-Split Systems Wall Mounted RL2 Series | 27.2 | 9000 | 2.13 | 125
SAMSUNG | AR12TSFACWKX | AR12TSFABWKN |  | 12.5 | 12000 | $2,500: 2 indoor heads; $5,000: >=3 indoor heads | 205132627 | ccASHP | HRCU-A-CB-O | Max Heat 2.0 | 23 | 12000 | 2.02 | 109
SAMSUNG | AR12TSFABWKX | AR12TSFABWKN |  | 12.5 | 12000 | $2,500: 2 indoor heads; $5,000: >=3 indoor heads | 205132629 | ccASHP | HRCU-A-CB-O | Wind-Free? 2.0 | 23 | 12000 | 2.02 | 109
MDV | MOX330-12HFN1-MW5W | CS11M-12HRFN1-MU5W |  | 12.5 | 12000 | $2,500: 2 indoor heads; $5,000: >=3 indoor heads | 205993853 | ccASHP | HRCU-A-CB-O |  | 24.5 | 12000 | 1.88 | 82
CONVECTAIR | 8120-O | 8120-I |  | 12.5 | 12000 | $2,500: 2 indoor heads; $5,000: >=3 indoor heads | 206422437 | ccASHP | HRCU-A-CB-O |  | 24.5 | 12000 | 1.88 | 82
DAY & NIGHT | DLCSRBH09AAK | DLFSHBH09XAK |  | 12.5 | 12000 | $2,500: 2 indoor heads; $5,000: >=3 indoor heads | 206361879 | ccASHP | HRCU-A-CB-O | Constant Comfort | 25.5 | 9000 | 1.8 | 99
KEEPRITE | DLCSRBH09AAK | DLFSHBH09XAK |  | 12.5 | 12000 | $2,500: 2 indoor heads; $5,000: >=3 indoor heads | 206361889 | ccASHP | HRCU-A-CB-O | ProComfort | 25.5 | 9000 | 1.8 | 99
MDV | MOX330-09HFN1-MY5W | MSAG11B-09HRFN1-MX7W(GA) |  | 12.5 | 12000 | $2,500: 2 indoor heads; $5,000: >=3 indoor heads | 206361860 | ccASHP | HRCU-A-CB-O |  | 25.5 | 9000 | 1.89 | 87
HEIL | DLCSRBH09AAK | DLFSHBH09XAK |  | 12.5 | 12000 | $2,500: 2 indoor heads; $5,000: >=3 indoor heads | 206361884 | ccASHP | HRCU-A-CB-O | QuietComfort | 25.5 | 9000 | 1.8 | 99
MIDEA | DLCSRBH09AAK | DLFSHBH09XAK |  | 12.5 | 12000 | $2,500: 2 indoor heads; $5,000: >=3 indoor heads | 206361899 | ccASHP | HRCU-A-CB-O | Excel | 25.5 | 9000 | 1.8 | 99
AIRQUEST | DLCSRBH09AAK | DLFSHBH09XAK |  | 12.5 | 12000 | $2,500: 2 indoor heads; $5,000: >=3 indoor heads | 206361914 | ccASHP | HRCU-A-CB-O | QuietComfort | 25.5 | 9000 | 1.8 | 99
SMART COMFORT | DLCSRBH09AAK | DLFSHBH09XAK |  | 12.5 | 12000 | $2,500: 2 indoor heads; $4,000: >=3 indoor heads | 206361909 | ASHP | HRCU-A-CB-O |  | 25.5 | 9000
MITSUBISHI ELECTRIC | SUZ-KA09NAH2 | MLZ-KP09NA |  | 12.5 | 12000 | $2,500: 2 indoor heads; $4,000: >=3 indoor heads | 202392035 | ASHP | HRCU-A-CB-O | M-Series | 19.5 | 9000
CARRIER | 38MARBQ12AA3 | 40MAQB12B--3 |  | 12.5 | 12000 | $2,500: 2 indoor heads; $4,000: >=3 indoor heads | 206400643 | ASHP | HRCU-A-CB-O |  | 24.5 | 12000
BRYANT | 38MARBQ12AA3 | 619PEQ012BBMA |  | 12.5 | 12000 | $2,500: 2 indoor heads; $4,000: >=3 indoor heads | 206400649 | ASHP | HRCU-A-CB-O |  | 24.5 | 12000
PAYNE | 38MARBQ12AA3 | DHMSHAQ12XA3 |  | 12.5 | 12000 | $2,500: 2 indoor heads; $4,000: >=3 indoor heads | 206400655 | ASHP | HRCU-A-CB-O |  | 24.5 | 12000
MIDEA | 38MARBQ12AA3 | DHMSHAQ12XA3 |  | 12.5 | 12000 | $2,500: 2 indoor heads; $4,000: >=3 indoor heads | 206400661 | ASHP | HRCU-A-CB-O |  | 24.5 | 12000
WEATHERMAKER | 38MARBQ12AA3 | DHMSHAQ12XA3 |  | 12.5 | 12000 | $2,500: 2 indoor heads; $4,000: >=3 indoor heads | 206400667 | ASHP | HRCU-A-CB-O |  | 24.5 | 12000
DAIKIN | RXS09LVJU | FTXS09LVJU |  | 12.5 | 12000 | $2,500: 2 indoor heads; $4,000: >=3 indoor heads | 5265753 | ASHP | HRCU-A-CB-O |  | 24.5 | 9000
MITSUBISHI ELECTRIC | MUZ-FS12NA-U1 | MSZ-FS12NA-U1 |  | 12.5 | 12300 | $2,500: 2 indoor heads; $5,000: >=3 indoor heads | 205975733 | ccASHP | HRCU-A-CB-O | M-Series H2i | 26.1 | 12000 | 2.41 | 119
PANASONIC | CU-XE12SKUA-1 | CS-XE12SKUA-1 |  | 12.5 | 12500 | $2,500: 2 indoor heads; $5,000: >=3 indoor heads | 201900210 | ccASHP | HRCU-A-CB-O | Exterios XE | 26.2 | 11500 | 1.84 | 100
MITSUBISHI ELECTRIC | MUZ-FH12NA | MSZ-FS12NA-U1 |  | 12.5 | 13600 | $2,500: 2 indoor heads; $5,000: >=3 indoor heads | 206401414 | ccASHP | HRCU-A-CB-O | M-Series H2i | 26.1 | 12000 | 2.21 | 100
PANASONIC | CU-XE12SKUA | CS-XE12SKUA |  | 12.5 | 13600 | $2,500: 2 indoor heads; $5,000: >=3 indoor heads | 8861565 | ccASHP | HRCU-A-CB-O | Exterios XE | 26.2 | 11500 | 1.84 | 91
MITSUBISHI ELECTRIC | MUZ-FH12NA | NAXWPH12A112A* |  | 12.5 | 13600 | $2,500: 2 indoor heads; $5,000: >=3 indoor heads | 204629567 | ccASHP | HRCU-A-CB-O | M-Series H2i | 26.1 | 12000 | 2.21 | 100
AMERICAN STANDARD / MITSUBISHI ELECTRIC | NAXSPH12A112AA | NAXWPH12A112AA |  | 12.5 | 13600 | $2,500: 2 indoor heads; $5,000: >=3 indoor heads | 202373686 | ccASHP | HRCU-A-CB-O | M-Series H2i | 26.1 | 12000 | 2.21 | 100
LG | LAU120HYV3 | LAN120HYV3 |  | 12.5 | 13600 | $2,500: 2 indoor heads; $5,000: >=3 indoor heads | 204825178 | ccASHP | HRCU-A-CB-O | LGRED | 25.5 | 12000 | 2.91 | 100
MITSUBISHI ELECTRIC | NTXSPH12A112A* | MSZ-FH12NA |  | 12.5 | 13600 | $2,500: 2 indoor heads; $5,000: >=3 indoor heads | 204629254 | ccASHP | HRCU-A-CB-O | Nv Series | 26.1 | 12000 | 2.21 | 100
TRANE / MITSUBISHI ELECTRIC | NTXSPH12A112A* | NTXWPH12B112AA |  | 12.5 | 13600 | $2,500: 2 indoor heads; $5,000: >=3 indoor heads | 206401428 | ccASHP | HRCU-A-CB-O | Nv Series Pro | 26.1 | 12000 | 2.21 | 100
TRANE / MITSUBISHI ELECTRIC | NTXSPH12B112A* | NTXWPH12A112AA |  | 12.5 | 13600 | $2,500: 2 indoor heads; $5,000: >=3 indoor heads | 206425198 | ccASHP | HRCU-A-CB-O |  | 26.1 | 12000 | 2.21 | 100
MITSUBISHI ELECTRIC | MUZ-FS12NA-U1 | MSZ-FH12NA-U1 |  | 12.5 | 13600 | $2,500: 2 indoor heads; $5,000: >=3 indoor heads | 206425181 | ccASHP | HRCU-A-CB-O |  | 26.1 | 12000 | 2.21 | 100
MITSUBISHI ELECTRIC | MUZ-FH12NA | MSZ-FH12NA |  | 12.5 | 13600 | $2,500: 2 indoor heads; $5,000: >=3 indoor heads | 201754298 | ccASHP | HRCU-A-CB-O | M-Series H2i | 26.1 | 12000 | 2.21 | 100
AMERICAN STANDARD / MITSUBISHI ELECTRIC | NAXSPH12A112A* | NAXWPH12B112AA |  | 12.5 | 13600 | $2,500: 2 indoor heads; $5,000: >=3 indoor heads | 206401421 | ccASHP | HRCU-A-CB-O | Nv Series Pro | 26.1 | 12000 | 2.21 | 100
MITSUBISHI ELECTRIC | NAXSPH12A112A* | MSZ-FH12NA |  | 12.5 | 13600 | $2,500: 2 indoor heads; $5,000: >=3 indoor heads | 204629341 | ccASHP | HRCU-A-CB-O | Nv Series | 26.1 | 12000 | 2.21 | 100
AMERICAN STANDARD / MITSUBISHI ELECTRIC | NAXSPH12B112A* | NAXWPH12A112AA |  | 12.5 | 13600 | $2,500: 2 indoor heads; $5,000: >=3 indoor heads | 206425191 | ccASHP | HRCU-A-CB-O |  | 26.1 | 12000 | 2.21 | 100
TRANE / MITSUBISHI ELECTRIC | NTXSPH12A112AA | NTXWPH12A112AA |  | 12.5 | 13600 | $2,500: 2 indoor heads; $5,000: >=3 indoor heads | 202373726 | ccASHP | HRCU-A-CB-O | M-Series H2i | 26.1 | 12000 | 2.21 | 100
MITSUBISHI ELECTRIC | MUZ-FH12NA | NTXWPH12A112A* |  | 12.5 | 13600 | $2,500: 2 indoor heads; $5,000: >=3 indoor heads | 204629560 | ccASHP | HRCU-A-CB-O | M-Series H2i | 26.1 | 12000 | 2.21 | 100
MITSUBISHI ELECTRIC | MUZ-GL12NA*** | MSZ-GL12NA*** |  | 12.5 | 14400 | $2,500: 2 indoor heads; $5,000: >=3 indoor heads | 202680595 | ccASHP | HRCU-A-CB-O | M-Series | 23.1 | 12000 | 2.93 | 70
MITSUBISHI ELECTRIC | NAXSST12A112A* | MSZ-GL12NA*** |  | 12.5 | 14400 | $2,500: 2 indoor heads; $5,000: >=3 indoor heads | 204629354 | ccASHP | HRCU-A-CB-O | Nv Series | 23.1 | 12000 | 2.93 | 70
MITSUBISHI ELECTRIC | NTXSST12A112A* | MSZ-GL12NA*** |  | 12.5 | 14400 | $2,500: 2 indoor heads; $5,000: >=3 indoor heads | 204629267 | ccASHP | HRCU-A-CB-O | Nv Series | 23.1 | 12000 | 2.93 | 70
MITSUBISHI ELECTRIC | MUZ-GL12NA*** | NAXWST12A112A* |  | 12.5 | 14400 | $2,500: 2 indoor heads; $5,000: >=3 indoor heads | 204629223 | ccASHP | HRCU-A-CB-O | M-Series | 23.1 | 12000 | 2.93 | 70
MITSUBISHI ELECTRIC | MUZ-GL12NA*** | NTXWST12A112A* |  | 12.5 | 14400 | $2,500: 2 indoor heads; $5,000: >=3 indoor heads | 204629182 | ccASHP | HRCU-A-CB-O | M-Series | 23.1 | 12000 | 2.93 | 70
AMERICAN STANDARD / MITSUBISHI ELECTRIC | NAXSST12A112AA | NAXWST12A112AA |  | 12.5 | 14400 | $2,500: 2 indoor heads; $5,000: >=3 indoor heads | 202373693 | ccASHP | HRCU-A-CB-O | M-Series | 23.1 | 12000 | 2.93 | 70
MITSUBISHI ELECTRIC | MUZ-GL12NA-U1 | MSZ-GL12NA-U1 |  | 12.5 | 14400 | $2,500: 2 indoor heads; $5,000: >=3 indoor heads | 201754311 | ccASHP | HRCU-A-CB-O | Mitsubishi Electric | 23.1 | 12000 | 2.93 | 70
TRANE / MITSUBISHI ELECTRIC | NTXSST12A112AA | NTXWST12A112AA |  | 12.5 | 14400 | $2,500: 2 indoor heads; $5,000: >=3 indoor heads | 202373733 | ccASHP | HRCU-A-CB-O | M-Series | 23.1 | 12000 | 2.93 | 70
DAIKIN | RXS12LVJU | FTXS12LVJU |  | 12.5 | 14400 | $2,500: 2 indoor heads; $4,000: >=3 indoor heads | 5265755 | ASHP | HRCU-A-CB-O |  | 23 | 12000
MITSUBISHI ELECTRIC | MUZ-FS15NA-U1 | MSZ-FS15NA-U1 |  | 12.5 | 16000 | $2,500: 2 indoor heads; $5,000: >=3 indoor heads | 205975734 | ccASHP | HRCU-A-CB-O | M-Series H2i | 22.2 | 14000 | 2.17 | 121
RHEEM | ROSH12BFWJ | RIWH12BVFJ |  | 12.5 | 16000 | $2,500: 2 indoor heads; $4,000: >=3 indoor heads | 207131762 | ASHP | HRCU-A-CB-O |  | 23 | 12000
FUJITSU | AOUG12LMAS1 | ASUG12LMAS |  | 12.5 | 16000 | $2,500: 2 indoor heads; $4,000: >=3 indoor heads | 204752938 | ASHP | HRCU-A-CB-O |  | 23 | 12000
RUUD | ROSH12BFWJ | UIWH12BVFJ |  | 12.5 | 16000 | $2,500: 2 indoor heads; $4,000: >=3 indoor heads | 207141969 | ASHP | HRCU-A-CB-O |  | 23 | 12000
FUJITSU | AOUH12LMAH1 | ASUH12LMAS |  | 12.5 | 16000 | $2,500: 2 indoor heads; $4,000: >=3 indoor heads | 206263450 | ASHP | HRCU-A-CB-O |  | 23 | 12000
LG | LAU150HYV2 | LAN150HYV2 |  | 12.5 | 18000 | $2,500: 2 indoor heads; $5,000: >=3 indoor heads | 9680935 | ccASHP | HRCU-A-CB-O |  | 24 | 15000 | 2.57 | 105
DAIKIN | RXL15QMVJU* | FTX15NMVJU |  | 12.5 | 18300 | $2,500: 2 indoor heads; $5,000: >=3 indoor heads | 205663349 | ccASHP | HRCU-A-CB-O | Aurora Series | 20 | 15000 | 2.27 | 99
DAIKIN | RXL15QMVJU | FTX15NMVJU |  | 12.5 | 18300 | $2,500: 2 indoor heads; $5,000: >=3 indoor heads | 8849330 | ccASHP | HRCU-A-CB-O | Aurora Series | 20 | 15000 | 2.27 | 99
MITSUBISHI ELECTRIC | MUZ-FS18NA-U1 | MSZ-FS18NA-U1 |  | 12.5 | 19000 | $2,500: 2 indoor heads; $5,000: >=3 indoor heads | 205975735 | ccASHP | HRCU-A-CB-O | M-Series H2i | 21 | 17200 | 2.15 | 121
FUJITSU | AOUH18LMAS1 | ASUH18LMAS |  | 12.5 | 21600 | $2,500: 2 indoor heads; $4,000: >=3 indoor heads | 206913027 | ASHP | HRCU-A-CB-O |  | 21.1 | 18000
MITSUBISHI ELECTRIC | SUZ-KA18NAH2 | PEAD-A18AA |  | 12.5 | 21600 | $2,500: 2 indoor heads; $4,000: >=3 indoor heads | 202392046 | ASHP | HRCU-A-CB | M-Series | 19.8 | 18000
LG | LAU180HYV1 | LAN180HYV1 |  | 12.5 | 22000 | $2,500: 2 indoor heads; $5,000: >=3 indoor heads | 8584525 | ccASHP | HRCU-A-CB-O |  | 24 | 18200 | 2.37 | 87
LENNOX | MLA024S4S-1P | MMDB024S4-2P |  | 12.5 | 24000 | $2,500: 2 indoor heads; $5,000: >=3 indoor heads | 10528572 | ccASHP | HRCU-A-CB |  | 20.5 | 24000 | 1.84 | 102
C&H | CH-24LCDTU/O | CH-24LCDTU/I |  | 12.5 | 24000 | $2,500: 2 indoor heads; $5,000: >=3 indoor heads | 10443490 | ccASHP | HRCU-A-CB | Single Zone Light Commercial Duct | 20.5 | 24000 | 1.87 | 117
C&H | CH-24LCU/O | CH-24LCDTU/I |  | 12.5 | 24000 | $2,500: 2 indoor heads; $5,000: >=3 indoor heads | 201755335 | ccASHP | HRCU-A-CB | Single Zone Duct Light Commercial | 20.5 | 24000 | 1.87 | 117
C&H | CH-24DKT230VO | CH-24LCDTU/I |  | 12.5 | 24000 | $2,500: 2 indoor heads; $5,000: >=3 indoor heads | 204098427 | ccASHP | HRCU-A-CB | Single Zone Dakota Hyper Duct | 20.5 | 24000 | 1.87 | 117
C&H | CH-24LCU/O | CH-M24DTUI |  | 12.5 | 24000 | $2,500: 2 indoor heads; $5,000: >=3 indoor heads | 205263857 | ccASHP | HRCU-A-CB |  | 20.5 | 24000 | 1.87 | 117
C&H | CH-HYP24SPH230VO | CH-M24DTUI |  | 12.5 | 24000 | $2,500: 2 indoor heads; $5,000: >=3 indoor heads | 205263858 | ccASHP | HRCU-A-CB |  | 20.5 | 24000 | 1.87 | 117
CARRIER | 38MAQB24R--3 | 40MBDQ24---3 |  | 12.5 | 24000 | $2,500: 2 indoor heads; $5,000: >=3 indoor heads | 200059145 | ccASHP | HRCU-A-CB | Performance Series | 20.5 | 24000 | 1.83 | 100
BOSCH | BMS500-AAS024-1CSXHB | BMS500-AAU024-1AHDXB |  | 12.5 | 24000 | $2,500: 2 indoor heads; $5,000: >=3 indoor heads | 204014470 | ccASHP | HRCU-A-CB | Bosch Climate 5000 ductless minisplit series | 20.5 | 24000 | 1.87 | 117
BRYANT | 38MAQB24R--3 | 40MBDQ24---3 |  | 12.5 | 24000 | $2,500: 2 indoor heads; $5,000: >=3 indoor heads | 200059144 | ccASHP | HRCU-A-CB | Preferred Series | 20.5 | 24000 | 1.83 | 100
MOOVAIR | DM24HOS25230E3 | DM24HIDU230X5 |  | 12.5 | 24000 | $2,500: 2 indoor heads; $5,000: >=3 indoor heads | 204005743 | ccASHP | HRCU-A-CB |  | 20.5 | 24000 | 1.87 | 117
PAYNE | 38MAQB24R--3 | 40MBDQ24---3 |  | 12.5 | 24000 | $2,500: 2 indoor heads; $5,000: >=3 indoor heads | 201846978 | ccASHP | HRCU-A-CB | Mid-tier | 20.5 | 24000 | 1.83 | 100
MRCOOL | O-HH-24-HP-C-230 | DUCT-24HP-230 |  | 12.5 | 24000 | $2,500: 2 indoor heads; $5,000: >=3 indoor heads | 204469771 | ccASHP | HRCU-A-CB |  | 20.5 | 24000 | 1.87 | 117
MIDEA | 38MAQB24R--3 | 40MBDQ24---3 |  | 12.5 | 24000 | $2,500: 2 indoor heads; $5,000: >=3 indoor heads | 201846998 | ccASHP | HRCU-A-CB | Excel Series | 20.5 | 24000 | 1.83 | 100
MDV | MOD30-24HFN1-MT0W* | MTIU-24HWFN1-M |  | 12.5 | 24000 | $2,500: 2 indoor heads; $5,000: >=3 indoor heads | 10028966 | ccASHP | HRCU-A-CB |  | 20.5 | 24000 | 1.87 | 117
KERR | A-KMH24SU-1 | B-KMH24DU-1 |  | 12.5 | 24000 | $2,500: 2 indoor heads; $5,000: >=3 indoor heads | 202111000 | ccASHP | HRCU-A-CB |  | 20.5 | 24000 | 1.87 | 117
DAIKIN | 3MXS24RMVJU* |  |  | 12.5 | 24000 | $2,500: 2 indoor heads; $5,000: >=3 indoor heads | 205663356 | ccASHP | HMSV-A-CB-O | MXS Series | 18 | 24000 | 2.26 | 78
DAIKIN | 3MXL24RMVJU* |  |  | 12.5 | 24000 | $2,500: 2 indoor heads; $5,000: >=3 indoor heads | 205663358 | ccASHP | HMSV-A-CB-O | MXL Aurora Series | 18 | 24000 | 2.17 | 90
COMFORTSTAR | CXH024CD(O) | CPA-24B |  | 12.5 | 24000 | $2,500: 2 indoor heads; $5,000: >=3 indoor heads | 202575869 | ccASHP | HRCU-A-CB |  | 20.5 | 24000 | 1.87 | 117
DAIKIN | 3MXS24NMVJU |  |  | 12.5 | 24000 | $2,500: 2 indoor heads; $5,000: >=3 indoor heads | 8103869 | ccASHP | HMSV-A-CB | MXS Series | 17.9 | 24000 | 2.26 | 78
DAIKIN | 3MXL24QMVJU |  |  | 12.5 | 24000 | $2,500: 2 indoor heads; $5,000: >=3 indoor heads | 8849539 | ccASHP | HMSV-A-CB | MXL Aurora Series | 17.9 | 24000 | 2.17 | 90
DAIKIN | 3MXS24RMVJU |  |  | 12.5 | 24000 | $2,500: 2 indoor heads; $5,000: >=3 indoor heads | 201851575 | ccASHP | HMSV-A-CB |  | 18 | 24000 | 2.26 | 78
DAIKIN | 3MXL24RMVJU |  |  | 12.5 | 24000 | $2,500: 2 indoor heads; $5,000: >=3 indoor heads | 201851577 | ccASHP | HMSV-A-CB |  | 18 | 24000 | 2.17 | 90
ELIOS | DE24HOS25230E3 | DE24HIDU230X5 |  | 12.5 | 24000 | $2,500: 2 indoor heads; $5,000: >=3 indoor heads | 204005781 | ccASHP | HRCU-A-CB |  | 20.5 | 24000 | 1.87 | 117
ELIOS | DE24HOS25230E3 | DM24HIDU230X5 |  | 12.5 | 24000 | $2,500: 2 indoor heads; $5,000: >=3 indoor heads | 205300176 | ccASHP | HRCU-A-CB |  | 20.5 | 24000 | 1.87 | 117
WEATHERMAKER | 38MAQB24R--3 | 40MBDQ24---3 |  | 12.5 | 24000 | $2,500: 2 indoor heads; $4,000: >=3 indoor heads | 205772838 | ASHP | HRCU-A-CB |  | 20.5 | 24000
KARDA | 1PAMSHH24-SZO-20.5 | 2KARDA24UVD |  | 12.5 | 24000 | $2,500: 2 indoor heads; $4,000: >=3 indoor heads | 205921401 | ASHP | HRCU-A-CB |  | 20.5 | 24000
SENVILLE | SENA/24HF/OZ | SENA/24HF/ID |  | 12.5 | 24000 | $2,500: 2 indoor heads; $4,000: >=3 indoor heads | 205921393 | ASHP | HRCU-A-CB |  | 20.5 | 24000
DIRECT AIR | MOD30-24HFN1-MT0W | MTIU-24HWFN1-M |  | 12.5 | 24000 | $2,500: 2 indoor heads; $4,000: >=3 indoor heads | 203269795 | ASHP | HRCU-A-CB |  | 20.5 | 24000
KOOLKING | MOD30-24HFN1-MT0W | MEU-24MPH2 |  | 12.5 | 24000 | $2,500: 2 indoor heads; $4,000: >=3 indoor heads | 201863413 | ASHP | HRCU-A-CB |  | 20.5 | 24000
MIDEA | MOD30-24HFN1-MT0W | MTIU-24HWFN1-M |  | 12.5 | 24000 | $2,500: 2 indoor heads; $4,000: >=3 indoor heads | 201863408 | ASHP | HRCU-A-CB |  | 20.5 | 24000
MIDEA | MCHSU-24PHH2 | MEU-24MPH2 |  | 12.5 | 24000 | $2,500: 2 indoor heads; $4,000: >=3 indoor heads | 10028988 | ASHP | HRCU-A-CB |  | 20.5 | 24000
THERMOCORE SYSTEMS | T4HH21S-H224-C | T3C21S-H224-EDT |  | 12.5 | 24000 | $2,500: 2 indoor heads; $4,000: >=3 indoor heads | 205992984 | ASHP | HRCU-A-CB |  | 20.5 | 24000
DIRECT AIR | MOD30-24HFN1-MT0W | MTIU-24HWFN1-M |  | 12.5 | 24000 | $2,500: 2 indoor heads; $4,000: >=3 indoor heads | 203269801 | ASHP | HRCU-A-CB |  | 20.5 | 24000
CENTURY | A-VMH24SU-1 | B-VMH24DU-1 |  | 12.5 | 24000 | $2,500: 2 indoor heads; $4,000: >=3 indoor heads | 202110996 | ASHP | HRCU-A-CB |  | 20.5 | 24000
COMFORT-AIRE | A-VMH24SU-1 | B-VMH24DU-1 |  | 12.5 | 24000 | $2,500: 2 indoor heads; $4,000: >=3 indoor heads | 202110995 | ASHP | HRCU-A-CB |  | 20.5 | 24000
LENNOX | LISH024000P431-C | LIFHC024180P431-C. |  | 12.5 | 24000 | $2,500: 2 indoor heads; $4,000: >=3 indoor heads | 201796625 | ASHP | HRCU-A-CB |  | 20.5 | 24000
NOVAIR PLUS | 24EVONVO | 24EVDNVI |  | 12.5 | 24000 | $2,500: 2 indoor heads; $4,000: >=3 indoor heads | 205281392 | ASHP | HRCU-A-CB |  | 20.5 | 24000
NORTON AIR CONDITIONERS | OHP14-24-12-25 | DHP14-24-12-U |  | 12.5 | 24000 | $2,500: 2 indoor heads; $4,000: >=3 indoor heads | 205300202 | ASHP | HRCU-A-CB |  | 20.5 | 24000
LG | LAU240HYV3 | LAN240HYV3 |  | 12.5 | 26000 | $2,500: 2 indoor heads; $5,000: >=3 indoor heads | 204825181 | ccASHP | HRCU-A-CB-O | LGRED | 22.5 | 22000 | 2.24 | 91
BRYANT | 280ANV036*0**A* | CAP**3721AL*+UI | 88*TA60090C21*** | 12.5 | 28600 | 5000 | 204430246 | ccASHP | HRCU-A-CB |  | 19 | 34800 | 2.16 | 93
CARRIER | 25VNA036A*030* | CAP**4321AL*+UI | 59MN7B080C21**20 | 12.5 | 28600 | 5000 | 204430342 | ccASHP | HRCU-A-CB |  | 19 | 34400 | 1.98 | 93
BRYANT | 280ANV036*0**A* | CAP**4321AL*+UI | 987MB60080C21*** | 12.5 | 28600 | 5000 | 204430343 | ccASHP | HRCU-A-CB |  | 19 | 34800 | 2.2 | 93
CARRIER | 25VNA036A*030* | CAP**3721AL*+UI | 58TN*A090C21**20 | 12.5 | 28600 | 5000 | 204430244 | ccASHP | HRCU-A-CB |  | 19 | 34600 | 2 | 93
BRYANT | 280ANV036*0**A* | CAP**4221AL*+UI | 986TC60080C21*** | 12.5 | 31800 | 5000 | 204430287 | ccASHP | HRCU-A-CB |  | 19 | 33400 | 2.33 | 83
BRYANT | 280ANV036*0**A* | CAP**4221AL*+UI | 986TC66100C21*** | 12.5 | 31800 | 5000 | 204430291 | ccASHP | HRCU-A-CB |  | 19 | 33600 | 2.31 | 83
BRYANT | 280ANV036*0**A* | CAP**4224AL*+UI | 987MB66120C24*** | 12.5 | 31800 | 5000 | 204430318 | ccASHP | HRCU-A-CB |  | 19 | 33600 | 2.31 | 83
BRYANT | 280ANV036*0**A* | CAP**4224AL*+UI | 986TC60080C21*** | 12.5 | 31800 | 5000 | 204430321 | ccASHP | HRCU-A-CB |  | 19 | 33600 | 2.31 | 83
CARRIER | 25VNA036A*030* | CAP**4221AL*+UI | 59TN6B080C21**20 | 12.5 | 31800 | 5000 | 204430286 | ccASHP | HRCU-A-CB |  | 19 | 33600 | 1.85 | 83
CARRIER | 25VNA036A*030* | CAP**4221AL*+UI | 59TN6B100C21**22 | 12.5 | 31800 | 5000 | 204430289 | ccASHP | HRCU-A-CB |  | 19 | 33400 | 1.87 | 83
CARRIER | 25VNA036A*030* | CAP**4224AL*+UI | 59MN7B120C24**22 | 12.5 | 31800 | 5000 | 204430317 | ccASHP | HRCU-A-CB |  | 19 | 33600 | 1.87 | 83
CARRIER | 25VNA036A*030* | CAP**4224AL*+UI | 59TN6B080C21**20 | 12.5 | 31800 | 5000 | 204430320 | ccASHP | HRCU-A-CB |  | 19 | 33600 | 1.87 | 83
CARRIER | 25VNA036A*030* | CAP**4221AL*+UI | 58TN*A070C17**16 | 12.5 | 32000 | 5000 | 204430265 | ccASHP | HRCU-A-CB |  | 18 | 33000 | 1.84 | 83
BRYANT | 280ANV036*0**A* | CAP**4221AL*+UI | 88*TA48070C17*** | 12.5 | 32000 | 5000 | 204430266 | ccASHP | HRCU-A-CB |  | 18 | 33400 | 2.37 | 83
BRYANT | 280ANV036*0**A* | CNPV*4221AL*+UI | 88*TA60090C21*** | 12.5 | 32200 | 5000 | 204430610 | ccASHP | HRCU-A-CB |  | 19 | 33600 | 2.31 | 82
BRYANT | 280ANV036*0**A* | CNPV*4221AL*+UI | 986TC66100C21*** | 12.5 | 32200 | 5000 | 204430676 | ccASHP | HRCU-A-CB |  | 19 | 33600 | 2.33 | 82
BRYANT | 280ANV036*0**A* | CNPV*4221AL*+UI | 88*TA60110C21*** | 12.5 | 32200 | 5000 | 204430693 | ccASHP | HRCU-A-CB |  | 19 | 33600 | 2.31 | 82
CARRIER | 25VNA036A*030* | CNPV*4221AL*+UI | 58TN*A110C21**20 | 12.5 | 32200 | 5000 | 204430689 | ccASHP | HRCU-A-CB |  | 19 | 33600 | 1.87 | 82
BRYANT | 280ANV036*0**A* | CNPV*4221AL*+UI | 986TC60080C21*** | 12.5 | 32200 | 5000 | 204430667 | ccASHP | HRCU-A-CB |  | 18 | 33600 | 2.33 | 82
CARRIER | 25VNA036A*030* | CNPV*4221AL*+UI | 59TN6B100C21**22 | 12.5 | 32200 | 5000 | 204430672 | ccASHP | HRCU-A-CB |  | 19 | 33600 | 1.85 | 82
CARRIER | 25VNA036A*030* | CNPV*4221AL*+UI | 59TN6B080C21**20 | 12.5 | 32200 | 5000 | 204430662 | ccASHP | HRCU-A-CB |  | 18 | 33600 | 1.85 | 82
BRYANT | 280ANV036*0**A* | CNPV*4221AL*+UI | 88*TA48090C17*** | 12.5 | 32200 | 5000 | 204430685 | ccASHP | HRCU-A-CB |  | 19 | 33600 | 2.33 | 82
CARRIER | 25VNA036A*030* | CNPV*4221AL*+UI | 58TN*A090C21**20 | 12.5 | 32200 | 5000 | 204430607 | ccASHP | HRCU-A-CB |  | 19 | 33600 | 1.87 | 82
CARRIER | 25VNA036A*030* | CNPV*4221AL*+UI | 58TN*A090C17**16 | 12.5 | 32200 | 5000 | 204430681 | ccASHP | HRCU-A-CB |  | 19 | 33600 | 1.85 | 82
CARRIER | 25VNA036A*030* | CNPV*4221AL*+UI | 58TN*A070C17**16 | 12.5 | 32400 | 5000 | 204430600 | ccASHP | HRCU-A-CB |  | 19 | 33000 | 1.84 | 82
BRYANT | 280ANV036*0**A* | CAP**4221AL*+UI | 987MB42060C17*** | 12.5 | 32400 | 5000 | 204430279 | ccASHP | HRCU-A-CB |  | 18 | 33000 | 2.44 | 83
CARRIER | 25VNA036A*030* | CAP**4221AL*+UI | 59MN7B060C17**14 | 12.5 | 32400 | 5000 | 204430276 | ccASHP | HRCU-A-CB |  | 18 | 33000 | 1.8 | 83
BRYANT | 280ANV036*0**A* | CNPV*4221AL*+UI | 88*TA48070C17*** | 12.5 | 32400 | 5000 | 204430602 | ccASHP | HRCU-A-CB |  | 19 | 33400 | 2.37 | 82
CARRIER | 25VNA036A*030* | CNPV*4221AL*+UI | 59MN7B080C17**14 | 12.5 | 32600 | 5000 | 204430635 | ccASHP | HRCU-A-CB |  | 18 | 33000 | 1.82 | 83
BRYANT | 280ANV036*0**A* | CNPV*4221AL*+UI | 987MB42080C17*** | 12.5 | 32600 | 5000 | 204430639 | ccASHP | HRCU-A-CB |  | 18 | 33200 | 2.42 | 83
FUJITSU | AOU9RLFF | AGU9RLF |  | 12.6 | 12000 | $2,500: 2 indoor heads; $5,000: >=3 indoor heads | 6936995 | ccASHP | HRCU-A-CB-O | Halcyon Single-room Mini-Split Systems Floor Mounted RLFFH Series | 26 | 9000 | 1.95 | 116
RHEEM | ROSH09AFFJ | RIFH09AVFJ |  | 12.6 | 12000 | $2,500: 2 indoor heads; $5,000: >=3 indoor heads | 10595392 | ccASHP | HRCU-A-CB-O | Rheem Single-room Mini-Split Systems Floor Mounted | 26 | 9000 | 1.95 | 116
MITSUBISHI ELECTRIC | SUZ-KA09NA2 | PEAD-A09AA7 |  | 12.6 | 12000 | $2,500: 2 indoor heads; $4,000: >=3 indoor heads | 204629207 | ASHP | HRCU-A-CB | M-Series | 19.7 | 9000
MITSUBISHI ELECTRIC | SUZ-KA09NA2 | PEAD-A09AA |  | 12.6 | 12000 | $2,500: 2 indoor heads; $4,000: >=3 indoor heads | 202392038 | ASHP | HRCU-A-CB | M-Series | 19.7 | 9000
MITSUBISHI ELECTRIC | SUZ-KA18NA2 | SVZ-KP18NA |  | 12.6 | 21600 | $2,500: 2 indoor heads; $4,000: >=3 indoor heads | 202392054 | ASHP | HRCU-A-CB | M-Series | 18 | 18000
MIDEA | DLCSRBH24AAK | DLFSDAH24XAK |  | 12.6 | 24600 | $2,500: 2 indoor heads; $5,000: >=3 indoor heads | 206350457 | ccASHP | HRCU-A-CB | Excel | 20.6 | 24000 | 2.01 | 113
MIDEA | 38MARBQ24AA3 | 40MBDQ24--3 |  | 12.6 | 24600 | $2,500: 2 indoor heads; $5,000: >=3 indoor heads | 206350380 | ccASHP | HRCU-A-CB | Excel | 20.6 | 24000 | 2.01 | 113
WEATHERMAKER | 38MARBQ24AA3 | 40MBDQ24--3 |  | 12.6 | 24600 | $2,500: 2 indoor heads; $5,000: >=3 indoor heads | 206350369 | ccASHP | HRCU-A-CB | Mid-Tier | 20.6 | 24000 | 2.01 | 113
MDV | MOD30-24HFN1-MU0W | MTIU-24HWFN1-M |  | 12.6 | 24600 | $2,500: 2 indoor heads; $5,000: >=3 indoor heads | 206330136 | ccASHP | HRCU-A-CB |  | 20.6 | 24000 | 2.07 | 102
TEMPSTAR | DLCSRBH24AAK | DLFSDAH24XAK |  | 12.6 | 24600 | $2,500: 2 indoor heads; $5,000: >=3 indoor heads | 206350468 | ccASHP | HRCU-A-CB | QuietComfort | 20.6 | 24000 | 2.01 | 113
PAYNE | 38MARBQ24AA3 | 40MBDQ24--3 |  | 12.6 | 24600 | $2,500: 2 indoor heads; $5,000: >=3 indoor heads | 206350358 | ccASHP | HRCU-A-CB | Mid-Tier | 20.6 | 24000 | 2.01 | 113
AIRQUEST | DLCSRBH24AAK | DLFSDAH24XAK |  | 12.6 | 24600 | $2,500: 2 indoor heads; $5,000: >=3 indoor heads | 206350490 | ccASHP | HRCU-A-CB | QuietComfort | 20.6 | 24000 | 2.01 | 113
ARCOAIRE | DLCSRBH24AAK | DLFSDAH24XAK |  | 12.6 | 24600 | $2,500: 2 indoor heads; $5,000: >=3 indoor heads | 206350391 | ccASHP | HRCU-A-CB | DuraComfort | 20.6 | 24000 | 2.01 | 113
BRYANT | 38MARBQ24AA3 | 40MBDQ24--3 |  | 12.6 | 24600 | $2,500: 2 indoor heads; $5,000: >=3 indoor heads | 206350347 | ccASHP | HRCU-A-CB | Preferred | 20.6 | 24000 | 2.01 | 113
ELIOS | DE24HOS25230E3A | DM24HIDU230X5 |  | 12.6 | 24600 | $2,500: 2 indoor heads; $5,000: >=3 indoor heads | 206401449 | ccASHP | HRCU-A-CB |  | 20.6 | 24000 | 2.07 | 102
KENMORE | DLCSRBH24AAK | DLFSDAH24XAK |  | 12.6 | 24600 | $2,500: 2 indoor heads; $5,000: >=3 indoor heads | 206350446 | ccASHP | HRCU-A-CB | Mid-Tier | 20.6 | 24000 | 2.01 | 113
COMFORTMAKER | DLCSRBH24AAK | DLFSDAH24XAK |  | 12.6 | 24600 | $2,500: 2 indoor heads; $5,000: >=3 indoor heads | 206350402 | ccASHP | HRCU-A-CB | QuietComfort | 20.6 | 24000 | 2.01 | 113
DAY & NIGHT | DLCSRBH24AAK | DLFSDAH24XAK |  | 12.6 | 24600 | $2,500: 2 indoor heads; $5,000: >=3 indoor heads | 206350413 | ccASHP | HRCU-A-CB | Constant Comfort | 20.6 | 24000 | 2.01 | 113
MOOVAIR | DM24HOS25230E3A | DM24HIDU230X5 |  | 12.6 | 24600 | $2,500: 2 indoor heads; $5,000: >=3 indoor heads | 206401443 | ccASHP | HRCU-A-CB |  | 20.6 | 24000 | 2.07 | 102
HEIL | DLCSRBH24AAK | DLFSDAH24XAK |  | 12.6 | 24600 | $2,500: 2 indoor heads; $5,000: >=3 indoor heads | 206350424 | ccASHP | HRCU-A-CB | QuietComfort | 20.6 | 24000 | 2.01 | 113
KEEPRITE | DLCSRBH24AAK | DLFSDAH24XAK |  | 12.6 | 24600 | $2,500: 2 indoor heads; $5,000: >=3 indoor heads | 206350435 | ccASHP | HRCU-A-CB | ProComfort | 20.6 | 24000 | 2.01 | 113
KERR | A-KMH24SU-1A | B-KMH24DU-1 |  | 12.6 | 24600 | $2,500: 2 indoor heads; $5,000: >=3 indoor heads | 206347321 | ccASHP | HRCU-A-CB |  | 20.6 | 24000 | 2.07 | 102
CARRIER | 38MARBQ24AA3 | 40MBDQ24--3 |  | 12.6 | 24600 | $2,500: 2 indoor heads; $5,000: >=3 indoor heads | 206350336 | ccASHP | HRCU-A-CB | Performance | 20.6 | 24000 | 2.01 | 113
KARDA | 1KARDA24SZO20.5 | 2PAMSDH24 |  | 12.6 | 24600 | $2,500: 2 indoor heads; $4,000: >=3 indoor heads | 206348123 | ASHP | HRCU-A-CB |  | 20.6 | 24000
PERFECTAIRE | 1PAMSHH24-SZW-20.5 | 2PAMSDH24 |  | 12.6 | 24600 | $2,500: 2 indoor heads; $4,000: >=3 indoor heads | 207192291 | ASHP | HRCU-A-CB |  | 20.6 | 24000
SMART COMFORT | DLCSRBH24AAK | DLFSDAH24XAK |  | 12.6 | 24600 | $2,500: 2 indoor heads; $4,000: >=3 indoor heads | 206350479 | ASHP | HRCU-A-CB |  | 20.6 | 24000
PERFECTAIRE | 1KARDA24SZO20.5 | 2PAMSDH24 |  | 12.6 | 24600 | $2,500: 2 indoor heads; $4,000: >=3 indoor heads | 206348127 | ASHP | HRCU-A-CB |  | 20.6 | 24000
SENVILLE | SENA/24HF/OQ | SENA/24HF/ID |  | 12.6 | 24600 | $2,500: 2 indoor heads; $4,000: >=3 indoor heads | 207641348 | ASHP | HRCU-A-CB |  | 20.6 | 24000
MITSUBISHI ELECTRIC | SUZ-KA30NA2 | PEAD-A30AA7 |  | 12.6 | 30000 | $2,500: 2 indoor heads; $4,000: >=3 indoor heads | 204629212 | ASHP | HRCU-A-CB | M-Series | 18 | 27000
MITSUBISHI ELECTRIC | SUZ-KA30NA2 | PEAD-A30AA |  | 12.6 | 30000 | $2,500: 2 indoor heads; $4,000: >=3 indoor heads | 202392042 | ASHP | HRCU-A-CB | M-Series | 18 | 27000
RHEEM | RP2036BJV | RCF6021SEA | R96VA0702317M | 12.65 | 34200 | 4000 | 206334379 | ASHP | HRCU-A-CB |  | 20.25 | 34200
RUUD | UP2036BJV | RCF6021SEA | U96VA0702317M | 12.65 | 34200 | 4000 | 206338215 | ASHP | HRCU-A-CB |  | 20.25 | 34200
RUUD | UP2036BJV | RCF6021SEA | U96VA0702317MSA | 12.65 | 34200 | 4000 | 206338214 | ASHP | HRCU-A-CB |  | 20.25 | 34200
FUJITSU | FO3620RVJCAB | FCC6021ESA | FF70173LT96M | 12.65 | 34200 | 4000 | 206338213 | ASHP | HRCU-A-CB |  | 20.25 | 34200
MDV | MOX230-09HFN1-MW5W | MSAG11B-09HRFN1-MV8W(GA) |  | 12.7 | 10000 | $2,500: 2 indoor heads; $5,000: >=3 indoor heads | 206361865 | ccASHP | HRCU-A-CB-O |  | 24 | 9000 | 2.22 | 85
MDV | MOX230-09HFN1-MW5W | MSAG11B-09HRFN1-MX7W(GA) |  | 12.7 | 10000 | $2,500: 2 indoor heads; $4,000: >=3 indoor heads | 207215956 | ASHP | HRCU-A-CB-O |  | 24 | 9000
COMFORTMAKER | DLCSRBH12AAK | DLFSHBH12XAK |  | 12.7 | 12000 | $2,500: 2 indoor heads; $4,000: >=3 indoor heads | 206361875 | ASHP | HRCU-A-CB-O |  | 22 | 12000
DAY & NIGHT | DLCSRBH12AAK | DLFSHBH12XAK |  | 12.7 | 12000 | $2,500: 2 indoor heads; $4,000: >=3 indoor heads | 206361880 | ASHP | HRCU-A-CB-O |  | 22 | 12000
HEIL | DLCSRBH12AAK | DLFSHBH12XAK |  | 12.7 | 12000 | $2,500: 2 indoor heads; $4,000: >=3 indoor heads | 206361885 | ASHP | HRCU-A-CB-O |  | 22 | 12000
KEEPRITE | DLCSRBH12AAK | DLFSHBH12XAK |  | 12.7 | 12000 | $2,500: 2 indoor heads; $4,000: >=3 indoor heads | 206361890 | ASHP | HRCU-A-CB-O |  | 22 | 12000
MIDEA | DLCSRBH12AAK | DLFSHBH12XAK |  | 12.7 | 12000 | $2,500: 2 indoor heads; $4,000: >=3 indoor heads | 206361900 | ASHP | HRCU-A-CB-O |  | 22 | 12000
TEMPSTAR | DLCSRBH12AAK | DLFSHBH12XAK |  | 12.7 | 12000 | $2,500: 2 indoor heads; $4,000: >=3 indoor heads | 206361905 | ASHP | HRCU-A-CB-O |  | 22 | 12000
SMART COMFORT | DLCSRBH12AAK | DLFSHBH12XAK |  | 12.7 | 12000 | $2,500: 2 indoor heads; $4,000: >=3 indoor heads | 206361910 | ASHP | HRCU-A-CB-O |  | 22 | 12000
AIRQUEST | DLCSRBH12AAK | DLFSHBH12XAK |  | 12.7 | 12000 | $2,500: 2 indoor heads; $4,000: >=3 indoor heads | 206361915 | ASHP | HRCU-A-CB-O |  | 22 | 12000
ARCOAIRE | DLCSRBH12AAK | DLFSHBH12XAK |  | 12.7 | 12000 | $2,500: 2 indoor heads; $4,000: >=3 indoor heads | 206361870 | ASHP | HRCU-A-CB-O |  | 22 | 12000
MDV | MOX330-12HFN1-MW5W | MSAG11B-12HRFN1-MV0W(GA) |  | 12.7 | 12000 | $2,500: 2 indoor heads; $4,000: >=3 indoor heads | 206361861 | ASHP | HRCU-A-CB-O |  | 22 | 12000
KENMORE | DLCSRBH12AAK | DLFSHBH12XAK |  | 12.7 | 12000 | $2,500: 2 indoor heads; $4,000: >=3 indoor heads | 206361895 | ASHP | HRCU-A-CB-O |  | 22 | 12000
SHARP | AE-X12THU | AY-XP12THU |  | 12.7 | 14000 | $2,500: 2 indoor heads; $5,000: >=3 indoor heads | 8796398 | ccASHP | HRCU-A-CB-O | Eco-inverter | 24 | 11500 | 2.55 | 100
FUJITSU | FO3620RVJCAB | FCC6021ESA | FF85215LM97K | 12.75 | 34200 | 4000 | 205772878 | ASHP | HRCU-A-CB |  | 20.45 | 34200
RUUD | UP2036BJV | RCF6021SEA | U97VA085M521K | 12.75 | 34200 | 4000 | 205760846 | ASHP | HRCU-A-CB |  | 20.45 | 34200
RHEEM | RP2036BJV | RCF6021SEA | R97VA085M521K | 12.75 | 34200 | 4000 | 205760841 | ASHP | HRCU-A-CB |  | 20.45 | 34200
MITSUBISHI ELECTRIC | MUZ-GL09NA*** | MSZ-GL09NA*** |  | 12.8 | 10900 | $2,500: 2 indoor heads; $5,000: >=3 indoor heads | 202680594 | ccASHP | HRCU-A-CB-O | M-Series | 24.6 | 9000 | 2.76 | 73
MITSUBISHI ELECTRIC | MUZ-GL09NA-U8 | MSZ-GL09NA-U1 |  | 12.8 | 10900 | $2,500: 2 indoor heads; $5,000: >=3 indoor heads | 201835849 | ccASHP | HRCU-A-CB-O | M-Series | 24.6 | 9000 | 2.76 | 73
MITSUBISHI ELECTRIC | MUZ-GL09NA-U1 | MSZ-GL09NA-U1 |  | 12.8 | 10900 | $2,500: 2 indoor heads; $5,000: >=3 indoor heads | 201754648 | ccASHP | HRCU-A-CB-O | Mitsubishi Electric | 24.6 | 9000 | 2.76 | 73
MITSUBISHI ELECTRIC | MUZ-GL09NA*** | NTXWST09A112A* |  | 12.8 | 10900 | $2,500: 2 indoor heads; $5,000: >=3 indoor heads | 204629181 | ccASHP | HRCU-A-CB-O | M-Series | 24.6 | 9000 | 2.76 | 73
TRANE / MITSUBISHI ELECTRIC | NTXSST09A112AA | NTXWST09A112AA |  | 12.8 | 10900 | $2,500: 2 indoor heads; $5,000: >=3 indoor heads | 202373732 | ccASHP | HRCU-A-CB-O | M-Series | 24.6 | 9000 | 2.76 | 73
MITSUBISHI ELECTRIC | NTXSST09A112A* | MSZ-GL09NA*** |  | 12.8 | 10900 | $2,500: 2 indoor heads; $5,000: >=3 indoor heads | 204629266 | ccASHP | HRCU-A-CB-O | Nv Series | 24.6 | 9000 | 2.76 | 73
MITSUBISHI ELECTRIC | NAXSST09A112A* | MSZ-GL09NA*** |  | 12.8 | 10900 | $2,500: 2 indoor heads; $5,000: >=3 indoor heads | 204629353 | ccASHP | HRCU-A-CB-O | Nv Series | 24.6 | 9000 | 2.76 | 73
AMERICAN STANDARD / MITSUBISHI ELECTRIC | NAXSST09A112AA | NAXWST09A112AA |  | 12.8 | 10900 | $2,500: 2 indoor heads; $5,000: >=3 indoor heads | 202373692 | ccASHP | HRCU-A-CB-O | M-Series | 24.6 | 9000 | 2.76 | 73
MITSUBISHI ELECTRIC | MUZ-GL09NA*** | NAXWST09A112A* |  | 12.8 | 10900 | $2,500: 2 indoor heads; $5,000: >=3 indoor heads | 204629222 | ccASHP | HRCU-A-CB-O | M-Series | 24.6 | 9000 | 2.76 | 73
MITSUBISHI ELECTRIC | MUZ-GL09NAH-U8 | MSZ-GL09NA-U1 |  | 12.8 | 10900 | $2,500: 2 indoor heads; $4,000: >=3 indoor heads | 201836070 | ASHP | HRCU-A-CB-O | M-Series | 24.6 | 9000
MITSUBISHI ELECTRIC | PUZ-A12NKA7*** | PLA-A12EA* |  | 12.8 | 14000 | $2,500: 2 indoor heads; $5,000: >=3 indoor heads | 201754450 | ccASHP | HRCU-A-CB-O | P-Series | 27 | 12000 | 2.01 | 92
TRANE / MITSUBISHI ELECTRIC | TRUZA0121KA70N* | TPLA0A0121EA70A |  | 12.8 | 14000 | $2,500: 2 indoor heads; $5,000: >=3 indoor heads | 204813316 | ccASHP | HRCU-A-CB-O |  | 27 | 12000 | 2.01 | 92
TRANE / MITSUBISHI ELECTRIC | TRUZA0121KA70B* | TPLA0A0121EA70A |  | 12.8 | 14000 | $2,500: 2 indoor heads; $5,000: >=3 indoor heads | 204813315 | ccASHP | HRCU-A-CB-O |  | 27 | 12000 | 2.01 | 92
AMERICAN STANDARD / MITSUBISHI ELECTRIC | ASUZA0121KA70B* | APLA0A0121EA70A |  | 12.8 | 14000 | $2,500: 2 indoor heads; $5,000: >=3 indoor heads | 204813293 | ccASHP | HRCU-A-CB-O |  | 27 | 12000 | 2.01 | 92
AMERICAN STANDARD / MITSUBISHI ELECTRIC | ASUZA0121KA70N* | APLA0A0121EA70A |  | 12.8 | 14000 | $2,500: 2 indoor heads; $5,000: >=3 indoor heads | 204813295 | ccASHP | HRCU-A-CB-O |  | 27 | 12000 | 2.01 | 92
MITSUBISHI ELECTRIC | SUZ-KA18NAH2 | SEZ-KD18NA |  | 12.8 | 21600 | $2,500: 2 indoor heads; $4,000: >=3 indoor heads | 202392034 | ASHP | HRCU-A-CB | M-Series | 22 | 18000
YORK | YVAHP036B21S |  |  | 12.8 | 40000 | $2,500: 2 indoor heads; $4,000: >=3 indoor heads | 8930725 | ASHP | HMSV-A-CB |  | 23.5 | 36000
HITACHI | HVAHP036B21S |  |  | 12.8 | 40000 | $2,500: 2 indoor heads; $4,000: >=3 indoor heads | 8937155 | ASHP | HMSV-A-CB |  | 23.5 | 36000
COLEMAN | CVAHP036B21S |  |  | 12.8 | 40000 | $2,500: 2 indoor heads; $4,000: >=3 indoor heads | 202140585 | ASHP | HMSV-A-CB |  | 23.5 | 36000
YORK | YVAHP036B21S* |  |  | 12.8 | 40000 | $2,500: 2 indoor heads; $4,000: >=3 indoor heads | 203994967 | ASHP | HMSV-A-CB |  | 23.5 | 36000
HITACHI | HVAHP036B21S* |  |  | 12.8 | 40000 | $2,500: 2 indoor heads; $4,000: >=3 indoor heads | 203994969 | ASHP | HMSV-A-CB |  | 23.5 | 36000
COLEMAN | CVAHP036B21S* |  |  | 12.8 | 40000 | $2,500: 2 indoor heads; $4,000: >=3 indoor heads | 203994971 | ASHP | HMSV-A-CB |  | 23.5 | 36000
FUJITSU | FO3620RVJCAB | FCC6021ESA | FF100215LM97K | 12.85 | 34200 | 4000 | 205772879 | ASHP | HRCU-A-CB |  | 20.85 | 34200
FUJITSU | FO3620RVJCAB | FCC6021ESA | FF115245LM97K | 12.85 | 34200 | 4000 | 205772880 | ASHP | HRCU-A-CB |  | 20.55 | 34200
RUUD | UP2036BJV | RCF6021SEA | U97VA115M524K | 12.85 | 34200 | 4000 | 205760850 | ASHP | HRCU-A-CB |  | 20.55 | 34200
RHEEM | RP2036BJV | RCF6021SEA | R97VA115M524K | 12.85 | 34200 | 4000 | 205760845 | ASHP | HRCU-A-CB |  | 20.55 | 34200
RUUD | UP2036BJV | RCF6021SEA | U97VA100M521K | 12.85 | 34200 | 4000 | 205760847 | ASHP | HRCU-A-CB |  | 20.85 | 34200
RHEEM | RP2036BJV | RCF6021SEA | R97VA100M521K | 12.85 | 34200 | 4000 | 205760842 | ASHP | HRCU-A-CB |  | 20.85 | 34200
MITSUBISHI ELECTRIC | SUZ-KA18NA2 | PEAD-A18AA |  | 12.9 | 21600 | $2,500: 2 indoor heads; $4,000: >=3 indoor heads | 202392040 | ASHP | HRCU-A-CB | M-Series | 19.8 | 18000
MITSUBISHI ELECTRIC | SUZ-KA18NA2 | PEAD-A18AA7 |  | 12.9 | 21600 | $2,500: 2 indoor heads; $4,000: >=3 indoor heads | 204629210 | ASHP | HRCU-A-CB | M-Series | 19.8 | 18000
MITSUBISHI ELECTRIC | MUFZ-KJ09NAHZ | MFZ-KJ09NA |  | 13 | 11000 | $2,500: 2 indoor heads; $5,000: >=3 indoor heads | 201754416 | ccASHP | HRCU-A-CB-O | M-Series | 28.2 | 9000 | 2.01 | 100
MITSUBISHI ELECTRIC | NTXSPF09A112A* | MFZ-KJ09NA*** |  | 13 | 11000 | $2,500: 2 indoor heads; $5,000: >=3 indoor heads | 204629262 | ccASHP | HRCU-A-CB-O | Nv Series | 28.2 | 9000 | 2.01 | 100
AMERICAN STANDARD / MITSUBISHI ELECTRIC | NAXSPF09A112AA | NAXFKS09A112AA |  | 13 | 11000 | $2,500: 2 indoor heads; $5,000: >=3 indoor heads | 202373676 | ccASHP | HRCU-A-CB-O | M-Series H2i | 28.2 | 9000 | 2.01 | 100
TRANE / MITSUBISHI ELECTRIC | NTXSPF09A112AA | NTXFKS09A112AA |  | 13 | 11000 | $2,500: 2 indoor heads; $5,000: >=3 indoor heads | 202373716 | ccASHP | HRCU-A-CB-O | M-Series H2i | 28.2 | 9000 | 2.01 | 100
MITSUBISHI ELECTRIC | MUFZ-KJ09NAHZ*** | NTXFKS09A112A* |  | 13 | 11000 | $2,500: 2 indoor heads; $5,000: >=3 indoor heads | 204629177 | ccASHP | HRCU-A-CB-O | M-Series | 28.2 | 9000 | 2.01 | 100
MITSUBISHI ELECTRIC | MUFZ-KJ09NAHZ*** | NAXFKS09A112A* |  | 13 | 11000 | $2,500: 2 indoor heads; $5,000: >=3 indoor heads | 204629572 | ccASHP | HRCU-A-CB-O | M-Series | 28.2 | 9000 | 2.01 | 100
MITSUBISHI ELECTRIC | NAXSPF09A112A* | MFZ-KJ09NA*** |  | 13 | 11000 | $2,500: 2 indoor heads; $5,000: >=3 indoor heads | 204629349 | ccASHP | HRCU-A-CB-O | Nv Series | 28.2 | 9000 | 2.01 | 100
MDV | MOX330-09HFN1-MY5W | MSEPB-09HRFN1-MY5W(GA) |  | 13 | 11800 | $2,500: 2 indoor heads; $5,000: >=3 indoor heads | 205993845 | ccASHP | HRCU-A-CB-O |  | 28.1 | 9000 | 1.97 | 94
BRYANT | 38MARBQ09AA3 | 619AHBQ09XA3 |  | 13 | 11800 | $2,500: 2 indoor heads; $5,000: >=3 indoor heads | 206348142 | ccASHP | HRCU-A-CB-O | Preferred | 28.1 | 9000 | 1.8 | 101
MIDEA | 38MARBQ09AA3 | DHMAHBQ09XA3 |  | 13 | 11800 | $2,500: 2 indoor heads; $5,000: >=3 indoor heads | 206350318 | ccASHP | HRCU-A-CB-O | Excel | 28.1 | 9000 | 1.8 | 101
CARRIER | 38MARBQ09AA3 | 40MAHBQ09XA3 |  | 13 | 11800 | $2,500: 2 indoor heads; $5,000: >=3 indoor heads | 206348135 | ccASHP | HRCU-A-CB-O | Performance | 28.1 | 9000 | 1.8 | 101
WEATHERMAKER | 38MARBQ09AA3 | DHMAHBQ09XA3 |  | 13 | 11800 | $2,500: 2 indoor heads; $5,000: >=3 indoor heads | 206350323 | ccASHP | HRCU-A-CB-O | Mid-Tier | 28.1 | 9000 | 1.8 | 101
PAYNE | 38MARBQ09AA3 | DHMAHBQ09XA3 |  | 13 | 11800 | $2,500: 2 indoor heads; $5,000: >=3 indoor heads | 206350313 | ccASHP | HRCU-A-CB-O | Mid-Tier | 28.1 | 9000 | 1.8 | 101
MRCOOL | O-HH-09-HP-C-230A | O-09-HP-WMAH-230B |  | 13 | 11800 | $2,500: 2 indoor heads; $5,000: >=3 indoor heads | 207339161 | ccASHP | HRCU-A-CB-O |  | 28.1 | 9000 | 1.97 | 94
PAYNE | 38MARBQ12AA3 | DHMAHBQ12XA3 |  | 13 | 12000 | $2,500: 2 indoor heads; $5,000: >=3 indoor heads | 206350314 | ccASHP | HRCU-A-CB-O | Mid-Tier | 25.5 | 12000 | 1.8 | 97
RHEEM | ROSH09BFWJ | RIWH09BVFJ |  | 13 | 12000 | $2,500: 2 indoor heads; $5,000: >=3 indoor heads | 207131760 | ccASHP | HRCU-A-CB-O | Rheem Multi-room Mini-Split Systems | 26.5 | 9000 | 2.03 | 70
MIDEA | 38MARBQ12AA3 | DHMAHBQ12XA3 |  | 13 | 12000 | $2,500: 2 indoor heads; $5,000: >=3 indoor heads | 206350319 | ccASHP | HRCU-A-CB-O | Excel | 25.5 | 12000 | 1.8 | 97
RHEEM | ROSH09AFCJ | RICH09AVFJ |  | 13 | 12000 | $2,500: 2 indoor heads; $5,000: >=3 indoor heads | 10595405 | ccASHP | HRCU-A-CB-O | Rheem Single-room Mini-Split Systems Compact Cassette | 24 | 9000 | 2.35 | 125
PANASONIC | CU-XE12WKUA | CS-XE12WKUAW |  | 13 | 12000 | $2,500: 2 indoor heads; $5,000: >=3 indoor heads | 205047852 | ccASHP | HRCU-A-CB-O | ClimaPure XE Series | 24.6 | 11500 | 2.21 | 100
HAIER | 1U09EH2VHA | AW09EH2VHA |  | 13 | 12000 | $2,500: 2 indoor heads; $5,000: >=3 indoor heads | 8862047 | ccASHP | HRCU-A-CB-O | Arctic | 28 | 9000 | 2.23 | 100
FUJITSU | AOU9RLFC | AUU9RLF |  | 13 | 12000 | $2,500: 2 indoor heads; $5,000: >=3 indoor heads | 5751311 | ccASHP | HRCU-A-CB-O | Halcyon Single-room Mini-Split Systems Compact Cassette | 24 | 9000 | 2.35 | 125
FUJITSU | AOUH09LMAH1 | ASUH09LMAS |  | 13 | 12000 | $2,500: 2 indoor heads; $5,000: >=3 indoor heads | 206263449 | ccASHP | HRCU-A-CB-O |  | 26.5 | 9000 | 2.17 | 79
FUJITSU | AOUG09LMAS1 | ASUG09LMAS |  | 13 | 12000 | $2,500: 2 indoor heads; $5,000: >=3 indoor heads | 204752937 | ccASHP | HRCU-A-CB-O | Halcyon Multi-room Mini-Split Systems | 26.5 | 9000 | 2.03 | 70
CARRIER | 38MARBQ12AA3 | 40MAHBQ12XA3 |  | 13 | 12000 | $2,500: 2 indoor heads; $5,000: >=3 indoor heads | 206348136 | ccASHP | HRCU-A-CB-O | Performance | 25.5 | 12000 | 1.8 | 97
BRYANT | 38MARBQ12AA3 | 619AHBQ12XA3 |  | 13 | 12000 | $2,500: 2 indoor heads; $5,000: >=3 indoor heads | 206348143 | ccASHP | HRCU-A-CB-O | Preferred | 25.5 | 12000 | 1.8 | 97
WEATHERMAKER | 38MARBQ12AA3 | DHMAHBQ12XA3 |  | 13 | 12000 | $2,500: 2 indoor heads; $5,000: >=3 indoor heads | 206350324 | ccASHP | HRCU-A-CB-O | Mid-Tier | 25.5 | 12000 | 1.8 | 97
MDV | MOX330-12HFN1-MW5W | MSEPB-12HRFN1-MW5W(GA) |  | 13 | 12000 | $2,500: 2 indoor heads; $4,000: >=3 indoor heads | 205993846 | ASHP | HRCU-A-CB-O |  | 25.5 | 12000
RUUD | ROSH09BFWJ | UIWH09BVFJ |  | 13 | 12000 | $2,500: 2 indoor heads; $4,000: >=3 indoor heads | 207141968 | ASHP | HRCU-A-CB-O |  | 26.5 | 9000
GE APPLIANCES | ASH112URDSE* | ASYW12URDWD* |  | 13 | 14500 | $2,500: 2 indoor heads; $5,000: >=3 indoor heads | 206842133 | ccASHP | HRCU-A-CB-O |  | 27 | 12000 | 2.31 | 117
HAIER | 1U12EH2VHE* | AW12EH2VHD* |  | 13 | 14500 | $2,500: 2 indoor heads; $5,000: >=3 indoor heads | 206389351 | ccASHP | HRCU-A-CB-O | ARCTIC Next Gen | 27 | 12000 | 2.31 | 117
HAIER | 1U12EH2VHD* | AW12EH2VHD* |  | 13 | 14500 | $2,500: 2 indoor heads; $5,000: >=3 indoor heads | 205291902 | ccASHP | HRCU-A-CB-O | Arctic Next Gen | 27 | 12000 | 2.31 | 117
GE APPLIANCES | ASH112URDSD* | ASYW12URDWD* |  | 13 | 14500 | $2,500: 2 indoor heads; $5,000: >=3 indoor heads | 205291989 | ccASHP | HRCU-A-CB-O |  | 27 | 12000 | 2.31 | 117
MITSUBISHI ELECTRIC | SUZ-KA12NA2 | PEAD-A12AA7 |  | 13 | 15000 | $2,500: 2 indoor heads; $4,000: >=3 indoor heads | 204629208 | ASHP | HRCU-A-CB | M-Series | 20.5 | 12000
MITSUBISHI ELECTRIC | SUZ-KA12NA2 | PEAD-A12AA |  | 13 | 15000 | $2,500: 2 indoor heads; $4,000: >=3 indoor heads | 202392060 | ASHP | HRCU-A-CB | M-Series | 20.5 | 12000
BRYANT | 38MARBQ18AA3 | 619AHBQ18XA3 |  | 13 | 18000 | $2,500: 2 indoor heads; $5,000: >=3 indoor heads | 206348144 | ccASHP | HRCU-A-CB-O | Preferred | 21.5 | 18000 | 1.8 | 95
MDV | MOX430-17HFN1-MT0W | MSEPC-18HRFN1-MU0W |  | 13 | 18000 | $2,500: 2 indoor heads; $5,000: >=3 indoor heads | 205993854 | ccASHP | HRCU-A-CB-O |  | 21.5 | 18000 | 1.82 | 103
PAYNE | 38MARBQ18AA3 | DHMAHBQ18XA3 |  | 13 | 18000 | $2,500: 2 indoor heads; $5,000: >=3 indoor heads | 206350315 | ccASHP | HRCU-A-CB-O | Mid-Tier | 21.5 | 18000 | 1.8 | 95
WEATHERMAKER | 38MARBQ18AA3 | DHMAHBQ18XA3 |  | 13 | 18000 | $2,500: 2 indoor heads; $5,000: >=3 indoor heads | 206350325 | ccASHP | HRCU-A-CB-O | Mid-Tier | 21.5 | 18000 | 1.8 | 95
MRCOOL | O-HH-18-HP-C-230A | O-18-HP-WMAH-230B |  | 13 | 18000 | $2,500: 2 indoor heads; $5,000: >=3 indoor heads | 207339163 | ccASHP | HRCU-A-CB-O |  | 21.5 | 18000 | 1.82 | 103
MIDEA | 38MARBQ18AA3 | DHMAHBQ18XA3 |  | 13 | 18000 | $2,500: 2 indoor heads; $5,000: >=3 indoor heads | 206350320 | ccASHP | HRCU-A-CB-O | Excel | 21.5 | 18000 | 1.8 | 95
CARRIER | 38MARBQ18AA3 | 40MAHBQ18XA3 |  | 13 | 18000 | $2,500: 2 indoor heads; $5,000: >=3 indoor heads | 206348137 | ccASHP | HRCU-A-CB-O | Performance | 21.5 | 18000 | 1.8 | 95
SENVILLE | SENA/18HF/OQ | SENA/18HF/IQ |  | 13 | 18000 | $2,500: 2 indoor heads; $4,000: >=3 indoor heads | 207657629 | ASHP | HRCU-A-CB-O |  | 21.5 | 18000
MDV | MOX430-17HFN1-MT0W-L | MSEPC-18HRFN1-MU0W |  | 13 | 18000 | $2,500: 2 indoor heads; $4,000: >=3 indoor heads | 207658607 | ASHP | HRCU-A-CB-O |  | 21.5 | 18000
COMFORT-AIRE | A-VMH18SV-1 | B-VMH18SV-1 |  | 13 | 18000 | $2,500: 2 indoor heads; $4,000: >=3 indoor heads | 207657388 | ASHP | HRCU-A-CB-O |  | 21.5 | 18000
KERR | A-KMH18SV-1 | B-KMH18SV-1 |  | 13 | 18000 | $2,500: 2 indoor heads; $4,000: >=3 indoor heads | 207657396 | ASHP | HRCU-A-CB-O |  | 21.5 | 18000
CONVECTAIR | 8028-C18-O | 8028-C18-I12.5 |  | 13 | 18000 | $2,500: 2 indoor heads; $4,000: >=3 indoor heads | 207590844 | ASHP | HRCU-A-CB-O |  | 21.5 | 18000
LG | LAU180HYV3 | LAN180HYV3 |  | 13 | 21600 | $2,500: 2 indoor heads; $5,000: >=3 indoor heads | 204825180 | ccASHP | HRCU-A-CB-O | LGRED | 24 | 18000 | 2.44 | 99
BRYANT | 284ANV024*0**A* | FE4AN(B,F)005L+UI |  | 13 | 24000 | 5000 | 205273718 | ccASHP | HRCU-A-CB |  | 24 | 24000 | 2.34 | 72
CARRIER | 25VNA424A*030* | FE4AN(B,F)005L+UI |  | 13 | 24000 | 5000 | 205272289 | ccASHP | HRCU-A-CB |  | 24 | 24000 | 2.34 | 72
CARRIER | 25VNA424A*031* | FE4AN(B,F)005L+UI |  | 13 | 24000 | 4000 | 206788331 | ASHP | HRCU-A-CB | INFINITY 24 HP with GREENSPEED INTELLIGENCE | 24 | 24000
BRYANT HEATING AND COOLING SYSTEMS | 284ANV024*0**B* | FE4AN(B,F)005L+UI |  | 13 | 24000 | 4000 | 206790019 | ASHP | HRCU-A-CB | EVOLUTION Extreme 24 HP | 24 | 24000
CARRIER | 25VNA036A*030* | FE4ANB006L+UI |  | 13 | 33400 | 5000 | 9892607 | ccASHP | HRCU-A-CB |  | 20.5 | 35000 | 2.2 | 70
BRYANT | 280ANV036000 | FE4ANB006L+UI |  | 13 | 33400 | 5000 | 9893556 | ccASHP | HRCU-A-CB | Evolution Series | 20.5 | 35000 | 2.2 | 70
MITSUBISHI ELECTRIC | SUZ-KA18NA2 | SEZ-KD18NA |  | 13.1 | 21600 | $2,500: 2 indoor heads; $4,000: >=3 indoor heads | 202392030 | ASHP | HRCU-A-CB | M-Series | 22 | 18000
MDV | MOX230-12HFN1-MV5W | MSEPB-12HRFN1-MW5W(GA) |  | 13.2 | 12000 | $2,500: 2 indoor heads; $5,000: >=3 indoor heads | 206369559 | ccASHP | HRCU-A-CB-O |  | 23.2 | 12000 | 2.19 | 74
MITSUBISHI ELECTRIC | SUZ-KA09NA2 | MLZ-KP09NA |  | 13.3 | 12000 | $2,500: 2 indoor heads; $4,000: >=3 indoor heads | 202392018 | ASHP | HRCU-A-CB-O | M-Series | 19.5 | 9000
RHEEM | ROSH15AHHJ | RIWH15AHWJ |  | 13.3 | 18000 | $2,500: 2 indoor heads; $5,000: >=3 indoor heads | 10595375 | ccASHP | HRCU-A-CB-O | Rheem Single-room Mini-Split Systems Wall Mounted | 25.3 | 14501 | 2.07 | 113
FUJITSU | AOU15RLS3H | ASU15RLS3Y |  | 13.3 | 18000 | $2,500: 2 indoor heads; $5,000: >=3 indoor heads | 8703508 | ccASHP | HRCU-A-CB-O | Halcyon Single-room Mini-Split Systems Wall Mounted RLS3HY Series | 25.3 | 14500 | 2.07 | 113
FUJITSU | AOUG15LZAH1 | ASUG15LZAS |  | 13.3 | 18000 | $2,500: 2 indoor heads; $5,000: >=3 indoor heads | 204740071 | ccASHP | HRCU-A-CB-O | Halcyon Multi-room Mini-Split Systems | 25.3 | 14500 | 2.12 | 116
FUJITSU | AOUG15LZAH1 | ASUG15LZBS |  | 13.3 | 18000 | $2,500: 2 indoor heads; $5,000: >=3 indoor heads | 206597213 | ccASHP | HRCU-A-CB-O | Halcyon Multi-room Mini-Split Systems | 25.3 | 14500 | 2.12 | 116
FUJITSU | AOU15RLS3H | ASU15RLS3 |  | 13.3 | 18000 | $2,500: 2 indoor heads; $4,000: >=3 indoor heads | 7993245 | ASHP | HRCU-A-CB-O |  | 25.3 | 14500
FUJITSU | AOUG15LZAS1 | ASUG15LZAS |  | 13.4 | 18000 | $2,500: 2 indoor heads; $5,000: >=3 indoor heads | 204740070 | ccASHP | HRCU-A-CB-O | Halcyon Multi-room Mini-Split Systems | 25.3 | 14500 | 2.24 | 116
FUJITSU | AOUG15LZAS1 | ASUG15LZBS |  | 13.4 | 18000 | $2,500: 2 indoor heads; $5,000: >=3 indoor heads | 206597212 | ccASHP | HRCU-A-CB-O | Halcyon Multi-room Mini-Split Systems | 25.3 | 14500 | 2.24 | 116
FUJITSU | AOU15RLS3 | ASU15RLS3Y |  | 13.4 | 18000 | $2,500: 2 indoor heads; $5,000: >=3 indoor heads | 8703507 | ccASHP | HRCU-A-CB-O | Halcyon Single-room Mini-Split Systems Wall mounted RLS3 Series | 25.3 | 14500 | 2.18 | 113
RHEEM | ROSH15AHWJ | RIWH15AHWJ |  | 13.4 | 18000 | $2,500: 2 indoor heads; $5,000: >=3 indoor heads | 10061714 | ccASHP | HRCU-A-CB-O | Rheem Single-room Mini-Split Systems Wall Mounted | 25.3 | 14500 | 2.18 | 113
FUJITSU | AOU15RLS3 | ASU15RLS3 |  | 13.4 | 18000 | $2,500: 2 indoor heads; $4,000: >=3 indoor heads | 7993243 | ASHP | HRCU-A-CB-O |  | 25.3 | 14500
MITSUBISHI ELECTRIC | SUZ-KA30NAH2 | SVZ-KP30NA |  | 13.4 | 30000 | $2,500: 2 indoor heads; $4,000: >=3 indoor heads | 202392058 | ASHP | HRCU-A-CB | M-Series | 18 | 27000
MITSUBISHI ELECTRIC | MUZ-FH06NA | MSZ-FS06NA-U1 |  | 13.5 | 8700 | $2,500: 2 indoor heads; $5,000: >=3 indoor heads | 206401411 | ccASHP | HRCU-A-CB-O | M-Series H2i | 33.1 | 6000 | 2.8 | 100
TRANE / MITSUBISHI ELECTRIC | NTXSPH06A112A* | NTXWPH06B112AA |  | 13.5 | 8700 | $2,500: 2 indoor heads; $5,000: >=3 indoor heads | 206401425 | ccASHP | HRCU-A-CB-O | Nv Series Pro | 33.1 | 6000 | 2.8 | 100
MITSUBISHI ELECTRIC | MUZ-FS06NA-U1 | MSZ-FH06NA-U1 |  | 13.5 | 8700 | $2,500: 2 indoor heads; $5,000: >=3 indoor heads | 206425177 | ccASHP | HRCU-A-CB-O |  | 33.1 | 6000 | 2.8 | 100
MITSUBISHI ELECTRIC | NAXSPH06A112A* | MSZ-FH06NA |  | 13.5 | 8700 | $2,500: 2 indoor heads; $5,000: >=3 indoor heads | 204629339 | ccASHP | HRCU-A-CB-O | Nv Series | 33.1 | 6000 | 2.8 | 100
MITSUBISHI ELECTRIC | MUZ-FH06NA | NTXWPH06A112A* |  | 13.5 | 8700 | $2,500: 2 indoor heads; $5,000: >=3 indoor heads | 204629558 | ccASHP | HRCU-A-CB-O | M-Series H2i | 33.1 | 6000 | 2.8 | 100
MITSUBISHI ELECTRIC | MUZ-FH06NA | NAXWPH06A112A* |  | 13.5 | 8700 | $2,500: 2 indoor heads; $5,000: >=3 indoor heads | 204629565 | ccASHP | HRCU-A-CB-O | M-Series H2i | 33.1 | 6000 | 2.8 | 100
MITSUBISHI ELECTRIC | NTXSPH06A112A* | MSZ-FH06NA |  | 13.5 | 8700 | $2,500: 2 indoor heads; $5,000: >=3 indoor heads | 204629252 | ccASHP | HRCU-A-CB-O | Nv Series | 33.1 | 6000 | 2.8 | 100
TRANE / MITSUBISHI ELECTRIC | NTXSPH06B112A* | NTXWPH06A112AA |  | 13.5 | 8700 | $2,500: 2 indoor heads; $5,000: >=3 indoor heads | 206425196 | ccASHP | HRCU-A-CB-O |  | 33.1 | 6000 | 2.8 | 100
AMERICAN STANDARD / MITSUBISHI ELECTRIC | NAXSPH06A112AA | NAXWPH06A112AA |  | 13.5 | 8700 | $2,500: 2 indoor heads; $5,000: >=3 indoor heads | 202373682 | ccASHP | HRCU-A-CB-O | M-Series H2i | 33.1 | 6000 | 2.8 | 100
AMERICAN STANDARD / MITSUBISHI ELECTRIC | NAXSPH06A112A* | NAXWPH06B112AA |  | 13.5 | 8700 | $2,500: 2 indoor heads; $5,000: >=3 indoor heads | 206401418 | ccASHP | HRCU-A-CB-O | Nv Series Pro | 33.1 | 6000 | 2.8 | 100
AMERICAN STANDARD / MITSUBISHI ELECTRIC | NAXSPH06B112A* | NAXWPH06A112AA |  | 13.5 | 8700 | $2,500: 2 indoor heads; $5,000: >=3 indoor heads | 206425189 | ccASHP | HRCU-A-CB-O |  | 33.1 | 6000 | 2.8 | 100
TRANE / MITSUBISHI ELECTRIC | NTXSPH06A112AA | NTXWPH06A112AA |  | 13.5 | 8700 | $2,500: 2 indoor heads; $5,000: >=3 indoor heads | 202373722 | ccASHP | HRCU-A-CB-O | M-Series H2i | 33.1 | 6000 | 2.8 | 100
MITSUBISHI ELECTRIC | MUZ-FH06NA | MSZ-FH06NA** |  | 13.5 | 8700 | $2,500: 2 indoor heads; $5,000: >=3 indoor heads | 201754426 | ccASHP | HRCU-A-CB-O | M-Series H2i | 33.1 | 6000 | 2.8 | 100
MITSUBISHI ELECTRIC | MUZ-FS06NA-U1 | MSZ-FS06NA-U1 |  | 13.5 | 8700 | $2,500: 2 indoor heads; $5,000: >=3 indoor heads | 205975731 | ccASHP | HRCU-A-CB-O | M-Series H2i | 33.1 | 6000 | 3.38 | 120
MITSUBISHI ELECTRIC | MUZ-FH09NA | MSZ-FS09NA-U1 |  | 13.5 | 10900 | $2,500: 2 indoor heads; $5,000: >=3 indoor heads | 206401413 | ccASHP | HRCU-A-CB-O | M-Series H2i | 30.5 | 9000 | 2.37 | 100
AMERICAN STANDARD / MITSUBISHI ELECTRIC | NAXSPH09B112A* | NAXWPH09A112AA |  | 13.5 | 10900 | $2,500: 2 indoor heads; $5,000: >=3 indoor heads | 206425190 | ccASHP | HRCU-A-CB-O |  | 30.5 | 9000 | 2.37 | 100
TRANE / MITSUBISHI ELECTRIC | NTXSPH09A112A* | NTXWPH09B112AA |  | 13.5 | 10900 | $2,500: 2 indoor heads; $5,000: >=3 indoor heads | 206401427 | ccASHP | HRCU-A-CB-O | Nv Series Pro | 30.5 | 9000 | 2.37 | 100
MITSUBISHI ELECTRIC | MUZ-FS09NA-U1 | MSZ-FH09NA-U1 |  | 13.5 | 10900 | $2,500: 2 indoor heads; $5,000: >=3 indoor heads | 206425179 | ccASHP | HRCU-A-CB-O |  | 30.5 | 9000 | 2.37 | 100
MITSUBISHI ELECTRIC | NAXSPH09A112A* | MSZ-FH09NA |  | 13.5 | 10900 | $2,500: 2 indoor heads; $5,000: >=3 indoor heads | 204629340 | ccASHP | HRCU-A-CB-O | Nv Series | 30.5 | 9000 | 2.37 | 100
MITSUBISHI ELECTRIC | MUZ-FH09NA | NTXWPH09A112A* |  | 13.5 | 10900 | $2,500: 2 indoor heads; $5,000: >=3 indoor heads | 204629559 | ccASHP | HRCU-A-CB-O | M-Series H2i | 30.5 | 9000 | 2.37 | 100
MITSUBISHI ELECTRIC | MUZ-FH09NA | MSZ-FH09NA |  | 13.5 | 10900 | $2,500: 2 indoor heads; $5,000: >=3 indoor heads | 201754296 | ccASHP | HRCU-A-CB-O | M-Series H2i | 30.5 | 9000 | 2.37 | 100
MITSUBISHI ELECTRIC | MUZ-FH09NA | NAXWPH09A112A* |  | 13.5 | 10900 | $2,500: 2 indoor heads; $5,000: >=3 indoor heads | 204629566 | ccASHP | HRCU-A-CB-O | M-Series H2i | 30.5 | 9000 | 2.37 | 100
TRANE / MITSUBISHI ELECTRIC | NTXSPH09A112AA | NTXWPH09A112AA |  | 13.5 | 10900 | $2,500: 2 indoor heads; $5,000: >=3 indoor heads | 202373724 | ccASHP | HRCU-A-CB-O | M-Series H2i | 30.5 | 9000 | 2.37 | 100
MITSUBISHI ELECTRIC | NTXSPH09A112A* | MSZ-FH09NA |  | 13.5 | 10900 | $2,500: 2 indoor heads; $5,000: >=3 indoor heads | 204629253 | ccASHP | HRCU-A-CB-O | Nv Series | 30.5 | 9000 | 2.37 | 100
MITSUBISHI ELECTRIC | MUZ-FS09NA-U1 | MSZ-FS09NA-U1 |  | 13.5 | 10900 | $2,500: 2 indoor heads; $5,000: >=3 indoor heads | 205975732 | ccASHP | HRCU-A-CB-O | M-Series H2i | 30.5 | 9000 | 2.52 | 106
AMERICAN STANDARD / MITSUBISHI ELECTRIC | NAXSPH09A112A* | NAXWPH09B112AA |  | 13.5 | 10900 | $2,500: 2 indoor heads; $5,000: >=3 indoor heads | 206401420 | ccASHP | HRCU-A-CB-O | Nv Series Pro | 30.5 | 9000 | 2.37 | 100
TRANE / MITSUBISHI ELECTRIC | NTXSPH09B112A* | NTXWPH09A112AA |  | 13.5 | 10900 | $2,500: 2 indoor heads; $5,000: >=3 indoor heads | 206425197 | ccASHP | HRCU-A-CB-O |  | 30.5 | 9000 | 2.37 | 100
AMERICAN STANDARD / MITSUBISHI ELECTRIC | NAXSPH09A112AA | NAXWPH09A112AA |  | 13.5 | 10900 | $2,500: 2 indoor heads; $5,000: >=3 indoor heads | 202373684 | ccASHP | HRCU-A-CB-O | M-Series H2i | 30.5 | 9000 | 2.37 | 100
LG | LAU090HYV3 | LAN090HYV3 |  | 13.5 | 11000 | $2,500: 2 indoor heads; $5,000: >=3 indoor heads | 204825177 | ccASHP | HRCU-A-CB-O | LGRED | 27.5 | 9000 | 3.13 | 100
LG | LAU150HYV3 | LAN150HYV3 |  | 13.5 | 18000 | $2,500: 2 indoor heads; $5,000: >=3 indoor heads | 204825179 | ccASHP | HRCU-A-CB-O | LGRED | 25 | 15000 | 2.55 | 105
SHARP | AE-X18THU | AY-XP18THU |  | 13.5 | 21600 | $2,500: 2 indoor heads; $5,000: >=3 indoor heads | 8796425 | ccASHP | HRCU-A-CB-O | Eco-inverter | 21 | 17000 | 2.66 | 75
KEEPRITE | DLCPRAH12AAK | DLFPHAH12XAK |  | 13.6 | 12000 | $2,500: 2 indoor heads; $5,000: >=3 indoor heads | 201835655 | ccASHP | HRCU-A-CB-O |  | 30 | 12000 | 1.83 | 107
MIDEA | DLCPRAH12AAK | DLFPHAH12XAK |  | 13.6 | 12000 | $2,500: 2 indoor heads; $5,000: >=3 indoor heads | 201755033 | ccASHP | HRCU-A-CB-O |  | 30 | 12000 | 1.83 | 107
TEMPSTAR | DLCPRAH12AAK | DLFPHAH12XAK |  | 13.6 | 12000 | $2,500: 2 indoor heads; $5,000: >=3 indoor heads | 201835750 | ccASHP | HRCU-A-CB-O |  | 30 | 12000 | 1.83 | 107
KENMORE | DLCPRAH12AAK | DLFPHAH12XAK |  | 13.6 | 12000 | $2,500: 2 indoor heads; $5,000: >=3 indoor heads | 201835751 | ccASHP | HRCU-A-CB-O |  | 30 | 12000 | 1.83 | 107
HEIL | DLCPRAH12AAK | DLFPHAH12XAK |  | 13.6 | 12000 | $2,500: 2 indoor heads; $5,000: >=3 indoor heads | 201835654 | ccASHP | HRCU-A-CB-O |  | 30 | 12000 | 1.83 | 107
DAY & NIGHT | DLCPRAH12AAK | DLFPHAH12XAK |  | 13.6 | 12000 | $2,500: 2 indoor heads; $5,000: >=3 indoor heads | 201835603 | ccASHP | HRCU-A-CB-O |  | 30 | 12000 | 1.83 | 107
ARCOAIRE | DLCPRAH12AAK | DLFPHAH12XAK |  | 13.6 | 12000 | $2,500: 2 indoor heads; $5,000: >=3 indoor heads | 201835507 | ccASHP | HRCU-A-CB-O |  | 30 | 12000 | 1.83 | 107
COMFORTMAKER | DLCPRAH12AAK | DLFPHAH12XAK |  | 13.6 | 12000 | $2,500: 2 indoor heads; $5,000: >=3 indoor heads | 201835555 | ccASHP | HRCU-A-CB-O |  | 30 | 12000 | 1.83 | 107
MDV | MOCA30-12HFN1-MZ50W | CMSOP1B-12HRFN1-MZ50W |  | 13.6 | 12000 | $2,500: 2 indoor heads; $4,000: >=3 indoor heads | 200059331 | ASHP | HRCU-A-CB-O |  | 30 | 12000
MIDEA | MOCA30-12HFN1-MZ50W | CMSOP1B-12HRFN1-MZ50W |  | 13.6 | 12000 | $2,500: 2 indoor heads; $4,000: >=3 indoor heads | 200059332 | ASHP | HRCU-A-CB-O |  | 30 | 12000
AIRQUEST | DLCPRAH12AAK | DLFPHAH12XAK |  | 13.6 | 12000 | $2,500: 2 indoor heads; $4,000: >=3 indoor heads | 203966569 | ASHP | HRCU-A-CB-O |  | 30 | 12000
SMART COMFORT | DLCPRAH12AAK | DLFPHAH12XAK |  | 13.6 | 12000 | $2,500: 2 indoor heads; $4,000: >=3 indoor heads | 202119254 | ASHP | HRCU-A-CB-O |  | 30 | 12000
MITSUBISHI ELECTRIC | SUZ-KA30NA2 | SVZ-KP30NA |  | 13.6 | 30000 | $2,500: 2 indoor heads; $4,000: >=3 indoor heads | 202392025 | ASHP | HRCU-A-CB | M-Series | 18 | 27000
FUJITSU | AOUG12LZAH1 | ASUG12LZBS |  | 13.8 | 16000 | $2,500: 2 indoor heads; $5,000: >=3 indoor heads | 206597211 | ccASHP | HRCU-A-CB-O | Halcyon Multi-room Mini-Split Systems | 29.4 | 12000 | 2.16 | 103
FUJITSU | AOUG12LZAH1 | ASUG12LZAS |  | 13.8 | 16000 | $2,500: 2 indoor heads; $5,000: >=3 indoor heads | 204740069 | ccASHP | HRCU-A-CB-O | Halcyon Multi-room Mini-Split Systems | 29.4 | 12000 | 2.16 | 103
FUJITSU | AOU12RLS3H | ASU12RLS3Y |  | 13.8 | 16000 | $2,500: 2 indoor heads; $5,000: >=3 indoor heads | 8703506 | ccASHP | HRCU-A-CB-O | Halcyon Single-room Mini-Split Systems Wall Mounted RLS3H Series | 29.3 | 12000 | 2.15 | 103
RHEEM | ROSH12AHHJ | RIWH12AHWJ |  | 13.8 | 16000 | $2,500: 2 indoor heads; $5,000: >=3 indoor heads | 10595373 | ccASHP | HRCU-A-CB-O | Rheem Single-room Mini-Split Systems Wall Mounted | 29.3 | 12010 | 2.15 | 103
FUJITSU | AOU12RLS3H | ASU12RLS3 |  | 13.8 | 16000 | $2,500: 2 indoor heads; $4,000: >=3 indoor heads | 7993244 | ASHP | HRCU-A-CB-O |  | 29.3 | 12000
CARRIER | 38MARBQ06AA3 | 40MAHBQ06XA3 |  | 14 | 7000 | $2,500: 2 indoor heads; $4,000: >=3 indoor heads | 207188939 | ASHP | HRCU-A-CB-O |  | 26.5 | 6000
PAYNE | 38MARBQ06AA3 | DHMAHBQ06XA3 |  | 14 | 7000 | $2,500: 2 indoor heads; $4,000: >=3 indoor heads | 207188935 | ASHP | HRCU-A-CB-O |  | 26.5 | 6000
MIDEA | 38MARBQ06AA3 | DHMAHBQ06XA3 |  | 14 | 7000 | $2,500: 2 indoor heads; $4,000: >=3 indoor heads | 207188936 | ASHP | HRCU-A-CB-O |  | 26.5 | 6000
WEATHERMAKER | 38MARBQ06AA3 | DHMAHBQ06XA3 |  | 14 | 7000 | $2,500: 2 indoor heads; $4,000: >=3 indoor heads | 207188937 | ASHP | HRCU-A-CB-O |  | 26.5 | 6000
MDV | MOX230-09HFN1-MW5W | MSEPB-06HRFN1-MY5W |  | 14 | 7000 | $2,500: 2 indoor heads; $4,000: >=3 indoor heads | 207178564 | ASHP | HRCU-A-CB-O |  | 26.5 | 6000
BRYANT | 38MARBQ06AA3 | 619AHBQ06XA3 |  | 14 | 7000 | $2,500: 2 indoor heads; $4,000: >=3 indoor heads | 207188938 | ASHP | HRCU-A-CB-O |  | 26.5 | 6000
PANASONIC | CU-XE9SKUA | CS-XE9SKUA |  | 14 | 10900 | $2,500: 2 indoor heads; $5,000: >=3 indoor heads | 8860533 | ccASHP | HRCU-A-CB-O | Exterios XE | 30.6 | 8700 | 1.86 | 100
ELIOS | DE12HOS42230E4 | DE12HIW42230E4 |  | 14 | 12000 | $2,500: 2 indoor heads; $5,000: >=3 indoor heads | 206377757 | ccASHP | HRCU-A-CB-O |  | 32 | 12000 | 2.03 | 115
LBG PRODUCTS | LBHB12DYWO | LBHB12DYWI |  | 14 | 12000 | $2,500: 2 indoor heads; $5,000: >=3 indoor heads | 207629154 | ccASHP | HRCU-A-CB-O |  | 30 | 12000 | 1.8 | 106
FUJITSU | AOUG09LZAH1 | ASUG09LZBS |  | 14 | 12000 | $2,500: 2 indoor heads; $5,000: >=3 indoor heads | 206597209 | ccASHP | HRCU-A-CB-O | Halcyon Multi-room Mini-Split Systems | 33.1 | 9000 | 2.01 | 128
FUJITSU | AOUG09LZAH1 | ASUG09LZAS |  | 14 | 12000 | $2,500: 2 indoor heads; $5,000: >=3 indoor heads | 204740067 | ccASHP | HRCU-A-CB-O | Halcyon Multi-room Mini-Split Systems | 33.1 | 9000 | 2.01 | 128
FUJITSU | AOU9RLS3H | ASU9RLS3Y |  | 14 | 12000 | $2,500: 2 indoor heads; $5,000: >=3 indoor heads | 8703349 | ccASHP | HRCU-A-CB-O | Halcyon Single-room Mini-Split Systems Wall mounted H Series | 33 | 9000 | 1.95 | 125
CARRIER | 38MPRAQ12AA3 | 40MPHAQ12XA3 |  | 14 | 12000 | $2,500: 2 indoor heads; $5,000: >=3 indoor heads | 201753411 | ccASHP | HRCU-A-CB-O | Infinity | 32 | 12000 | 2 | 115
BRYANT | 38MPRAQ12AA3 | 619PHAQ12XA3 |  | 14 | 12000 | $2,500: 2 indoor heads; $5,000: >=3 indoor heads | 201753412 | ccASHP | HRCU-A-CB-O | Evolution | 32 | 12000 | 1.88 | 108
MIDEA | 38MPRAQ12AA3 | DHMPHAQ12XA3 |  | 14 | 12000 | $2,500: 2 indoor heads; $5,000: >=3 indoor heads | 201753971 | ccASHP | HRCU-A-CB-O |  | 32 | 12000 | 2 | 115
MDV | MOCA30-12HFN1-MZ50W | MSOP1B-12HRFN1-MZ50W |  | 14 | 12000 | $2,500: 2 indoor heads; $5,000: >=3 indoor heads | 200059283 | ccASHP | HRCU-A-CB-O |  | 32 | 12000 | 2.03 | 115
PAYNE | 38MPRAQ12AA3 | DHMPHAQ12XA3 |  | 14 | 12000 | $2,500: 2 indoor heads; $5,000: >=3 indoor heads | 201753413 | ccASHP | HRCU-A-CB-O |  | 32 | 12000 | 2 | 115
RHEEM | ROSH09AHHJ | RIWH09AHWJ |  | 14 | 12000 | $2,500: 2 indoor heads; $5,000: >=3 indoor heads | 10595371 | ccASHP | HRCU-A-CB-O | Rheem Single-room Mini-Split Systems Wall Mounted | 33 | 9007 | 1.95 | 125
MOOVAIR | DM12HOS42230E4 | DM12HIW42230E4 |  | 14 | 12000 | $2,500: 2 indoor heads; $5,000: >=3 indoor heads | 206377756 | ccASHP | HRCU-A-CB-O |  | 32 | 12000 | 2.03 | 115
FUJITSU | AOU9RLS3H | ASU9RLS3 |  | 14 | 12000 | $2,500: 2 indoor heads; $4,000: >=3 indoor heads | 8004700 | ASHP | HRCU-A-CB-O |  | 33 | 9000
MIDEA | MOCA30-12HFN1-MZ50W | MSOP1B-12HRFN1-MZ50W |  | 14 | 12000 | $2,500: 2 indoor heads; $4,000: >=3 indoor heads | 200059284 | ASHP | HRCU-A-CB-O |  | 32 | 12000
GREE | GWH12YD-D3DNA1A/O | GWH12QD-D3DN***/I |  | 14 | 12200 | $2,500: 2 indoor heads; $5,000: >=3 indoor heads | 9116197 | ccASHP | HRCU-A-CB-O |  | 30.5 | 12000 | 2.08 | 106
FOREST AIR | FGH-12ES/E-38-O | FGH-12ES/E-38-I |  | 14 | 12200 | $2,500: 2 indoor heads; $5,000: >=3 indoor heads | 206720376 | ccASHP | HRCU-A-CB-O | E-38 Series | 30.5 | 12000 | 2.08 | 106
KINGHOME | KW12HQ3D6DO | KW12HQ3D6DI |  | 14 | 12200 | $2,500: 2 indoor heads; $5,000: >=3 indoor heads | 203493070 | ccASHP | HRCU-A-CB-O |  | 30.5 | 12000 | 2.08 | 106
GREE | GWH12YD-D3DNA1A/O | GWH12AAD-D3DN***/I |  | 14 | 12200 | $2,500: 2 indoor heads; $5,000: >=3 indoor heads | 9944776 | ccASHP | HRCU-A-CB-O | Extreme Series | 30.5 | 12000 | 2.08 | 106
GREE | SAP12HP230V1AO | SAP12HP230V1AH |  | 14 | 12200 | $2,500: 2 indoor heads; $5,000: >=3 indoor heads | 10149903 | ccASHP | HRCU-A-CB-O | Sapphire | 30.5 | 12000 | 2.08 | 106
MAX-R | MAX-R 12K35 GR38 (OUT) | MAX-R 12K35 GR38 (INT) |  | 14 | 12200 | $2,500: 2 indoor heads; $5,000: >=3 indoor heads | 205982979 | ccASHP | HRCU-A-CB-O |  | 30.5 | 12000 | 2.08 | 106
WABBAN | BB12HQ3D6DO | BB12HQ3D6DI |  | 14 | 12200 | $2,500: 2 indoor heads; $5,000: >=3 indoor heads | 201903173 | ccASHP | HRCU-A-CB-O | Yukon Series | 30.5 | 12000 | 2.08 | 106
TRANE | 4TXK3812A10NU** | 4MXW3812A10NU** |  | 14 | 12200 | $2,500: 2 indoor heads; $5,000: >=3 indoor heads | 9150123 | ccASHP | HRCU-A-CB-O |  | 30.5 | 12000 | 2.18 | 109
ACD | UHD12KCH31S-O | UHD12KCH31S-I |  | 14 | 12200 | $2,500: 2 indoor heads; $5,000: >=3 indoor heads | 202110484 | ccASHP | HRCU-A-CB-O | UHD-38 | 30.5 | 12000 | 2.08 | 106
AMERICAN STANDARD | 4TXK3812A10NU** | 4MXW3812A10NU** |  | 14 | 12200 | $2,500: 2 indoor heads; $5,000: >=3 indoor heads | 9150124 | ccASHP | HRCU-A-CB-O |  | 30.5 | 12000 | 2.18 | 109
TOSOT | TW12HQ3D6DO | TW12HQ3D6DI |  | 14 | 12200 | $2,500: 2 indoor heads; $5,000: >=3 indoor heads | 10062019 | ccASHP | HRCU-A-CB-O | Lomo Plus | 30.5 | 12000 | 2.08 | 106
BLUERIDGE | BMKH1231/O | BMKH1231/I |  | 14 | 12200 | $2,500: 2 indoor heads; $4,000: >=3 indoor heads | 205968028 | ASHP | HRCU-A-CB-O |  | 30.5 | 12000
GREE | GWH12YD-D3DNA1A/O | GWH12YD-D3DN***/I |  | 14 | 12200 | $2,500: 2 indoor heads; $4,000: >=3 indoor heads | 9116196 | ASHP | HRCU-A-CB-O |  | 30.5 | 12000
INNOVAIR | EIN13H2V32(O) | EIN13H2V32(I) |  | 14 | 12200 | $2,500: 2 indoor heads; $4,000: >=3 indoor heads | 206330208 | ASHP | HRCU-A-CB-O |  | 30.5 | 12000
FUJITSU | AOU12RLS3 | ASU12RLS3Y |  | 14 | 16000 | $2,500: 2 indoor heads; $5,000: >=3 indoor heads | 8703350 | ccASHP | HRCU-A-CB-O | Halcyon Single-room Mini-Split Systems Wall Mounted RLS3HY Series | 29.3 | 12010 | 2.3 | 103
FUJITSU | AOUG12LZAS1 | ASUG12LZBS |  | 14 | 16000 | $2,500: 2 indoor heads; $5,000: >=3 indoor heads | 206597210 | ccASHP | HRCU-A-CB-O | Halcyon Multi-room Mini-Split Systems | 29.4 | 12000 | 2.32 | 103
FUJITSU | AOUG12LZAS1 | ASUG12LZAS |  | 14 | 16000 | $2,500: 2 indoor heads; $5,000: >=3 indoor heads | 204740068 | ccASHP | HRCU-A-CB-O | Halcyon Multi-room Mini-Split Systems | 29.4 | 12000 | 2.32 | 103
RHEEM | ROSH12AHWJ | RIWH12AHWJ |  | 14 | 16000 | $2,500: 2 indoor heads; $5,000: >=3 indoor heads | 10061712 | ccASHP | HRCU-A-CB-O | Rheem Single-room Mini-Split Systems Wall Mounted | 29.3 | 12000 | 2.3 | 103
FUJITSU | AOU12RLS3 | ASU12RLS3 |  | 14 | 16000 | $2,500: 2 indoor heads; $4,000: >=3 indoor heads | 7993242 | ASHP | HRCU-A-CB-O |  | 29.3 | 12000
MDV | MOD30-18HFN1-MZ22W | MSAB2F-18HRFN1-MZ22W |  | 14 | 18000 | $2,500: 2 indoor heads; $5,000: >=3 indoor heads | 202415591 | ccASHP | HRCU-A-CB-O |  | 28 | 18000 | 2.13 | 99
TEMPSTAR | DLCPRAH18AAK | DLFPHAH18XAK |  | 14 | 18000 | $2,500: 2 indoor heads; $5,000: >=3 indoor heads | 202463656 | ccASHP | HRCU-A-CB-O | High Tier | 28.2 | 18000 | 2 | 100
PAYNE | 38MPRAQ18AA3 | DHMPHAQ18XA3 |  | 14 | 18000 | $2,500: 2 indoor heads; $5,000: >=3 indoor heads | 202463638 | ccASHP | HRCU-A-CB-O | High Tier | 28.2 | 18000 | 2 | 100
SMART COMFORT | DLCPRAH18AAK | DLFPHAH18XAK |  | 14 | 18000 | $2,500: 2 indoor heads; $5,000: >=3 indoor heads | 202463658 | ccASHP | HRCU-A-CB-O | High Tier | 28.2 | 18000 | 2 | 100
BRYANT | 38MPRAQ18AA3 | 619PHAQ18XA3 |  | 14 | 18000 | $2,500: 2 indoor heads; $5,000: >=3 indoor heads | 202463636 | ccASHP | HRCU-A-CB-O | Evolution | 28.2 | 18000 | 2 | 100
ARCOAIRE | DLCPRAH18AAK | DLFPHAH18XAK |  | 14 | 18000 | $2,500: 2 indoor heads; $5,000: >=3 indoor heads | 202463642 | ccASHP | HRCU-A-CB-O | High Tier | 28.2 | 18000 | 2 | 100
CARRIER | 38MPRAQ18AA3 | 40MPHAQ18XA3 |  | 14 | 18000 | $2,500: 2 indoor heads; $5,000: >=3 indoor heads | 202463634 | ccASHP | HRCU-A-CB-O | Infinity | 28.2 | 18000 | 2 | 100
DAY & NIGHT | DLCPRAH18AAK | DLFPHAH18XAK |  | 14 | 18000 | $2,500: 2 indoor heads; $5,000: >=3 indoor heads | 202463646 | ccASHP | HRCU-A-CB-O | High Tier | 28.2 | 18000 | 2 | 100
COMFORTMAKER | DLCPRAH18AAK | DLFPHAH18XAK |  | 14 | 18000 | $2,500: 2 indoor heads; $5,000: >=3 indoor heads | 202463644 | ccASHP | HRCU-A-CB-O | High Tier | 28.2 | 18000 | 2 | 100
HEIL | DLCPRAH18AAK | DLFPHAH18XAK |  | 14 | 18000 | $2,500: 2 indoor heads; $5,000: >=3 indoor heads | 202463648 | ccASHP | HRCU-A-CB-O | High Tier | 28.2 | 18000 | 2 | 100
KENMORE | DLCPRAH18AAK | DLFPHAH18XAK |  | 14 | 18000 | $2,500: 2 indoor heads; $5,000: >=3 indoor heads | 202463652 | ccASHP | HRCU-A-CB-O | High Tier | 28.2 | 18000 | 2 | 100
KEEPRITE | DLCPRAH18AAK | DLFPHAH18XAK |  | 14 | 18000 | $2,500: 2 indoor heads; $5,000: >=3 indoor heads | 202463650 | ccASHP | HRCU-A-CB-O | High Tier | 28.2 | 18000 | 2 | 100
MIDEA | 38MPRAQ18AA3 | DHMPHAQ18XA3 |  | 14 | 18000 | $2,500: 2 indoor heads; $5,000: >=3 indoor heads | 202463640 | ccASHP | HRCU-A-CB-O | Elevate | 28.2 | 18000 | 2 | 100
MIDEA | DLCPRAH18AAK | DLFPHAH18XAK |  | 14 | 18000 | $2,500: 2 indoor heads; $5,000: >=3 indoor heads | 202463654 | ccASHP | HRCU-A-CB-O | Max | 28.2 | 18000 | 2 | 100
MIDEA | MOD30-18HFN1-MZ22W | MSAB2F-18HRFN1-MZ22W |  | 14 | 18000 | $2,500: 2 indoor heads; $4,000: >=3 indoor heads | 202415593 | ASHP | HRCU-A-CB-O |  | 28.2 | 18000
AIRQUEST | DLCPRAH18AAK | DLFPHAH18XAK |  | 14 | 18000 | $2,500: 2 indoor heads; $4,000: >=3 indoor heads | 203966570 | ASHP | HRCU-A-CB-O |  | 28.2 | 18000
FUJITSU | AOU9RLS3 | ASU9RLS3Y |  | 14.2 | 12000 | $2,500: 2 indoor heads; $5,000: >=3 indoor heads | 8703348 | ccASHP | HRCU-A-CB-O | Halcyon Single-room Mini-Split Systems Wall mounted RLS3 Series | 33 | 9000 | 2.09 | 125
RHEEM | ROSH09AHWJ | RIWH09AHWJ |  | 14.2 | 12000 | $2,500: 2 indoor heads; $5,000: >=3 indoor heads | 10061716 | ccASHP | HRCU-A-CB-O | Rheem Single-room Mini-Split Systems Wall Mounted | 33 | 9000 | 2.09 | 125
FUJITSU | AOUG09LZAS1 | ASUG09LZBS |  | 14.2 | 12000 | $2,500: 2 indoor heads; $5,000: >=3 indoor heads | 206597208 | ccASHP | HRCU-A-CB-O | Halcyon Multi-room Mini-Split Systems | 33.1 | 9000 | 2.15 | 128
FUJITSU | AOUG09LZAS1 | ASUG09LZAS |  | 14.2 | 12000 | $2,500: 2 indoor heads; $5,000: >=3 indoor heads | 204740066 | ccASHP | HRCU-A-CB-O | Halcyon Multi-room Mini-Split Systems | 33.1 | 9000 | 2.15 | 128
FUJITSU | AOU9RLS3 | ASU9RLS3 |  | 14.2 | 12000 | $2,500: 2 indoor heads; $4,000: >=3 indoor heads | 8004699 | ASHP | HRCU-A-CB-O |  | 33 | 9000
KENMORE | DLCPRAH09AAK | DLFPHAH09XAK |  | 14.5 | 10000 | $2,500: 2 indoor heads; $5,000: >=3 indoor heads | 201835749 | ccASHP | HRCU-A-CB-O |  | 40 | 9000 | 1.97 | 130
KEEPRITE | DLCPRAH09AAK | DLFPHAH09XAK |  | 14.5 | 10000 | $2,500: 2 indoor heads; $5,000: >=3 indoor heads | 201835652 | ccASHP | HRCU-A-CB-O |  | 40 | 9000 | 1.97 | 130
HEIL | DLCPRAH09AAK | DLFPHAH09XAK |  | 14.5 | 10000 | $2,500: 2 indoor heads; $5,000: >=3 indoor heads | 201835653 | ccASHP | HRCU-A-CB-O |  | 40 | 9000 | 1.97 | 130
COMFORTMAKER | DLCPRAH09AAK | DLFPHAH09XAK |  | 14.5 | 10000 | $2,500: 2 indoor heads; $5,000: >=3 indoor heads | 201835554 | ccASHP | HRCU-A-CB-O |  | 40 | 9000 | 1.97 | 130
DAY & NIGHT | DLCPRAH09AAK | DLFPHAH09XAK |  | 14.5 | 10000 | $2,500: 2 indoor heads; $5,000: >=3 indoor heads | 201835602 | ccASHP | HRCU-A-CB-O |  | 40 | 9000 | 1.97 | 130
ARCOAIRE | DLCPRAH09AAK | DLFPHAH09XAK |  | 14.5 | 10000 | $2,500: 2 indoor heads; $5,000: >=3 indoor heads | 201835506 | ccASHP | HRCU-A-CB-O |  | 40 | 9000 | 1.97 | 130
MIDEA | DLCPRAH09AAK | DLFPHAH09XAK |  | 14.5 | 10000 | $2,500: 2 indoor heads; $5,000: >=3 indoor heads | 201753972 | ccASHP | HRCU-A-CB-O |  | 40 | 9000 | 1.97 | 130
TEMPSTAR | DLCPRAH09AAK | DLFPHAH09XAK |  | 14.5 | 10000 | $2,500: 2 indoor heads; $5,000: >=3 indoor heads | 201835748 | ccASHP | HRCU-A-CB-O |  | 40 | 9000 | 1.97 | 130
MIDEA | MOCA30-09HFN1-MZA5W | CMSOP1B-09HRFN1-MZA5W |  | 14.5 | 10000 | $2,500: 2 indoor heads; $4,000: >=3 indoor heads | 200059330 | ASHP | HRCU-A-CB-O |  | 40 | 9000
AIRQUEST | DLCPRAH09AAK | DLFPHAH09XAK |  | 14.5 | 10000 | $2,500: 2 indoor heads; $4,000: >=3 indoor heads | 203966568 | ASHP | HRCU-A-CB-O |  | 40 | 9000
SMART COMFORT | DLCPRAH09AAK | DLFPHAH09XAK |  | 14.5 | 10000 | $2,500: 2 indoor heads; $4,000: >=3 indoor heads | 202119253 | ASHP | HRCU-A-CB-O |  | 40 | 9000
MDV | MOCA30-09HFN1-MZA5W | CMSOP1B-09HRFN1-MZA5W |  | 14.5 | 10000 | $2,500: 2 indoor heads; $4,000: >=3 indoor heads | 200059329 | ASHP | HRCU-A-CB-O |  | 40 | 9000
PANASONIC | CU-XE9WKUA | CS-XE9WKUAW |  | 14.5 | 10900 | $2,500: 2 indoor heads; $5,000: >=3 indoor heads | 205047851 | ccASHP | HRCU-A-CB-O | ClimaPure XE Series | 28.2 | 8700 | 2.3 | 100
ACD | UHD09KCH38S-O | UHD09KCH38S-I |  | 15 | 9000 | $2,500: 2 indoor heads; $5,000: >=3 indoor heads | 202110483 | ccASHP | HRCU-A-CB-O | UHD-38 | 38 | 9000 | 2.09 | 144
WABBAN | BB09HQ3D6DO | BB09HQ3D6DI |  | 15 | 9000 | $2,500: 2 indoor heads; $5,000: >=3 indoor heads | 201903171 | ccASHP | HRCU-A-CB-O | Yukon Series | 38 | 9000 | 2.09 | 144
AMERICAN STANDARD | 4TXK3809A10NU** | 4MXW3809A10NU** |  | 15 | 9000 | $2,500: 2 indoor heads; $5,000: >=3 indoor heads | 9150122 | ccASHP | HRCU-A-CB-O |  | 38 | 9000 | 2.08 | 135
AMERICAN STANDARD | 4TXK3809B10NU** | 4MXW3809B10NU** |  | 15 | 9000 | $2,500: 2 indoor heads; $5,000: >=3 indoor heads | 204340355 | ccASHP | HRCU-A-CB-O |  | 38 | 9000 | 2.09 | 144
ACD | UHD09KCH38SB-O | UHD09KCH38SB-I |  | 15 | 9000 | $2,500: 2 indoor heads; $5,000: >=3 indoor heads | 202409832 | ccASHP | HRCU-A-CB-O | UHD-38 | 38 | 9000 | 2.09 | 144
TRANE | 4TXK3809B10NU** | 4MXW3809B10NU** |  | 15 | 9000 | $2,500: 2 indoor heads; $5,000: >=3 indoor heads | 204340354 | ccASHP | HRCU-A-CB-O |  | 38 | 9000 | 2.09 | 144
TRANE | 4TXK3809A10NU** | 4MXW3809A10NU** |  | 15 | 9000 | $2,500: 2 indoor heads; $5,000: >=3 indoor heads | 9150121 | ccASHP | HRCU-A-CB-O |  | 38 | 9000 | 2.08 | 135
TOSOT | TW09HQ3D6DO | TW09HQ3D6DI |  | 15 | 9000 | $2,500: 2 indoor heads; $5,000: >=3 indoor heads | 10062018 | ccASHP | HRCU-A-CB-O | Lomo Plus | 38 | 9000 | 2.09 | 144
KINGHOME | KW09HQ3D6DO | KW09HQ3D6DI |  | 15 | 9000 | $2,500: 2 indoor heads; $5,000: >=3 indoor heads | 203493069 | ccASHP | HRCU-A-CB-O |  | 38 | 9000 | 2.09 | 144
GREE | GWH09ACD-D3DNA1A/O | GWH09AAD-D3DN***/I |  | 15 | 9000 | $2,500: 2 indoor heads; $5,000: >=3 indoor heads | 204325176 | ccASHP | HRCU-A-CB-O |  | 38 | 9000 | 2.09 | 144
GREE | GWH09ACD-D3DNA1A/O | GWH09QD-D3DN***/I |  | 15 | 9000 | $2,500: 2 indoor heads; $5,000: >=3 indoor heads | 202360989 | ccASHP | HRCU-A-CB-O |  | 38 | 9000 | 2.09 | 144
GREE | SAP09HP230V1AO | SAP09HP230V1AH |  | 15 | 9000 | $2,500: 2 indoor heads; $5,000: >=3 indoor heads | 10149900 | ccASHP | HRCU-A-CB-O | Sapphire | 38 | 9000 | 2.09 | 144
GREE | GWH09YD-D3DNA1A/O | GWH09AAD-D3DN***/I |  | 15 | 9000 | $2,500: 2 indoor heads; $5,000: >=3 indoor heads | 9944775 | ccASHP | HRCU-A-CB-O | Extreme Series | 38 | 9000 | 2.09 | 144
INNOVAIR | EIN10H2V32(O) | EIN10H2V32(I) |  | 15 | 9000 | $2,500: 2 indoor heads; $4,000: >=3 indoor heads | 206330207 | ASHP | HRCU-A-CB-O |  | 38 | 9000
BLUERIDGE | BMKH0938/O | BMKH0938/I |  | 15 | 9000 | $2,500: 2 indoor heads; $4,000: >=3 indoor heads | 205968027 | ASHP | HRCU-A-CB-O |  | 38 | 9000
WABBAN | BB09HQ4D6DO | BB09HQ4D6DI |  | 15 | 9000 | $2,500: 2 indoor heads; $4,000: >=3 indoor heads | 202409831 | ASHP | HRCU-A-CB-O |  | 38 | 9000
GREE | GWH09ACD-D3DNA1A/O | GWH09ACD-D3DN***/I |  | 15 | 9000 | $2,500: 2 indoor heads; $4,000: >=3 indoor heads | 10318077 | ASHP | HRCU-A-CB-O |  | 38 | 9000
GREE | GWH09ACD-D3DNA1A/O | GWH09YD-D3DN***/I |  | 15 | 9000 | $2,500: 2 indoor heads; $4,000: >=3 indoor heads | 202373830 | ASHP | HRCU-A-CB-O |  | 38 | 9000
MOOVAIR | DM09HOS42230E4 | DM09HIW42230E4 |  | 15 | 10000 | $2,500: 2 indoor heads; $5,000: >=3 indoor heads | 206377754 | ccASHP | HRCU-A-CB-O |  | 42 | 9000 | 1.91 | 130
MIDEA | 38MPRAQ09AA3 | DHMPHAQ09XA3 |  | 15 | 10000 | $2,500: 2 indoor heads; $5,000: >=3 indoor heads | 201753970 | ccASHP | HRCU-A-CB-O |  | 42 | 9000 | 2.01 | 130
MDV | MOCA30-09HFN1-MZA5W | MSOP1B-09HRFN1-MZA5W |  | 15 | 10000 | $2,500: 2 indoor heads; $5,000: >=3 indoor heads | 200059281 | ccASHP | HRCU-A-CB-O |  | 42 | 9000 | 1.91 | 130
PAYNE | 38MPRAQ09AA3 | DHMPHAQ09XA3 |  | 15 | 10000 | $2,500: 2 indoor heads; $5,000: >=3 indoor heads | 201753410 | ccASHP | HRCU-A-CB-O |  | 42 | 9000 | 2.01 | 130
CARRIER | 38MPRAQ09AA3 | 40MPHAQ09XA3 |  | 15 | 10000 | $2,500: 2 indoor heads; $5,000: >=3 indoor heads | 201753408 | ccASHP | HRCU-A-CB-O | Infinity | 42 | 9000 | 2.01 | 130
BRYANT | 38MPRAQ09AA3 | 619PHAQ09XA3 |  | 15 | 10000 | $2,500: 2 indoor heads; $5,000: >=3 indoor heads | 201753409 | ccASHP | HRCU-A-CB-O | Evolution | 42 | 9000 | 2.01 | 130
ELIOS | DE09HOS42230E4 | DE09HIW42230E4 |  | 15 | 10000 | $2,500: 2 indoor heads; $5,000: >=3 indoor heads | 206377755 | ccASHP | HRCU-A-CB-O |  | 42 | 9000 | 1.91 | 130
MIDEA | MOCA30-09HFN1-MZA5W | MSOP1B-09HRFN1-MZA5W |  | 15 | 10000 | $2,500: 2 indoor heads; $4,000: >=3 indoor heads | 200059282 | ASHP | HRCU-A-CB-O |  | 42 | 9000
LBG PRODUCTS | LBHB09DYWO | LBHB09DYWI |  | 15 | 12000 | $2,500: 2 indoor heads; $5,000: >=3 indoor heads | 207629153 | ccASHP | HRCU-A-CB-O |  | 37.5 | 9000 | 1.8 | 106
HAIER | 1U09EH2VHE* | AW09EH2VHD* |  | 15.2 | 10000 | $2,500: 2 indoor heads; $5,000: >=3 indoor heads | 206445819 | ccASHP | HRCU-A-CB-O | ARCTIC Next Gen | 30 | 9000 | 2.11 | 120
HAIER | 1U09EH2VHD* | AW09EH2VHD* |  | 15.2 | 10000 | $2,500: 2 indoor heads; $5,000: >=3 indoor heads | 205291901 | ccASHP | HRCU-A-CB-O | Arctic Next Gen | 30 | 9000 | 2.11 | 120
GE APPLIANCES | ASH109URDSD* | ASYW09URDWD* |  | 15.2 | 10000 | $2,500: 2 indoor heads; $5,000: >=3 indoor heads | 205291988 | ccASHP | HRCU-A-CB-O |  | 30 | 9000 | 2.11 | 120
GE APPLIANCES | ASH109URDSE* | ASYW09URDWD* |  | 15.2 | 10000 | $2,500: 2 indoor heads; $5,000: >=3 indoor heads | 206842132 | ccASHP | HRCU-A-CB-O |  | 30 | 9000 | 2.11 | 120