{"text_format":"1","workbook":"xlsx","n_sheets":3,"sheets":["Data summary","Hourly load shapes by class","Revised Inputs to CA model"],"not_rendered":{"charts":0,"images":0,"macros":1,"external_links":0,"defined_names":3,"comments":0,"pivot_tables":0},"unopened":[],"bounds":{"document_bytes":16777216,"sheet_cells":100000,"rows_first":2000,"rows_last":500,"rows_between":2000,"halvings":0,"cell_chars":16384,"cell_head_chars":4096},"cells_cut":0,"cells_raw":0,"read":"whole","date_system":"1900"}

{"sheet":"Data summary","index":0,"n_rows":35,"n_cols":15,"rows_kept":35,"cut":false,"hidden":false,"merged":[]}
["RUN # 2","Rate classes","Weather station used for normalization",null,null,null,null,"Test Year"]
[1,"Residential class","Ottawa",null,null,null,null,2004]
[2,"Streetlights"]
[3,"General service <50kW"]
[4,"General service >50kW"]
[]
[]
[]
["Monthly kWh by class (with actual weather)",null,"Jan","Feb","Mar","Apr","May","Jun","Jul","Aug","Sep","Oct","Nov","Dec","TOTAL"]
[1,"Residential",2562930.94,1935226.54,1656173.68,1408259.98,1180818.21,1242664.6200000001,1476130.89,1361192.95,1218258.8899999999,1395246.62,1626527.77,2400575.2000000002,19464006.290000003]
[2,"GS>50kW",37977.377907364156,30812.979251799599,29489.112634205678,25007.676205363143,22737.987033942238,20484.092729636239,21982.005431356105,25037.47896019492,27651.914205427347,32171.169742648337,36455.921829469487,49635.509712636049,359443.2256440433]
[3,"Street Lighting",525116.71,473101.93,479470.7,386092.95,416357.13,379403.25,442507.01,436744.46,398821.06,362058.59,421790.44,474153.45,5195617.68]
[4,"GS<50kW",609279.36,534573.35,487723.43,360556.42,268802.40000000002,266992.96999999997,275865.84000000003,252624.43,327372.42,338479.18,439992.52,505846.71,4668109.03]
[]
[]
[]
["Monthly kWh by class (with normalized weather)",null,"Jan","Feb","Mar","Apr","May","Jun","Jul","Aug","Sep","Oct","Nov","Dec","TOTAL"]
[1,"Residential",2365798.2845828678,1958802.5256258408,1745402.6535067367,1382395.1713893688,1202663.699445338,1320434.123541696,1497425.7075976576,1403475.619042279,1241467.530469995,1430590.5507050855,1656968.8322613789,2304655.106835756,19510079.805004004]
[2,"GS>50kW",37977.377907364156,30812.979251799599,29489.112634205678,25007.676205363143,22737.987033942238,20484.092729636239,21982.005431356105,25037.47896019492,27651.914205427347,32171.169742648337,36455.921829469487,49635.509712636049,359443.2256440433]
[3,"Street Lighting",498472.13888025994,476288.2451480134,491530.93887335114,382596.91204505757,420854.03528110718,409150.55519501038,450652.41629820957,452918.87243254372,405892.30731669936,366835.63959281577,425904.87253294548,461187.8276514294,5242284.761247443]
[4,"GS<50kW",547619.50072950579,541947.53137434681,515632.78848570684,352466.33236020658,274735.76633961417,280110.70673365885,279457.73397277808,259756.44056498542,332339.52830788045,349534.18145945016,449513.98467620643,475844.4791001773,4658958.9741045171]
[]
[]
[]
["Residential class information",null,"Equipment saturation"]
[null,"Electric space heating",0.31039577363896848]
[null,"Electric water heating",0.34240687679083093]
[null,"Air conditioning",0.35964192689792346]
[null,"Baseload",1]
[]
[]
["General service >50kW ",null,"2004 kWh (Actual)","2004 kWh (Weather Corrected)"]
[null,"Weather sensitive load",4554838.6500000004,4545688.5941045173]
[null,"Non-weather sensitive load",113270.38,113270.38]
[null,"TOTAL",4668109.03,4658958.9741045171]

{"sheet":"Hourly load shapes by class","index":1,"n_rows":8818,"n_cols":22,"rows_kept":4500,"cut":true,"hidden":false,"merged":[[0,10,0,14]],"bounds":{"rows_first":2000,"rows_last":500,"rows_between":2000,"halvings":0}}
["ALL UNITS IN GWh",null,null,null,null,null,null,null,null,null,"2023 Load Shape"]
["Year","Month","Day","Hour (EST)","Residential","GS>50kW","Street Lighting","GS<50kW","TOTAL LDC sales",null,{"$f":"E2","v":"Residential"},{"$f":"F2","v":"GS>50kW"},{"$f":"G2","v":"Street Lighting"},{"$f":"H2","v":"GS<50kW"},{"$f":"I2","v":"TOTAL LDC sales"},null,null,{"$f":"E2","v":"Residential"},{"$f":"F2","v":"GS>50kW"},"Street Lighting","GS<50kW","TOTAL LDC sales"]
[2004,1,1,1,2.5833345189168935E-3,5.9122670311360459E-4,7.9037568000000247E-5,6.9155188780412383E-4,3.9451506778346223E-3,null,{"$f":"E3*R$5","v":2.6844949453604851E-3},{"$f":"F3*S$5","v":5.0251481574986026E-4},{"$f":"G3*T$5","v":5.1637824820848151E-5},{"$f":"H3*U$5","v":6.0947346684847689E-4},{"$f":"SUM(K3:N3)","v":3.8481210527796707E-3},null,2004,{"$f":"SUM(E3:E8786)*1000000","v":19510079.805004027},{"$f":"SUM(F3:F8786)*1000000","v":4658958.9741045246},{"$f":"SUM(G3:G8786)*1000000","v":359443.22564405022},{"$f":"SUM(H3:H8786)*1000000","v":5242284.7612474347},{"$f":"SUM(R3:U3)","v":29770766.766000036}]
[2004,1,1,2,2.44345314524329E-3,5.8151803020523799E-4,7.9037568000000247E-5,7.061407006412056E-4,3.8101494440897343E-3,null,{"$f":"E4*R$5","v":2.5391359770088723E-3},{"$f":"F4*S$5","v":4.9426290163293973E-4},{"$f":"G4*T$5","v":5.1637824820848151E-5},{"$f":"H4*V$5","v":6.8996722306424849E-4},3.7750039265269089E-3,null,"2023 Forecast",20274072.225873392,3959895.41427805,234836,4620092.1781727243,{"$f":"SUM(R4:U4)","v":29088895.818324164}]
[2004,1,1,3,2.4436535566550823E-3,5.651815313672062E-4,7.9037568000000247E-5,6.961655786858938E-4,3.784038234708183E-3,null,2.5393442363024362E-3,4.8037764804009938E-4,5.1637824820848151E-5,6.8022057173968364E-4,3.7515802809030673E-3,null,"Scaling Factor",{"$f":"R4/R3","v":1.0391588567809658},{"$f":"S4/S3","v":0.84995284059979559},0.65333266353600339,0.88131270783415905,0.97709595614263423]
[2004,1,1,4,2.4992705101366378E-3,5.6218493382588963E-4,7.9037568000000247E-5,6.9721225243632304E-4,3.8377052643988512E-3,null,2.5971390860999696E-3,4.7783068144772301E-4,5.1637824820848151E-5,6.812432724286287E-4,3.8078508647971694E-3]
[2004,1,1,5,2.5804221727121473E-3,5.5242439862169168E-4,7.9037568000000247E-5,6.7648817720212953E-4,3.8883723165359691E-3,null,2.6814685550078108E-3,4.6953468682514067E-4,5.1637824820848151E-5,6.6099386232250249E-4,3.863634928976302E-3]
[2004,1,1,6,2.7436247294802818E-3,5.8188226622123162E-4,7.9037568000000247E-5,7.0594103598781415E-4,4.1104855996893282E-3,null,2.8510619373227162E-3,4.9457248506938232E-4,5.1637824820848151E-5,6.8977213153883501E-4,4.0870443787517814E-3]
[2004,1,1,7,2.931850432886901E-3,6.2776601123176647E-4,7.9037568000000247E-5,7.2738968101721793E-4,4.3660436931358855E-3,null,3.0466583440915316E-3,5.3357150447844311E-4,5.1637824820848151E-5,7.1072951586180423E-4,4.3425971892526267E-3]
[2004,1,1,8,3.0208047864798077E-3,6.7379773550227059E-4,7.2457427031786086E-5,7.4776335174737941E-4,4.5148233007612434E-3,null,3.1390960484768264E-3,5.726962992798646E-4,4.7338803795642418E-5,7.3063654714402659E-4,4.4897676986963599E-3]
[2004,1,1,9,3.1433372974842095E-3,6.9201063624246492E-4,0,7.2225348404230684E-4,4.5576014177689814E-3,null,3.2664267925306615E-3,5.8817640599955487E-4,0,7.0571095856766667E-4,4.5603141570978827E-3]
[2004,1,1,10,3.268758856324393E-3,7.1493355560256955E-4,0,7.0768818717920545E-4,4.6913805991061677E-3,null,3.3967597162307133E-3,6.076598064245159E-4,0,6.914792659027132E-4,4.6958987885579425E-3]
[2004,1,1,11,3.2812752265965655E-3,7.2366504879990137E-4,0,7.0466235861946799E-4,4.7096026340159355E-3,null,3.4097662132537912E-3,6.1508116387026584E-4,0,6.885227410530129E-4,4.7133701181770703E-3]
[2004,1,1,12,3.1728857001985652E-3,7.4506224404699214E-4,0,7.126543434357544E-4,4.6306022876813121E-3,null,3.2971322769150152E-3,6.3326777075139909E-4,0,6.9633167709855963E-4,4.626731724764974E-3]
[2004,1,1,13,3.0286485515576512E-3,7.5279736385456056E-4,0,7.4115493650617681E-4,4.5226008519183881E-3,null,3.1472469664279765E-3,6.3984225780422161E-4,0,7.2417949133533617E-4,4.5112687155675346E-3]
[2004,1,1,14,2.892584844260707E-3,7.7837731158032991E-4,0,7.5997115290033976E-4,4.4309333087413768E-3,null,3.0058551599039043E-3,6.6158400703613361E-4,0,7.4256474028397759E-4,4.4100039072240155E-3]
[2004,1,1,15,3.0610109951120928E-3,7.4235845202837332E-4,0,6.6400882895446399E-4,4.4673782760949301E-3,null,3.1808766862746487E-3,6.3096967504478298E-4,0,6.4880034161441291E-4,4.4606467029338443E-3]
[2004,1,1,16,3.1007749724140383E-3,7.6645633276279442E-4,0,7.3625935178326762E-4,4.6034906569601E-3,null,3.2221977754688029E-3,6.514517372274393E-4,0,7.1939603529962799E-4,4.5930455479958696E-3]
[2004,1,1,17,3.5282522643066325E-3,8.5680358770500267E-4,3.9518784000000134E-6,9.2037886554547613E-4,5.3093865959571111E-3,null,3.666414589411734E-3,7.2824264320596314E-4,2.5818912410424081E-6,8.9929846764362996E-4,5.2965375915023701E-3]
[2004,1,1,18,4.1206782297170605E-3,7.9386606802837358E-4,7.9037568000000247E-5,8.1658733863959414E-4,5.8101692043850284E-3,null,4.2820392783549941E-3,6.7474871957650664E-4,5.1637824820848151E-5,7.9788418642202333E-4,5.8063100091743716E-3]
[2004,1,1,19,4.091480884219895E-3,7.5126615993590371E-4,7.9037568000000247E-5,7.58272555402575E-4,5.6800571675583739E-3,null,4.2516985981871213E-3,6.3854080668402171E-4,5.1637824820848151E-5,7.4090504753779763E-4,5.6827822772297885E-3]
[2004,1,1,20,3.9868683748892899E-3,7.4512548329415688E-4,7.9037568000000247E-5,8.0591423042208714E-4,5.6169456566055338E-3,null,4.1429895825861414E-3,6.3332152112916418E-4,5.1637824820848151E-5,7.8745553554322451E-4,5.6154044640793783E-3]
[2004,1,1,21,3.8687962639786136E-3,7.1965677510914239E-4,7.9037568000000247E-5,7.9934242436169344E-4,5.4668330314494489E-3,null,4.0202939027944879E-3,6.1167432026090383E-4,5.1637824820848151E-5,7.8103425041706014E-4,5.4646402982933004E-3]
[2004,1,1,22,3.6367457237845464E-3,7.1092881576265523E-4,7.9037568000000247E-5,8.1300750862543076E-4,5.2397196161726323E-3,null,3.7791565287310152E-3,6.0425596642171755E-4,5.1637824820848151E-5,7.9438634899150617E-4,5.229436668965087E-3]
[2004,1,1,23,3.331541822309676E-3,6.8294925025078729E-4,7.9037568000000247E-5,7.7774266833366662E-4,4.8712713088941298E-3,null,3.4620011913892982E-3,5.8047465523615731E-4,5.1637824820848151E-5,7.5992921614840767E-4,4.8540428875947115E-3]
[2004,1,1,24,2.738244257221027E-3,6.5124098017935389E-4,7.9037568000000247E-5,7.7874216260428997E-4,4.2472649680046709E-3,null,2.8454707719208472E-3,5.5352412101843703E-4,5.1637824820848151E-5,7.6090581795842146E-4,4.2115385357185536E-3]
[2004,1,2,1,2.5274508071755496E-3,5.8621529376094153E-4,7.9037568000000247E-5,6.0910900046426528E-4,3.8018126694007569E-3,null,2.626422891354673E-3,4.9825535413515584E-4,5.1637824820848151E-5,5.9515794120371546E-4,3.7714740115143922E-3]
[2004,1,2,2,2.3357652724122209E-3,5.7911905675493811E-4,7.9037568000000247E-5,6.4249649346218116E-4,3.6364183906293407E-3,null,2.4272311701885644E-3,4.9222388733433391E-4,5.1637824820848151E-5,6.2778072559771959E-4,3.5988736079414661E-3]
[2004,1,2,3,2.3217293673739492E-3,5.5047523062927363E-4,7.9037568000000247E-5,5.9517585089653583E-4,3.5464180168997593E-3,null,2.4126456351551079E-3,4.678779859531787E-4,5.1637824820848151E-5,5.8154391710475662E-4,3.5137053630338914E-3]
[2004,1,2,4,2.3413512412979423E-3,5.3107370865132768E-4,7.9037568000000247E-5,5.6133997768614764E-4,3.5128024956354179E-3,null,2.4330358792298648E-3,4.513876072360642E-4,5.1637824820848151E-5,5.4848302221833134E-4,3.4845443335051081E-3]
[2004,1,2,5,2.4240079649894609E-3,5.2616474042453893E-4,7.9037568000000247E-5,5.5146832245231794E-4,3.5806785958663184E-3,null,2.5189293457264033E-3,4.4721521574729096E-4,5.1637824820848151E-5,5.3883746780892215E-4,3.5566198541034646E-3]
[2004,1,2,6,2.5717798975261551E-3,5.5078083403583417E-4,7.9037568000000247E-5,5.2879414709406498E-4,3.7303924466560549E-3,null,2.6724878582055486E-3,4.6813773443668181E-4,5.1637824820848151E-5,5.1668262275750417E-4,3.7089460402205828E-3]
[2004,1,2,7,2.7468824661043838E-3,6.1219625640281268E-4,7.9037568000000247E-5,5.1727707551390981E-4,3.9553933660211073E-3,null,2.8544472431887113E-3,5.2033794713413149E-4,5.1637824820848151E-5,5.0542933868992935E-4,3.93185235383362E-3]
[2004,1,2,8,2.7806198071020955E-3,6.9631466280938275E-4,7.2457427031786086E-5,5.1017830294482691E-4,4.0595701998880915E-3,null,2.8895056998907232E-3,5.9183462560612372E-4,4.7338803795642418E-5,4.9849315671910213E-4,4.0271722860115919E-3]
[2004,1,2,9,2.9066191984807367E-3,7.8249332593449347E-4,0,5.8600726239936866E-4,4.2751197868145987E-3,null,3.0204390833908491E-3,6.6508242512840438E-4,0,5.7258532636063862E-4,4.258106834879892E-3]
[2004,1,2,10,2.9625654336492366E-3,8.5136719101324375E-4,0,6.7018537898568963E-4,4.4841180036481699E-3,null,3.078576109169747E-3,7.236219623951753E-4,0,6.5483542367283606E-4,4.4570334952377579E-3]
[2004,1,2,11,3.2357205375734234E-3,8.3820714892970135E-4,0,6.2552443607047077E-4,4.699452122573596E-3,null,3.3624276546874907E-3,7.1243654724385558E-4,0,6.1119739695285867E-4,4.6860615988842044E-3]
[2004,1,2,12,3.0412596691983206E-3,8.8325924649553357E-4,0,7.0415783241265103E-4,4.6286767481065055E-3,null,3.1603519210181849E-3,7.5072870554491382E-4,0,6.8802977053656407E-4,4.5991103970996631E-3]
[2004,1,2,13,2.9029874161363226E-3,8.8358843655945919E-4,0,7.3642033304186926E-4,4.5229961857376506E-3,null,3.0166650846017505E-3,7.5100850157484465E-4,0,7.1955332943642242E-4,4.4872269156130172E-3]
[2004,1,2,14,2.8327809353659241E-3,8.9098498714828233E-4,0,7.2340631971346567E-4,4.4471722422276721E-3,null,2.9437093983057687E-3,7.5729522075845498E-4,0,7.0683738964005284E-4,4.4078420087042764E-3]
[2004,1,2,15,2.8771802033455453E-3,8.5082631440168671E-4,0,6.482830647798187E-4,4.3762895825270511E-3,null,2.9898472908613835E-3,7.2316224278276835E-4,0,6.3343476103211427E-4,4.3464442946762665E-3]
[2004,1,2,16,2.9383867956346084E-3,8.8147172364895791E-4,0,7.6091806465364113E-4,4.5807765839372076E-3,null,3.053450663331945E-3,7.4920939542382978E-4,0,7.4348996392895224E-4,4.546150022684727E-3]
[2004,1,2,17,3.333796826534733E-3,9.6334776615269676E-4,2.6345855736541528E-6,9.4171579012653146E-4,5.2414949683876151E-3,null,3.4643444990018449E-3,8.1880017032695226E-4,1.721260810148997E-6,9.2014669036829947E-4,5.2050126205072456E-3]
[2004,1,2,18,3.958149659939984E-3,9.0324702822316234E-4,7.9037568000000247E-5,8.2838887666539208E-4,5.7688231328285391E-3,null,4.1131462755912025E-3,7.6771737740160054E-4,5.1637824820848151E-5,8.0941542150329393E-4,5.7419168993169453E-3]
[2004,1,2,19,3.9429088170887918E-3,8.6060543495623408E-4,7.9037568000000247E-5,7.5427846349418839E-4,5.6368302835392136E-3,null,4.0973086187575791E-3,7.3147403407667374E-4,5.1637824820848151E-5,7.3700243648565106E-4,5.6174229141407522E-3]
[2004,1,2,20,3.85450185475229E-3,8.431125422846675E-4,7.9037568000000247E-5,7.4225419534979431E-4,5.5189061603867513E-3,null,4.0054397408445016E-3,7.1660590026016843E-4,5.1637824820848151E-5,7.2525357270618893E-4,5.4989370386317078E-3]
[2004,1,2,21,3.783526031464235E-3,8.1447255033692068E-4,7.9037568000000247E-5,7.2566463516907738E-4,5.4027007849702328E-3,null,3.9316845854573991E-3,6.9226325774942568E-4,5.1637824820848151E-5,7.090439805394255E-4,5.3846296485670977E-3]
[2004,1,2,22,3.4582790594590977E-3,7.6827150226197588E-4,7.9037568000000247E-5,7.28089597100228E-4,5.0336777268213014E-3,null,3.5937013138570696E-3,6.5299454569943871E-4,5.1637824820848151E-5,7.1141340103615257E-4,5.0097470854135089E-3]
[2004,1,2,23,3.322558682072204E-3,7.0075906461162325E-4,7.9037568000000247E-5,6.9171571219409349E-4,4.7940710268779205E-3,null,3.4526662816498238E-3,5.9561215754270482E-4,5.1637824820848151E-5,6.7587262518517099E-4,4.7757888891985477E-3]
[2004,1,2,24,2.7654967320410694E-3,6.3671234586682975E-4,7.9037568000000247E-5,6.8271492839643401E-4,4.163961574304334E-3,null,2.8737904224992944E-3,5.4117546701447144E-4,5.1637824820848151E-5,6.6707799573436375E-4,4.1336817100689777E-3]
[2004,1,3,1,2.1275155314330789E-3,5.9570906166081332E-4,7.9037568000000247E-5,7.1006395340000026E-4,3.5123261144938932E-3,null,2.2108266074277469E-3,5.0632460912964706E-4,5.1637824820848151E-5,6.9380061746979215E-4,3.4625896588480346E-3]
[2004,1,3,2,2.0039507104668837E-3,5.8536015206978552E-4,7.9037568000000247E-5,7.3569846141423106E-4,3.4040468919509007E-3,null,2.0824231293341709E-3,4.9752852402564255E-4,5.1637824820848151E-5,7.1884799158820304E-4,3.3504374697688644E-3]
[2004,1,3,3,2.0145788742516033E-3,5.585734765638043E-4,7.9037568000000247E-5,6.9712262590265989E-4,3.3493125447180676E-3,null,2.0934674798623811E-3,4.747611130891088E-4,5.1637824820848151E-5,6.8115569870502333E-4,3.301022116477361E-3]
[2004,1,3,4,2.0120812826109856E-3,5.5165256628184642E-4,7.9037568000000247E-5,6.9513798798281716E-4,3.3379094048756499E-3,null,2.0908720853884109E-3,4.688786657354224E-4,5.1637824820848151E-5,6.7921651701913774E-4,3.2906050929638192E-3]
[2004,1,3,5,2.0655301675826499E-3,5.4679184614624425E-4,7.9037568000000247E-5,6.796679609734381E-4,3.3710275427023327E-3,null,2.146413967591783E-3,4.6474728284880671E-4,5.1637824820848151E-5,6.641008161868561E-4,3.326899891448294E-3]
[2004,1,3,6,2.0853079027033966E-3,5.7644428453194787E-4,7.9037568000000247E-5,6.9806117253294673E-4,3.4388509277682913E-3,null,2.1669661762095749E-3,4.8995045708544595E-4,5.1637824820848151E-5,6.8207274882212793E-4,3.3906272069379973E-3]
[2004,1,3,7,2.3357218055526517E-3,5.8349526685534713E-4,7.9037568000000247E-5,6.3266279411313764E-4,3.630917434521137E-3,null,2.4271860012164666E-3,4.959434595402381E-4,5.1637824820848151E-5,6.1817225772984674E-4,3.5929395433073994E-3]
[2004,1,3,8,2.5031465228286228E-3,6.4047090430241526E-4,7.2457427031786086E-5,6.6441992592585505E-4,3.8804947800886789E-3,null,2.6011668790178414E-3,5.443700644333577E-4,4.7338803795642418E-5,6.4920202280274156E-4,3.8420777700495833E-3]
[2004,1,3,9,2.7491637335662297E-3,6.8816959447087951E-4,0,6.9878709989224582E-4,4.1361204279293552E-3,null,2.8568178424763749E-3,5.8491170163493345E-4,0,6.827820495093524E-4,4.1245115936206604E-3]
[2004,1,3,10,2.9830418368882962E-3,7.2594720009511453E-4,0,7.2470020981070798E-4,4.4336892467941183E-3,null,3.099854344950634E-3,6.1702088484631083E-4,0,7.0810164442176133E-4,4.4249768742187067E-3]
[2004,1,3,11,3.2117897681255372E-3,6.8743215054175807E-4,0,6.4879509228535468E-4,4.5480170109526499E-3,null,3.3375597836661362E-3,5.8428490907259359E-4,0,6.3393506103720727E-4,4.5557797537759369E-3]
[2004,1,3,12,2.9897243550754283E-3,7.3992525255043716E-4,0,7.4955272185039707E-4,4.4792023294762621E-3,null,3.106798542910392E-3,6.2890157023676521E-4,0,7.3238493343572768E-4,4.4680850465828852E-3]
[2004,1,3,13,2.9161532187212029E-3,7.1975728467315767E-4,0,7.1200838768423278E-4,4.347918891078593E-3,null,3.0303464449644587E-3,6.1175974865034606E-4,0,6.9570051634590087E-4,4.3378067099607053E-3]
[2004,1,3,14,2.6415057234679402E-3,7.9307358405844661E-4,0,8.4799527721074258E-4,4.2825745847371293E-3,null,2.7449440677793225E-3,6.7407514557513745E-4,0,8.2857275619066864E-4,4.2475919695451284E-3]
[2004,1,3,15,2.6300367809578297E-3,7.6923286221277428E-4,0,8.1478743360510091E-4,4.2140570767757049E-3,null,2.7330260145920298E-3,6.5381165632045861E-4,0,7.9612550649137918E-4,4.1829631774038672E-3]
[2004,1,3,16,2.7828533811625924E-3,7.4990463466980686E-4,0,7.8144764244456684E-4,4.3142056582769657E-3,null,2.8918267381579646E-3,6.373835744165543E-4,0,7.6354933136978142E-4,4.2927596439443E-3]
[2004,1,3,17,3.1155961079355346E-3,7.9000931753399925E-4,2.6345855736541528E-6,8.4582388553351912E-4,4.7540638965767072E-3,null,3.2375992897135165E-3,6.7147066353832852E-4,1.721260810148997E-6,8.2645109816365187E-4,{"$f":"SUM(K67:N67)","v":4.7372423122256455E-3}]
[2004,1,3,18,3.4070709729756609E-3,7.7943786067666027E-4,7.9037568000000247E-5,8.2138680559237472E-4,5.0869332072446954E-3,null,{"$f":"E68*R$5","v":3.5404879772490006E-3},{"$f":"F68*S$5","v":6.6248542375315516E-4},{"$f":"G68*T$5","v":5.1637824820848151E-5},{"$f":"H68*V$5","v":8.0257372617322539E-4},5.0571849519962294E-3]
[2004,1,3,19,3.4370946217559535E-3,7.27897975506054E-4,7.9037568000000247E-5,7.1479235643797019E-4,4.9588225216999774E-3,null,3.5716873177919226E-3,6.1867895194821102E-4,5.1637824820848151E-5,6.9842072095720512E-4,4.9404248155181874E-3]
[2004,1,3,20,3.3951972164876902E-3,6.8150978175502905E-4,7.9037568000000247E-5,6.7110063350653022E-4,4.826845199749249E-3,null,3.5281492580312651E-3,5.7925117489923369E-4,5.1637824820848151E-5,6.5572971516399071E-4,4.814767972915337E-3]
[2004,1,3,21,3.1375615372123806E-3,6.9345871263586253E-4,7.9037568000000247E-5,7.4058616522074475E-4,4.6506439830689876E-3,null,3.2604248600895469E-3,5.8940720264352871E-4,5.1637824820848151E-5,7.2362374721237049E-4,4.6250936347662945E-3]
[2004,1,3,22,2.9925773074613439E-3,6.4382273003614303E-4,7.9037568000000247E-5,6.8285298918910667E-4,4.3982905946865943E-3,null,3.1097632136501906E-3,5.4721895823693514E-4,5.1637824820848151E-5,6.6721289437658606E-4,4.3758328910845599E-3]
[2004,1,3,23,2.8059614382799115E-3,5.6515354797714737E-4,7.9037568000000247E-5,5.7868039630674353E-4,4.0288329505638026E-3,null,2.9158396803744273E-3,4.8035386347822928E-4,5.1637824820848151E-5,5.6542627513033611E-4,4.0132576438038411E-3]
[2004,1,3,24,2.2919995625582299E-3,6.1915274176345696E-4,7.9037568000000247E-5,7.8133156232853358E-4,3.7715214346502211E-3,null,2.381751645170484E-3,5.2625063162700192E-4,5.1637824820848151E-5,7.634359099578167E-4,3.7230760115761507E-3]
[2004,1,4,1,1.9007306968736848E-3,5.6127713960093021E-4,7.9037568000000247E-5,6.9420346051224174E-4,3.2352488649868569E-3,null,1.9751611380117466E-3,4.7705909916753866E-4,5.1637824820848151E-5,6.7830339400673425E-4,3.1821614560068674E-3]
[2004,1,4,2,1.8579549181725287E-3,5.3332858037642933E-4,7.9037568000000247E-5,6.6547585292736763E-4,3.135796919476326E-3,null,1.9307103087187376E-3,4.533041418640025E-4,5.1637824820848151E-5,6.5023376480590129E-4,3.0858860402094897E-3]
[2004,1,4,3,1.7797211175140698E-3,5.3784746911413235E-4,7.9037568000000247E-5,7.0126579380870211E-4,3.0978719484369048E-3,null,1.8494129618648635E-3,4.5714498418296764E-4,5.1637824820848151E-5,6.8520397131163714E-4,3.0433997421803164E-3]
[2004,1,4,4,1.7825246823935349E-3,5.0641955707155385E-4,7.9037568000000247E-5,6.3746477990151687E-4,3.005446587366606E-3,null,1.8523263111399199E-3,4.304327410682575E-4,5.1637824820848151E-5,6.2286425862512651E-4,2.9572611356541521E-3]
[2004,1,4,5,1.842595418604332E-3,5.0402991103921414E-4,7.9037568000000247E-5,6.3338316501960882E-4,3.0590460626631552E-3,null,1.9147493487067227E-3,4.2840165463504232E-4,5.1637824820848151E-5,6.1887612922948256E-4,3.0136649573920958E-3]
[2004,1,4,6,1.9180629447243765E-3,5.2568250497770589E-4,7.9037568000000247E-5,6.4715534805817024E-4,3.1699383657602534E-3,null,1.9931720968737157E-3,4.468053383594173E-4,5.1637824820848151E-5,6.3233287358371707E-4,3.1239481336376978E-3]
[2004,1,4,7,1.982429210143093E-3,5.676512978168844E-4,7.9037568000000247E-5,6.642346285704679E-4,3.293352704530446E-3,null,2.0600588716614895E-3,4.8247683304962144E-4,5.1637824820848151E-5,6.4902096950610879E-4,3.2431944990380678E-3]
[2004,1,4,8,2.230136160566987E-3,5.7962556021634907E-4,7.2457427031786086E-5,6.1192876134712182E-4,3.4941479091622437E-3,null,2.3174657430806824E-3,4.9265439139013377E-4,4.7338803795642418E-5,5.9791311815964379E-4,3.4553720564261025E-3]
[2004,1,4,9,2.5512839775858505E-3,5.956773935462278E-4,0,5.8509665932796756E-4,3.7320580304600458E-3,null,2.6511893414717077E-3,5.062976927256987E-4,0,5.7169557978192158E-4,3.7291826139793276E-3]
[2004,1,4,10,2.7307352438004054E-3,6.1448291687250746E-4,0,5.6484429215488644E-4,3.9100624528277993E-3,null,2.8376677141191209E-3,5.2228150069583579E-4,0,5.5190707371478821E-4,3.9118562885297452E-3]
[2004,1,4,11,2.6684030408136469E-3,6.5262397370291546E-4,0,6.2966249536202854E-4,3.950689509878591E-3,null,2.7728946533227619E-3,5.5469960029231929E-4,0,6.1524067795291828E-4,3.9428349315679999E-3]
[2004,1,4,12,2.6820620945033125E-3,6.7884499718634257E-4,0,6.5076886775368946E-4,4.0116759594433444E-3,null,2.7870885799396246E-3,5.7698623368549211E-4,0,6.3586362906565067E-4,3.9999384426907675E-3]
[2004,1,4,13,2.551332538524072E-3,6.7428357744098405E-4,0,6.5093534839426152E-4,3.8765514643593173E-3,null,2.6512398040007541E-3,5.7310924201575664E-4,0,6.3602629662632966E-4,3.8603753426428404E-3]
[2004,1,4,14,2.3817782291847595E-3,6.5145156886010219E-4,0,5.6226181900565983E-4,3.5954916170505215E-3,null,2.4750459417454277E-3,5.5370311146583722E-4,0,5.493837496438319E-4,3.578132802855097E-3]
[2004,1,4,15,2.4405469392603592E-3,6.6024728146799397E-4,0,5.6865581536566935E-4,3.6694500360940226E-3,null,2.5361159673220799E-3,5.6117905238201428E-4,0,5.5563129763078797E-4,3.6529263173348822E-3]
[2004,1,4,16,2.5819905845697669E-3,6.5997318947305476E-4,0,5.84771320926231E-4,3.8267350949690525E-3,null,2.6830983840807365E-3,5.6094608711233004E-4,0,5.7137769294520694E-4,3.8154221641382735E-3]
[2004,1,4,17,2.9488760938799884E-3,6.9925912200621647E-4,1.3172928263458602E-6,6.54363475222789E-4,4.3038159839353402E-3,null,3.0643507105050484E-3,5.9433727706450275E-4,8.6063043089341078E-7,6.3937590548762799E-4,4.2989245234880723E-3]
[2004,1,4,18,3.3649352995997078E-3,6.6155642875191873E-4,7.9037568000000247E-5,6.0564279557445125E-4,4.7111720919260774E-3,null,3.4967023190739487E-3,5.6229176583474959E-4,5.1637824820848151E-5,5.9177112642271642E-4,4.7024030361522626E-3]
[2004,1,4,19,3.3826931688630889E-3,6.2247804067539175E-4,7.9037568000000247E-5,5.5318547918949156E-4,4.6373942567279718E-3,null,3.5151555661965496E-3,5.2907697888304435E-4,5.1637824820848151E-5,5.4051529471287757E-4,4.6363856646133199E-3]
[2004,1,4,20,3.3544553092207489E-3,5.8991385467299315E-4,7.9037568000000247E-5,5.3759705784903308E-4,4.5610037897427748E-3,null,3.4858119442526744E-3,5.0139895648848554E-4,5.1637824820848151E-5,5.2528391125846808E-4,4.5641326368204768E-3]
[2004,1,4,21,3.2214589448233558E-3,5.8805496444089549E-4,7.9037568000000247E-5,5.8164846629169453E-4,4.4701999435559463E-3,null,3.3476075942694547E-3,4.9981898745535096E-4,5.1637824820848151E-5,5.6832636431017997E-4,4.4673907708558339E-3]
[2004,1,4,22,2.9472591801158834E-3,5.6557773622461398E-4,7.9037568000000247E-5,5.6231321371528358E-4,4.1541876980557817E-3,null,3.0626704802464277E-3,4.8071440348411258E-4,5.1637824820848151E-5,5.4943396720677246E-4,4.1444566757581607E-3]
[2004,1,4,23,2.5061057795578577E-3,5.827243679792706E-4,7.9037568000000247E-5,6.2760860300476232E-4,3.7954763185418911E-3,null,2.6042420168575146E-3,4.9528823185070159E-4,5.1637824820848151E-5,6.1323382803628117E-4,3.7644019015653455E-3]
[2004,1,4,24,2.0733616475555939E-3,5.6894761670185515E-4,7.9037568000000247E-5,6.6506190058334661E-4,3.3864087328407963E-3,null,2.1545521193673707E-3,4.8357864296822551E-4,5.1637824820848151E-5,6.4982929364452264E-4,3.339597880800967E-3]
[2004,1,5,1,2.1543693748938674E-3,5.2590959695020582E-4,7.9037568000000247E-5,5.529402057822951E-4,3.3122567456263692E-3,null,2.2387320166986349E-3,4.4699835582652102E-4,5.1637824820848151E-5,5.4027563905855651E-4,3.2776438364045604E-3]
[2004,1,5,2,2.0921705037777768E-3,5.0280020356291563E-4,7.9037568000000247E-5,5.4213544109352326E-4,3.2161437164342161E-3,null,2.1740975088965719E-3,4.2735646127245561E-4,5.1637824820848151E-5,5.2971834717408482E-4,3.1828101421639606E-3]
[2004,1,5,3,2.1109395547999218E-3,5.039792281082043E-4,7.9037568000000247E-5,5.5892223636902136E-4,3.2528785872771482E-3,null,2.1936015344996077E-3,4.2835857653386058E-4,5.1637824820848151E-5,5.4612065695436838E-4,3.2197185928086848E-3]
[2004,1,5,4,2.1508631782065791E-3,4.957345933070096E-4,7.9037568000000247E-5,5.4910936055946791E-4,3.2747447000730573E-3,null,2.2350885213574235E-3,4.213510257648772E-4,5.1637824820848151E-5,5.3653253568272381E-4,3.2446099076258728E-3]
[2004,1,5,5,2.2505088633771137E-3,4.9589823777483806E-4,7.9037568000000247E-5,5.3472274179178051E-4,3.3601674109437324E-3,null,2.3386362176423922E-3,4.2149011584515644E-4,5.1637824820848151E-5,5.2247542866225066E-4,3.3342395869706476E-3]
[2004,1,5,6,2.481131868745138E-3,5.3074673376499572E-4,7.9037568000000247E-5,5.5516082308142579E-4,3.64607699359156E-3,null,2.5782901562480189E-3,4.5110969400262153E-4,5.1637824820848151E-5,5.4244539524167751E-4,3.6234830703131657E-3]
[2004,1,5,7,2.9484987999635003E-3,6.0465289594461105E-4,8.4701088000000273E-5,5.5963530620329867E-4,4.1974880901114106E-3,null,3.0639586421901204E-3,5.1392644648501481E-4,5.5337987427437595E-5,5.4681739460588801E-4,4.1800404707084604E-3]
[2004,1,5,8,2.8556696993011456E-3,7.2357466337906874E-4,7.7649440115273952E-5,6.3583263968501451E-4,4.2927264424805029E-3,null,2.9674944600698227E-3,6.1500434052508041E-4,5.0730915532591319E-5,6.2126950101972433E-4,4.2544992171472187E-3]
[2004,1,5,9,2.6707614223744893E-3,7.9809270057835772E-4,0,6.8830363485572477E-4,4.1571577578085718E-3,null,2.7753453864093804E-3,6.7834115791853724E-4,0,6.7253869821580492E-4,4.1262252425437228E-3]
[2004,1,5,10,2.5482540615787814E-3,8.4643699709679445E-4,0,7.210672243021471E-4,4.1157582829777226E-3,null,2.6480407774176593E-3,7.1943153007118137E-4,0,7.0455186897262171E-4,4.0720241764614622E-3]
[2004,1,5,11,2.3985368554333064E-3,8.5005562729881419E-4,0,7.1507605722619593E-4,3.9636685399583168E-3,null,2.4924608166390872E-3,7.2250719509046825E-4,0,6.9869792385013492E-4,3.9136659355796903E-3]
[2004,1,5,12,2.3777314739451029E-3,8.4693457987138922E-4,0,6.9449281657941835E-4,3.9191588703959106E-3,null,2.4708407201969136E-3,7.1985445196388171E-4,0,6.7858612264985784E-4,3.8692812948106533E-3]
[2004,1,5,13,2.3298689706761706E-3,8.3904295688608092E-4,0,6.9436743194108163E-4,3.8632793595033332E-3,null,2.4211039760172947E-3,7.1314694459057634E-4,0,6.7846360982677667E-4,3.8127145304346476E-3]
[2004,1,5,14,2.2674658093291256E-3,8.3602290924887743E-4,0,6.4006193586653882E-4,3.743550654444542E-3,null,2.3562571782123815E-3,7.1058004652258845E-4,0,6.2540192921602122E-4,3.6922391539509912E-3]
[2004,1,5,15,2.2952090274493426E-3,8.3797718136960483E-4,0,6.6682735363302016E-4,3.8000135624519675E-3,null,2.3850867890376111E-3,7.1224108566290576E-4,0,6.5155431068011829E-4,3.7488821853806351E-3]
[2004,1,5,16,2.4306901265882769E-3,8.453167859475111E-4,0,7.2585409351855808E-4,4.001861006054346E-3,null,2.5258731731342549E-3,7.1847940342277647E-4,0,7.0922909952656052E-4,3.9535816760835913E-3]
[2004,1,5,17,3.0042355918485546E-3,8.7125417317910833E-4,0,7.9041576689454476E-4,4.6659055319222074E-3,null,3.1218780231260321E-3,7.4052495937800933E-4,0,7.7231204950403871E-4,4.6347150320080804E-3]
[2004,1,5,18,3.6809879539865357E-3,7.7113027541565575E-4,8.4701088000000273E-5,5.9507460016919138E-4,5.1318939175713828E-3,null,3.8251312340891546E-3,6.5542436806203933E-4,5.5337987427437595E-5,5.8144498542851177E-4,5.1173385750071434E-3]
[2004,1,5,19,4.0202335349375845E-3,6.8170981254063695E-4,8.4701088000000273E-5,3.9014718553144348E-4,5.1767916210096656E-3,null,4.1776612841582413E-3,5.7942119163366856E-4,5.5337987427437595E-5,3.8121123728320345E-4,5.1936317005025507E-3]
[2004,1,5,20,3.7031505758760878E-3,7.2621681094605934E-4,8.4701088000000273E-5,5.3939939851803029E-4,5.0534678733401778E-3,null,3.8481617189151706E-3,6.1725004135492791E-4,5.5337987427437595E-5,5.2704497103773661E-4,5.0477947187352722E-3]
[2004,1,5,21,3.5481480145927134E-3,7.1177924337776548E-4,8.4701088000000273E-5,5.6015075018745093E-4,4.9047790961579294E-3,null,3.6870894345338175E-3,6.04978789788905E-4,5.5337987427437595E-5,5.4732103283842125E-4,4.8947272445885809E-3]
[2004,1,5,22,3.2613635075883387E-3,6.5163663155369197E-4,8.4701088000000273E-5,5.2311191650965966E-4,4.5208131436516906E-3,null,3.3890747740926586E-3,5.5386040602794292E-4,5.5337987427437595E-5,5.1113053823161178E-4,4.5094037057796504E-3]
[2004,1,5,23,2.821988869320927E-3,6.122413904233909E-4,8.4701088000000273E-5,5.4629226936465643E-4,4.0652236171089748E-3,null,2.9324947272921448E-3,5.2037630892312961E-4,5.5337987427437595E-5,5.3377996726818846E-4,4.0419889909109E-3]
[2004,1,5,24,2.3283049187983471E-3,5.7167293613642268E-4,8.4701088000000273E-5,5.6159205789204681E-4,3.5462710008268171E-3,null,2.4194786776559896E-3,4.8589503596317799E-4,5.5337987427437595E-5,5.4872932876813909E-4,3.5094410298147439E-3]
[2004,1,6,1,2.4970582308950118E-3,6.2533631116514345E-4,8.4701088000000273E-5,6.8181445894449882E-4,3.8889100890046545E-3,null,2.5948401765323614E-3,5.3150637400501137E-4,5.5337987427437595E-5,6.6619815067424793E-4,3.8478826886390585E-3]
[2004,1,6,2,2.4622403848446159E-3,5.9343556220937434E-4,8.4701088000000273E-5,6.4784669998071661E-4,3.7882237350347074E-3,null,2.558658903435056E-3,5.0439224181279439E-4,5.5337987427437595E-5,6.3300839075150863E-4,3.7513975234267968E-3]
[2004,1,6,3,2.4911769104951353E-3,5.9796848068201887E-4,8.4701088000000273E-5,6.7933580207599914E-4,3.8531822812531537E-3,null,2.5887285503492629E-3,5.0824500874482588E-4,5.5337987427437595E-5,6.6377626507137168E-4,3.816087811592898E-3]
[2004,1,6,4,2.6125340210230883E-3,5.8520019752148541E-4,8.4701088000000273E-5,6.6392967498735361E-4,3.9463649815319277E-3,null,2.714837866587732E-3,4.9739257020294794E-4,5.5337987427437595E-5,6.4872300059323664E-4,3.9162914248113542E-3]
[2004,1,6,5,2.711726757898796E-3,5.796350035393884E-4,8.4701088000000273E-5,6.3895705251406406E-4,4.0150199019522489E-3,null,2.8179148776404676E-3,4.9266241776937578E-4,5.5337987427437595E-5,6.243223521603088E-4,3.9902376349975899E-3]
[2004,1,6,6,2.9999685117074932E-3,6.3441020494132592E-4,8.4701088000000273E-5,6.9342147613924766E-4,4.4125012807880674E-3,null,3.117443849004854E-3,5.3921875579537848E-4,5.5337987427437595E-5,6.77539320238115E-4,4.3895399124657848E-3]
[2004,1,6,7,3.3908260319606654E-3,7.0787668849612152E-4,8.4701088000000273E-5,6.9276950217430234E-4,4.8761733106310896E-3,null,3.5236069029153834E-3,6.0166180218165517E-4,5.5337987427437595E-5,6.7690227911345669E-4,4.8575089716379324E-3]
[2004,1,6,8,3.3665522098776397E-3,8.1844011175892398E-4,7.7649440115273952E-5,7.4468170347452805E-4,5.0073234652263663E-3,null,3.4983825457098818E-3,6.9563549785031165E-4,5.0730915532591319E-5,7.2762548107836961E-4,4.9723744401711546E-3]
[2004,1,6,9,3.1218903604329166E-3,8.9200950793444703E-4,0,7.8936250526048422E-4,4.8032623736278483E-3,null,3.2441400179429869E-3,7.5816601511090917E-4,0,7.7128291182063796E-4,{"$f":"SUM(K131:N131)","v":4.7735889448745341E-3}]
[2004,1,6,10,2.9269743950915256E-3,9.4780284392757201E-4,0,8.365350178035476E-4,4.7113122568226452E-3,null,{"$f":"E132*R$5","v":3.0415913662304684E-3},{"$f":"F132*S$5","v":8.0558771952480451E-4},{"$f":"G132*T$5","v":0},{"$f":"H132*V$5","v":8.1737498306755287E-4},4.6645540688228255E-3]
[2004,1,6,11,2.7715847923023415E-3,9.5164289556067894E-4,0,8.3431120170237108E-4,4.5575388895653917E-3,null,2.8801168842404116E-3,8.0885158231841362E-4,0,8.1520210134788842E-4,4.5041705679067139E-3]
[2004,1,6,12,2.6457673177128346E-3,9.3570488347883771E-4,0,7.8242177828830083E-4,4.3638939794799735E-3,null,2.7493725411829113E-3,7.9530502367593887E-4,0,7.6450115556342749E-4,4.3091787204222777E-3]
[2004,1,6,13,2.5843235973420841E-3,9.3096425095191978E-4,0,7.9731089498626389E-4,4.312598743280268E-3,null,2.6855227549660728E-3,7.9127570959344512E-4,0,7.7904925127954294E-4,4.2558477158390609E-3]
[2004,1,6,14,2.4894468162705696E-3,9.3658256146023772E-4,0,7.8711514628607214E-4,4.2131445240168796E-3,null,2.58693070761274E-3,7.9605100856936168E-4,0,7.6908702645473901E-4,4.152068742636841E-3]
[2004,1,6,15,2.6096366768056907E-3,9.1035664960333203E-4,0,7.4758217834096873E-4,4.2675755047499918E-3,null,2.7118270656830801E-3,7.7376022028926488E-4,0,7.3045952334126218E-4,4.2160468093136068E-3]
[2004,1,6,16,2.8593385503049556E-3,8.876119537132469E-4,0,7.2972595529317516E-4,4.4766764593113777E-3,null,2.9713069790846414E-3,7.5442830140890849E-4,0,7.130122800092821E-4,4.4387475605028315E-3]
[2004,1,6,17,3.4721526484721293E-3,9.3217513792565314E-4,0,8.2150344814098007E-4,5.2258312345387628E-3,null,3.6081181767553005E-3,7.9230490641641509E-4,0,8.0268769713578189E-4,5.2031107803074978E-3]
[2004,1,6,18,4.0132884903476681E-3,8.9328256926001339E-4,8.3289403171766583E-5,7.7714624069365992E-4,5.7670067034731078E-3,null,4.1704442795618907E-3,7.5924805720083198E-4,5.441568761853431E-5,7.5934644911322539E-4,5.7434544734944826E-3]
[2004,1,6,19,4.3747821294668476E-3,8.3569152843434484E-4,8.4701088000000273E-5,6.2459643675189479E-4,5.919771182653087E-3,null,4.5460935963225679E-3,7.1029838845795628E-4,5.5337987427437595E-5,6.1029065257137496E-4,5.9220206247793368E-3]
[2004,1,6,20,4.351099089965834E-3,8.0143978837424537E-4,8.4701088000000273E-5,6.005494414613046E-4,5.8377894078013842E-3,null,4.5214831560695962E-3,6.8118602469838892E-4,5.5337987427437595E-5,5.8679443071555835E-4,5.8448015989109809E-3]
[2004,1,6,21,4.0525637076592874E-3,8.0532812067604968E-4,8.4701088000000273E-5,6.8027185747964413E-4,5.6228647738149817E-3,null,4.2112574694832573E-3,6.8449092378350342E-4,5.5337987427437595E-5,6.6469088102099868E-4,5.615777261715197E-3]
[2004,1,6,22,3.7593113542380412E-3,7.9097935371051468E-4,8.4701088000000273E-5,7.3106132856796567E-4,5.3660531245165212E-3,null,3.9065216891537068E-3,6.7229514854204244E-4,5.5337987427437595E-5,7.1431706783602088E-4,5.3484718929592071E-3]
[2004,1,6,23,3.2200739164136112E-3,6.8248127927862928E-4,8.4701088000000273E-5,6.3882521486941304E-4,4.6260814985616535E-3,null,3.3461683297305754E-3,5.8007690197905341E-4,5.5337987427437595E-5,6.2419353413085293E-4,4.6057767532679192E-3]
[2004,1,6,24,2.7634566165285162E-3,6.4568684145765607E-4,8.4701088000000273E-5,6.4526921774496536E-4,4.139113763731138E-3,null,2.8716704183955684E-3,5.4880336503484463E-4,5.5337987427437595E-5,6.3048994328192655E-4,4.1063017141397765E-3]
[2004,1,7,1,2.6186419441349799E-3,6.4074511749701241E-4,8.4701088000000273E-5,6.8847357611190991E-4,4.032561725743903E-3,null,2.7211849689859915E-3,5.4460313271703544E-4,5.5337987427437595E-5,6.7270474713000531E-4,3.99383083626047E-3]
[2004,1,7,2,2.6115950902875149E-3,6.1310164961002724E-4,8.4701088000000273E-5,6.6437781277420814E-4,3.9737756406717506E-3,null,2.7138621683979571E-3,5.2110748866246318E-4,5.5337987427437595E-5,6.4916087421256689E-4,3.9394685187004244E-3]
[2004,1,7,3,2.6568972248517692E-3,6.2233525272082832E-4,8.4701088000000273E-5,7.030535263844583E-4,4.0669870919570568E-3,null,2.7609382827614849E-3,5.2895561585545973E-4,5.5337987427437595E-5,6.86950757582073E-4,4.0321826436264547E-3]
[2004,1,7,4,2.7645784634933611E-3,6.0258449647313656E-4,8.4701088000000273E-5,6.72765132197195E-4,4.1246291801636933E-3,null,2.8728361956050401E-3,5.1216840447873991E-4,5.5337987427437595E-5,6.5735609010364395E-4,4.0976986776148612E-3]
[2004,1,7,5,2.8640387591926542E-3,5.9367382590974377E-4,8.4701088000000273E-5,6.4180186338601525E-4,4.1842155364884134E-3,null,2.9761912427790143E-3,5.0459475472173522E-4,5.5337987427437595E-5,6.2710200535928283E-4,4.1632259902874696E-3]
[2004,1,7,6,3.1381601163683655E-3,6.455042944723523E-4,8.4701088000000273E-5,6.8617912747106471E-4,4.5545446263117826E-3,null,3.2610468789209734E-3,5.4864820870614275E-4,5.5337987427437595E-5,6.7046285064145845E-4,4.5354959256960117E-3]
[2004,1,7,7,3.5383934074924191E-3,7.0781114867419321E-4,8.4701088000000273E-5,6.8008858562417743E-4,5.0109942297907901E-3,null,3.6769528481711282E-3,6.0160609642383471E-4,5.5337987427437595E-5,6.6451180683214743E-4,4.998408738854548E-3]
[2004,1,7,8,3.4822504735121758E-3,8.1737670469809824E-4,7.7649440115273952E-5,7.3310475501932391E-4,5.1103813733448722E-3,null,3.6186114210798891E-3,6.9473165199824887E-4,5.0730915532591319E-5,7.1631369155831788E-4,5.0803876801690474E-3]
[2004,1,7,9,3.245631150478657E-3,8.9530408007773609E-4,0,7.8794163690964342E-4,4.9288768674660369E-3,null,3.372726355864092E-3,7.609662460626586E-4,0,7.6989458710082035E-4,4.9035871890275714E-3]
[2004,1,7,10,3.0453824102494422E-3,9.5558721034975046E-4,0,8.3881305340452559E-4,4.8397826740037182E-3,null,3.1646361038956722E-3,8.1220406387760478E-4,0,8.1960084244121745E-4,4.7964410102144944E-3]
[2004,1,7,11,2.8709916326690801E-3,9.565119785339242E-4,0,8.3271885495776515E-4,4.6602224661607692E-3,null,2.9834163828321198E-3,8.1299007322263952E-4,0,8.1364622578295712E-4,4.6100526818377164E-3]
[2004,1,7,12,2.7652142611532186E-3,9.4586538689743211E-4,0,7.9382871403145126E-4,4.5049083620821023E-3,null,2.8734968903744015E-3,8.0394097241849713E-4,0,7.7564682635003859E-4,4.4530846891429375E-3]
[2004,1,7,13,2.7020711229561278E-3,9.4243998719164613E-4,0,8.125906706458111E-4,4.4571017807935849E-3,null,2.8078811390719501E-3,8.0102954420837463E-4,0,7.9397905828725317E-4,4.4028897415675774E-3]
[2004,1,7,14,2.593359371209014E-3,9.4786569313200578E-4,0,7.9761841146559743E-4,4.3388434758066174E-3,null,2.6949123594077634E-3,8.0564113838464246E-4,0,7.7934972438794701E-4,4.2799032221803529E-3]
[2004,1,7,15,2.7252449142311681E-3,9.2275987370558563E-4,0,7.586600086075708E-4,4.4066647965443247E-3,null,2.8319623895206019E-3,7.8430237584757112E-4,0,7.4128362649759352E-4,4.3575483918657665E-3]
[2004,1,7,16,2.9713603269164546E-3,8.9231822706649757E-4,0,7.3283984926309778E-4,4.5965184032460502E-3,null,3.0877154004028194E-3,7.5842841181414302E-4,0,7.1605485321515048E-4,4.562198665432113E-3]
[2004,1,7,17,3.5321841592654553E-3,9.216023992487379E-4,0,7.8560435078147371E-4,5.2393909092956666E-3,null,3.6705004528821274E-3,7.8331857714505166E-4,0,7.6761083427663752E-4,5.2214298643038165E-3]
[2004,1,7,18,4.1276872284440767E-3,8.9236685907510089E-4,8.1877718428233952E-5,7.5139535184382217E-4,5.8533271577912334E-3,null,4.28932274145934E-3,7.5846974672799954E-4,5.3493387864968995E-5,7.3418535975097049E-4,5.8354712358032789E-3]
[2004,1,7,19,4.379318605889135E-3,7.9608504361213753E-4,8.4701088000000273E-5,5.2437165794585344E-4,5.7844763954471258E-3,null,4.5508077159753663E-3,6.7663474417714847E-4,5.5337987427437595E-5,5.1236142649470199E-4,5.795141874074654E-3]
[2004,1,7,20,4.3646119298671087E-3,7.6763260918290331E-4,8.4701088000000273E-5,5.1206166989538077E-4,5.7290072969453931E-3,null,4.5355251433332692E-3,6.5245151671204139E-4,5.5337987427437595E-5,5.0033338695042097E-4,5.7436480344231688E-3]
[2004,1,7,21,4.1034059341804995E-3,7.9026238247951585E-4,8.4701088000000273E-5,6.2414507165243355E-4,5.602514476312449E-3,null,4.264090619471239E-3,6.7168575680762665E-4,5.5337987427437595E-5,6.0984962555794755E-4,5.6009639892642508E-3]
[2004,1,7,22,3.815713728146825E-3,7.7470932896569762E-4,8.4701088000000273E-5,6.8606987979333051E-4,5.3611940249058531E-3,null,3.9651327155444914E-3,6.5846639479355616E-4,5.5337987427437595E-5,6.7035610517732637E-4,5.3492932029428116E-3]
[2004,1,7,23,3.3302872607339495E-3,6.9424607330141868E-4,8.4701088000000273E-5,6.2738670858800746E-4,4.7366211306233757E-3,null,3.4606975026165048E-3,5.9007642207779473E-4,5.5337987427437595E-5,6.1301701589897939E-4,4.7191289280207162E-3]
[2004,1,7,24,2.8837035624418579E-3,6.5993513520691452E-4,8.4701088000000273E-5,6.4382639620345461E-4,4.2721661818522277E-3,null,2.9966260972422794E-3,5.6091374278072713E-4,5.5337987427437595E-5,6.2908016818828097E-4,4.2419579956387253E-3]
[2004,1,8,1,2.7716012658057952E-3,6.3752344959784439E-4,8.4701088000000273E-5,6.5818707996139056E-4,4.1520128833650305E-3,null,2.8801340028274279E-3,5.4186486693466845E-4,5.5337987427437595E-5,6.4311193421560334E-4,4.1204487914051372E-3]
[2004,1,8,2,2.771236925970266E-3,6.0702873154461581E-4,8.4701088000000273E-5,6.2851892652708271E-4,4.0914856720419652E-3,null,2.8797553958604593E-3,5.15945794702037E-4,5.5337987427437595E-5,6.141233014687219E-4,4.0651624794586557E-3]
[2004,1,8,3,2.8203938514914425E-3,6.1584666396974298E-4,8.4701088000000273E-5,6.6651651402715388E-4,4.18745811748834E-3,null,2.9308372503879122E-3,5.2344062141499088E-4,5.5337987427437595E-5,6.5125059055821737E-4,4.160866449788558E-3]
[2004,1,8,4,2.9414023418933102E-3,5.9241066694306981E-4,8.4701088000000273E-5,6.282934279946492E-4,4.2468075248310293E-3,null,3.0565842949347075E-3,5.0352112916988165E-4,5.5337987427437595E-5,6.1390296776456504E-4,4.2293463792965917E-3]
[2004,1,8,5,3.0515021649132321E-3,5.8091165447181792E-4,8.4701088000000273E-5,5.9104430352242832E-4,4.3081592109074788E-3,null,3.1709955011558761E-3,4.9374751085584862E-4,5.5337987427437595E-5,5.775069988729044E-4,4.297587998312067E-3]
[2004,1,8,6,3.3358480222640888E-3,6.3331872572159394E-4,8.4701088000000273E-5,6.3559039483256075E-4,4.6894582308182435E-3,null,3.4664760172109961E-3,5.382910499321116E-4,5.5337987427437595E-5,6.2103280455399535E-4,4.6811378591245408E-3]
[2004,1,8,7,3.7597399921589672E-3,6.9312146407106369E-4,8.4701088000000273E-5,6.2186619135433461E-4,5.1594287355843657E-3,null,3.9069671120455897E-3,5.8912055726788976E-4,5.5337987427437595E-5,6.0762294083414187E-4,5.1590485975750592E-3]
[2004,1,8,8,3.6770209453423517E-3,8.1307724716475475E-4,7.6237755287040249E-5,6.9542348392561749E-4,5.2617594317197636E-3,null,3.8210088819216241E-3,6.9107731585474536E-4,4.9808615723688034E-5,6.7949547395034307E-4,5.2413902874504006E-3]
[2004,1,8,9,3.4266546306656602E-3,8.9367883217683728E-4,0,7.545451743660018E-4,5.0748786372084992E-3,null,3.5608385085857297E-3,7.5958486199261086E-4,0,7.3726303859995921E-4,5.0576864091783002E-3]
[2004,1,8,10,3.214197444269473E-3,9.5736312306302107E-4,0,8.1158476737291929E-4,4.9831453347054131E-3,null,3.3400617416553674E-3,8.1371350593290644E-4,0,7.9299619426703998E-4,4.9467714418553136E-3]
[2004,1,8,11,3.0271123716162805E-3,9.6052807245002134E-4,0,8.1062589617679319E-4,4.7982663402430948E-3,null,3.145650631436292E-3,8.1640356365474186E-4,0,7.9205928509884353E-4,4.7541134801898774E-3]
[2004,1,8,12,2.9145265550583614E-3,9.5083841981596863E-4,0,7.7298656172460534E-4,4.6383515365989352E-3,null,3.0286560830122132E-3,8.0816781587400349E-4,0,7.5528204361371065E-4,4.5921059424999279E-3]
[2004,1,8,13,2.8431143391196342E-3,9.4938273548628074E-4,0,7.9663181135886606E-4,4.5891288859647812E-3,null,2.9544474463371298E-3,8.0693055284296864E-4,0,7.7838572141332983E-4,4.5397637205934283E-3]
[2004,1,8,14,2.7282598331258229E-3,9.5587394117746755E-4,0,7.8323400064357293E-4,4.4673677749468635E-3,null,2.8350953691924584E-3,8.1244777155911043E-4,0,7.6529477474225247E-4,4.4128379154938216E-3]
[2004,1,8,15,2.8703480319846185E-3,9.2798067733307679E-4,0,7.3886903759219744E-4,4.5371977469098931E-3,null,2.982747579480631E-3,7.8873981272097092E-4,0,7.2194594875033609E-4,4.4934333409519384E-3]
[2004,1,8,16,3.1295640458663364E-3,8.949657817087051E-4,0,7.0814568364831469E-4,4.7326755112233557E-3,null,3.2521141961252761E-3,7.6067870840293048E-4,0,6.9192628385262938E-4,4.7047191883808365E-3]
[2004,1,8,17,3.7200682260990188E-3,9.2079074625751997E-4,0,7.5373145584087915E-4,5.394590428197418E-3,null,3.8657418449802518E-3,7.8262871037958475E-4,0,7.3646795751962347E-4,5.3848385128794606E-3]
[2004,1,8,18,4.3567785566537382E-3,8.8528057514947124E-4,7.9054348771766559E-5,7.0559915016005399E-4,6.0267126307350302E-3,null,4.527385024180125E-3,7.5244673957611393E-4,5.1648788247162425E-5,6.8943807627906814E-4,6.0209186282824696E-3]
[2004,1,8,19,4.6324716544596193E-3,7.8009826981732626E-4,8.4701088000000273E-5,4.5855162889627866E-4,5.9558226411732243E-3,null,4.8138739485184866E-3,6.630467403782222E-4,5.5337987427437595E-5,4.4804894227717181E-4,5.9803076186013175E-3]
[2004,1,8,20,4.6059053904887771E-3,7.5447556117018378E-4,8.4701088000000273E-5,4.5362808829890316E-4,5.8987101279578645E-3,null,4.7862673800216056E-3,6.4126864637972249E-4,5.5337987427437595E-5,4.432381706695721E-4,5.9261121844983375E-3]
[2004,1,8,21,4.3226389869905962E-3,7.8224060545597184E-4,8.4701088000000273E-5,5.7888957192198933E-4,5.7684702523685578E-3,null,4.4919085879979795E-3,6.6486762463980719E-4,5.5337987427437595E-5,5.6563065977811638E-4,5.7777448598433402E-3]
[2004,1,8,22,4.0180325237106239E-3,7.6941529747218693E-4,8.4701088000000273E-5,6.4785287098562616E-4,5.5200017801684377E-3,null,4.1753740838478704E-3,6.5396671768742204E-4,5.5337987427437595E-5,6.3301442041545104E-4,5.5176932093781812E-3]
[2004,1,8,23,3.5138335774124859E-3,6.8873935198193053E-4,8.4701088000000273E-5,5.8965390992527943E-4,4.8769279273196955E-3,null,3.6514312832225302E-3,5.8539596864990427E-4,5.5337987427437595E-5,5.761484509116836E-4,4.8683136902115554E-3]
[2004,1,8,24,3.0522424555152368E-3,6.5438528873301E-4,8.4701088000000273E-5,6.0738632594895285E-4,4.3987151581972002E-3,null,3.171764780691541E-3,5.5619663500533923E-4,5.5337987427437595E-5,5.9347472290105377E-4,4.3767741260253715E-3]
[2004,1,9,1,2.5537944811824128E-3,5.3234199396399702E-4,8.4701088000000273E-5,4.8825268648894734E-4,3.6590902496353578E-3,null,2.6537981535190557E-3,4.5246558994025852E-4,5.5337987427437595E-5,4.7706972554412781E-4,{"$f":"SUM(K195:N195)","v":3.6386714564308796E-3}]
[2004,1,9,2,2.5210707951046222E-3,5.0487954279690049E-4,8.4701088000000273E-5,4.7546122987049638E-4,3.5861126557720194E-3,null,{"$f":"E196*R$5","v":2.6197930453047994E-3},{"$f":"F196*S$5","v":4.2912380156095162E-4},{"$f":"G196*T$5","v":5.5337987427437595E-5},{"$f":"H196*V$5","v":4.6457124500906544E-4},3.5688260793022542E-3]
[2004,1,9,3,2.5656916680391138E-3,4.9896471117415772E-4,8.4701088000000273E-5,4.7961501108036446E-4,3.6289724782936367E-3,null,2.6661612206119747E-3,4.2409647362153191E-4,5.5337987427437595E-5,4.6862988783192883E-4,3.614225569492873E-3]
[2004,1,9,4,2.6649653261823611E-3,4.8842960351875772E-4,8.4701088000000273E-5,4.658547176283725E-4,3.7039507353294919E-3,null,2.769322321716576E-3,4.1514212894380005E-4,5.5337987427437595E-5,4.5518476074465149E-4,3.6949871988324647E-3]
[2004,1,9,5,2.8394839843346163E-3,4.5414447133935819E-4,8.4701088000000273E-5,3.8943708730948388E-4,3.7677666309834587E-3,null,2.9506749310090215E-3,3.8600138345757994E-4,5.5337987427437595E-5,3.8051740318206269E-4,3.7725317050761016E-3]
[2004,1,9,6,3.0943549808838304E-3,4.9426215498666877E-4,8.4701088000000273E-5,4.0194404202376684E-4,4.0752622658942663E-3,null,3.2155263844097282E-3,4.2009952263189556E-4,5.5337987427437595E-5,3.9273789805704761E-4,4.0837017925261085E-3]
[2004,1,9,7,3.5467456034965232E-3,5.672555022039514E-4,8.4701088000000273E-5,4.1678325752990229E-4,4.6154854512303767E-3,null,3.6856321066223636E-3,4.8214042544411211E-4,5.5337987427437595E-5,4.0723723552042165E-4,4.6303477550143348E-3]
[2004,1,9,8,3.475567637139488E-3,6.8699011883304199E-4,7.6237755287040249E-5,4.9052603499162562E-4,4.7293215462511961E-3,null,3.6116668924747928E-3,5.8390920296613519E-4,4.9808615723688034E-5,4.7929100517299768E-4,4.7246757163376145E-3]
[2004,1,9,9,3.2547626688727233E-3,7.5312232940717477E-4,0,5.2103805337759654E-4,4.5289230516574941E-3,null,3.3822154540791441E-3,6.4011846319876316E-4,0,5.0910417495167958E-4,4.5314380922295873E-3]
[2004,1,9,10,3.2230168510929205E-3,7.450955333793951E-4,0,4.3107296188165208E-4,4.3991853463539671E-3,null,3.3492265063675072E-3,6.3329606511403666E-4,0,4.2119964785699015E-4,4.403722219338534E-3]
[2004,1,9,11,3.0158552781603329E-3,7.9934429801278395E-4,0,5.3912504514430832E-4,4.3543246213174252E-3,null,3.1339527230699331E-3,6.7940495671321526E-4,0,5.2677690146571876E-4,4.3401345812488674E-3]
[2004,1,9,12,2.8552256952653473E-3,8.3541849625018167E-4,0,5.9744274801189494E-4,4.2880869395274237E-3,null,2.9670330693435765E-3,7.1006632397745161E-4,0,5.8375889310916538E-4,4.2608582864301931E-3]
[2004,1,9,13,2.7096838433362507E-3,8.2155129646788161E-4,0,5.9752269686463941E-4,4.1287578366687719E-3,null,2.8157919648791516E-3,6.9827985813132078E-4,0,5.8383701080988025E-4,4.097908833820353E-3]
[2004,1,9,14,2.4167152377069399E-3,8.5159280164460408E-4,0,6.3583074876109359E-4,3.9041387881126374E-3,null,2.5113510435806835E-3,7.2381372079216957E-4,0,6.2126765340560783E-4,3.856432417778461E-3]
[2004,1,9,15,2.5860651711067904E-3,8.26032289660043E-4,0,5.937675941524186E-4,4.0058650549192523E-3,null,2.6873325267684051E-3,7.0208849102370674E-4,0,5.8016791513486906E-4,3.9695889329269809E-3]
[2004,1,9,16,2.8244886726268978E-3,8.1209607838023752E-4,0,6.0537785525078744E-4,4.2419626062579225E-3,null,2.9350924200377544E-3,6.9024336865923714E-4,0,5.9151225430384533E-4,4.2168480430008369E-3]
[2004,1,9,17,3.3199615814413913E-3,8.550296854064151E-4,0,6.9796869247470094E-4,4.8729599593225073E-3,null,3.4499674815273635E-3,7.267349099083321E-4,0,6.8198238693119209E-4,4.8586847783668877E-3]
[2004,1,9,18,4.1926613998174806E-3,6.7878086226175909E-4,7.7642664028233942E-5,3.2151297190223662E-4,5.2705978980097101E-3,null,4.3568412271040172E-3,5.7693172202416077E-4,5.0726488493597117E-5,3.1414902469307577E-4,5.2986484623148509E-3]
[2004,1,9,19,4.3002554992677688E-3,6.8026053511265018E-4,8.4701088000000273E-5,3.4733421816171756E-4,5.4125513405421368E-3,null,4.468648588485156E-3,5.7818937416693398E-4,5.5337987427437595E-5,3.3937885999577776E-4,5.4415548100753058E-3]
[2004,1,9,20,4.4588827334655417E-3,6.0201381367555606E-4,8.4701088000000273E-5,1.9766150590669874E-4,5.3432591410477962E-3,null,4.6334874838284404E-3,5.1168335101385489E-4,5.5337987427437595E-5,1.9313425810649874E-4,5.3936430803762318E-3]
[2004,1,9,21,4.0132933327544727E-3,6.6564928882350378E-4,8.4701088000000273E-5,3.9006360562437472E-4,5.1537073152023516E-3,null,4.1704493115918102E-3,5.6577050387877079E-4,5.5337987427437595E-5,3.811295716939918E-4,5.1726873745920098E-3]
[2004,1,9,22,3.8470714012984251E-3,6.3438103104273256E-4,8.4701088000000273E-5,4.2622426817242757E-4,4.9923777885135853E-3,null,3.9977183193280197E-3,5.3919395935739765E-4,5.5337987427437595E-5,4.1646200884113267E-4,5.0087122749539878E-3]
[2004,1,9,23,3.3500312099379393E-3,5.883279605885483E-4,8.4701088000000273E-5,4.3836147319024443E-4,4.4614217317167325E-3,null,3.4812146022996644E-3,5.0005102130652116E-4,5.5337987427437595E-5,4.283212227829156E-4,4.4649248338165387E-3]
[2004,1,9,24,2.9725415859926194E-3,5.7689370115663902E-4,8.4701088000000273E-5,5.4843296427005818E-4,4.182569339419317E-3,null,3.0889429162339692E-3,4.9033244002221496E-4,5.5337987427437595E-5,5.3587163160359163E-4,4.1704849752872133E-3]
[2004,1,10,1,2.8099333259502244E-3,5.904300108046319E-4,8.4701088000000273E-5,6.3686222063045583E-4,4.1219266453853126E-3,null,2.9199671026251721E-3,5.0183766485876493E-4,5.5337987427437595E-5,6.2227550039803653E-4,4.0994182553094113E-3]
[2004,1,10,2,2.6191657244210801E-3,5.8762985953580591E-4,8.4701088000000273E-5,6.7516427635138981E-4,3.966660948308276E-3,null,2.7217292599092998E-3,4.9945766833371717E-4,5.5337987427437595E-5,6.5970028415491091E-4,3.9362251998253652E-3]
[2004,1,10,3,2.6750454997592158E-3,5.407714275838339E-4,8.4701088000000273E-5,5.8823228268773818E-4,3.8887502980307883E-3,null,2.7797972233668537E-3,4.5963021099008629E-4,5.5337987427437595E-5,5.7475938468673981E-4,3.8695248064711174E-3]
[2004,1,10,4,2.7306565321716498E-3,5.3575490021958241E-4,8.4701088000000273E-5,5.8416157338482284E-4,3.9352740937760554E-3,null,2.8375859202329681E-3,4.553663993068941E-4,5.5337987427437595E-5,5.7078191108822908E-4,3.9190722180555285E-3]
[2004,1,10,5,2.8366176819418351E-3,5.2399370349567734E-4,8.4701088000000273E-5,5.5329180049714678E-4,3.9986042739346599E-3,null,2.9476963874913503E-3,4.4536993674255802E-4,5.5337987427437595E-5,5.4061918083263922E-4,3.9890234924939844E-3]
[2004,1,10,6,2.8229534428709491E-3,5.5514283078068763E-4,8.4701088000000273E-5,5.8177420701632603E-4,4.0445715686679628E-3,null,2.9334970724396669E-3,4.7184522596065707E-4,5.5337987427437595E-5,5.6844922506373995E-4,4.0291295108915012E-3]
[2004,1,10,7,3.1719616715842748E-3,5.2569439980825231E-4,8.4701088000000273E-5,4.1770242552993051E-4,4.2000595849224576E-3,null,3.2961720643965562E-3,4.468154484044287E-4,5.5337987427437595E-5,4.0813535085626495E-4,4.2064608510846875E-3]
[2004,1,10,8,3.3981221499853427E-3,5.8834233852866772E-4,7.6237755287040249E-5,4.5968541386911215E-4,4.5223876576701632E-3,null,3.531188728580846E-3,5.000632418775677E-4,4.9808615723688034E-5,4.4915675898926264E-4,4.530217345171365E-3]
[2004,1,10,9,3.6675977740438215E-3,6.2903891707584425E-4,0,4.8975721865826582E-4,4.7863939097779317E-3,null,3.8112167100077922E-3,5.3465341441643309E-4,0,4.7853979784265543E-4,4.8244099222668809E-3]
[2004,1,10,10,3.8694490309019751E-3,6.4124606900274952E-4,0,4.5378083901613736E-4,4.9644759389208624E-3,null,4.0209722313243124E-3,5.4502891787233947E-4,0,4.4338742277767951E-4,5.0093885719743308E-3]
[2004,1,10,11,4.0092062780697317E-3,5.5900864789571033E-4,0,2.6848675308026326E-4,4.8367016790457056E-3,null,4.1662022125180135E-3,4.7513098819880993E-4,0,2.6233732071259116E-4,4.903670521429415E-3]
[2004,1,10,12,3.7306994053556046E-3,6.6760936873799651E-4,0,4.9782862514999044E-4,4.8961373992435914E-3,null,3.8767893290627587E-3,5.6743647936989647E-4,0,4.8642633648610296E-4,4.9306521449187582E-3]
[2004,1,10,13,3.5962635904772649E-3,6.6273361383250662E-4,0,4.8821859742604853E-4,4.74721580173582E-3,null,3.7370891613633657E-3,5.6329231763790693E-4,0,4.7703641725862069E-4,4.7774178962598935E-3]
[2004,1,10,14,3.1548473765688001E-3,7.5704420408378916E-4,0,6.7093242797972767E-4,4.5828240086323172E-3,null,3.2783875931536631E-3,6.4345187172062794E-4,0,6.5556536222395113E-4,4.5774048270982417E-3]
[2004,1,10,15,3.0639151426836483E-3,7.3475392037601291E-4,0,6.314498233093884E-4,4.4301188863690496E-3,null,3.1838945569450296E-3,6.2450618176542816E-4,0,6.169870688625843E-4,4.4253878075730425E-3]
[2004,1,10,16,3.3354871451219841E-3,7.1080894811691923E-4,0,5.9418188096695254E-4,4.6404779742058554E-3,null,3.4661010085325684E-3,6.0415408457572823E-4,0,5.8057271310603333E-4,4.6508278062143294E-3]
[2004,1,10,17,3.7678641743867035E-3,7.482176403268674E-4,0,6.4684377325939307E-4,5.1629255879729642E-3,null,3.9154094279616443E-3,6.3594970878269716E-4,0,6.3202843510779601E-4,5.1833875718521371E-3]
[2004,1,10,18,4.1162435249928464E-3,7.27915968676151E-4,7.6230979200000252E-5,5.9547122219446972E-4,5.5158616950634672E-3,null,4.2774309156636192E-3,6.1869424529424632E-4,4.9804188684693839E-5,5.8183252320552839E-4,5.527761872848088E-3]
[2004,1,10,19,4.1329665275087815E-3,6.857135100455259E-4,8.4701088000000273E-5,5.1486925685487433E-4,5.4182503824091819E-3,null,4.2948087718400231E-3,5.8282414570085125E-4,5.5337987427437595E-5,5.0307666881506093E-4,5.4360475737833727E-3]
[2004,1,10,20,4.1660123448678758E-3,6.3444148100475742E-4,8.4701088000000273E-5,4.4761639252923884E-4,5.3327713064018718E-3,null,4.3291486256282919E-3,5.3924533897433487E-4,5.5337987427437595E-5,4.3736416704347327E-4,5.3610961190735376E-3]
[2004,1,10,21,3.8732049339609558E-3,6.7686509569206909E-4,8.4701088000000273E-5,6.0728947667578782E-4,5.2420605943288125E-3,null,4.024875211253263E-3,5.753034107863266E-4,5.5337987427437595E-5,5.9338009186788885E-4,5.2488967013349166E-3]
[2004,1,10,22,3.7925241645349562E-3,6.2586196092200843E-4,8.4701088000000273E-5,5.495388627231887E-4,5.0526260761801535E-3,null,3.9410350751323325E-3,5.3195315150901935E-4,5.5337987427437595E-5,5.3695220051004991E-4,5.0652784145788395E-3]
[2004,1,10,23,3.6577093947505719E-3,5.3468811444710919E-4,8.4701088000000273E-5,4.164704890341863E-4,4.693569086231867E-3,null,3.8009411130860023E-3,4.5445968170926905E-4,5.5337987427437595E-5,4.0693163068804874E-4,4.7176704129107579E-3]
[2004,1,10,24,2.860361160131017E-3,6.4160563255965706E-4,8.4701088000000273E-5,7.3359702977450394E-4,4.320264910465178E-3,null,2.9723696331424247E-3,5.4533452993890924E-4,5.5337987427437595E-5,7.1679469123091548E-4,4.2898368417396866E-3]
[2004,1,11,1,2.4422395531080803E-3,6.888651930913839E-4,8.4701088000000273E-5,8.3107386287944193E-4,4.0468796970789065E-3,null,2.5378748619930493E-3,5.8550292765834847E-4,5.5337987427437595E-5,8.1203891067534075E-4,3.9907546877541757E-3]
[2004,1,11,2,2.4093779105019723E-3,6.4701471723675513E-4,8.4701088000000273E-5,7.81384414980461E-4,3.922478130719189E-3,null,2.5037263950305417E-3,5.4993199682525356E-4,5.5337987427437595E-5,7.6348755207028638E-4,3.872483931353519E-3]
[2004,1,11,3,2.3160378588034602E-3,6.527388412837892E-4,8.4701088000000273E-5,8.2156127160797662E-4,3.8750390596952265E-3,null,2.4067312536156394E-3,5.5479723231897579E-4,5.5337987427437595E-5,8.0274419621155437E-4,3.8196106695736068E-3]
[2004,1,11,4,2.344958785790796E-3,6.0429266349890543E-4,8.4701088000000273E-5,7.2547414771789698E-4,3.759426685007599E-3,null,2.4367846910408452E-3,5.1362026589451106E-4,5.5337987427437595E-5,7.0885785602118126E-4,3.714600800383975E-3]
[2004,1,11,5,2.4233439567003696E-3,6.0253831125577659E-4,8.4701088000000273E-5,7.1588947957143079E-4,3.8264728355275773E-3,null,2.5182393356318182E-3,5.1212914922205111E-4,5.5337987427437595E-5,6.9949271553430001E-4,3.7851991878156068E-3]
[2004,1,11,6,2.5265595410251958E-3,6.2183505643761299E-4,8.4701088000000273E-5,7.3208935789830399E-4,3.9651850433611137E-3,null,2.6254967242407843E-3,5.2853047260368333E-4,5.5337987427437595E-5,7.1532155113749045E-4,3.9246867354093959E-3]
[2004,1,11,7,2.6054963688451932E-3,6.6919228136332065E-4,8.4701088000000273E-5,7.6017034930096652E-4,4.119560087509481E-3,null,2.7075246279961284E-3,5.6878188045221209E-4,5.5337987427437595E-5,7.4275937428150808E-4,4.0744038701572855E-3]
[2004,1,11,8,2.9340382407543322E-3,6.764750679587267E-4,7.4826070458806546E-5,6.853899202480722E-4,4.370729299419937E-3,null,3.0489318240139078E-3,5.7497190560645947E-4,4.8886315914784742E-5,6.6969171945531394E-4,4.3424817649904655E-3]
[2004,1,11,9,3.3284611050635703E-3,6.857228347870491E-4,0,6.5414017700294333E-4,4.668324116853563E-3,null,3.4587998367777697E-3,5.8283207129139676E-4,0,6.3915772170000293E-4,4.6807896297691694E-3]
[2004,1,11,10,3.5156841436398282E-3,7.1533357010631878E-4,0,6.5996658365869375E-4,4.8909842974048413E-3,null,3.6533543155077325E-3,6.0799979988825862E-4,0,6.4485068008217914E-4,4.9062047954781703E-3]
[2004,1,11,11,3.4317838793284814E-3,7.6348162131931435E-4,0,7.4653881860945468E-4,4.9418043192572501E-3,null,3.5661686127623324E-3,6.4892337278608871E-4,0,7.2944006076679766E-4,4.9445320463152188E-3]
[2004,1,11,12,3.4350268206685122E-3,7.9719280966399249E-4,0,7.8587059319628434E-4,5.0180902235287886E-3,null,3.5695385439778464E-3,6.7757629307964263E-4,0,7.6787097866350259E-4,5.0149858157209921E-3]
[2004,1,11,13,3.2689612195520397E-3,7.921553717118745E-4,0,7.8795011483649051E-4,4.8490667061004047E-3,null,3.3969700037710091E-3,6.7329470838289472E-4,0,7.699028708488591E-4,4.8401675830027635E-3]
[2004,1,11,14,3.071882784446753E-3,7.5475025089689288E-4,0,6.708639096270286E-4,4.4974969449706748E-3,null,3.1921742024508177E-3,6.4150211969322252E-4,0,6.5549841321860724E-4,4.4891747353626469E-3]
[2004,1,11,15,3.0943569768183648E-3,7.8300351295228546E-4,0,7.1264899674174174E-4,4.5900094865123919E-3,null,3.2155284585027775E-3,6.655160600334139E-4,0,6.9632645286546121E-4,4.5773709714016526E-3]
[2004,1,11,16,3.2707104981685876E-3,7.8436949003649872E-4,0,7.3167317452438926E-4,4.7867531627294752E-3,null,3.3987877821383726E-3,6.6667707613633515E-4,0,7.1491490004582463E-4,4.7803797583205326E-3]
[2004,1,11,17,3.7310743159057313E-3,8.3251571233769147E-4,0,8.1992958704243469E-4,5.3835196152858568E-3,null,3.8771789206814237E-3,7.0759909454538319E-4,0,8.0114988382086298E-4,{"$f":"SUM(K259:N259)","v":5.3859278990476701E-3}]
[2004,1,11,18,4.2350513948041391E-3,7.9950466646588403E-4,7.4819294371766536E-5,7.8369457876312806E-4,5.8930699344049179E-3,null,{"$f":"E260*R$5","v":4.4008911658333033E-3},{"$f":"F260*S$5","v":6.7954126233547027E-4},{"$f":"G260*T$5","v":4.888188887579054E-5},{"$f":"H260*V$5","v":7.6574480376035759E-4},5.8950591208049219E-3]
[2004,1,11,19,4.2241324808657849E-3,7.6182696856899211E-4,8.4701088000000273E-5,7.3012237581056121E-4,5.8007829132453387E-3,null,4.3895446797078339E-3,6.4751699598074601E-4,5.5337987427437595E-5,7.1339962089375197E-4,5.8057992840097692E-3]
[2004,1,11,20,4.2252078300230814E-3,7.0828429238446722E-4,8.4701088000000273E-5,6.8703544841045884E-4,5.7052286588180076E-3,null,4.3906621383087707E-3,6.0200824626439409E-4,5.5337987427437595E-5,6.7129955836850073E-4,5.7193079303691028E-3]
[2004,1,11,21,4.0617251299667244E-3,7.1293246825299757E-4,8.4701088000000273E-5,7.3228584529547917E-4,5.5916445315152014E-3,null,4.2207776426147411E-3,6.0595897654745887E-4,5.5337987427437595E-5,7.155135381787034E-4,5.5975881447683402E-3]
[2004,1,11,22,3.7283864773996552E-3,6.8471585916150379E-4,8.4701088000000273E-5,6.98550518914583E-4,5.1963539434757419E-3,null,3.8743858294922376E-3,5.8197618949804974E-4,5.5337987427437595E-5,6.8255088719277777E-4,5.1942508936105025E-3]
[2004,1,11,23,3.1703478120544094E-3,7.0786206671431861E-4,8.4701088000000273E-5,7.8474124592679568E-4,4.7476522126955242E-3,null,3.2944950079724961E-3,6.0164937435667717E-4,5.5337987427437595E-5,7.6676749801340451E-4,4.7182498677700154E-3]
[2004,1,11,24,2.6709636429302136E-3,6.8442982704529668E-4,8.4701088000000273E-5,7.9586677679207446E-4,4.2359613347675851E-3,null,2.7755555256908843E-3,5.8173307568837676E-4,5.5337987427437595E-5,7.776382092318084E-4,4.1902647980385068E-3]
[2004,1,12,1,2.4531799055878892E-3,5.8857439169219096E-4,8.4701088000000273E-5,6.2788919282997472E-4,3.7543445781100552E-3,null,2.5492436261687484E-3,5.0026047612307444E-4,5.5337987427437595E-5,6.1350799121983094E-4,3.718350080939091E-3]
[2004,1,12,2,2.3844796178009277E-3,5.643868883404735E-4,8.4701088000000273E-5,6.1183559074140851E-4,3.6454031848828098E-3,null,2.477853113651526E-3,4.797022389422651E-4,5.5337987427437595E-5,5.9782208153757001E-4,3.6107154215587987E-3]
[2004,1,12,3,2.410998412427299E-3,5.6240665488648878E-4,8.4701088000000273E-5,6.2893500910754215E-4,3.6870411644213306E-3,null,2.5054103539586753E-3,4.7801913389300003E-4,5.5337987427437595E-5,6.1452985407551024E-4,3.6532973293546232E-3]
[2004,1,12,4,2.4585107113421264E-3,5.5345921791076459E-4,8.4701088000000273E-5,6.1515450208622028E-4,3.7118255193391118E-3,null,2.554783180182043E-3,4.7041423441939562E-4,5.5337987427437595E-5,6.0106497639138149E-4,3.6816003784202575E-3]
[2004,1,12,5,2.5708763049857529E-3,5.5456649633899176E-4,8.4701088000000273E-5,5.9850589508402192E-4,3.808649784408767E-3,null,2.6715488820142686E-3,4.7135536886480216E-4,5.5337987427437595E-5,5.8479768981412549E-4,3.7830399281206335E-3]
[2004,1,12,6,2.8275755186075399E-3,5.9309131268221987E-4,8.4701088000000273E-5,6.2735196165164824E-4,4.1327198809414083E-3,null,2.9383001433780573E-3,5.0409964594931437E-4,5.5337987427437595E-5,6.1298306480797441E-4,4.1107208415627839E-3]
[2004,1,12,7,3.3578026706653046E-3,6.6997887885874164E-4,8.4701088000000273E-5,6.4524520235851213E-4,4.7577278398825583E-3,null,3.4892903845446317E-3,5.6945045122785379E-4,5.5337987427437595E-5,6.3046647794493796E-4,4.744545301144861E-3]
[2004,1,12,8,3.2484246786663789E-3,7.9764091715098175E-4,7.4826070458806546E-5,7.4478650976561275E-4,4.8656781760417793E-3,null,3.3756292754220305E-3,6.7795716331110311E-4,4.8886315914784742E-5,7.2772788688156673E-4,4.8302006415294847E-3]
[2004,1,12,9,3.0457487108870055E-3,8.7412075262552965E-4,0,7.921453530253898E-4,4.7120148165379246E-3,null,3.1650167484474408E-3,7.4296141672130014E-4,0,7.7400202111828776E-4,4.6819801862870289E-3]
[2004,1,12,10,2.9071595305743322E-3,9.276599008708386E-4,0,8.302698830366629E-4,4.6650893144818337E-3,null,3.0210005742715121E-3,7.8846716785569402E-4,0,8.1125334522214119E-4,4.6207210873493469E-3]
[2004,1,12,11,2.7416515449345015E-3,9.288385134370705E-4,0,8.2220986642501514E-4,4.4926999247965876E-3,null,2.849011485125905E-3,7.8946893295432944E-4,0,8.0337793558445776E-4,4.4418583536646921E-3]
[2004,1,12,12,2.7151053904560952E-3,9.2559476228238594E-4,0,8.0154956414090785E-4,4.4422497168793889E-3,null,2.8214258135861934E-3,7.8671189744620648E-4,0,7.8319083776997212E-4,4.3913285488023724E-3]
[2004,1,12,13,2.6576694850019744E-3,9.1682873651431445E-4,0,8.0441401526111088E-4,4.3789122367774002E-3,null,2.7617407837363097E-3,7.7926118894386311E-4,0,7.8598968137609071E-4,4.3269916540562637E-3]
[2004,1,12,14,2.5922580571282371E-3,9.0573575404701121E-4,0,7.4520957603365333E-4,4.2432033872089013E-3,null,2.6937679191266265E-3,7.6983267698505495E-4,0,7.2814126322124956E-4,4.1917418593329309E-3]
[2004,1,12,15,2.6185662253363118E-3,9.1064262214402578E-4,0,7.7799350240538925E-4,4.3072023498857267E-3,null,2.7211062851257304E-3,7.7400328346256104E-4,0,7.601743051055506E-4,4.2552838736938424E-3]
[2004,1,12,16,2.7651022885112602E-3,9.2335227179232509E-4,0,8.4753570416757457E-4,4.5359902644711604E-3,null,2.8733805330117932E-3,7.8480588628416126E-4,0,8.2812370922863703E-4,4.4863101285245914E-3]
[2004,1,12,17,3.4053286262040561E-3,9.5820355380832453E-4,0,9.2513298812375367E-4,5.288665168136134E-3,null,3.5386774021697034E-3,8.1442783243220449E-4,0,9.0394370158987131E-4,5.2570489361917789E-3]
[2004,1,12,18,4.1585780116389394E-3,8.589045465750662E-4,7.3407609628233918E-5,7.2595869416539126E-4,5.8168488620076314E-3,null,4.321423172409182E-3,7.3002835916555697E-4,4.7959589122225232E-5,7.093313043955912E-4,5.8087424250925553E-3]
[2004,1,12,19,4.5121680827486695E-3,7.6511006870844339E-4,8.4701088000000273E-5,5.0576037008392819E-4,5.8677396095410412E-3,null,4.6888594264726698E-3,6.5030747627024626E-4,5.5337987427437595E-5,4.9417641238620833E-4,5.888681302556562E-3]
[2004,1,12,20,4.1653842268401763E-3,8.1088132264335719E-4,8.4701088000000273E-5,6.6698886925829076E-4,5.7279555067418246E-3,null,4.3284959112167044E-3,6.8921088357004081E-4,5.5337987427437595E-5,6.5171212694442409E-4,5.724756909158607E-3]
[2004,1,12,21,3.991860905831761E-3,7.9686215558375526E-4,8.4701088000000273E-5,6.8599720536498049E-4,5.5594213547804968E-3,null,4.1481776153327633E-3,6.7729525270488909E-4,5.5337987427437595E-5,6.7028509528727065E-4,5.5510959507523603E-3]
[2004,1,12,22,3.6713458874884117E-3,7.3250860560570999E-4,8.4701088000000273E-5,6.3565161576322707E-4,5.1242071968573485E-3,null,3.8151115952899579E-3,6.2259777009836855E-4,5.5337987427437595E-5,6.2109262327778069E-4,5.1141399760935447E-3]
[2004,1,12,23,3.1893155947920779E-3,6.8496888495696078E-4,8.4701088000000273E-5,6.4882459136719512E-4,4.6078101591162336E-3,null,3.3142055473978417E-3,5.8219124949164341E-4,5.5337987427437595E-5,6.3396388447078348E-4,4.5856986687877058E-3]
[2004,1,12,24,2.6455434039509584E-3,6.3822826436454373E-4,8.4701088000000273E-5,6.5111999172973037E-4,4.0195927480452332E-3,null,2.7491398592141025E-3,5.4246392624772118E-4,5.5337987427437595E-5,6.3620671088274498E-4,3.9831484837720066E-3]
[2004,1,13,1,2.3261442794600836E-3,5.1918423213997067E-4,8.4701088000000273E-5,5.1702616535585571E-4,3.4470557649559103E-3,null,2.4172334301513238E-3,4.4128211290199177E-4,5.5337987427437595E-5,5.0518417538913951E-4,3.4190377058698927E-3]
[2004,1,13,2,2.300925022455724E-3,4.7798320889357786E-4,8.4701088000000273E-5,4.8191691825780192E-4,3.3455262376071043E-3,null,2.3910266158738082E-3,4.0626318615810198E-4,5.5337987427437595E-5,4.7087907202641869E-4,3.3235068614857663E-3]
[2004,1,13,3,2.3136074725870256E-3,4.7872105690288582E-4,8.4701088000000273E-5,5.0304662388831747E-4,3.3800762413782291E-3,null,2.4042056962534329E-3,4.0689032216954416E-4,5.5337987427437595E-5,4.9152482195247962E-4,3.3579588278028942E-3]
[2004,1,13,4,2.4044469329349348E-3,4.5702194795356921E-4,8.4701088000000273E-5,4.6148608687505304E-4,3.4076560557635572E-3,null,2.4986023260191665E-3,3.8844710287958808E-4,5.5337987427437595E-5,4.5091618930170272E-4,3.3933036056278949E-3]
[2004,1,13,5,2.5197237879277727E-3,4.5273186445268847E-4,8.4701088000000273E-5,4.3687568607084259E-4,3.4940324264513042E-3,null,2.618393290866829E-3,3.8480073422160417E-4,5.5337987427437595E-5,4.2686946619685924E-4,3.48540147871273E-3]
[2004,1,13,6,2.7453274087008042E-3,4.8635299423944089E-4,8.4701088000000273E-5,4.5496283032946713E-4,3.7713443212697129E-3,null,2.8528312915149789E-3,4.1337710898802882E-4,5.5337987427437595E-5,4.4454234171012973E-4,3.7660887296405753E-3]
[2004,1,13,7,3.2237677345387503E-3,5.7696381609772087E-4,8.4701088000000273E-5,4.8660317114271719E-4,4.3720358097791888E-3,null,3.3500067935506518E-3,4.9039203441555588E-4,5.5337987427437595E-5,4.7545799076973111E-4,4.3711948061633766E-3]
[2004,1,13,8,3.1780658045939426E-3,6.8923572908922547E-4,7.4826070458806546E-5,5.5073348784731439E-4,4.4928610919892885E-3,null,3.3025152282765216E-3,5.8581786578225836E-4,4.8886315914784742E-5,5.3811946388793944E-4,4.4753388738615037E-3]
[2004,1,13,9,2.9422406769483191E-3,7.6646615665010374E-4,0,6.0786675877320842E-4,4.3165735923716315E-3,null,3.0574554582320701E-3,6.5146008706836356E-4,0,5.939441518708321E-4,4.3028596971712652E-3]
[2004,1,13,10,2.7677492803362029E-3,8.2189024007111797E-4,0,6.7430034327634037E-4,4.2639398636836615E-3,null,2.8761311780105092E-3,6.9856794420969468E-4,0,6.5885613864090223E-4,4.2335552608611061E-3]
[2004,1,13,11,2.6338537628877302E-3,8.4789591655046583E-4,0,6.9136901565199375E-4,4.1731186950901894E-3,null,2.7369924651706587E-3,7.2067154280503571E-4,0,6.7553386939587666E-4,4.1331978773715711E-3]
[2004,1,13,12,2.5491568749244843E-3,8.3608724748210383E-4,0,6.6432120589326982E-4,4.0495653282998584E-3,null,2.6489789439018666E-3,7.1063473098667844E-4,0,6.491055638581123E-4,4.0087192387466579E-3]
[2004,1,13,13,2.4823475611810888E-3,8.2898637499394831E-4,0,6.82668740660108E-4,3.9940026768351452E-3,null,2.5795534538099588E-3,7.0459932424463373E-4,0,6.6703286588397619E-4,3.9511856439385686E-3]
[2004,1,13,14,2.363650666344916E-3,8.4809997446802965E-4,0,6.6324503807117709E-4,3.8749956788841225E-3,null,2.456208524268551E-3,7.2084498241171589E-4,0,6.4805404463101461E-4,3.8251075513112812E-3]
[2004,1,13,15,2.4915230359646612E-3,8.1992630479871449E-4,0,6.2042285972370003E-4,3.931872200487076E-3,null,2.5890882296964782E-3,6.9689869184616114E-4,0,6.0621266733447616E-4,3.8921995888771153E-3]
[2004,1,13,16,2.731205978107483E-3,7.9108475659197793E-4,0,5.8930418712429991E-4,4.1115949218237611E-3,null,2.8381568818435115E-3,6.7238473602054946E-4,0,5.7580673817707567E-4,4.0863483560411367E-3]
[2004,1,13,17,3.2695125259184486E-3,8.1835368990169357E-4,0,6.2654163584728822E-4,4.7144078516674305E-3,null,3.3975428986644626E-3,6.9556204334726875E-4,0,6.1219129874137625E-4,4.705296240753107E-3]
[2004,1,13,18,3.8471418728664706E-3,7.7345283078238472E-4,7.1995924800000228E-5,5.7714856884339815E-4,5.2697391972922536E-3,null,3.9977915504821049E-3,6.573984305934409E-4,4.7037289313321954E-5,5.6392953271039306E-4,5.2661568030992617E-3]
[2004,1,13,19,4.1757099035246497E-3,6.8784533038553238E-4,8.4701088000000273E-5,3.8512850883190515E-4,5.3333848307420871E-3,null,4.3392259295956317E-3,5.8463609245448811E-4,5.5337987427437595E-5,3.763075085748973E-4,5.3555075180524549E-3]
[2004,1,13,20,4.2342883569381415E-3,6.7992491169591781E-4,8.4701088000000273E-5,4.1347171797667307E-4,5.4123860746107325E-3,null,4.4000982482767931E-3,5.7790411009051056E-4,5.5337987427437595E-5,4.04001543614355E-4,5.4373418894090959E-3]
[2004,1,13,21,3.8819492942310961E-3,6.8630387655473774E-4,8.4701088000000273E-5,4.818161057397558E-4,5.1347703645255897E-3,null,4.0339619906748624E-3,5.8332592939235083E-4,5.5337987427437595E-5,4.7078056852270723E-4,5.1434064760173571E-3]
[2004,1,13,22,3.5868329145556741E-3,6.6792213326162617E-4,8.4701088000000273E-5,5.4245002379569576E-4,4.8819061596129965E-3,null,3.7272891909540138E-3,5.6770231446519434E-4,5.5337987427437595E-5,5.3002572466025004E-4,4.8803552175068956E-3]
[2004,1,13,23,3.0736755846092595E-3,5.7605370531821126E-4,8.4701088000000273E-5,4.7091514386911803E-4,4.2053455217965895E-3,null,3.1940372066181248E-3,4.8961848317325123E-4,5.5337987427437595E-5,4.6012928276084202E-4,4.1991229599796552E-3]
[2004,1,13,24,2.572062946675514E-3,5.296146888321907E-4,8.4701088000000273E-5,4.5999840546109334E-4,3.6463771289687984E-3,null,2.672781991236009E-3,4.5014750919629729E-4,5.5337987427437595E-5,4.4946258180809413E-4,3.6277300696678379E-3]
[2004,1,14,1,2.4160714429624797E-3,4.7428282770706231E-4,8.4701088000000273E-5,4.1035385036561421E-4,3.3854092090351566E-3,null,2.5106820385700289E-3,4.0311803665732106E-4,5.5337987427437595E-5,4.0095508777980126E-4,3.3700931504345886E-3]
[2004,1,14,2,2.3965376251893116E-3,4.3284573487674237E-4,8.4701088000000273E-5,3.655896285316597E-4,3.2796740765977141E-3,null,2.4903832988242957E-3,3.6789846189999321E-4,5.5337987427437595E-5,3.5721614764597253E-4,3.2708358957976988E-3]
[2004,1,14,3,2.3602381430032652E-3,4.2061554058591311E-4,8.4701088000000273E-5,3.572770392874538E-4,3.2228318108766326E-3,null,2.4526623704141026E-3,3.5750337352141547E-4,5.5337987427437595E-5,3.4909395031038418E-4,3.2145976816733398E-3]
[2004,1,14,4,2.4722091295031191E-3,3.9249528915220476E-4,8.4701088000000273E-5,3.0602129938387719E-4,3.2554268060392016E-3,null,2.5690180127379276E-3,3.3360248593695458E-4,5.5337987427437595E-5,2.9901217412150083E-4,3.2569706602238206E-3]
[2004,1,14,5,2.5911928082329428E-3,3.7947631292498449E-4,8.4701088000000273E-5,2.6683662856347927E-4,3.3222068377214073E-3,null,2.6926609563024053E-3,3.2253697011092752E-4,5.5337987427437595E-5,2.6072499072010973E-4,3.3312609045608797E-3]
[2004,1,14,6,2.8717563554174503E-3,4.2225249839331015E-4,8.4701088000000273E-5,3.0651362646091142E-4,3.6852235682716724E-3,null,2.9842110512490706E-3,3.5889471045975457E-4,5.5337987427437595E-5,2.9949322491757048E-4,3.697936974053833E-3]
[2004,1,14,7,3.2937090640633585E-3,4.8111708494276992E-4,8.4701088000000273E-5,2.8063559440870861E-4,4.1401628314148373E-3,null,3.4226869455811844E-3,4.0892683300820044E-4,5.5337987427437595E-5,2.7420790444643365E-4,4.1611596704632563E-3]
[2004,1,14,8,3.2593665964307673E-3,6.1794514324590229E-4,7.3414385715273955E-5,3.9872024892232777E-4,4.3494463743142713E-3,null,3.3869996661770635E-3,5.2522422983670221E-4,4.7964016161219454E-5,3.8958794285419098E-4,4.3497758550291761E-3]
[2004,1,14,9,3.0585086322936642E-3,7.129006613542494E-4,0,4.9018959187956839E-4,4.2615988855274822E-3,null,3.1782763337889993E-3,6.0593194218351717E-4,0,4.7896226796873454E-4,{"$f":"SUM(K323:N323)","v":4.2631705439412507E-3}]
[2004,1,14,10,2.8763057362840225E-3,7.7586188809900176E-4,0,5.7007924092651694E-4,4.2222468653095408E-3,null,{"$f":"E324*R$5","v":2.9889385806694388E-3},{"$f":"F324*S$5","v":6.5944601570286734E-4},{"$f":"G324*T$5","v":0},{"$f":"H324*V$5","v":5.5702212099016223E-4},4.2054067173624681E-3]
[2004,1,14,11,2.6908200222710149E-3,7.8925583506061874E-4,0,5.7651240543676397E-4,4.0565882627683972E-3,null,2.7961894581464805E-3,6.7083023896973666E-4,0,5.6330794001832488E-4,4.0303276371345424E-3]
[2004,1,14,12,2.6356779599190114E-3,7.9627027103126586E-4,0,5.7167352743228152E-4,4.0036217583825588E-3,null,2.738888095672228E-3,6.767921787481935E-4,0,5.5857989188787759E-4,3.974260166308299E-3]
[2004,1,14,13,2.5647641232444491E-3,7.9542174190095987E-4,0,6.0070387956038607E-4,3.9608897447057957E-3,null,2.6651973542235379E-3,6.7607096900355824E-4,0,5.8694533155764523E-4,3.9282136547847419E-3]
[2004,1,14,14,2.4597124736114671E-3,7.9973480805644974E-4,0,5.9511139792706765E-4,3.8545586795949846E-3,null,2.5560320020879736E-3,6.7973687183411175E-4,0,5.814809403689278E-4,3.8172498142910131E-3]
[2004,1,14,15,2.5906696717198086E-3,7.6649586308622137E-4,0,5.3893182714674702E-4,3.8960973619527771E-3,null,2.692117334361476E-3,6.5148533613812584E-4,0,5.2658810894164762E-4,3.8701907794412493E-3]
[2004,1,14,16,2.9005866948676596E-3,7.4739827785347832E-4,0,5.282512170439955E-4,4.1762361897651331E-3,null,3.014170353832757E-3,6.3525328932095924E-4,0,5.1615212800111294E-4,4.1655757711548287E-3]
[2004,1,14,17,3.4994921670412479E-3,7.7218325027424118E-4,0,5.656032863535017E-4,4.8372787036689915E-3,null,3.6365282796165278E-3,6.5631934703417423E-4,0,5.5264868387699094E-4,4.8454963105276933E-3]
[2004,1,14,18,4.089274397474205E-3,7.1191086143792756E-4,7.0584239971766539E-5,4.7311711068971711E-4,5.3448866095736165E-3,null,4.2494057079429676E-3,6.0509065893301402E-4,4.6114989504418669E-5,4.6228081563680964E-4,5.3628921720172097E-3]
[2004,1,14,19,4.4500235916550678E-3,6.1546845206368855E-4,8.4701088000000273E-5,2.5252910431462235E-4,5.402722236033379E-3,null,4.6242814281526072E-3,5.2311915913109117E-4,5.5337987427437595E-5,2.4674516663413892E-4,5.4494837413452749E-3]
[2004,1,14,20,4.3746754901591066E-3,5.8884399588421551E-4,8.4701088000000273E-5,2.295874541142908E-4,5.2778080281576135E-3,null,4.545982781141448E-3,5.0048962697192328E-4,5.5337987427437595E-5,2.2432897299615612E-4,5.3261393685369645E-3]
[2004,1,14,21,4.0543565219190829E-3,6.1119916935742607E-4,8.4701088000000273E-5,3.4917291383943329E-4,5.0994296931159422E-3,null,4.2131204882998865E-3,5.1949047016757984E-4,5.5337987427437595E-5,3.4117544210705072E-4,5.1291243880019549E-3]
[2004,1,14,22,3.6420311671916932E-3,5.8482943084106089E-4,8.4701088000000273E-5,3.704933251514695E-4,4.6820550111842238E-3,null,3.7846489440595665E-3,4.9707743600972145E-4,5.5337987427437595E-5,3.6200752978333896E-4,4.6990718972800645E-3]
[2004,1,14,23,3.1674926407385643E-3,5.0698007868557376E-4,8.4701088000000273E-5,3.3358690145067759E-4,4.0927607088748165E-3,null,3.2915280314120086E-3,4.3090915800631131E-4,5.5337987427437595E-5,3.259464124296085E-4,4.1037215892753658E-3]
[2004,1,14,24,2.6715934942201864E-3,4.7095948738345712E-4,8.4701088000000273E-5,3.384215569614373E-4,3.5656756265650814E-3,null,2.7762100412373147E-3,4.0029335410899297E-4,5.5337987427437595E-5,3.3067033477851451E-4,3.5625117175522598E-3]
[2004,1,15,1,2.4913312421909442E-3,4.8558266792741056E-4,8.4701088000000273E-5,4.286633127756034E-4,3.4902783108939585E-3,null,2.5888889254978447E-3,4.1272236795092984E-4,5.5337987427437595E-5,4.1884518945974725E-4,3.4757944703359589E-3]
[2004,1,15,2,2.4770134017657679E-3,4.4086476892653986E-4,8.4701088000000273E-5,3.8489655234824551E-4,3.3874758110405542E-3,null,2.5740104148100464E-3,3.7471426266948507E-4,5.5337987427437595E-5,3.7608086483271243E-4,3.3801435297396813E-3]
[2004,1,15,3,2.4939105088796986E-3,4.3988618811752244E-4,8.4701088000000273E-5,4.0396126948728431E-4,3.422459054484506E-3,null,2.591569193321464E-3,3.7388251513110425E-4,5.5337987427437595E-5,3.9470892285427039E-4,3.4154986187342764E-3]
[2004,1,15,4,2.6036096880473585E-3,4.1341653811557131E-4,8.4701088000000273E-5,3.4865731473030301E-4,3.4503846288932334E-3,null,2.7055640669351399E-3,3.5138456092226349E-4,5.5337987427437595E-5,3.4067165230252874E-4,3.4529582675873697E-3]
[2004,1,15,5,2.7345408956970011E-3,4.0513605520140481E-4,8.4701088000000273E-5,3.1346580556333497E-4,3.5378438444617416E-3,null,2.841622390993294E-3,3.4434654094782959E-4,5.5337987427437595E-5,3.0628617100492784E-4,3.547593090373489E-3]
[2004,1,15,6,2.96876798986504E-3,4.373120507908665E-4,8.4701088000000273E-5,3.2785183693554115E-4,3.8186329655914477E-3,null,3.0850215503960806E-3,3.7169461979821909E-4,5.5337987427437595E-5,3.2034270408365156E-4,3.8323968617053885E-3]
[2004,1,15,7,3.4766968102264185E-3,5.2223917218130965E-4,8.4701088000000273E-5,3.4321960888409686E-4,4.4268566792918258E-3,null,3.6128402826889152E-3,4.438786678679899E-4,5.5337987427437595E-5,3.353584919095076E-4,4.4474154298938503E-3]
[2004,1,15,8,3.3885044755966524E-3,6.4761012547285234E-4,7.3414385715273955E-5,4.3966810190110625E-4,4.5491970886858846E-3,null,3.5211944370582031E-3,5.504380657468409E-4,4.7964016161219454E-5,4.2959792441247857E-4,4.5491944433787412E-3]
[2004,1,15,9,3.1372302867448913E-3,7.26566773927795E-4,0,5.0690163283707249E-4,4.3706986935097584E-3,null,3.2600806382324424E-3,6.1754749338535891E-4,0,4.9529153560720185E-4,4.372919667225003E-3]
[2004,1,15,10,2.9440041529720348E-3,7.8998325631896059E-4,0,5.8341747909259321E-4,4.3174048883835884E-3,null,3.059287989960835E-3,6.7144851273457696E-4,0,5.7005485956430272E-4,4.3007913622597144E-3]
[2004,1,15,11,2.7948120347586584E-3,8.1949396032105534E-4,0,6.1113917288462612E-4,4.2254451679643399E-3,null,2.9042536789574921E-3,6.9653121942925712E-4,0,5.9714161446592241E-4,4.1979265128526712E-3]
[2004,1,15,12,2.7040084418310131E-3,8.0781062046278559E-4,0,5.8852380458138955E-4,4.1003428668751887E-3,null,2.8098943211391962E-3,6.8660093152902795E-4,0,5.7504422955015366E-4,4.071539482218378E-3]
[2004,1,15,13,2.6254567936048077E-3,8.0331206800485742E-4,0,6.1531423912526576E-4,4.0440831007349312E-3,null,2.7282666801701919E-3,6.8277737408882478E-4,0,6.0122105480627896E-4,4.012265109065296E-3]
[2004,1,15,14,2.4997420917091794E-3,8.2403724343486397E-4,0,5.9980491650489683E-4,3.9235842516489403E-3,null,2.5976291342677711E-3,7.0039279581748785E-4,0,5.8606695839140508E-4,3.8840888884766637E-3]
[2004,1,15,15,2.642655926853785E-3,7.9068229093648412E-4,0,5.4783561632497184E-4,3.9811738341152406E-3,null,2.7461393118148225E-3,6.7204265919341868E-4,0,5.3528796534203771E-4,3.9534699363502788E-3]
[2004,1,15,16,2.8989278123790724E-3,7.574503726132752E-4,0,5.067717193773301E-4,4.1631499043696778E-3,null,3.0124465114023829E-3,6.4379709581602687E-4,0,4.9516459769103911E-4,4.1514082049094484E-3]
[2004,1,15,17,3.4710590539819858E-3,7.7673207563549941E-4,0,5.2573055662943902E-4,4.7735216862469241E-3,null,3.6069817583551408E-3,6.6018563407136798E-4,0,5.1368920090324099E-4,4.7808565933297499E-3]
[2004,1,15,18,4.1012757698427414E-3,7.1913590668336118E-4,6.7760870400000232E-5,4.4764412233307588E-4,5.3358166692591786E-3,null,4.2618770403332583E-3,6.1123160666283233E-4,4.4270389941950082E-5,4.3739126172266711E-4,5.3547702986607082E-3]
[2004,1,15,19,4.470313710393253E-3,6.2009163138298628E-4,8.4701088000000273E-5,2.2515339174766894E-4,5.4002598215239081E-3,null,4.6453660847445297E-3,5.2704864352613051E-4,5.5337987427437595E-5,2.1999646858844566E-4,5.4477491842865435E-3]
[2004,1,15,20,4.5119728618939715E-3,6.1740774737179276E-4,8.4701088000000273E-5,2.6617042519481142E-4,5.4802521224605752E-3,null,4.6886565609924819E-3,5.2476746868697626E-4,5.5337987427437595E-5,2.6007404610261576E-4,5.5288360632095111E-3]
[2004,1,15,21,4.1255684502782795E-3,6.3304470272680907E-4,8.4701088000000273E-5,3.5584084632034481E-4,5.1991550873254338E-3,null,4.2871209943627971E-3,5.3805814330930453E-4,5.5337987427437595E-5,3.4769065196998147E-4,5.228207777069521E-3]
[2004,1,15,22,3.808454639065444E-3,6.1983264394481962E-4,8.4701088000000273E-5,4.3013206222028367E-4,4.9431204332305474E-3,null,3.9575893688334127E-3,5.268285164173811E-4,5.5337987427437595E-5,4.2028029860273112E-4,4.9600361712809626E-3]
[2004,1,15,23,3.277189559292089E-3,5.30728203585302E-4,8.4701088000000273E-5,3.6545760254184137E-4,4.2580764534192331E-3,null,3.4055205558884841E-3,4.5109394422375405E-4,5.5337987427437595E-5,3.5708714558521529E-4,4.2690396331248916E-3]
[2004,1,15,24,2.759524285808751E-3,4.8724057544346572E-4,8.4701088000000273E-5,3.6063311856584173E-4,3.6920990678180588E-3,null,2.8675841021003328E-3,4.141315111536527E-4,5.5337987427437595E-5,3.523731618017911E-4,3.6894267624832141E-3]
[2004,1,16,1,2.9412306982257211E-3,7.5704581505848156E-4,8.4701088000000273E-5,7.8994382472068387E-4,4.5729214260048874E-3,null,3.0564059298973222E-3,6.4345324097314389E-4,5.5337987427437595E-5,7.7185091671442608E-4,4.5270480750123293E-3]
[2004,1,16,2,2.8939040360609338E-3,7.3093305173752379E-4,8.4701088000000273E-5,7.7217997146163304E-4,4.4817181472600913E-3,null,3.0072260097469025E-3,6.2125862361258569E-4,5.5337987427437595E-5,7.5449392752949631E-4,4.4383165483164221E-3]
[2004,1,16,3,2.943012085933755E-3,7.2520696789766571E-4,8.4701088000000273E-5,7.8236160928210684E-4,4.5352817511135277E-3,null,3.0582570747114861E-3,6.1639172238738579E-4,5.5337987427437595E-5,7.6444236467079014E-4,4.4944291491970994E-3]
[2004,1,16,4,3.0455797051042498E-3,7.1897641420646185E-4,8.4701088000000273E-5,7.7972814291064787E-4,4.6289853502213601E-3,null,3.1648411245914429E-3,6.110960455790375E-4,5.5337987427437595E-5,7.6186921532859998E-4,4.5931443729265173E-3]
[2004,1,16,5,3.2149914704642365E-3,6.9011622221805521E-4,8.4701088000000273E-5,7.1892967765864696E-4,4.7087384583409395E-3,null,3.3408868610081723E-3,5.8656624341823583E-4,5.5337987427437595E-5,7.0246328079119147E-4,4.6852543726450362E-3]
[2004,1,16,6,3.5089738409979517E-3,7.4115300364197933E-4,8.4701088000000273E-5,7.5820105642770801E-4,5.0930289890676389E-3,null,3.6463812450857457E-3,6.2994510076457098E-4,5.5337987427437595E-5,7.4083518617858667E-4,5.0724995194563411E-3]
[2004,1,16,7,4.0231229409528821E-3,8.3944442809027933E-4,8.4701088000000273E-5,8.2090052307172759E-4,5.7681689801148892E-3,null,4.1806638360098736E-3,7.1348817618100378E-4,5.5337987427437595E-5,8.0209858148875819E-4,5.7515885811070732E-3]
[2004,1,16,8,3.9940778876048624E-3,9.548643366778999E-4,7.2002700887040225E-5,8.89489719646262E-4,5.9104346448160643E-3,null,4.1504814115776037E-3,8.1158965534682058E-4,4.7041716352316142E-5,8.6911680809680807E-4,5.8782295913735487E-3]
[2004,1,16,9,3.7504683110762566E-3,1.0096202144823411E-3,0,8.9990005050921457E-4,5.6599885760678119E-3,null,3.8973323625312423E-3,8.581295692262407E-4,0,8.7928870028510582E-4,5.6347506320425884E-3]
[2004,1,16,10,3.688879601852308E-3,1.0040621897598476E-3,0,8.0490741281808061E-4,5.4978492044302357E-3,null,3.8333319098634686E-3,8.5340551032523347E-4,0,7.8647177813377645E-4,5.4732091983224788E-3]
[2004,1,16,11,3.491370838582275E-3,1.0517989646950095E-3,0,8.9861547693648018E-4,5.4417852802137647E-3,null,3.6280889292195587E-3,8.9397951778244738E-4,0,8.7803354864181933E-4,5.4001019956438252E-3]
[2004,1,16,12,3.3364291072439695E-3,1.0815578184946726E-3,0,9.4101813335669901E-4,5.3590050590953415E-3,null,3.4670798568143817E-3,9.1927314010246508E-4,0,9.1946501275972075E-4,5.3058180096765672E-3]
[2004,1,16,13,3.1718822289680754E-3,1.0599213686331248E-3,0,9.2808117502017075E-4,5.1598847726213714E-3,null,3.2960895108983266E-3,9.0088317808214755E-4,0,9.0682436308431324E-4,5.1037970520647876E-3]
[2004,1,16,14,2.8598369050120372E-3,1.0795189659129315E-3,0,9.3981260049375037E-4,4.8791684714187189E-3,null,2.9718248487923238E-3,9.1754021155905001E-4,0,9.1828709147433651E-4,4.8076521518257099E-3]
[2004,1,16,15,3.0383140422091419E-3,1.0556385087905462E-3,0,9.1234787502963933E-4,5.0063004260293273E-3,null,3.1572909466436069E-3,8.9724294919305697E-4,0,8.9145141928678598E-4,4.9459853151234499E-3]
[2004,1,16,16,3.3061430692152716E-3,1.0511876632107468E-3,0,9.4403089216165076E-4,5.301361624587669E-3,null,3.435607852160055E-3,8.9345994034943546E-4,0,9.2240876720487222E-4,5.2514765597143622E-3]
[2004,1,16,17,3.8877610604171639E-3,1.1117224288816751E-3,0,1.0904620588245198E-3,6.0899455481233586E-3,null,4.0400013389806548E-3,9.4491163638648398E-4,0,1.0654860680044096E-3,6.0503990433715482E-3]
[2004,1,16,18,4.7580248680294127E-3,9.7247179090421433E-4,6.6349185571766515E-5,7.9004535409822683E-4,6.5868911986036206E-3,null,4.9443436823968503E-3,8.2655516108220744E-4,4.3348090133046784E-5,7.7195012065865297E-4,6.5861970542707574E-3]
[2004,1,16,19,4.8860764468644877E-3,9.7528538703268411E-4,8.4701088000000273E-5,8.1823332585374852E-4,6.76429624775092E-3,null,5.0774096146681044E-3,8.2894658510390088E-4,5.5337987427437595E-5,7.99492473872836E-4,6.7611866610722783E-3]
[2004,1,16,20,5.0177625164469098E-3,8.979551463549172E-4,8.4701088000000273E-5,6.7728039272732814E-4,6.6776991435291552E-3,null,5.2142523601893523E-3,7.6321952737556703E-4,5.5337987427437595E-5,6.6176793290856752E-4,6.6945778079009243E-3]
[2004,1,16,21,4.5799248849189012E-3,9.4216944869717238E-4,8.4701088000000273E-5,8.3401233164900749E-4,6.4408077532650812E-3,null,4.7592695075550214E-3,8.00799599246505E-4,5.5337987427437595E-5,8.1491007662733476E-4,6.4303171708562992E-3]
[2004,1,16,22,4.3955720050148214E-3,9.021398356747714E-4,8.4701088000000273E-5,8.5677424765628386E-4,6.2391871763458765E-3,null,4.5676975796296194E-3,7.6677631595000481E-4,5.5337987427437595E-5,8.3715065271210273E-4,6.2269625357191643E-3]
[2004,1,16,23,3.837742732624853E-3,8.3526586796489198E-4,8.4701088000000273E-5,8.1791912615064317E-4,5.575628814740388E-3,null,3.9880243506539015E-3,7.0993659713281378E-4,5.5337987427437595E-5,7.9918547061351051E-4,5.5524844058276639E-3]
[2004,1,16,24,3.4306743838847325E-3,8.1596535419369638E-4,8.4701088000000273E-5,8.9579464506672583E-4,5.2271354711451549E-3,null,3.5650156707454027E-3,6.935320706279506E-4,5.5337987427437595E-5,8.7527732522892413E-4,5.1891630540297148E-3]
[2004,1,17,1,3.0677060152546087E-3,7.7342307272662406E-4,8.4701088000000273E-5,8.9021855708943775E-4,4.8160487330706709E-3,null,3.1878338757520708E-3,6.5737313764941644E-4,5.5337987427437595E-5,8.6982895221522042E-4,{"$f":"SUM(K387:N387)","v":4.770373953044145E-3}]
[2004,1,17,2,2.8701127425147135E-3,7.6801753851843564E-4,8.4701088000000273E-5,9.1180557342324716E-4,4.6346369424563969E-3,null,{"$f":"E388*R$5","v":2.9825030763440722E-3},{"$f":"F388*S$5","v":6.527786884942073E-4},{"$f":"G388*T$5","v":5.5337987427437595E-5},{"$f":"H388*V$5","v":8.9092153858017051E-4},4.581541290845887E-3]
[2004,1,17,3,2.9019199339579654E-3,7.2496867367067457E-4,8.4701088000000273E-5,8.3201650403995169E-4,4.5436061996685919E-3,null,3.0155558010416549E-3,6.1618918353225608E-4,5.5337987427437595E-5,8.1295996154136848E-4,4.5000429335427172E-3]
[2004,1,17,4,2.9548922993040206E-3,7.2288217792171143E-4,8.4701088000000273E-5,8.3548903459132364E-4,4.5979645998170558E-3,null,3.0706025036556454E-3,6.144157605435255E-4,5.5337987427437595E-5,8.163529571006958E-4,4.5567092087273036E-3]
[2004,1,17,5,3.0550510885902606E-3,7.1885752691944053E-4,8.4701088000000273E-5,8.1334960564317927E-4,4.6719593091528811E-3,null,3.1746833966269004E-3,6.1099499699172248E-4,5.5337987427437595E-5,7.9472061060415671E-4,4.6357369916502165E-3]
[2004,1,17,6,3.0538217209505475E-3,7.4636722158636271E-4,8.4701088000000273E-5,8.4077762478949078E-4,4.725667655326401E-3,null,3.1734058883558522E-3,6.3437694011790602E-4,5.5337987427437595E-5,8.2152041719702048E-4,4.6846412330982159E-3]
[2004,1,17,7,3.3856085966230223E-3,7.2812105927994736E-4,8.4701088000000273E-5,7.0890802953470602E-4,4.9073387734376757E-3,null,3.5181851587745895E-3,6.1886856263552341E-4,5.5337987427437595E-5,6.9267116893540436E-4,4.8850628777729549E-3]
[2004,1,17,8,3.6435880645964104E-3,7.9513872920196544E-4,7.2002700887040225E-5,7.7321673873661915E-4,5.2839462334220346E-3,null,3.7862668077867775E-3,6.7583042155612214E-4,4.7041716352316142E-5,7.5550694864134633E-4,5.2646458943365624E-3]
[2004,1,17,9,3.9398851691974249E-3,8.3062201805696862E-4,0,8.2190338954930462E-4,5.5924105768036985E-3,null,4.0941665682714783E-3,7.059895437122552E-4,0,8.030784782685498E-4,5.6032345902522832E-3]
[2004,1,17,10,4.1504706195873197E-3,8.4713829473411775E-4,0,8.0287224798542293E-4,5.8004811623068604E-3,null,4.3129983041533459E-3,7.2002759999013021E-4,0,7.8448322680570301E-4,5.8175091309491788E-3]
[2004,1,17,11,4.264156902018177E-3,7.6592630789117284E-4,0,6.2110704955713788E-4,5.6511902594664877E-3,null,4.4311364114358737E-3,6.5100124108221594E-4,0,6.0688118645396217E-4,5.6890188389720521E-3]
[2004,1,17,12,4.0306104577962961E-3,8.5937284632038309E-4,0,8.3065116718981881E-4,5.7206344713064978E-3,null,4.1884445554530043E-3,7.3042639186434116E-4,0,8.1162589642633112E-4,5.7304968437436772E-3]
[2004,1,17,13,3.8942075998200714E-3,8.4882894362712027E-4,0,8.0359890065749237E-4,5.5466354441046839E-3,null,4.046700317496774E-3,7.2146457181919465E-4,0,7.8519323619310219E-4,5.5533581255090706E-3]
[2004,1,17,14,3.4682808137689934E-3,9.2863555707412416E-4,0,9.5764412968890687E-4,5.3545605005320242E-3,null,3.6040947254315447E-3,7.8929642961712539E-4,0,9.3571020654276322E-4,5.3291013615914332E-3]
[2004,1,17,15,3.3684802895527959E-3,9.0385283803623862E-4,0,9.0380658454203777E-4,5.1761397121310726E-3,null,3.5003861267808999E-3,7.6823228717308803E-4,0,8.83105758891111E-4,5.1517241728450984E-3]
[2004,1,17,16,3.6504365176972956E-3,8.8135052081150431E-4,0,8.9013551460144231E-4,5.4219225531102425E-3,null,3.7933834384818112E-3,7.491063787278474E-4,0,8.6974781173601199E-4,5.412237628945671E-3]
[2004,1,17,17,4.1142172815193988E-3,9.4132997770149775E-4,0,9.7680188517758728E-4,6.0323491443984838E-3,null,4.275325326812191E-3,8.0008608848913029E-4,0,9.5442917195952227E-4,6.029840587260844E-3]
[2004,1,17,18,4.4887672516794024E-3,9.3629422721417917E-4,6.4937500828233911E-5,9.5471968829440143E-4,6.4447186680162164E-3,null,4.6645422456110053E-3,7.9580593805788204E-4,4.2425790379481489E-5,9.3285274668221591E-4,6.4356267207305844E-3]
[2004,1,17,19,4.4942432626607354E-3,8.9254482478919571E-4,8.4701088000000273E-5,8.5918065206425163E-4,6.3306698275141828E-3,null,4.6702326909220876E-3,7.5862100919222371E-4,5.5337987427437595E-5,8.3950194072797185E-4,6.3236936282697201E-3]
[2004,1,17,20,4.5056942776361174E-3,8.4256099120438356E-4,8.4701088000000273E-5,7.9784016285722648E-4,6.2307965196977269E-3,null,4.6821321145528874E-3,7.1613710785274523E-4,5.5337987427437595E-5,7.7956639677597675E-4,6.2331736066090467E-3]
[2004,1,17,21,4.2271652131493391E-3,8.7773050972737182E-4,8.4701088000000273E-5,9.3521374554199062E-4,6.1248105564187015E-3,null,4.3926961703205343E-3,7.4602954002388623E-4,5.5337987427437595E-5,9.1379356889808552E-4,6.1078572666699435E-3]
[2004,1,17,22,4.1181905622539785E-3,8.2870666299661704E-4,8.4701088000000273E-5,8.7187730151935523E-4,5.9034756147699511E-3,null,4.2794541966780066E-3,7.0436158223795222E-4,5.5337987427437595E-5,8.5190778556711423E-4,5.8910615519105099E-3]
[2004,1,17,23,3.9317685160036231E-3,7.4036499178461339E-4,8.4701088000000273E-5,7.2711937583175431E-4,5.4839539716199908E-3,null,4.0857320762177195E-3,6.2927532784797652E-4,5.5337987427437595E-5,7.1046540175816338E-4,5.4808107932512971E-3]
[2004,1,17,24,3.1548506066525588E-3,8.2541142137286939E-4,8.4701088000000273E-5,9.8282396530616732E-4,5.0477870813315957E-3,null,3.2783909497238091E-3,7.0156078225938514E-4,5.5337987427437595E-5,9.6031332210072475E-4,4.9956030415113564E-3]
[2004,1,18,1,2.7378147622871764E-3,8.0117432595454589E-4,8.4701088000000273E-5,1.0226863616444551E-3,4.6463765378861781E-3,null,2.8450244584563938E-3,6.8096039416069279E-4,5.5337987427437595E-5,9.9926270836502061E-4,4.5805855484095451E-3]
[2004,1,18,2,2.6936164729698493E-3,7.5942378474668415E-4,8.4701088000000273E-5,9.7356682287984709E-4,4.5113081685963811E-3,null,2.7990954146577258E-3,6.4547440306449188E-4,5.5337987427437595E-5,9.5126820567053086E-4,4.4511760108201862E-3]
[2004,1,18,3,2.597745283826983E-3,7.6366137596264622E-4,8.4701088000000273E-5,1.0093515158243515E-3,4.4554592636139815E-3,null,2.6994700193497933E-3,6.4907615575579959E-4,5.5337987427437595E-5,9.8623328443841183E-4,4.3901174469714423E-3]
[2004,1,18,4,2.7401060049690729E-3,7.461678047577002E-4,8.4701088000000273E-5,9.8419788272979705E-4,4.5551727804565706E-3,null,2.847405423582321E-3,6.3420744521792093E-4,5.5337987427437595E-5,9.6165577125942726E-4,4.498606627487107E-3]
[2004,1,18,5,2.8005766078118164E-3,7.4357914607095629E-4,8.4701088000000273E-5,9.6898132530826562E-4,4.5978381671910387E-3,null,2.9102439861012422E-3,6.3200720741377959E-4,5.5337987427437595E-5,9.4678773453643671E-4,4.544376915478896E-3]
[2004,1,18,6,2.8610991576689237E-3,7.5597606117368894E-4,8.4701088000000273E-5,9.6581329808445517E-4,4.6675896049270683E-3,null,2.9731365298202228E-3,6.4254400062002171E-4,5.5337987427437595E-5,9.4369226794710167E-4,4.6147107858147832E-3]
[2004,1,18,7,2.9683550136617876E-3,8.061730929979458E-4,8.4701088000000273E-5,1.0079066065529431E-3,4.8671358012126768E-3,null,3.0845924025168312E-3,6.8520911040872718E-4,5.5337987427437595E-5,9.8482146943232578E-4,4.8099609697853218E-3]
[2004,1,18,8,3.2311552449930904E-3,8.0219173768983105E-4,7.0591016058806536E-5,9.1480547996668541E-4,5.0187434787084132E-3,null,3.3576835904688411E-3,6.8182514615515802E-4,4.6119416543412864E-5,8.9385273513256994E-4,4.9794808882999819E-3]
[2004,1,18,9,3.4625544178210248E-3,7.7105872808724905E-4,0,8.0874056362703975E-4,5.0423537095353136E-3,null,3.5981440903647788E-3,6.5536355620702277E-4,0,7.9021713428849532E-4,5.0437247808602969E-3]
[2004,1,18,10,3.6076597688717753E-3,7.8875167712490223E-4,0,7.870027494717367E-4,5.1834141954684139E-3,null,3.7489316010754772E-3,6.7040172850016345E-4,0,7.6897720398196858E-4,5.1883105335576093E-3]
[2004,1,18,11,3.4781757945273623E-3,8.1897629391495283E-4,0,8.4143928784312339E-4,5.1385913762854391E-3,null,3.6143771823242809E-3,6.9609122739690721E-4,0,8.2216692549105384E-4,5.1326353352122416E-3]
[2004,1,18,12,3.4175086038918268E-3,8.3465927524436817E-4,0,8.413605277795542E-4,5.0935284069157493E-3,null,3.5513343338593453E-3,7.0942102192691732E-4,0,8.2208996935143486E-4,5.0828453251376979E-3]
[2004,1,18,13,3.2667649114437188E-3,8.294913945787113E-4,0,8.4638385675249342E-4,4.9426401627749236E-3,null,3.3946876907480278E-3,7.0502856707526154E-4,0,8.2699824377726792E-4,4.9267145016005575E-3]
[2004,1,18,14,3.1965977885088899E-3,8.2447107760232259E-4,0,7.9932629513627918E-4,4.8203951612474918E-3,null,3.3217729034954614E-3,7.0076153440046859E-4,0,7.8101849061613211E-4,4.8035529285120624E-3]
[2004,1,18,15,3.1093770807249952E-3,8.2089154602429275E-4,0,7.7003947402189187E-4,4.7003081007711799E-3,null,3.2311367325071226E-3,6.9771910136770543E-4,0,7.5240245613699156E-4,4.681258290011819E-3]
[2004,1,18,16,3.2085598568638682E-3,8.0115727621170351E-4,0,7.5243246800612282E-4,4.7621496010816942E-3,null,3.3342033927719564E-3,6.8094590268333245E-4,0,7.3519872175920465E-4,4.7503480172144934E-3]
[2004,1,18,17,3.6063954847264349E-3,8.3981975517564088E-4,0,8.1545973386613771E-4,5.2616749737682128E-3,null,3.747617809008359E-3,7.1380718650336083E-4,0,7.9678240835775191E-4,5.2582074038694717E-3]
[2004,1,18,18,4.1115454639057839E-3,8.0942399710261974E-4,6.3525816000000222E-5,7.8821046833175003E-4,5.7727057453401545E-3,null,4.2725488838752995E-3,6.8797222558701241E-4,4.1503490570578204E-5,7.701572611962448E-4,5.7721818612291344E-3]
[2004,1,18,19,4.1792454772568354E-3,7.9352992785521785E-4,8.4701088000000273E-5,7.7239612608744285E-4,5.8298726191994971E-3,null,4.3428999523532344E-3,6.7446301628149323E-4,5.5337987427437595E-5,7.5470513134027659E-4,5.8274060874024414E-3]
[2004,1,18,20,4.144957582991526E-3,7.3747250548491345E-4,8.4701088000000273E-5,7.2144125537025356E-4,5.6885724318466932E-3,null,4.3072693833470692E-3,6.2681685090115052E-4,5.5337987427437595E-5,7.0491733321674022E-4,5.6943415548923971E-3]
[2004,1,18,21,3.9973840827516602E-3,7.4836370384119793E-4,8.4701088000000273E-5,7.7075451393682345E-4,5.6012033885296814E-3,null,4.1539170735466445E-3,6.3607385588161029E-4,5.5337987427437595E-5,7.5310111874635178E-4,5.5984300356020445E-3]
[2004,1,18,22,3.7797571032723554E-3,7.4400067140779555E-4,8.4701088000000273E-5,7.9355761243326444E-4,5.4020164751134156E-3,null,3.9277680703462357E-3,6.3236548407121093E-4,5.5337987427437595E-5,7.7538193407474649E-4,5.3908534759196311E-3]
[2004,1,18,23,3.2134960453626188E-3,7.5927006120691642E-4,8.4701088000000273E-5,8.5497121759693022E-4,4.9124384121664658E-3,null,3.3393328767691733E-3,6.4534374530519922E-4,5.5337987427437595E-5,8.3538891933230468E-4,4.8754035288341149E-3]
[2004,1,18,24,2.7005157955235703E-3,7.3420095147750178E-4,8.4701088000000273E-5,8.5682199422331177E-4,4.3762398292243841E-3,null,2.8062649067952137E-3,6.240361842793753E-4,5.5337987427437595E-5,8.3719730568966545E-4,4.3228363841916924E-3]
[2004,1,19,1,2.4045697555877574E-3,5.4712355690007266E-4,8.4701088000000273E-5,5.6572939463548537E-4,3.6021237951233158E-3,null,2.4987299582666603E-3,4.6502922134628066E-4,5.5337987427437595E-5,5.5277190376935327E-4,3.5718690708097319E-3]
[2004,1,19,2,2.3400530265728636E-3,5.2180114320401398E-4,8.4701088000000273E-5,5.5104408855240661E-4,3.4975993463292844E-3,null,2.4316868279002958E-3,4.4350636389447242E-4,5.5337987427437595E-5,5.3842295058086011E-4,3.4689541298030657E-3]
[2004,1,19,3,2.3652276458878451E-3,5.2186470184819591E-4,8.4701088000000273E-5,5.6575574830599912E-4,3.5375491840420404E-3,null,2.4578472565275479E-3,4.4356038574463953E-4,5.5337987427437595E-5,5.5279765383424169E-4,3.5095432835338669E-3]
[2004,1,19,4,2.4157730921854611E-3,5.1085424391358544E-4,8.4701088000000273E-5,5.50000325522202E-4,3.5613287496212486E-3,null,2.5103720047176623E-3,4.3420201574681278E-4,5.5337987427437595E-5,5.3740309394487607E-4,3.5373151018367882E-3]
[2004,1,19,5,2.5301560693731019E-3,5.0896755259272855E-4,8.4701088000000273E-5,5.3040234132015424E-4,3.6542270512859849E-3,null,2.6292340885271746E-3,4.325984170993155E-4,5.5337987427437595E-5,5.1825398283250796E-4,3.6354244758864352E-3]
[2004,1,19,6,2.7809849743112994E-3,5.4566356539717802E-4,8.4701088000000273E-5,5.5380804086493875E-4,3.9651576685734167E-3,null,2.8898851666303732E-3,4.6378829742114378E-4,5.5337987427437595E-5,5.4112359720840633E-4,3.950135048687361E-3]
[2004,1,19,7,3.3009453790380804E-3,6.2162848769410661E-4,8.4701088000000273E-5,5.5754981685263475E-4,4.5648247715848224E-3,null,3.4302066263776233E-3,5.2835489891336104E-4,5.5337987427437595E-5,5.4477967139477572E-4,4.5586791841131982E-3]
[2004,1,19,8,3.1786552113886807E-3,7.5587604352430064E-4,6.9179331315273918E-5,6.6468703866177838E-4,4.6683976248900333E-3,null,3.3031277155675205E-3,6.4245899033481409E-4,4.5197116789847556E-5,6.4946301757684642E-4,4.6402468402690286E-3]
[2004,1,19,9,2.9763773298516491E-3,8.304464093954046E-4,0,7.1414096798329328E-4,4.5209647072303469E-3,null,3.0929288634374231E-3,7.0584028463152495E-4,0,6.9778425193226228E-4,4.4965534000012105E-3]
[2004,1,19,10,2.8348133285651224E-3,8.8423448719195943E-4,0,7.5689410170999994E-4,4.4759419174670821E-3,null,2.945821377699177E-3,7.5155761414510947E-4,0,7.3955816600905261E-4,4.4369371578533391E-3]
[2004,1,19,11,2.6704977735618756E-3,8.8779888499593404E-4,0,7.5224598386512968E-4,4.3105426424229392E-3,null,2.7750714134106729E-3,7.5458718418362541E-4,0,7.3501650885915545E-4,4.2646751064534536E-3]
[2004,1,19,12,2.6440129331803557E-3,8.8519084452465084E-4,0,7.3293380774298465E-4,4.2621375854479913E-3,null,2.7475494569577865E-3,7.52370472776659E-4,0,7.1614665966589328E-4,4.2160665894003385E-3]
[2004,1,19,13,2.5839035701773973E-3,8.7947436368717878E-4,0,7.3799001632077969E-4,4.2013679501853559E-3,null,2.6850862800177999E-3,7.4751173365061527E-4,0,7.2108706062067051E-4,4.153685074289086E-3]
[2004,1,19,14,2.5191138448427343E-3,8.7442616755484227E-4,0,6.776214205463214E-4,4.071161432943898E-3,null,2.6177594631078788E-3,7.4322100500803095E-4,0,6.62101149811438E-4,4.0230816179273477E-3]
[2004,1,19,15,2.5417208692455322E-3,8.7934233066104756E-4,0,7.1150239493630169E-4,4.1325655948428811E-3,null,2.64125175274151E-3,7.4739951180500207E-4,0,6.9520611287805984E-4,4.0838573774245723E-3]
[2004,1,19,16,2.6821715765406673E-3,8.8993502534074243E-4,0,7.7997062416061724E-4,4.3520772260420264E-3,null,2.7872023491684003E-3,7.5640280273761508E-4,0,7.6210614277738553E-4,4.3057112946834012E-3]
[2004,1,19,17,3.3147463707110291E-3,9.1577137510180336E-4,0,8.437172099122831E-4,5.0742349557251149E-3,null,3.4445480491069281E-3,7.7836248160775866E-4,0,8.2439267393323785E-4,{"$f":"SUM(K451:N451)","v":5.047303204647924E-3}]
[2004,1,19,18,4.0809269177715666E-3,8.0776637245143961E-4,6.0702446428233901E-5,6.3160757165353219E-4,5.5810033083047725E-3,null,{"$f":"E452*R$5","v":4.240731350478171E-3},{"$f":"F452*S$5","v":6.8656332280609355E-4},{"$f":"G452*T$5","v":3.9658891008109611E-5},{"$f":"H452*V$5","v":6.1714120413173537E-4},5.5840947684241103E-3]
[2004,1,19,19,4.4356633314835735E-3,7.0768176379897875E-4,8.4701088000000273E-5,4.0178444183711526E-4,5.6298306251196676E-3,null,4.6093588366097199E-3,6.0149612538161555E-4,5.5337987427437595E-5,3.9258195336007077E-4,5.658774902778844E-3]
[2004,1,19,20,4.0799621315913987E-3,7.6035340117235398E-4,8.4701088000000273E-5,5.7069749981514338E-4,5.4957141205788963E-3,null,4.2397287843741497E-3,6.4626453318615822E-4,5.5337987427437595E-5,5.5762621925008833E-4,5.4989575242378333E-3]
[2004,1,19,21,3.9085848078036101E-3,7.4632096676711826E-4,8.4701088000000273E-5,5.944061223161454E-4,5.3340129848868743E-3,null,4.0616405205086501E-3,6.3433762570289781E-4,5.5337987427437595E-5,5.8079181842152965E-4,5.3321079520605155E-3]
[2004,1,19,22,3.5980090699985357E-3,6.8249707070047565E-4,8.4701088000000273E-5,5.5123753600301844E-4,4.9164447647020298E-3,null,3.7389029918672243E-3,5.8009032394290875E-4,5.5337987427437595E-5,5.3861196730257911E-4,4.9129432705401497E-3]
[2004,1,19,23,3.1219555926428016E-3,6.4123875210878457E-4,8.4701088000000273E-5,5.7308960888060006E-4,4.420985041632187E-3,null,3.2442078045716361E-3,5.4502269885752961E-4,5.5337987427437595E-5,5.5996353934459819E-4,4.4045320302012018E-3]
[2004,1,19,24,2.5871788903924185E-3,5.9868660517724531E-4,8.4701088000000273E-5,5.8605094932031871E-4,3.8566175328899831E-3,null,2.6884898580280332E-3,5.0885538069944788E-4,5.5337987427437595E-5,5.7262801267443533E-4,3.8253112388293539E-3]
[2004,1,20,1,2.6312126011920098E-3,6.4822599535836539E-4,8.4701088000000273E-5,6.9958337534360823E-4,4.0637230598939839E-3,null,2.7342478786023601E-3,5.5096152610547254E-4,5.5337987427437595E-5,6.8356008703285428E-4,4.0241074791681243E-3]
[2004,1,20,2,2.6236436113053823E-3,6.205530472879274E-4,8.4701088000000273E-5,6.7558501617736135E-4,4.0044827627706715E-3,null,2.7263824957247857E-3,5.2744082528523317E-4,5.5337987427437595E-5,6.6011138733745585E-4,3.9692726957749119E-3]
[2004,1,20,3,2.6692843176448697E-3,6.2988010210994721E-4,8.4701088000000273E-5,7.1454861834088269E-4,4.0984141260957006E-3,null,2.7738104399472031E-3,5.3536838202563892E-4,5.5337987427437595E-5,6.9818256544818295E-4,4.0626993748484625E-3]
[2004,1,20,4,2.7767356040836926E-3,6.1031514994011973E-4,8.4701088000000273E-5,6.8474990816746312E-4,4.1565017501912754E-3,null,2.8854693959226145E-3,5.1873909535269497E-4,5.5337987427437595E-5,6.6906636623946839E-4,4.1286128449422154E-3]
[2004,1,20,5,2.8760492642175371E-3,6.0160336848692091E-4,8.4701088000000273E-5,6.5419500027205939E-4,4.2165487209765177E-3,null,2.9886720654500334E-3,5.1133449195986402E-4,5.5337987427437595E-5,6.3921128929455868E-4,4.1945558341318937E-3]
[2004,1,20,6,3.1515535945825881E-3,6.5397535263286898E-4,8.4701088000000273E-5,6.9950965256966829E-4,4.5897396877851255E-3,null,3.2749648304303855E-3,5.5584820865256003E-4,5.5337987427437595E-5,6.8348805280856188E-4,4.569639079318945E-3]
[2004,1,20,7,3.5529750899437073E-3,7.1717851481696755E-4,8.4701088000000273E-5,6.9486157811742097E-4,5.0497162708780961E-3,null,3.692105532637152E-3,6.095679158858242E-4,5.5337987427437595E-5,6.7894643805742122E-4,5.0359578740078355E-3]
[2004,1,20,8,3.5030486076019687E-3,8.2791560814996943E-4,6.9179331315273918E-5,7.4972770772150819E-4,5.1498712547887208E-3,null,3.6402239863238157E-3,7.0368922292397384E-4,4.5197116789847556E-5,7.3255591142277251E-4,5.1216662374604094E-3]
[2004,1,20,9,3.2610616064823548E-3,9.0462230901465425E-4,0,8.0127998773517318E-4,4.9669639032321822E-3,null,3.3887610508845033E-3,7.6888630121695143E-4,0,7.8292743575405729E-4,4.9405747878555114E-3]
[2004,1,20,10,3.0607488177617354E-3,9.6482913481063688E-4,0,8.5160379736898251E-4,4.8771817499413551E-3,null,3.1806042423589776E-3,8.2005926382574396E-4,0,8.3209862664494413E-4,4.8327621328296657E-3]
[2004,1,20,11,2.8859550796163534E-3,9.6546301317794816E-4,0,8.4481610104719521E-4,4.6962341938414963E-3,null,2.9989657812553509E-3,8.2059803054463493E-4,0,8.2546639601740145E-4,4.6450302078173871E-3]
[2004,1,20,12,2.7796323747749058E-3,9.5464418582800125E-4,0,8.054429278153653E-4,4.5397194884182722E-3,null,2.888479600842452E-3,8.1140253750658874E-4,0,7.8699502767207706E-4,4.4868771660211181E-3]
[2004,1,20,13,2.7166144373862869E-3,9.5103568150607643E-4,0,8.2389348290479419E-4,4.4915436017971579E-3,null,2.8229939530690002E-3,8.0833547900785213E-4,0,8.0502299043854495E-4,4.4363524225153978E-3]
[2004,1,20,14,2.6075153276887146E-3,9.5633450498432018E-4,0,8.0852198392650546E-4,4.3723718165995405E-3,null,2.7096226469598499E-3,8.1283922907502229E-4,0,7.9000356094700841E-4,4.3124654369818809E-3]
[2004,1,20,15,2.7393563064785856E-3,9.3138038352809577E-4,0,7.699800686794924E-4,4.4407167586861737E-3,null,2.8466263677560158E-3,7.916294026586321E-4,0,7.5234441141715984E-4,4.390600181831808E-3]
[2004,1,20,16,2.9859601995015262E-3,9.0117989046543761E-4,0,7.4489747428807703E-4,4.6320375642550406E-3,null,3.1028869873074702E-3,7.6596040779251134E-4,0,7.2783630986774197E-4,4.5966837049677229E-3]
[2004,1,20,17,3.5488484904776692E-3,9.3135488921924968E-4,0,7.9967445167077186E-4,5.2798778313676914E-3,null,3.6878173402536307E-3,7.9160773369840916E-4,0,7.8135867295808954E-4,5.2607837469101299E-3]
[2004,1,20,18,4.158762151558886E-3,9.0603042657830301E-4,5.9290761600000184E-5,7.7447474595720631E-4,5.8985580856943959E-3,null,4.3216145230378818E-3,7.7008313474007312E-4,3.8736591199206313E-5,7.5673614240938023E-4,5.887170391386541E-3]
[2004,1,20,19,4.3961243152730225E-3,8.070465001687099E-4,8.4701088000000273E-5,5.4130360108222135E-4,5.8291755045239537E-3,null,4.5682715177261203E-3,6.8595146531451844E-4,5.5337987427437595E-5,5.2890555966288416E-4,5.8384665301309605E-3]
[2004,1,20,20,4.3816916165794256E-3,7.7830404377906626E-4,8.4701088000000273E-5,5.2858102533222024E-4,5.7732777736907116E-3,null,4.5532736510514177E-3,6.6152173286032504E-4,5.5337987427437595E-5,5.1647438234583972E-4,5.7866077536850198E-3]
[2004,1,20,21,4.1208233749011804E-3,8.0045311137879086E-4,8.4701088000000273E-5,6.3982951545990964E-4,5.6458070897398814E-3,null,4.2821901072585917E-3,6.8034739578334781E-4,5.5337987427437595E-5,6.2517483217657877E-4,5.6430503226459552E-3]
[2004,1,20,22,3.8326925288415903E-3,7.8435483045367492E-4,8.4701088000000273E-5,7.0087380344796817E-4,5.4026222507432336E-3,null,3.9827763866639755E-3,6.6666461618227206E-4,5.5337987427437595E-5,6.8482095911531716E-4,5.3895999493890016E-3]
[2004,1,20,23,3.3449840962800539E-3,7.0296616372004139E-4,8.4701088000000273E-5,6.4057178851303182E-4,4.7732231365131272E-3,null,3.4759698494408928E-3,5.9748808769939014E-4,5.5337987427437595E-5,6.2590010417513811E-4,4.754696028742858E-3]
[2004,1,20,24,2.8967552788886175E-3,6.6794809959568329E-4,8.4701088000000273E-5,6.5577418352231966E-4,4.3051786500066212E-3,null,3.0101889039841232E-3,5.6772438462458622E-4,5.5337987427437595E-5,6.4075430286239618E-4,4.2740055788985428E-3]
[2004,1,21,1,2.1616374761277211E-3,4.4542211198534098E-4,8.4701088000000273E-5,4.0160188188627545E-4,3.0933625579993382E-3,null,2.2462847284677747E-3,3.7858778934790084E-4,5.5337987427437595E-5,3.9240357477035158E-4,3.0726140800134646E-3]
[2004,1,21,2,2.1383479161579929E-3,4.0859108837582243E-4,8.4701088000000273E-5,3.6510885163102894E-4,2.9967489441648449E-3,null,2.2220831759547002E-3,3.4728315620879242E-4,5.5337987427437595E-5,3.5674638248055939E-4,2.9814507020714896E-3]
[2004,1,21,3,2.1021045095999526E-3,3.981332373637445E-4,8.4701088000000273E-5,3.5987122143586086E-4,2.9448100563995586E-3,null,2.1844205190299994E-3,3.3839447603450733E-4,5.5337987427437595E-5,3.5162871519709012E-4,2.9297816976890344E-3]
[2004,1,21,4,2.1985226585578273E-3,3.7407221410350286E-4,8.4701088000000273E-5,3.1729720656063093E-4,2.9745931672219613E-3,null,2.2846142924740011E-3,3.1794374096672716E-4,5.5337987427437595E-5,3.1002981742574658E-4,2.9679258382939123E-3]
[2004,1,21,5,2.3032998457490472E-3,3.6356202619378857E-4,8.4701088000000273E-5,2.8404956642471651E-4,3.0356125263675524E-3,null,2.3934944345323545E-3,3.0901057689762789E-4,5.5337987427437595E-5,2.7754368269765909E-4,3.035386681555079E-3]
[2004,1,21,6,2.5617967330494084E-3,4.0280121936278558E-4,8.4701088000000273E-5,3.1801411757220353E-4,3.3673131579843979E-3,null,2.6621137644208359E-3,3.4236204059446098E-4,5.5337987427437595E-5,3.107303082760683E-4,3.3705441007188027E-3]
[2004,1,21,7,2.9446047869864989E-3,4.5948069065681512E-4,8.4701088000000273E-5,2.942195049386005E-4,3.7830060705819151E-3,null,3.0599121441166493E-3,3.9053691822451598E-4,5.5337987427437595E-5,2.8748068849379437E-4,3.7932677382623969E-3]
[2004,1,21,8,2.9372291851628464E-3,5.8169257045997903E-4,6.7767646487040215E-5,3.875464042553981E-4,3.9742358063652641E-3,null,3.052247722157511E-3,4.944112526182559E-4,4.4274816980944264E-5,3.7867002441556804E-4,3.9696038161722794E-3]
[2004,1,21,9,2.7494789076982717E-3,6.7156617994926367E-4,0,4.7292176787741856E-4,3.8939668555249538E-3,null,2.8571453584671142E-3,5.7079958229863019E-4,0,4.6208994696485121E-4,3.8900348877305957E-3]
[2004,1,21,10,2.5815856574063385E-3,7.3029052371684472E-4,0,5.4613279876241446E-4,3.8580089798855976E-3,null,2.6826776004325085E-3,6.207125050962446E-4,0,5.3362414918761421E-4,3.8370142547163675E-3]
[2004,1,21,11,2.4154203626299085E-3,7.418284310564125E-4,0,5.4939283839705664E-4,3.7066416320833779E-3,null,2.5100054626759614E-3,6.3051918221408742E-4,0,5.3680952073148784E-4,3.6773341656215369E-3]
[2004,1,21,12,2.3676488736957785E-3,7.4761554792549618E-4,0,5.4297969277294824E-4,3.658244114394223E-3,null,2.4603632968484461E-3,6.3543795863584809E-4,0,5.3054326207601765E-4,3.626344517560312E-3]
[2004,1,21,13,2.3070374316802654E-3,7.451507310816931E-4,0,5.6701046920092557E-4,3.6191986319628841E-3,null,2.3973783800557598E-3,6.3334298055789948E-4,0,5.5402363654676197E-4,3.584744997160421E-3]
[2004,1,21,14,2.2117815030061189E-3,7.49114718963321E-4,0,5.6114396308928395E-4,3.5220401850587241E-3,null,2.2983923381131245E-3,6.3671218331799229E-4,0,5.4829149714839094E-4,3.4833960185795079E-3]
[2004,1,21,15,2.3305022239768968E-3,7.1880930189347706E-4,0,5.1068399679554438E-4,3.5599955226659182E-3,null,2.4217620267933302E-3,6.1095400799391687E-4,0,4.9898726813568444E-4,3.5317033029229317E-3]
[2004,1,21,16,2.6153668969016533E-3,7.0045124921976911E-4,0,5.0014950243578913E-4,3.8159676485572114E-3,null,2.7177816746471041E-3,5.9535052897601807E-4,0,4.8869405629676013E-4,3.8018262599198824E-3]
[2004,1,21,17,3.1608200766130344E-3,7.2403286079592369E-4,0,5.3513189230817179E-4,4.4199848297171301E-3,null,3.2845941773035256E-3,6.153937867210917E-4,0,5.2287520797727029E-4,4.4228631720018875E-3]
[2004,1,21,18,3.6993937965162744E-3,6.7064849272667438E-4,5.7879076771766488E-5,4.5588158216655362E-4,4.8838029481812683E-3,null,3.8442578283704484E-3,5.7001959143700826E-4,3.7814291390303021E-5,4.454400504148456E-4,4.8975317616126056E-3]
[2004,1,21,19,4.0198609562186304E-3,5.8108937233379413E-4,8.4701088000000273E-5,2.5099845456504229E-4,4.9366498711174668E-3,null,4.1772741156825919E-3,4.9389856265746055E-4,5.5337987427437595E-5,2.4524957495355353E-4,4.9717602407210433E-3]
[2004,1,21,20,3.9627670758195493E-3,5.5276431084649001E-4,8.4701088000000273E-5,2.2227862304030556E-4,4.8225110977063446E-3,null,4.1179445041978936E-3,4.6982359618616258E-4,5.5337987427437595E-5,2.1718754370963553E-4,4.8602936315211287E-3]
[2004,1,21,21,3.6733402817259037E-3,5.7133625762775711E-4,8.4701088000000273E-5,3.3014317662584912E-4,4.65952080397951E-3,null,3.8171840877257606E-3,4.856088751083688E-4,5.5337987427437595E-5,3.2258156282920062E-4,4.6807125130907679E-3]
[2004,1,21,22,3.2955573572502491E-3,5.4626447207319084E-4,8.4701088000000273E-5,3.5162855991351794E-4,4.2781514772369583E-3,null,3.4246076158162696E-3,4.6429903975735626E-4,5.5337987427437595E-5,3.4357484395575633E-4,4.2878194869568195E-3]
[2004,1,21,23,2.8579696766492316E-3,4.7457720766758821E-4,8.4701088000000273E-5,3.2244540999335099E-4,3.7396933823101715E-3,null,2.9698845019014816E-3,4.033682457409857E-4,5.5337987427437595E-5,3.1506010618125697E-4,3.7436508412511619E-3]
[2004,1,21,24,2.3956843764396719E-3,4.4312384493122424E-4,8.4701088000000273E-5,3.3456869250057992E-4,3.2580780018714763E-3,null,2.4894966378290703E-3,3.7663437073679737E-4,5.5337987427437595E-5,3.2690571649424512E-4,3.2483747124875503E-3]
[2004,1,22,1,2.5023977078803025E-3,6.3964549659987233E-4,8.4701088000000273E-5,6.9899057035869921E-4,3.9257348628388743E-3,null,2.6003887413322043E-3,5.4366850681192833E-4,5.5337987427437595E-5,6.8298085967931842E-4,3.8823760952508882E-3]
[2004,1,22,2,2.4659647947523071E-3,6.0807231726105432E-4,8.4701088000000273E-5,6.6535691829870051E-4,3.824095118312062E-3,null,2.5625291569769163E-3,5.168327933461332E-4,5.5337987427437595E-5,6.5011755426118531E-4,3.7848174920116721E-3]
[2004,1,22,3,2.4946216114025087E-3,6.1329553669380477E-4,8.4701088000000273E-5,6.9705056833565095E-4,3.8896688044319648E-3,null,2.5923081418061217E-3,5.2127228354007557E-4,5.5337987427437595E-5,6.8108529154768942E-4,3.8500037043213242E-3]
[2004,1,22,4,2.6146586916514121E-3,6.0148021156458242E-4,8.4701088000000273E-5,6.8289393902820302E-4,3.9837339302441982E-3,null,2.7170457368888971E-3,5.1122981438388279E-4,5.5337987427437595E-5,6.6725290629877183E-4,3.9508664449989898E-3]
[2004,1,22,5,2.7129721070528806E-3,5.9636227126892238E-4,8.4701088000000273E-5,6.5900391700247224E-4,4.0530393833242756E-3,null,2.8192089932437192E-3,5.0687980649156647E-4,5.5337987427437595E-5,6.4391006238527179E-4,4.0253368495479945E-3]
[2004,1,22,6,3.0024576714897042E-3,6.523292149851769E-4,8.4701088000000273E-5,7.1479623759639489E-4,4.4542842120712765E-3,null,3.1200304814384813E-3,5.544490692828859E-4,5.5337987427437595E-5,6.98424513221407E-4,4.4282420513702117E-3]
[2004,1,22,7,3.398661146583631E-3,7.1942998192950608E-4,8.4701088000000273E-5,7.1955473192310813E-4,4.9223469484362447E-3,null,3.5317488316697321E-3,6.1148155675364328E-4,5.5337987427437595E-5,7.030740187853662E-4,4.9016423946361791E-3]
[2004,1,22,8,3.3871569579021865E-3,8.275488349193743E-4,6.6355961658806525E-5,7.7367705695395713E-4,5.0547388114343238E-3,null,3.5197941521113297E-3,7.0337748297477349E-4,4.3352517172040986E-5,7.55956723710046E-4,5.0224808759681905E-3]
[2004,1,22,9,3.13603168898935E-3,8.9924035747605921E-4,0,8.1347328261921568E-4,4.8487453290846248E-3,null,3.2588351047590542E-3,7.6431189621875215E-4,0,7.9484145487730988E-4,{"$f":"SUM(K515:N515)","v":4.8179884558551154E-3}]
[2004,1,22,10,2.9402241231211356E-3,9.5715766951514833E-4,0,8.5854284155878111E-4,4.7559246341950653E-3,null,{"$f":"E516*R$5","v":3.0553599384623769E-3},{"$f":"F516*S$5","v":8.1353888010628065E-4},{"$f":"G516*T$5","v":0},{"$f":"H516*V$5","v":8.3887873866229131E-4},4.7077775572309487E-3]
[2004,1,22,11,2.7857081074280981E-3,9.5974407061093171E-4,0,8.5524281002891751E-4,4.6006949880679476E-3,null,2.89479325224045E-3,8.157371990645722E-4,0,8.3565429119931848E-4,4.546184742504341E-3]
[2004,1,22,12,2.6595241485906111E-3,9.4315817751739633E-4,0,8.0253397019465153E-4,4.4052162963026586E-3,null,2.7636680738307908E-3,8.016399721158373E-4,0,7.8415269694428731E-4,4.3494607428909158E-3]
[2004,1,22,13,2.5989676181412476E-3,9.3777940615498206E-4,0,8.1668876907837389E-4,4.353435793374604E-3,null,2.7007402188784085E-3,7.9706827011741645E-4,0,7.9798329369358469E-4,4.29579178268941E-3]
[2004,1,22,14,2.5034158467535758E-3,9.4410831309367092E-4,0,8.0551518304678815E-4,4.2530393428940353E-3,null,2.6014467493597994E-3,8.0244754254784679E-4,0,7.8706562796651048E-4,4.1909599198741571E-3]
[2004,1,22,15,2.6213319963972639E-3,9.2046475370565547E-4,0,7.6618944616275617E-4,4.3079861962656753E-3,null,2.7239803606195472E-3,7.8235163208411306E-4,0,7.4864060948479365E-4,4.2549726021884537E-3]
[2004,1,22,16,2.8716893552520393E-3,8.9716897947813006E-4,0,7.502086564800804E-4,4.5190669912102497E-3,null,2.9841414274337777E-3,7.6255132260545633E-4,0,7.330258445098852E-4,4.4797185945491189E-3]
[2004,1,22,17,3.4862778474197488E-3,9.4316206182999674E-4,0,8.4587557717302937E-4,5.2753154864227745E-3,null,3.6227965023455122E-3,8.0164327359836575E-4,0,8.2650160585558369E-4,5.2509413817994621E-3]
[2004,1,22,18,4.0373940618527396E-3,9.163791040865607E-4,5.6467392028233877E-5,8.1137471830400483E-4,5.8216152762715391E-3,null,4.1954937976891524E-3,7.7887902258466798E-4,3.6891991636737727E-5,7.9279095617121212E-4,5.8040557680817707E-3]
[2004,1,22,19,4.3836125208641793E-3,8.5245118381792112E-4,8.4701088000000273E-5,6.5506208679224655E-4,5.9758268794743467E-3,null,4.5552697757519477E-3,7.2454330515870052E-4,5.5337987427437595E-5,6.400585160270594E-4,5.9752095843651452E-3]
[2004,1,22,20,4.3603549812492289E-3,8.1854438348485253E-4,8.4701088000000273E-5,6.2946813536980206E-4,5.8930685881038837E-3,null,4.5311014974741383E-3,6.9572412389995886E-4,5.5337987427437595E-5,6.1505076959047784E-4,5.8972143783920126E-3]
[2004,1,22,21,4.060562205033774E-3,8.2553364783963885E-4,8.4701088000000273E-5,7.0531143599806222E-4,5.676108376871475E-3,null,4.2195691788708941E-3,7.0166466899201235E-4,5.5337987427437595E-5,6.8915695193486092E-4,5.6657287872252044E-3]
[2004,1,22,22,3.7710398708697334E-3,8.0513738183079771E-4,8.4701088000000273E-5,7.5598699712240195E-4,5.4168653378229336E-3,null,3.9187094810884332E-3,6.8432880476016877E-4,5.5337987427437595E-5,7.3867183778471225E-4,5.3970481110607515E-3]
[2004,1,22,23,3.2213494073122357E-3,7.0691026186252444E-4,8.4701088000000273E-5,6.5692599633037242E-4,4.6698867535051322E-3,null,3.3474937673946244E-3,6.0084038511919798E-4,5.5337987427437595E-5,6.4187973449937781E-4,4.6455518744406375E-3]
[2004,1,22,24,2.7661609214662442E-3,6.6451873433827499E-4,8.4701088000000273E-5,6.6292710407433889E-4,4.1783078478788583E-3,null,2.8744806208230449E-3,5.6480958588259775E-4,5.5337987427437595E-5,6.4774339260838373E-4,4.1423715867414633E-3]
[2004,1,23,1,2.7774927765779108E-3,6.7385370081037899E-4,8.4701088000000273E-5,6.7650533411853209E-4,4.2125528995068219E-3,null,2.8862562184260921E-3,5.7274386715246638E-4,5.5337987427437595E-5,6.6101062627613931E-4,4.1753486992821354E-3]
[2004,1,23,2,2.7356927238973193E-3,6.4725520074036997E-4,8.4701088000000273E-5,6.6088788107245802E-4,4.1285368937101479E-3,null,2.8428193234691446E-3,5.501363964622684E-4,5.5337987427437595E-5,6.4575087605957292E-4,4.0940445834184236E-3]
[2004,1,23,3,2.7826660921390178E-3,6.4159092284688142E-4,8.4701088000000273E-5,6.6892153141066011E-4,4.1778796343965603E-3,null,2.8916321151103391E-3,5.4532202737675114E-4,5.5337987427437595E-5,6.536005233180941E-4,4.1458926532326216E-3]
[2004,1,23,4,2.8833205533619365E-3,6.3352370072767791E-4,8.4701088000000273E-5,6.6265381917324641E-4,4.2641991612628613E-3,null,2.9962280899646517E-3,5.3846526902078461E-4,5.5337987427437595E-5,6.4747636703665142E-4,4.2375077134495249E-3]
[2004,1,23,5,3.0529364968692138E-3,6.0318896467762841E-4,8.4701088000000273E-5,5.96840977183047E-4,4.3376675267298897E-3,null,3.1724859999114987E-3,5.1268217394619998E-4,5.5337987427437595E-5,5.8317090526577341E-4,4.3236770665509095E-3]
[2004,1,23,6,3.3313191996069504E-3,6.4947205629154348E-4,8.4701088000000273E-5,6.2618132998393304E-4,4.6916736738824277E-3,null,3.4617698510360406E-3,5.5202061913518774E-4,5.5337987427437595E-5,6.1183924533931742E-4,4.6809677029379833E-3]
[2004,1,23,7,3.8207128781326638E-3,7.3662736582839319E-4,8.4701088000000273E-5,6.7156798206672631E-4,5.3136093140277833E-3,null,3.9703276265286519E-3,6.2609852204938761E-4,5.5337987427437595E-5,6.5618635955226742E-4,5.3079504955577447E-3]
[2004,1,23,8,3.7836800528411739E-3,8.5244439573098189E-4,6.4944276915273908E-5,7.4359530535120049E-4,5.4446640308386304E-3,null,3.9318446381353782E-3,7.2453753560492438E-4,4.2430217418475678E-5,7.2656396586530533E-4,5.4253763570240839E-3]
[2004,1,23,9,3.545595280986785E-3,9.0917677240560252E-4,0,7.5918217325769504E-4,5.2139542266500831E-3,null,3.6844367387982146E-3,7.7275738031349576E-4,0,7.4179383146567054E-4,5.1989879505773811E-3]
[2004,1,23,10,3.4944387684711638E-3,9.0346691238287044E-4,0,6.6668688735687569E-4,5.0645925682109103E-3,null,3.6312769957355805E-3,7.6790426856774739E-4,0,6.5141706164972314E-4,5.0505983259530509E-3]
[2004,1,23,11,3.2953639275314808E-3,9.525772909562821E-4,0,7.6500550681631843E-4,5.0129467253040806E-3,null,3.4244066116108471E-3,8.0964577433914999E-4,0,7.4748378713707119E-4,4.9815361730870681E-3]
[2004,1,23,12,3.1394909789560898E-3,9.8498914681621275E-4,0,8.122094462667739E-4,4.936689572039076E-3,null,3.2624298565661655E-3,8.3719432329640916E-4,0,7.9360656548811291E-4,4.8932307453506876E-3]
[2004,1,23,13,2.982148822485649E-3,9.6720754677174147E-4,0,8.0390453354688076E-4,4.753260902804271E-3,null,3.0989263611248901E-3,8.2208080182820126E-4,0,7.8549186885338781E-4,4.7064990318064787E-3]
[2004,1,23,14,2.6799647669495095E-3,9.8925592615888946E-4,0,8.2544587832124067E-4,4.4946665714296393E-3,null,2.7849091234365196E-3,8.4082088451892972E-4,0,8.0653982972228914E-4,4.4322698376777388E-3]
[2004,1,23,15,2.852201656177434E-3,9.6761589718515517E-4,0,7.919623987366779E-4,4.6117799520992665E-3,null,2.9638906123421196E-3,8.2242788042204238E-4,0,7.7382325722262849E-4,4.5601417499867899E-3]
[2004,1,23,16,3.1096526163659341E-3,9.5703525934767676E-4,0,8.1690098068541023E-4,4.8835888563990206E-3,null,3.2314230578087632E-3,8.1343483723671998E-4,0,7.9819064479666653E-4,4.8430485398421493E-3]
[2004,1,23,17,3.655097882973551E-3,1.0129927767888042E-3,0,9.4193797138933649E-4,5.6100286311516921E-3,null,3.7982273374933236E-3,8.6099608813871881E-4,0,9.2036378278171694E-4,5.5795872084137589E-3]
[2004,1,23,18,4.5281983019255807E-3,8.6460266679842107E-4,5.3644022371766478E-5,6.2136715859967859E-4,6.0678121496954467E-3,null,4.705517370706497E-3,7.3487149263547658E-4,3.504739201893115E-5,6.0713533794758481E-4,6.0825715933084893E-3]
[2004,1,23,19,4.6393575514133874E-3,8.641408894080084E-4,8.4701088000000273E-5,6.4303753049254437E-4,6.2312370593139398E-3,null,4.8210294893248759E-3,7.344790036307705E-4,5.5337987427437595E-5,6.2830937069221094E-4,6.239155851075295E-3]
[2004,1,23,20,4.7806993860334901E-3,7.853111061434287E-4,8.4701088000000273E-5,5.0075274494014237E-4,6.1514643251170615E-3,null,4.9679061086040262E-3,6.674774054211748E-4,5.5337987427437595E-5,4.8928348210833706E-4,6.1800049835609751E-3]
[2004,1,23,21,4.3426838789447772E-3,8.3734290357324057E-4,8.4701088000000273E-5,6.6851353266769546E-4,5.9332414031857137E-3,null,4.5127384150053847E-3,7.117019794481565E-4,5.5337987427437595E-5,6.5320186939623204E-4,5.9329802512772109E-3]
[2004,1,23,22,4.1667819500045E-3,7.9923005818530331E-4,8.4701088000000273E-5,6.9679608677367751E-4,5.7475091829634808E-3,null,4.3299483676222392E-3,6.7930785824733841E-4,5.5337987427437595E-5,6.808366386425723E-4,5.7454308519395876E-3]
[2004,1,23,23,3.6328877291438946E-3,7.428112336698773E-4,8.4701088000000273E-5,6.7584256868728862E-4,5.1362426195010608E-3,null,3.7751474594307681E-3,6.3135451808715075E-4,5.5337987427437595E-5,6.6036304085340027E-4,5.122203005798757E-3]
[2004,1,23,24,3.2374908435694742E-3,7.2851124670593719E-4,8.4701088000000273E-5,7.6450878382576342E-4,4.8152119621011754E-3,null,3.3642672838424992E-3,6.1920020354660978E-4,5.5337987427437595E-5,7.4699844111167672E-4,4.7858039159282238E-3]
[2004,1,24,1,2.6081224606177796E-3,5.1479212258096429E-4,8.4701088000000273E-5,5.1727719556794196E-4,3.7248928667666862E-3,null,2.7102535545203313E-3,4.3754902690608876E-4,5.5337987427437595E-5,5.0542945599423863E-4,3.7085700248480962E-3]
[2004,1,24,2,2.4258297737644809E-3,5.1249945786903742E-4,8.4701088000000273E-5,5.6155278857457174E-4,3.5845831082080906E-3,null,2.5208224944503269E-3,4.3560037002164361E-4,5.5337987427437595E-5,5.4869095887683374E-4,3.5604518107762414E-3]
[2004,1,24,3,2.4886472557196526E-3,4.6487147897802299E-4,8.4701088000000273E-5,4.7595697703351874E-4,3.5141767997311948E-3,null,2.5860998371847218E-3,3.9511883407119879E-4,5.5337987427437595E-5,4.650556375573238E-4,3.5016122962406816E-3]
[2004,1,24,4,2.5442028978334458E-3,4.5649764745516288E-4,8.4701088000000273E-5,4.7081763464739979E-4,3.5562192679360091E-3,null,2.6438309747314238E-3,3.8800147218163972E-4,5.5337987427437595E-5,4.6003400689461455E-4,3.5472044412351157E-3]
[2004,1,24,5,2.6477520288674759E-3,4.4368435858172667E-4,8.4701088000000273E-5,4.3731209208376263E-4,3.6134495675329654E-3,null,2.7514349713574087E-3,3.7711078090623686E-4,5.5337987427437595E-5,4.2729587674731977E-4,3.6111796164384029E-3]
[2004,1,24,6,2.6290745175414918E-3,4.7716573411265206E-4,8.4701088000000273E-5,4.6404783768843683E-4,3.6549891773425811E-3,null,2.7320260700403856E-3,4.0556837114593541E-4,5.5337987427437595E-5,4.534192656621051E-4,3.6463516942758637E-3]
[2004,1,24,7,2.9773935107022553E-3,4.3859200974883473E-4,8.4701088000000273E-5,2.9481319556439969E-4,3.7954998040154904E-3,null,3.0939848367684216E-3,3.727825245503953E-4,5.5337987427437595E-5,2.8806078120346252E-4,3.810166129949717E-3]
[2004,1,24,8,3.193340928137322E-3,4.97711675781762E-4,6.4944276915273908E-5,3.3078400761326807E-4,4.0867808884476262E-3,null,3.3183885081950475E-3,4.2303145263039311E-4,4.2430217418475678E-5,3.2320771619557859E-4,4.1070578944394946E-3]
[2004,1,24,9,3.4392979896184332E-3,5.3806574030305985E-4,0,3.4799354924689021E-4,4.3253572791683839E-3,null,3.573976967020965E-3,4.5733050440001762E-4,0,3.4002308973285906E-4,4.3713305611538418E-3]
[2004,1,24,10,3.6334404806782398E-3,5.4631039888493652E-4,0,3.0653508759937093E-4,4.4862859671625467E-3,null,3.7757218560832825E-3,4.6433807538145917E-4,0,2.9951419450917349E-4,4.5395741259739147E-3]
[2004,1,24,11,3.784490248958819E-3,4.611699349678154E-4,0,1.2515949716940307E-4,4.3708196810960378E-3,null,3.9326865606067584E-3,3.9197269622511769E-4,0,1.2229283855706922E-4,4.4469520953889447E-3]
[2004,1,24,12,3.4981593861074115E-3,5.7092093985191574E-4,0,3.5544952629607771E-4,4.4245298522554051E-3,null,3.6351433085049828E-3,4.8525587458504081E-4,0,3.4730829475671248E-4,4.4677074778467357E-3]
[2004,1,24,13,3.3720263394018141E-3,5.6582256631100352E-4,0,3.521042463905024E-4,4.2899531521033204E-3,null,3.5040710358880938E-3,4.8092249751150362E-4,0,3.440396352888096E-4,4.3290331686884065E-3]
[2004,1,24,14,2.9362402495753085E-3,6.6310100368006442E-4,0,5.4205461040004695E-4,4.1413958636554197E-3,null,3.0512200609829352E-3,5.6360458168244624E-4,0,5.2963936783035693E-4,4.1444640104957384E-3]
[2004,1,24,15,2.8552702665122737E-3,6.3920320635341967E-4,0,5.0892596633940609E-4,4.0033994392050997E-3,null,2.9670793859495775E-3,5.432925809605864E-4,0,4.9726950368621605E-4,4.0076414705963797E-3]
[2004,1,24,16,3.1154160763257194E-3,6.1452758830201064E-4,0,4.6355270275268823E-4,4.1934963673804183E-3,null,3.2374122082716767E-3,5.223194693042357E-4,0,4.5293547131864022E-4,4.2126671488945527E-3]
[2004,1,24,17,3.522165417750129E-3,6.4272109086085005E-4,0,5.0073417593017859E-4,4.6656206845411578E-3,null,3.6600893889026766E-3,5.4628261689057881E-4,0,4.8926533840379187E-4,4.6956373441970475E-3]
[2004,1,24,18,3.8675822372876102E-3,6.1875111575004774E-4,5.2232337628233867E-5,4.4599529453594959E-4,4.984560985201841E-3,null,4.0190323362061632E-3,5.2590926845604599E-4,3.4125092265365849E-5,4.3578019874971941E-4,5.0148468956772944E-3]
[2004,1,24,19,3.8739026175241696E-3,5.7675694610765478E-4,8.4701088000000273E-5,3.6099128816102798E-4,4.8963519397928522E-3,null,4.0256002153072068E-3,4.9021620467986444E-4,5.5337987427437595E-5,3.5272312786486083E-4,4.9238775352793696E-3]
[2004,1,24,20,3.9165460291963891E-3,5.2109547232538915E-4,8.4701088000000273E-5,2.9676386245791484E-4,4.8191064519796933E-3,null,4.0699134942297505E-3,4.4290657692665669E-4,5.5337987427437595E-5,2.899667699368975E-4,4.8581248285207417E-3]
[2004,1,24,21,3.6206248478460584E-3,5.7353445576855018E-4,8.4701088000000273E-5,4.5827293175780277E-4,4.7371333233724115E-3,null,3.7624043777204682E-3,4.8747723986233702E-4,5.5337987427437595E-5,4.4777662843017844E-4,4.7529962334404204E-3]
[2004,1,24,22,3.5505167938454526E-3,5.2573858790909075E-4,8.4701088000000273E-5,4.0498902264680145E-4,4.5659454924013455E-3,null,3.6895509724740603E-3,4.4685300620625701E-4,5.5337987427437595E-5,3.9571313631034741E-4,4.5874551024181025E-3]
[2004,1,24,23,3.4371314735825343E-3,4.3827328332800243E-4,8.4701088000000273E-5,2.8136736596253087E-4,4.2414732108730672E-3,null,3.5717256126939025E-3,3.7251162212363468E-4,5.5337987427437595E-5,2.7492291547249358E-4,4.2744981377174683E-3]
[2004,1,24,24,2.654858203424829E-3,5.4976873076555295E-4,8.4701088000000273E-5,6.1479888855535262E-4,3.9041269107457353E-3,null,2.758819415586514E-3,4.6727749438712596E-4,5.5337987427437595E-5,6.0071750784842105E-4,3.8821524052494987E-3]
[2004,1,25,1,2.9529261152896765E-3,8.219838451792613E-4,8.4701088000000273E-5,1.0342739293087257E-3,4.8938849777776638E-3,null,3.0685593261230784E-3,6.9864750413725575E-4,5.5337987427437595E-5,1.0105848738713086E-3,{"$f":"SUM(K579:N579)","v":4.8331296915590802E-3}]
[2004,1,25,2,2.9197446108671352E-3,7.742462785841652E-4,8.4701088000000273E-5,9.7292913069323627E-4,4.7516211081445369E-3,null,{"$f":"E580*R$5","v":3.0340784719210781E-3},{"$f":"F580*S$5","v":6.5807282380643192E-4},{"$f":"G580*T$5","v":5.5337987427437595E-5},{"$f":"H580*V$5","v":9.5064511921372967E-4},4.6981344023686771E-3]
[2004,1,25,3,2.815422321317609E-3,7.7992208009750128E-4,8.4701088000000273E-5,1.0127521064885205E-3,4.6927975959036314E-3,null,2.9256710407760192E-3,6.6289698742537254E-4,5.5337987427437595E-5,9.8955598782486795E-4,4.633462003453697E-3]
[2004,1,25,4,2.9869073377201513E-3,7.5498545519759902E-4,8.4701088000000273E-5,9.712287185044496E-4,4.7978225994222004E-3,null,3.1038712143759504E-3,6.4170203225672904E-4,5.5337987427437595E-5,9.4898365334029054E-4,4.7498948874004077E-3]
[2004,1,25,5,3.0571564172742118E-3,7.5015911049938094E-4,8.4701088000000273E-5,9.5074431546032356E-4,4.8427609312339161E-3,null,3.1768711675752631E-3,6.3759986687076482E-4,5.5337987427437595E-5,9.2896842596187912E-4,4.7987774478353441E-3]
[2004,1,25,6,3.126448614083315E-3,7.6124529936402729E-4,8.4701088000000273E-5,9.4383291903476824E-4,4.9162279204821102E-3,null,3.2488767675952525E-3,6.4702260458769677E-4,5.5337987427437595E-5,9.2221532846317039E-4,4.8734526880735577E-3]
[2004,1,25,7,3.2374371589100536E-3,8.1406903236216129E-4,8.4701088000000273E-5,9.9019666202384226E-4,5.1264039412960575E-3,null,3.3642114969531893E-3,6.9192028650054589E-4,5.5337987427437595E-5,9.6751715424943103E-4,5.0789869251306038E-3]
[2004,1,25,8,3.5449431465360177E-3,8.0170740540474669E-4,6.3532592087040191E-5,8.7590412688792133E-4,5.2860872709157257E-3,null,3.6837590675078877E-3,6.8141348655365638E-4,4.1507917609572379E-5,8.5584238035083275E-4,5.2625228520219482E-3]
[2004,1,25,9,3.7970604400694684E-3,7.6267189294307541E-4,0,7.5122282332068958E-4,5.3109551563332337E-3,null,3.9457489860308193E-3,6.4823514185259016E-4,0,7.3401678282869834E-4,5.3280009107121076E-3]
[2004,1,25,10,3.9336446598251815E-3,7.8572667933838746E-4,0,7.4015845794200613E-4,5.4595297971055745E-3,null,4.0876816876864869E-3,6.6783062303870711E-4,0,7.2320583615990215E-4,5.4787181468850957E-3]
[2004,1,25,11,3.7841008253393549E-3,8.2138997204240366E-4,0,8.0682862036887736E-4,5.4123194177506358E-3,null,3.9322818876035533E-3,6.9814273997762769E-4,0,7.8834898226257067E-4,5.4187736098437519E-3]
[2004,1,25,12,3.7084587895575669E-3,8.4119968831522127E-4,0,8.1519766535306847E-4,5.3648561432258568E-3,null,3.8536777961759652E-3,7.1498006459518504E-4,0,7.965263422733996E-4,5.3651842030445493E-3]
[2004,1,25,13,3.5417371308066187E-3,8.3828334820796712E-4,0,8.2590967380007812E-4,5.2059301528146638E-3,null,3.6804275078677036E-3,7.1250131303686925E-4,0,8.0699300240913842E-4,5.1999218233137112E-3]
[2004,1,25,14,3.475468553747179E-3,8.3042897015452174E-4,0,7.712759881320048E-4,5.0771735120337062E-3,null,3.6115639290901151E-3,7.0582546209919863E-4,0,7.536106490736962E-4,5.0710000402630099E-3]
[2004,1,25,15,3.3536962625669987E-3,8.3567108339667982E-4,0,7.613219916815043E-4,4.950689337645183E-3,null,3.48502317419972E-3,7.1028101114011671E-4,0,7.4388463939445404E-4,4.939188824734291E-3]
[2004,1,25,16,3.4636724208857313E-3,8.1337305579336629E-4,0,7.3877955048284026E-4,5.0158250271619374E-3,null,3.5993058731513764E-3,6.9132873923890767E-4,0,7.2185851125765635E-4,5.0124931236479407E-3]
[2004,1,25,17,3.8936247543968814E-3,8.5057355936773093E-4,0,7.9776109775226366E-4,5.5419594115168761E-3,null,4.0460946485131322E-3,7.2294741292368173E-4,0,7.7948914258164556E-4,5.5485312040184599E-3]
[2004,1,25,18,4.440822709565799E-3,8.1914062146875384E-4,5.0820652800000164E-5,7.6942834633148818E-4,6.0802123301660401E-3,null,4.6147202500393461E-3,6.9623089806804923E-4,3.3202792456462557E-5,7.518053257420113E-4,6.0959592663058695E-3]
[2004,1,25,19,4.4950916509314872E-3,8.0448064764433713E-4,8.4701088000000273E-5,7.5615162907387659E-4,6.1404250156497009E-3,null,4.6711143011076281E-3,6.8377061167286762E-4,5.5337987427437595E-5,7.3883269899874997E-4,6.149055599206683E-3]
[2004,1,25,20,4.4812380601126252E-3,7.3924661098419611E-4,8.4701088000000273E-5,6.8641169069289974E-4,5.9915974497897215E-3,null,4.6567182195099881E-3,6.2832475690978949E-4,5.5337987427437595E-5,6.7069008722506099E-4,6.0110710510722764E-3]
[2004,1,25,21,4.3214539116233196E-3,7.5227162932490891E-4,8.4701088000000273E-5,7.411476746846307E-4,5.8995743036328588E-3,null,4.4906771064341213E-3,6.3939540824734279E-4,5.5337987427437595E-5,7.241723958388692E-4,5.9095828979477709E-3]
[2004,1,25,22,4.0885967407111702E-3,7.4908452163681687E-4,8.4701088000000273E-5,7.6739481149976833E-4,5.6897771618477557E-3,null,4.2487015149158024E-3,6.3668651701455153E-4,5.5337987427437595E-5,7.4981836708126271E-4,5.6905443864390549E-3]
[2004,1,25,23,3.4612432592136099E-3,7.7484650398648518E-4,8.4701088000000273E-5,8.533288110235647E-4,5.1741196622236601E-3,null,3.5967815882852389E-3,6.5858298709213395E-4,5.5337987427437595E-5,8.3378413051112715E-4,5.144486693315937E-3]
[2004,1,25,24,2.9275106096888583E-3,7.4691983978229413E-4,8.4701088000000273E-5,8.5022662849207819E-4,4.609358165963231E-3,null,3.0421485783784221E-3,6.3484663952330508E-4,5.5337987427437595E-5,8.307530005043954E-4,4.5630862058335603E-3]
[2004,1,26,1,2.9671185853154796E-3,6.8134092171768374E-4,8.4701088000000273E-5,7.3214009922348972E-4,4.4653006942566541E-3,null,3.0833075570499903E-3,5.7910765183082828E-4,5.5337987427437595E-5,7.1537113028113876E-4,4.4331243265893945E-3]
[2004,1,26,2,2.9108610737581296E-3,6.6053920475474856E-4,8.4701088000000273E-5,7.1889172811817517E-4,4.3749930946310536E-3,null,3.0248470656547123E-3,5.6142717340882851E-4,5.5337987427437595E-5,7.02426200448659E-4,4.3440384269396379E-3]
[2004,1,26,3,2.9977863694880705E-3,6.6902327869579608E-4,8.4701088000000273E-5,7.6008275847837552E-4,4.5115934946622421E-3,null,3.115176256590785E-3,5.6863823615488059E-4,5.5337987427437595E-5,7.4267378964295921E-4,4.4818262698160622E-3]
[2004,1,26,4,3.0819227167497004E-3,6.6269000723934504E-4,8.4701088000000273E-5,7.4944089705490451E-4,4.5787547090439503E-3,null,3.2026072870249066E-3,5.6325525409018046E-4,5.5337987427437595E-5,7.3227566988025544E-4,4.5534761984227798E-3]
[2004,1,26,5,3.2013701794150703E-3,6.5821791628950261E-4,8.4701088000000273E-5,7.1844910024002539E-4,4.6627382839445983E-3,null,3.3267321757736398E-3,5.5945418768394122E-4,5.5337987427437595E-5,7.0199371053884286E-4,4.6435180614238618E-3]
[2004,1,26,6,3.5027340407580592E-3,7.0201292778923076E-4,8.4701088000000273E-5,7.6007102610598756E-4,5.0495190826532772E-3,null,3.6398971014019177E-3,5.966778821122359E-4,5.5337987427437595E-5,7.4266232598934299E-4,5.0345752969309342E-3]
[2004,1,26,7,3.9728867170959661E-3,7.4144688969945082E-4,8.4701088000000273E-5,7.069554424000118E-4,5.5059901371954292E-3,null,4.1284604190577282E-3,6.3019489005393154E-4,5.5337987427437595E-5,6.9076330394207848E-4,5.5047566004811756E-3]
[2004,1,26,8,3.8130459291189959E-3,8.7926839457084453E-4,6.2120907258806515E-5,8.4477183248962749E-4,5.5992070634382747E-3,null,3.962360448556611E-3,7.4733666961511122E-4,4.0585617800669108E-5,8.254231413888178E-4,5.5757058773612091E-3]
[2004,1,26,9,3.5844034019797267E-3,9.5185312894932681E-4,0,8.8701456705050983E-4,5.4232710979795632E-3,null,3.7247645414430573E-3,8.0903027078428386E-4,0,8.6669834650466269E-4,5.4004931587320034E-3]
[2004,1,26,10,3.4246157426284052E-3,1.010581404180675E-3,0,9.419089596097469E-4,5.3771061064188273E-3,null,3.5587197800238317E-3,8.5894653514069486E-4,0,9.2033543548919949E-4,5.338001750653726E-3]
[2004,1,26,11,3.2918072819440479E-3,1.0200551445806593E-3,0,9.6355211773638933E-4,5.2754145442610971E-3,null,3.4207106918482349E-3,8.6699876770476652E-4,0,9.4148287777289744E-4,5.2291923373258987E-3]
[2004,1,26,12,3.1914070485851544E-3,1.0043006547004298E-3,0,9.1009531909096511E-4,5.1058030223765493E-3,null,3.316378900130465E-3,8.5360819427886475E-4,0,8.8925045598812233E-4,5.0592375503974519E-3]
[2004,1,26,13,3.092790201718825E-3,9.9073546784369192E-4,0,9.0755883225975356E-4,4.9910845018222702E-3,null,3.2139003302815066E-3,8.420784251767134E-4,0,8.8677206496253652E-4,4.9427508204207566E-3]
[2004,1,26,14,3.0459726534674595E-3,9.791297901108509E-4,0,8.513895215486899E-4,4.8764919651270002E-3,null,3.1652494603633301E-3,8.3221414642059934E-4,0,8.3188925860743705E-4,4.8293528653913665E-3]
[2004,1,26,15,3.0602196109365863E-3,9.8456098149360492E-4,0,8.9153737060562754E-4,4.9363179630358186E-3,null,3.1800543123995549E-3,8.3683040296421223E-4,0,8.7111755956879573E-4,4.8880022749325635E-3]
[2004,1,26,16,3.2016574467064389E-3,9.9893447960846355E-4,0,9.679455529714887E-4,5.1685374792863909E-3,null,3.3270306921237289E-3,8.4904719851629218E-4,0,9.4577568557468756E-4,5.1218535762147088E-3]
[2004,1,26,17,3.8338947416718377E-3,1.017712891346341E-3,0,9.9702111367027594E-4,5.8486287466884548E-3,null,3.9840256767742629E-3,8.6500796291485364E-4,0,9.7418529835605224E-4,5.8232189380451691E-3]
[2004,1,26,18,4.635906267672605E-3,8.8738021342119056E-4,4.7997283228233857E-5,7.34575231020699E-4,6.3058589953427276E-3,null,4.817443057258378E-3,7.542313330893938E-4,3.1358192893993971E-5,7.1775048771286626E-4,6.3207830709546319E-3]
[2004,1,26,19,5.0113434714547473E-3,7.8507979911702206E-4,8.4701088000000273E-5,4.7975451949425858E-4,6.3608788780660282E-3,null,5.2075819527336717E-3,6.6728080535702978E-4,5.5337987427437595E-5,4.6876620093899262E-4,6.3989669464571313E-3]
[2004,1,26,20,4.6217706234923002E-3,8.4242559569591105E-4,8.4701088000000273E-5,6.7424264893865197E-4,6.2231399561268634E-3,null,4.8027538774121099E-3,7.1602202805571451E-4,5.5337987427437595E-5,6.5879976573685463E-4,6.2329136586321164E-3]
[2004,1,26,21,4.4444421272284602E-3,8.3713085434962962E-4,8.4701088000000273E-5,7.0736499066485499E-4,6.0736390602429448E-3,null,4.6184813999598905E-3,7.1152174760820148E-4,5.5337987427437595E-5,6.9116347189550201E-4,6.0765046068910313E-3]
[2004,1,26,22,4.1755668798431952E-3,7.9042864309828939E-4,8.4701088000000273E-5,6.9295233802535048E-4,5.7436489489668344E-3,null,4.3390773052703188E-3,6.7182707049283309E-4,5.5337987427437595E-5,6.7708092728415369E-4,5.743323290474743E-3]
[2004,1,26,23,3.6660754329270961E-3,7.534126030148212E-4,8.4701088000000273E-5,7.1671225538737574E-4,5.2209013793292928E-3,null,3.8096347557533051E-3,6.4036518207613341E-4,5.5337987427437595E-5,7.0029664645687175E-4,5.2056345717137482E-3]
[2004,1,26,24,3.1915077364107003E-3,7.4431626631752648E-4,8.4701088000000273E-5,7.8210227757845904E-4,4.8026273683066858E-3,null,3.3164835307761512E-3,6.3263372486121561E-4,5.5337987427437595E-5,7.6418897271185633E-4,4.7686442157766603E-3]
[2004,1,27,1,2.6924203271807613E-3,6.4081123904355733E-4,8.4701088000000273E-5,6.7643224712732417E-4,4.0943649013516431E-3,null,2.7978524291669936E-3,5.4465933291334616E-4,5.5337987427437595E-5,6.6093921327258344E-4,4.0587889627803605E-3]
[2004,1,27,2,2.6884277738200807E-3,6.1177784934164886E-4,8.4701088000000273E-5,6.497709510410257E-4,4.0346776622027557E-3,null,2.7937035319810719E-3,5.199823208639682E-4,5.5337987427437595E-5,6.3488856868113973E-4,4.0039124089536176E-3]
[2004,1,27,3,2.7355916329308157E-3,6.2084123797575262E-4,8.4701088000000273E-5,6.8818357997884683E-4,4.1293175388854159E-3,null,2.842714273895962E-3,5.2768577377898464E-4,5.5337987427437595E-5,6.7242139308109228E-4,4.0981594281834762E-3]
[2004,1,27,4,2.8494724895993403E-3,5.9937460960856844E-4,8.4701088000000273E-5,6.5429476295162574E-4,4.187842950159535E-3,null,2.9610545747208628E-3,5.0944015202019624E-4,5.5337987427437595E-5,6.3930876700533695E-4,4.1651414811738332E-3]
[2004,1,27,5,2.9538382510335254E-3,5.8934696024031958E-4,8.4701088000000273E-5,6.2045648742105775E-4,4.2483427866949032E-3,null,3.0695071800598858E-3,5.0091712295511443E-4,5.5337987427437595E-5,6.0624552482157871E-4,4.2320078152640163E-3]
[2004,1,27,6,3.2329977163681974E-3,6.4155718807052797E-4,8.4701088000000273E-5,6.6509167981540149E-4,4.6243476722541274E-3,null,3.3595982109166488E-3,5.4529335440776255E-4,5.5337987427437595E-5,6.498583908117404E-4,4.6100879435635889E-3]
[2004,1,27,7,3.64454860158302E-3,7.0280775596192984E-4,8.4701088000000273E-5,6.5573538986902569E-4,5.0877928354139748E-3,null,3.7872649583036784E-3,5.9735344857541023E-4,5.5337987427437595E-5,6.4071639774063865E-4,5.0806727920471645E-3]
[2004,1,27,8,3.5855473816201284E-3,8.1936499456479971E-4,6.0709222515273898E-5,7.2308125616221404E-4,5.188702854862416E-3,null,3.7259533180183579E-3,6.964216046183876E-4,3.96633180471038E-5,7.0651977135863556E-4,5.1685580120424852E-3]
[2004,1,27,9,3.3331597671294472E-3,8.9633018446626397E-4,0,7.7492646076626726E-4,5.004416412361979E-3,null,3.4636824930785464E-3,7.6183838640243981E-4,0,7.5717751112264339E-4,4.98269839060363E-3]
[2004,1,27,10,3.1271840278040354E-3,9.5820744685682583E-4,0,8.2856574457905929E-4,4.9139572192399214E-3,null,3.2496409792765373E-3,8.1443114133983676E-4,0,8.0958823842650963E-4,4.8736603590428832E-3]
[2004,1,27,11,2.9468130076281719E-3,9.6008273599775733E-4,0,8.2474942845700376E-4,4.7316451720829334E-3,null,3.0622068361541703E-3,8.1602504867211751E-4,0,8.0585933137628722E-4,4.6840912162025754E-3]
[2004,1,27,12,2.8376752884093377E-3,9.4996451388945885E-4,0,7.8631058662767832E-4,4.5739503889264746E-3,null,2.9487954086190446E-3,8.0742503704934955E-4,0,7.6830089446604699E-4,4.5245213401344407E-3]
[2004,1,27,13,2.7706979993659116E-3,9.4741847574202325E-4,0,8.0729464558937738E-4,4.5254111206973124E-3,null,2.8791953655063897E-3,8.0526102469366122E-4,0,7.8880433362098169E-4,4.4732607238210324E-3]
[2004,1,27,14,2.6589878174262775E-3,9.534013759050523E-4,0,7.9295174052930071E-4,4.4053409338606301E-3,null,2.7631107405512059E-3,8.1034620768225267E-4,0,7.7478993908744313E-4,4.3482468873209017E-3]
[2004,1,27,15,2.7957137452317674E-3,9.2689444006528103E-4,0,7.5159308460393318E-4,4.4742012699009815E-3,null,2.9051906993818755E-3,7.8781656226964262E-4,0,7.3437856363127191E-4,4.4273858252827899E-3]
[2004,1,27,16,3.0480673722439277E-3,8.9525817049633592E-4,0,7.2363910924669837E-4,4.6669646519869618E-3,null,3.1674262059323624E-3,7.6092722508353688E-4,0,7.0706484735160694E-4,4.6354182783675058E-3]
[2004,1,27,17,3.6232419524940048E-3,9.2296002519269191E-4,0,7.7348759082543415E-4,5.3196895685121313E-3,null,3.7651239651945042E-3,7.8447249517258743E-4,0,7.5577159712204021E-4,{"$f":"SUM(K643:N643)","v":5.3053680574891311E-3}]
[2004,1,27,18,4.2575987488269133E-3,8.9551100812406271E-4,4.6585598400000153E-5,7.4333955016059067E-4,5.9430349055115675E-3,null,{"$f":"E644*R$5","v":4.4243214484630455E-3},{"$f":"F644*S$5","v":7.6114212514343373E-4},{"$f":"G644*T$5","v":3.0435893085090679E-5},{"$f":"H644*V$5","v":7.2631406850279798E-4},5.942213535194368E-3]
[2004,1,27,19,4.5008787986092072E-3,7.9059811781791091E-4,8.4701088000000273E-5,4.9695114733209046E-4,5.8731291517592089E-3,null,4.6771280668724304E-3,6.7197111601218526E-4,5.5337987427437595E-5,4.8556895645862803E-4,5.8900061267706813E-3]
[2004,1,27,20,4.4806920823432725E-3,7.6340310305196037E-4,8.4701088000000273E-5,4.880137852248105E-4,5.8168100586200432E-3,null,4.6561508618753597E-3,6.4885663596171218E-4,5.5337987427437595E-5,4.7683629608502234E-4,5.8371817813495314E-3]
[2004,1,27,21,4.2093255937544231E-3,7.8822129924204616E-4,8.4701088000000273E-5,6.061304339122865E-4,5.6883784149087558E-3,null,4.3741579718247058E-3,6.6995093231203865E-4,5.5337987427437595E-5,5.9224759587067535E-4,5.6916944874348578E-3]
[2004,1,27,22,3.9135825698310223E-3,7.7393916890900383E-4,8.4701088000000273E-5,6.711369674922105E-4,5.4433597942322364E-3,null,4.0668339891835196E-3,6.5781179506565275E-4,5.5337987427437595E-5,6.5576521695446947E-4,5.4357489886310787E-3]
[2004,1,27,23,3.4188324976494326E-3,6.9337476154618936E-4,8.4701088000000273E-5,6.1230644215391934E-4,4.8092147893495415E-3,null,3.5527100697829981E-3,5.8933584817638955E-4,5.5337987427437595E-5,5.9828214854867835E-4,4.7956660539355033E-3]
[2004,1,27,24,2.9649212812923437E-3,6.5890848343547615E-4,8.4701088000000273E-5,6.2911019674839416E-4,4.3376410494762145E-3,null,3.0810242091133082E-3,5.6004113719128627E-4,5.5337987427437595E-5,6.1470102921095293E-4,4.3111043629429852E-3]
[2004,1,28,1,2.6558674735015025E-3,7.1418072078938176E-4,8.4701088000000273E-5,7.9178661882703155E-4,4.2465359011179165E-3,null,2.7598682075255731E-3,6.0701993233654454E-4,5.5337987427437595E-5,7.736515033837419E-4,4.1958776306732972E-3]
[2004,1,28,2,2.6417456500310542E-3,6.8731947850233729E-4,8.4701088000000273E-5,7.7086427985158257E-4,4.1846304963849747E-3,null,2.7451933895923596E-3,5.8418914315263172E-4,5.5337987427437595E-5,7.5320837057778526E-4,4.137928890750214E-3]
[2004,1,28,3,2.6887364785051354E-3,6.9687761745458284E-4,8.4701088000000273E-5,8.1247259502563657E-4,4.2827877789853551E-3,null,2.7940243251886763E-3,5.9231311050594036E-4,5.5337987427437595E-5,7.9386368707626157E-4,4.2355391101983157E-3]
[2004,1,28,4,2.7884901770766361E-3,6.8095270760191171E-4,8.4701088000000273E-5,7.8934448103868792E-4,4.343488453717236E-3,null,2.8976842645559099E-3,5.7877768814036689E-4,5.5337987427437595E-5,7.7126530042640818E-4,4.3030652405501224E-3]
[2004,1,28,5,2.8835674893631464E-3,6.7288769119849628E-4,8.4701088000000273E-5,7.6508079318519571E-4,4.4062370617468389E-3,null,2.9964846956973667E-3,5.7192280453879994E-4,5.5337987427437595E-5,7.4755734914365381E-4,4.3713028368072577E-3]
[2004,1,28,6,3.1652111901881836E-3,7.2896369925694478E-4,8.4701088000000273E-5,8.1734018566518836E-4,4.7962161631103176E-3,null,3.2891572418662727E-3,6.1958476687757529E-4,5.5337987427437595E-5,7.9861979020632537E-4,4.762699786377611E-3]
[2004,1,28,7,3.5683827573449421E-3,7.9581456686613524E-4,8.4701088000000273E-5,8.2798745957366545E-4,5.2768858717847427E-3,null,3.7081165466794803E-3,6.764048516985676E-4,5.5337987427437595E-5,8.090231984862413E-4,5.2488825842917268E-3]
[2004,1,28,8,3.5485190336211497E-3,8.9984870987750635E-4,5.9297537687040194E-5,8.7388131497554572E-4,5.381546596161242E-3,null,3.6874749822432512E-3,7.6482896707044787E-4,3.8741018238200515E-5,8.5386589901121333E-4,5.3449108665631125E-3]
[2004,1,28,9,3.3035526457424066E-3,9.7123275859698594E-4,0,9.1562524834388733E-4,5.1904106526832802E-3,null,3.4329159906654138E-3,8.2550204205308376E-4,0,8.946537274989075E-4,5.153071760217405E-3]
[2004,1,28,10,3.1083285258229404E-3,1.0286618945806701E-3,0,9.5959887670804165E-4,5.0965892971116524E-3,null,3.2300471173938314E-3,8.7431409931560799E-4,0,9.376201819504417E-4,5.0419813986598812E-3]
[2004,1,28,11,2.9358576078039426E-3,1.0260751498833386E-3,0,9.4556897801114064E-4,4.9075017356984222E-3,null,3.0508224353972459E-3,8.721154883122046E-4,0,9.2391162466860896E-4,4.8468495483780594E-3]
[2004,1,28,12,2.8263662436480591E-3,1.0165041454965884E-3,0,9.0107542688574668E-4,4.7439458160303937E-3,null,2.9370435145936297E-3,8.639805859462932E-4,0,8.8043715578956091E-4,4.6814612563294833E-3]
[2004,1,28,13,2.7690613480704888E-3,1.0086345151548188E-3,0,9.1590703012141912E-4,4.6936028933467263E-3,null,2.877494624817289E-3,8.5729177128283582E-4,0,8.949290553342485E-4,4.6297154514343738E-3]
[2004,1,28,14,2.6600707843463254E-3,1.0118471575842208E-3,0,8.9715189632211592E-4,4.569069838252662E-3,null,2.7642361152177743E-3,8.6002236584153751E-4,0,8.7660348994203529E-4,4.5008619710013471E-3]
[2004,1,28,15,2.7876339753223831E-3,9.8877112518725211E-4,0,8.6408427237831043E-4,4.6404893728879456E-3,null,2.8967945349197863E-3,8.40408826555961E-4,0,8.4429324830729766E-4,4.5814966097830452E-3]
[2004,1,28,16,3.0316150053951293E-3,9.6272924980484505E-4,0,8.4607297535789516E-4,4.8404172305578693E-3,null,3.150329583206424E-3,8.1827446060013824E-4,0,8.2669448282376599E-4,4.7952985266303278E-3]
[2004,1,28,17,3.5982071905797334E-3,1.0000850835238584E-3,0,9.191087815624534E-4,5.5174010556660455E-3,null,3.7391088706238865E-3,8.5002515758258719E-4,0,8.9805747371985692E-4,5.4871915019263301E-3]
[2004,1,28,18,4.2119381363521675E-3,9.853986375370678E-4,4.5173913571766443E-5,9.2140309274450652E-4,6.1639137802055087E-3,null,4.37687281860387E-3,8.3754237109779912E-4,2.9513593276187384E-5,9.0029923589797392E-4,6.1442280188758304E-3]
[2004,1,28,19,4.4202857740590585E-3,8.8998637958036622E-4,8.4701088000000273E-5,6.9643681274900605E-4,6.0914100543884306E-3,null,4.5933791116163775E-3,7.5644645141946022E-4,5.5337987427437595E-5,6.804855934459188E-4,6.0856491439091939E-3]
[2004,1,28,20,4.4117529754313153E-3,8.5949727570277558E-4,8.4701088000000273E-5,6.7704651293830408E-4,6.0329978520723953E-3,null,4.5845121783492293E-3,7.3053215097135975E-4,5.5337987427437595E-5,6.6153940991248855E-4,6.0319217266605147E-3]
[2004,1,28,21,4.1628260377753242E-3,8.7546322443919904E-4,8.4701088000000273E-5,7.7680214393929001E-4,5.8997924941538134E-3,null,4.3258375463926428E-3,7.441024544527536E-4,5.5337987427437595E-5,7.5901023356600872E-4,5.884288221838843E-3]
[2004,1,28,22,3.878252059041379E-3,8.5441635883829598E-4,8.4701088000000273E-5,8.2829834641546271E-4,5.6456678522951382E-3,null,4.030119975981866E-3,7.2621361124954389E-4,5.5337987427437595E-5,8.093269647621794E-4,5.6209985394210273E-3]
[2004,1,28,23,3.3780400317127207E-3,7.7118253691761923E-4,8.4701088000000273E-5,7.5403009693125115E-4,4.9879537535615914E-3,null,3.5103202175149283E-3,6.5546878787408724E-4,5.5337987427437595E-5,7.3675975852136402E-4,4.9578867513378165E-3]
[2004,1,28,24,2.9208550169970439E-3,7.3533549272972935E-4,8.4701088000000273E-5,7.5796253835764215E-4,4.4988541360844155E-3,null,3.0352323602855966E-3,6.2500049083948376E-4,5.5337987427437595E-5,7.4060213113685846E-4,4.4561729696893761E-3]
[2004,1,29,1,2.8320081086880282E-3,7.4075094144896998E-4,8.4701088000000273E-5,8.0980172779516937E-4,4.4672618659321681E-3,null,2.9429063086186765E-3,6.2960336686152495E-4,5.5337987427437595E-5,7.9125399350597823E-4,4.419101656413617E-3]
[2004,1,29,2,2.8213599307141306E-3,7.1148433197112709E-4,8.4701088000000273E-5,7.8459363054888046E-4,4.4021389812341381E-3,null,2.9318411601685205E-3,6.0472812900110745E-4,5.5337987427437595E-5,7.6662326362457911E-4,4.3585305402216445E-3]
[2004,1,29,3,2.8728991196088965E-3,7.2102737754934742E-4,8.4701088000000273E-5,8.2677062107572329E-4,4.5053982062339681E-3,null,2.9853985647798238E-3,6.1283926769828911E-4,5.5337987427437595E-5,8.078342305106234E-4,4.4614100504161737E-3]
[2004,1,29,4,2.98279501608704E-3,7.0283825260632335E-4,8.4701088000000273E-5,7.9891947603398159E-4,4.5692538327273451E-3,null,3.0995978589289709E-3,5.9737936928494126E-4,5.5337987427437595E-5,7.8062098931639561E-4,4.5329362049577448E-3]
[2004,1,29,5,3.0862684694204245E-3,6.9321908857251501E-4,8.4701088000000273E-5,7.7107507438940856E-4,4.6352637203823481E-3,null,3.2071232144020691E-3,5.892035334902104E-4,5.5337987427437595E-5,7.5341433706827194E-4,4.6050790723879886E-3]
[2004,1,29,6,3.3817937429371789E-3,7.5189919259183245E-4,8.4701088000000273E-5,8.2711963404052415E-4,5.0455136575695359E-3,null,3.514220919779622E-3,6.3907885458812082E-4,5.5337987427437595E-5,8.0817524966717165E-4,5.0168130114623521E-3]
[2004,1,29,7,3.8093112856296078E-3,8.201055920585232E-4,8.4701088000000273E-5,8.3704924736908992E-4,5.5511672130572213E-3,null,3.958479560697694E-3,6.9705107756191898E-4,5.5337987427437595E-5,8.1787743469657328E-4,5.5287460603836245E-3]
[2004,1,29,8,3.7730209605795666E-3,9.3283331794775113E-4,5.7885852858806491E-5,8.9752758025324223E-4,5.6612677116393674E-3,null,3.9207681480064836E-3,7.9286432839582334E-4,3.7818718429297223E-5,8.7697056919192658E-4,5.6284217640235308E-3]
[2004,1,29,9,3.5143387255896375E-3,1.0060461251788246E-3,0,9.3981283132131153E-4,5.4601976820897735E-3,null,3.6519562124248039E-3,8.5509176187015951E-4,0,9.1828731701501314E-4,5.4253352913099769E-3]
[2004,1,29,10,3.3087399162112872E-3,1.0659553886970203E-3,0,9.8680412090771763E-4,5.3614994258160253E-3,null,3.4383063887156698E-3,9.0601181057569161E-4,0,9.6420231604381801E-4,5.3085205153351788E-3]
[2004,1,29,11,3.124098873215078E-3,1.0641574944711058E-3,0,9.7432684097486491E-4,5.1625832086610486E-3,null,3.2464350135608835E-3,9.0448368527127764E-4,0,9.5201081627776791E-4,5.1029295151099295E-3]
[2004,1,29,12,3.0068671761181534E-3,1.0546406629400511E-3,0,9.290183367662569E-4,4.9905261758244612E-3,null,3.1246126572271509E-3,8.9639482727794798E-4,0,9.0774006003666551E-4,4.9287475445417648E-3]
[2004,1,29,13,2.9432258715624449E-3,1.0476098925446915E-3,0,9.4673075850785853E-4,4.9375665226149956E-3,null,3.0584792319409918E-3,8.9041900400880711E-4,0,9.2504679569387733E-4,4.8739450316436766E-3]
[2004,1,29,14,2.8277287120124592E-3,1.0510410120915239E-3,0,9.2779048870179741E-4,4.8065602128057805E-3,null,2.9384593356615797E-3,8.9333529381407483E-4,0,9.0654033465812462E-4,4.7383349641337792E-3]
[2004,1,29,15,2.9634811809685748E-3,1.0264319205367601E-3,0,8.9177941509242266E-4,4.8816925165977576E-3,null,3.0795277161072103E-3,8.7241872654252289E-4,0,8.7135406025804982E-4,4.8233005029077831E-3]
[2004,1,29,16,3.2201925469419936E-3,9.9929733535046757E-4,0,8.7252199130269121E-4,5.0920118735951524E-3,null,3.3462916056948284E-3,8.493556087849364E-4,0,8.5253770934737825E-4,5.0481849238271431E-3]
[2004,1,29,17,3.8193677861929273E-3,1.0374751811748461E-3,0,9.4734094163252409E-4,5.8041839090002979E-3,null,3.9689298623262906E-3,8.8180497729134803E-4,0,9.2564300315749453E-4,5.7763778427751327E-3]
[2004,1,29,18,4.4737687211468327E-3,1.0211283153960088E-3,4.2350544000000136E-5,9.4705362434618066E-4,6.4843012048890229E-3,null,4.6489563897693861E-3,8.6791091228772166E-4,2.7668993713718797E-5,9.2536226659887849E-4,6.4698985623697046E-3]
[2004,1,29,19,4.6963125435028558E-3,9.1944687122722326E-4,8.4701088000000273E-5,7.0756850024015767E-4,6.4080290029702369E-3,null,4.8802147737925369E-3,7.8148647998017287E-4,5.5337987427437595E-5,6.9136232027856652E-4,6.4084015614787136E-3]
[2004,1,29,20,4.6789512757233857E-3,8.9022451297335466E-4,8.4701088000000273E-5,6.9270320734457253E-4,6.3465800840413131E-3,null,4.8621736586145544E-3,7.5664885357327235E-4,5.5337987427437595E-5,6.768375027034145E-4,6.3509980023186783E-3]
[2004,1,29,21,4.4128794428908444E-3,9.087514222127337E-4,8.4701088000000273E-5,8.0011937507374524E-4,6.2064513281773238E-3,null,4.5856827569866754E-3,7.7239585270881723E-4,5.5337987427437595E-5,7.8179340581592809E-4,6.195210002938858E-3]
[2004,1,29,22,4.1125987920174823E-3,8.8773453074836067E-4,8.4701088000000273E-5,8.5408317758522317E-4,5.9391175883510656E-3,null,4.2736434591116677E-3,7.5453248610809576E-4,5.5337987427437595E-5,8.3452121902797291E-4,5.9180351516751745E-3]
[2004,1,29,23,3.5879872243893148E-3,8.0055918413327466E-4,8.4701088000000273E-5,7.7396981969886489E-4,5.2472173162214537E-3,null,3.728488702241111E-3,6.8043755262233157E-4,5.5337987427437595E-5,7.5624278100420463E-4,5.2205070232950847E-3]
[2004,1,29,24,3.111800910730358E-3,7.6208949017521138E-4,8.4701088000000273E-5,7.7410364839508659E-4,4.7326951373006564E-3,null,3.233655476924527E-3,6.4774012696567089E-4,5.5337987427437595E-5,7.5637354448209869E-4,4.6931071357997345E-3]
[2004,1,30,1,2.5627675575514044E-3,6.2588626388788841E-4,8.4701088000000273E-5,6.4843388523255134E-4,3.9217887946718447E-3,null,2.6631226053004651E-3,5.3197380788390402E-4,5.5337987427437595E-5,6.3358212708658295E-4,3.8840165276983899E-3]
[2004,1,30,2,2.5237350567175396E-3,5.9856507848839093E-4,8.4701088000000273E-5,6.3657062274423014E-4,3.8435718459501611E-3,null,2.6225616363566443E-3,5.0875208874504745E-4,5.5337987427437595E-5,6.2199058128258565E-4,3.8086422938117146E-3]
[2004,1,30,3,2.56508032300632E-3,5.9492171631626801E-4,8.4701088000000273E-5,6.4480543736849768E-4,3.8895085646910863E-3,null,2.6655259360065979E-3,5.0565540271751779E-4,5.5337987427437595E-5,6.3003678535154166E-4,3.8565561115030951E-3]
[2004,1,30,4,2.6559008256084732E-3,5.8782366408916811E-4,8.4701088000000273E-5,6.4144417441350059E-4,3.9698697521111425E-3,null,2.759902865662924E-3,4.9962239306436851E-4,5.5337987427437595E-5,6.2675250891068199E-4,3.941615755065412E-3]
[2004,1,30,5,2.8097188403641933E-3,5.6080484192517403E-4,8.4701088000000273E-5,5.830424296487444E-4,4.038267199938112E-3,null,2.9197442180287957E-3,4.7665766841642102E-4,5.5337987427437595E-5,5.6968840026936447E-4,4.0214282741420186E-3]
[2004,1,30,6,3.0692293357392915E-3,6.0605511451817585E-4,8.4701088000000273E-5,6.0785313317070081E-4,4.3678386714281689E-3,null,3.189416847725445E-3,5.1511826614475799E-4,5.5337987427437595E-5,5.9393083834972189E-4,4.3538039396473624E-3]
[2004,1,30,7,3.5203896156472516E-3,6.952884712974496E-4,8.4701088000000273E-5,6.4646728102827592E-4,4.9468464559729768E-3,null,3.6582440484195814E-3,5.9096241121555672E-4,5.5337987427437595E-5,6.316605660712523E-4,4.9362050131338282E-3]
[2004,1,30,8,3.4993106389962936E-3,8.0958202750819482E-4,5.6474168115273881E-5,7.0348860135044074E-4,5.0688554359702032E-3,null,3.6363396431408593E-3,6.8810654397913199E-4,3.6896418675731922E-5,6.8737586757195335E-4,5.0487184733676764E-3]
[2004,1,30,9,3.2698639097729272E-3,8.6758648232809917E-4,0,7.1661919856050597E-4,4.8540695906615318E-3,null,3.3979080423089739E-3,7.3740759512075219E-4,0,7.0020572100764581E-4,{"$f":"SUM(K707:N707)","v":4.8355213584373715E-3}]
[2004,1,30,10,3.2181206887599385E-3,8.6396997089444234E-4,0,6.3292661761456032E-4,4.7150172772689406E-3,null,{"$f":"E708*R$5","v":3.3441386159149518E-3},{"$f":"F708*S$5","v":7.34333730954654E-4},{"$f":"G708*T$5","v":0},{"$f":"H708*V$5","v":6.1843003860622228E-4},4.6969023854758277E-3]
[2004,1,30,11,3.034137568769022E-3,9.1028583949767411E-4,0,7.2251294148074614E-4,4.6669363497474428E-3,null,3.1529509272781959E-3,7.7370003503881776E-4,0,7.0596447338155683E-4,4.6326154356985706E-3]
[2004,1,30,12,2.8946175841728212E-3,9.3924341871799895E-4,0,7.620817220329772E-4,4.5959427249237968E-3,null,3.0079674995871098E-3,7.9831261175402647E-4,0,7.4462696884863703E-4,4.5509070801897731E-3]
[2004,1,30,13,2.7470426081568997E-3,9.2185189903041913E-4,0,7.5628085153731377E-4,4.4251753587246324E-3,null,2.8546136562209263E-3,7.8353064019322065E-4,0,7.3895896174521716E-4,4.3771032581593639E-3]
[2004,1,30,14,2.4663166012408901E-3,9.432561254055777E-4,0,7.7485735039120628E-4,4.1844300770376743E-3,null,2.5628947398054001E-3,8.0172322320162782E-4,0,7.5710998365464391E-4,4.1217279466616713E-3]
[2004,1,30,15,2.6275855177444645E-3,9.218343836334983E-4,0,7.4403970672800017E-4,4.2934596081059626E-3,null,2.7304787627135596E-3,7.8351575293185362E-4,0,7.269981886534805E-4,4.2409927042988934E-3]
[2004,1,30,16,2.8704123922624254E-3,9.1079310272254837E-4,0,7.6530183382345486E-4,4.5465073288084284E-3,null,2.982814460033339E-3,7.741311848577314E-4,0,7.4777332705744002E-4,4.5047189719485108E-3]
[2004,1,30,17,3.3814778034324646E-3,9.6158030082361078E-4,0,8.7974784226969101E-4,5.2228059465257663E-3,null,3.513892608445091E-3,8.172979081498339E-4,0,8.5959805910692307E-4,5.1907885757018482E-3]
[2004,1,30,18,4.1908460171395526E-3,8.2512755335356332E-4,4.0938859171766433E-5,5.9207929029485079E-4,5.6489917199597332E-3,null,4.3549547561158013E-3,7.0131950783002049E-4,2.6746693904815506E-5,5.7851828026289956E-4,5.6615392381135377E-3]
[2004,1,30,19,4.294242361917667E-3,8.1968500832390722E-4,8.4701088000000273E-5,6.0250778423075896E-4,5.8011362424723332E-3,null,4.462399983550757E-3,6.9669360122197202E-4,5.5337987427437595E-5,5.8870791951633336E-4,5.8031394917165005E-3]
[2004,1,30,20,4.4215116407320242E-3,7.4821573286310841E-4,8.4701088000000273E-5,4.7244147774606302E-4,5.7268699393411959E-3,null,4.5946529818268224E-3,6.3594808752845682E-4,5.5337987427437595E-5,4.6162065741972851E-4,5.7475597142024448E-3]
[2004,1,30,21,4.0195342825784415E-3,7.9445858385384543E-4,8.4701088000000273E-5,6.2501514985310511E-4,5.5237091042853919E-3,null,4.1769346498761123E-3,6.7525233008546687E-4,5.5337987427437595E-5,6.1069977544935157E-4,5.5182247428383685E-3]
[2004,1,30,22,3.8539460322129545E-3,7.5678220501604354E-4,8.4701088000000273E-5,6.5536769547404263E-4,5.3507970207030409E-3,null,4.0048621529299531E-3,6.4322918486876303E-4,5.5337987427437595E-5,6.4035712503420438E-4,5.3437864502603582E-3]
[2004,1,30,23,3.3623724931738518E-3,6.9444115690944135E-4,8.4701088000000273E-5,6.4020723784553423E-4,4.7817219759288274E-3,null,3.4940391560783052E-3,5.9024223394458803E-4,5.5337987427437595E-5,6.2554390319211712E-4,4.7651632806424479E-3]
[2004,1,30,24,2.9924544213389141E-3,6.7777402563376466E-4,8.4701088000000273E-5,7.2792028301901476E-4,4.482849817991694E-3,null,3.1096355154476923E-3,5.7607595837217698E-4,5.5337987427437595E-5,7.112479649320811E-4,4.4522974261793878E-3]
[2004,1,31,1,2.4823295543241757E-3,5.6859531235975999E-4,8.4701088000000273E-5,6.3155132554232243E-4,3.7671772802262585E-3,null,2.5795347418251144E-3,4.8327920089190606E-4,5.5337987427437595E-5,6.1708624628392357E-4,3.7352381764283816E-3]
[2004,1,31,2,2.3156534741361279E-3,5.6093622554084799E-4,8.4701088000000273E-5,6.6398397011375001E-4,3.6252747577907264E-3,null,2.4063318168841704E-3,4.7676933829377135E-4,5.5337987427437595E-5,6.4877605214167682E-4,3.5872151947470557E-3]
[2004,1,31,3,2.3533100102149686E-3,5.2072182991276994E-4,8.4701088000000273E-5,5.9533641672775302E-4,3.5540693448554922E-3,null,2.4454629398661895E-3,4.4258899849668242E-4,5.5337987427437595E-5,5.8170080532913356E-4,3.5250907311194426E-3]
[2004,1,31,4,2.3979894140512201E-3,5.1579142197640383E-4,8.4701088000000273E-5,5.9810716770822942E-4,3.5965890917358536E-3,null,2.4918919380783238E-3,4.3839838426585226E-4,5.5337987427437595E-5,5.8440809490763526E-4,3.5700364046792488E-3]
[2004,1,31,5,2.4871657844475728E-3,5.0758366862886184E-4,8.4701088000000273E-5,5.7501821612190168E-4,3.6544687571983367E-3,null,2.5845603531912736E-3,4.3142218099316646E-4,5.5337987427437595E-5,5.6184797368106143E-4,3.633168495292939E-3]
[2004,1,31,6,2.4781729422308704E-3,5.3832491730328169E-4,8.4701088000000273E-5,5.9528101376720289E-4,3.6964799613013553E-3,null,2.5752153615541534E-3,4.5755079262757434E-4,5.5337987427437595E-5,5.8164667132042168E-4,3.6697508129295868E-3]
[2004,1,31,7,2.7756845519363886E-3,5.1591780870766742E-4,8.4701088000000273E-5,4.6228241630240753E-4,3.8385858649464641E-3,null,2.8843771857748049E-3,4.3850580702710389E-4,5.5337987427437595E-5,4.5169427956492816E-4,3.8299152597942743E-3]
[2004,1,31,8,2.9919511811395878E-3,5.7913655069015445E-4,5.5062483287040184E-5,5.0702298034176283E-4,4.1331731954585456E-3,null,3.1091125689374742E-3,4.9223875635426425E-4,3.5974118866828637E-5,4.9541010376332275E-4,4.1327355479218895E-3]
[2004,1,31,9,3.228021009658702E-3,6.2044941526422234E-4,0,5.2598764967711387E-4,4.3744580746000383E-3,null,3.3544266220618757E-3,5.2735274295230799E-4,0,5.1394040548047651E-4,4.3957197704946604E-3]
[2004,1,31,10,3.4076290077214863E-3,6.3382021875256012E-4,0,4.9576449654145313E-4,4.5372137230154999E-3,null,3.5410678639975165E-3,5.387172953583223E-4,0,4.8440948476974284E-4,4.5641946441255816E-3]
[2004,1,31,11,3.5364304351170827E-3,5.5505471211748361E-4,0,3.2895117201385397E-4,4.42043631924842E-3,null,3.6749130080416807E-3,4.7177032925255696E-4,0,3.2141685994311681E-4,4.4681001972373541E-3]
[2004,1,31,12,3.304710464799545E-3,6.4831092019624909E-4,0,5.2173497978051523E-4,4.4747563647763097E-3,null,3.4341191485931892E-3,5.5103370821266932E-4,0,5.0978513892170044E-4,4.4949379957275586E-3]
[2004,1,31,13,3.1982646647746261E-3,6.3670041585839148E-4,0,5.0368713067333289E-4,4.338652211306351E-3,null,3.3235050527301593E-3,5.41165327069911E-4,0,4.9215065854200013E-4,4.3568210383420703E-3]
[2004,1,31,14,2.8075122028735915E-3,7.1974913271215355E-4,0,6.6114724051498494E-4,4.1884085761007299E-3,null,2.9174511711367321E-3,6.117528198679342E-4,0,6.4600429512205336E-4,4.1752082861267192E-3]
[2004,1,31,15,2.737841357603452E-3,6.9185993103904389E-4,0,6.1914412761764049E-4,4.0488454162601363E-3,null,2.8450520952148506E-3,5.8804831368381404E-4,0,6.0496322336465558E-4,4.0380636322633204E-3]
[2004,1,31,16,2.9765079989031696E-3,6.7440350386732944E-4,0,5.901887527982756E-4,4.2411002555687747E-3,null,3.0930646493396176E-3,5.7321117382249189E-4,0,5.7667104372005986E-4,4.2429468668821694E-3]
[2004,1,31,17,3.3643116105954575E-3,7.1009254740063324E-4,0,6.4417982972622538E-4,4.7185839877223155E-3,null,3.4960542071213051E-3,6.0354517775191316E-4,0,6.2942550665414548E-4,4.7290248915273633E-3]
[2004,1,31,18,3.6995475342629291E-3,6.9422787677881346E-4,3.9527174428233823E-5,6.0784226540776948E-4,5.0411448508777459E-3,null,3.844417586311506E-3,5.9006095589171734E-4,2.5824394151250204E-5,5.9392021950250933E-4,5.0542231558569836E-3]
[2004,1,31,19,3.7093713815542937E-3,6.4697137770775882E-4,8.4701088000000273E-5,5.1089039999061307E-4,4.9519342472526661E-3,null,3.8546261242319913E-3,5.4989516026947283E-4,5.5337987427437595E-5,4.9918894386292089E-4,4.9590482157918225E-3]
[2004,1,31,20,3.7300330391063959E-3,5.976575940814066E-4,8.4701088000000273E-5,4.6142053644279701E-4,4.8738122576305999E-3,null,3.8760968686730336E-3,5.0798076979553114E-4,5.5337987427437595E-5,4.5085214023942192E-4,4.8902677661354244E-3]
[2004,1,31,21,3.4709321977792864E-3,6.384614588324628E-4,8.4701088000000273E-5,5.9681358179427852E-4,4.7909083264060272E-3,null,3.6068499346085681E-3,5.4266213054814116E-4,5.5337987427437595E-5,5.8314413734219086E-4,4.7879941899263371E-3]
[2004,1,31,22,3.3881934414780259E-3,5.9386959705424493E-4,8.4701088000000273E-5,5.5101299831862951E-4,4.6177771248508996E-3,null,3.5208712231990713E-3,5.0476115096211146E-4,5.5337987427437595E-5,5.3839257243916102E-4,4.6193629340277806E-3]
[2004,1,31,23,3.2535635640462486E-3,5.1166545269993138E-4,8.4701088000000273E-5,4.3969206672731653E-4,4.2896221714734967E-3,null,3.380969393678504E-3,4.3489150495908704E-4,5.5337987427437595E-5,4.2962134034725828E-4,4.3008202264122868E-3]
[2004,1,31,24,2.5595223043090596E-3,5.9483614188500619E-4,8.4701088000000273E-5,7.0938667914782988E-4,3.9484462133418958E-3,null,2.6597502716511853E-3,5.0558266848658409E-4,5.5337987427437595E-5,6.9313885553679694E-4,3.9138097831020041E-3]
[2004,2,1,1,2.2271031388131166E-3,6.8837688096006031E-4,7.9037567999999962E-5,7.681741297312926E-4,3.7626917175044693E-3,null,2.3143139516623389E-3,5.8508788537523057E-4,5.1637824820847962E-5,7.505798357738333E-4,3.7016194976322511E-3]
[2004,2,1,2,2.1946698819031202E-3,6.482686233137471E-4,7.9037567999999962E-5,7.2504997118566408E-4,3.6470260444025314E-3,null,2.2806106454900635E-3,5.5099775785723824E-4,5.1637824820847962E-5,7.0844339484684587E-4,3.5916896230149958E-3]
[2004,2,1,3,2.1019656884815889E-3,6.5496474349417189E-4,7.9037567999999962E-5,7.6695021979161651E-4,3.6029182197673776E-3,null,2.1842762618353435E-3,5.5668914422558793E-4,5.1637824820847962E-5,7.49383958321093E-4,3.5419871892028729E-3]
[2004,2,1,4,2.1323992623455941E-3,6.0551797033532833E-4,7.9037567999999962E-5,6.7846982423956886E-4,3.4954246249204917E-3,null,2.2159015796596221E-3,5.1466171892073503E-4,5.1637824820847962E-5,6.6293012162928655E-4,3.4451312450304917E-3]
[2004,2,1,5,2.207341094477993E-3,6.0094600416919113E-4,7.9037567999999962E-5,6.7043789414518809E-4,3.5577625607923725E-3,null,2.293778048263397E-3,5.107757632907006E-4,5.1637824820847962E-5,6.5508215521404678E-4,3.5112737915889928E-3]
[2004,2,1,6,2.2969922910190863E-3,6.2480939555978473E-4,7.9037567999999962E-5,6.8589456332509018E-4,3.6867338179039609E-3,null,2.3869398831700851E-3,5.3105852058948032E-4,5.1637824820847962E-5,6.701848041651636E-4,3.6398210327455772E-3]
[2004,2,1,7,2.3645775020447123E-3,6.7780823527912269E-4,7.9037567999999962E-5,7.0884484316025443E-4,3.8302681484840896E-3,null,2.457171653794775E-3,5.7610503495742491E-4,5.1637824820847962E-5,6.9260942978444442E-4,3.7775239433574925E-3]
[2004,2,1,8,2.6872533476353321E-3,6.8536887810466093E-4,5.0063449379094122E-5,6.4111330092082787E-4,4.0637989760399151E-3,null,2.792483116609555E-3,5.8253122480375163E-4,3.2708086728643438E-5,6.2642921375899668E-4,4.034151641900947E-3]
[2004,2,1,9,3.0488459562064514E-3,6.9329962206878838E-4,0,5.9835008747961783E-4,4.3404956657548573E-3,null,3.1682352783527663E-3,5.8927198316413142E-4,0,5.8464545083392603E-4,4.3421527123508235E-3]
[2004,2,1,10,3.2294011228754084E-3,7.2165431941581461E-4,0,5.9646448993200816E-4,4.5475199322232308E-3,null,3.3558607789343766E-3,6.1337213871858387E-4,0,5.8280304109524419E-4,4.5520359587482044E-3]
[2004,2,1,11,3.1503436082890857E-3,7.6990242717154026E-4,0,6.7452490083006562E-4,4.5947709362906923E-3,null,3.273707462456909E-3,6.5438075495912785E-4,0,6.5907555291856853E-4,4.587163770334606E-3]
[2004,2,1,12,3.1499399990514193E-3,8.0555819061496701E-4,0,7.1020154148291107E-4,4.6656997311492979E-3,null,3.2732880483429092E-3,6.8468647238162286E-4,0,6.939350542292177E-4,4.6519095749537505E-3]
[2004,2,1,13,2.9992106749343649E-3,8.0043762780233289E-4,0,7.0889731060597714E-4,4.5085456133426745E-3,null,3.1166563362100635E-3,6.8033423547355471E-4,0,6.9266069551348914E-4,4.4896512671971072E-3]
[2004,2,1,14,2.8201551546423219E-3,7.6342086704342285E-4,0,5.9808855006339195E-4,4.1816645717491366E-3,null,2.9305892064430631E-3,6.4887173451671609E-4,0,5.8438990368215172E-4,4.1638508446419312E-3]
[2004,2,1,15,2.8481554665642814E-3,7.8749193937903894E-4,0,6.3203333372417714E-4,4.2676807396674976E-3,null,2.9596859785693966E-3,6.6933101082465617E-4,0,6.1755721452924151E-4,4.2465742039232944E-3]
[2004,2,1,16,3.0107196758544334E-3,7.8977926485766391E-4,0,6.5010902322860096E-4,4.4506079639406986E-3,null,3.128616016448853E-3,6.712751296125898E-4,0,6.3521889764850382E-4,4.435110043709947E-3]
[2004,2,1,17,3.4324459726490014E-3,8.396268579891681E-4,0,7.333945100464653E-4,5.0054673406846346E-3,null,3.5668566329003664E-3,7.1364323299177455E-4,0,7.1659681002360983E-4,4.9970966759157508E-3]
[2004,2,1,18,3.9383030787306329E-3,8.0677835758157965E-4,3.4249612773654128E-5,6.9990358639608348E-4,5.4792346354819504E-3,null,4.0925225249506822E-3,6.8572355676090122E-4,2.2376390738488176E-5,6.8387296395734003E-4,5.4844954364074126E-3]
[2004,2,1,19,3.920649332328956E-3,7.5832319251584418E-4,7.9037567999999962E-5,6.3541891234849851E-4,5.3934290051932988E-3,null,4.0741774780220143E-3,6.4453895157154742E-4,5.1637824820847962E-5,6.2086524971226883E-4,5.3912195041266788E-3]
[2004,2,1,20,3.9209198523131508E-3,7.1048308722208462E-4,7.9037567999999962E-5,5.9414403011575679E-4,5.3045845376509925E-3,null,4.074458591259527E-3,6.0387711818252318E-4,5.1637824820847962E-5,5.8053572919239339E-4,5.3105092634552912E-3]
[2004,2,1,21,3.7641113678555144E-3,7.1157767258562003E-4,7.9037567999999962E-5,6.4425002433638747E-4,5.1989766327775223E-3,null,3.9115096658169732E-3,6.0480746412153901E-4,5.1637824820847962E-5,6.2949409352387785E-4,5.1974490482832383E-3]
[2004,2,1,22,3.4510468187588079E-3,6.8404440685959243E-4,7.9037567999999962E-5,6.1731641441362529E-4,4.8314452080320258E-3,null,3.5861858668789913E-3,5.8140548670671292E-4,5.1637824820847962E-5,6.0317737218402382E-4,4.8224065505905762E-3]
[2004,2,1,23,2.9210510997079576E-3,7.1209841531130703E-4,7.9037567999999962E-5,7.0206614789050442E-4,4.4142532309097687E-3,null,3.0354361213713039E-3,6.052500708804584E-4,5.1637824820847962E-5,6.8598599404844844E-4,4.3783100111210588E-3]
[2004,2,1,24,2.4401138102744797E-3,6.9080447162110778E-4,7.9037567999999962E-5,7.2853934805626214E-4,3.9384951979518495E-3,null,2.5356658775002746E-3,5.8715122295340146E-4,5.1637824820847962E-5,7.1185285087656486E-4,3.886307776151089E-3]
[2004,2,2,1,2.1910522423809341E-3,5.6922182802824034E-4,7.9037567999999962E-5,5.4966078367636457E-4,3.3889724220855389E-3,null,2.2768513433399432E-3,4.8381170966401121E-4,5.1637824820847962E-5,5.3707132898036711E-4,{"$f":"SUM(K771:N771)","v":3.34937220680517E-3}]
[2004,2,2,2,2.1281308258741184E-3,5.4346654870084598E-4,7.9037567999999962E-5,5.3999807963042885E-4,3.2906330222053932E-3,null,{"$f":"E772*R$5","v":2.2114659960956813E-3},{"$f":"F772*S$5","v":4.6192093683925119E-4},{"$f":"G772*T$5","v":5.1637824820847962E-5},{"$f":"H772*V$5","v":5.2762993993168018E-4},3.252654697687461E-3]
[2004,2,2,3,2.1443211358008786E-3,5.4582010439520323E-4,7.9037567999999962E-5,5.5904019651509924E-4,3.328219004711181E-3,null,2.2282903000501032E-3,4.6392134818717994E-4,5.1637824820847962E-5,5.4623591533608704E-4,3.2900853883942186E-3]
[2004,2,2,4,2.1868927465616924E-3,5.3578527594016774E-4,7.9037567999999962E-5,5.4887567754390704E-4,3.3505912680457674E-3,null,2.2725289664196346E-3,4.553922172368909E-4,5.1637824820847962E-5,5.3630420495320006E-4,3.3158632134305741E-3]
[2004,2,2,5,2.2884082726920287E-3,5.3556289007362153E-4,7.9037567999999962E-5,5.3498389395184478E-4,3.4379926247174947E-3,null,2.378019724498753E-3,4.5520319973791067E-4,5.1637824820847962E-5,5.2273059938178737E-4,3.4075913484392989E-3]
[2004,2,2,6,2.5222533087697892E-3,5.7396064301596902E-4,7.9037567999999962E-5,5.5527274249809035E-4,3.7305242622838485E-3,null,2.6210218648532223E-3,4.8783947892390808E-4,5.1637824820847962E-5,5.4255475125111426E-4,3.7030539198490931E-3]
[2004,2,2,7,3.0040046072860867E-3,6.5339945561544667E-4,7.9037567999999962E-5,5.582649979678383E-4,4.2947066288693721E-3,null,3.1216379934721639E-3,5.5535872334670896E-4,5.1637824820847962E-5,5.4547847197035067E-4,4.2741130136100718E-3]
[2004,2,2,8,2.9193253036543976E-3,7.8561511418187568E-4,4.8746156631785826E-5,6.3846438253921693E-4,4.3921509570072764E-3,null,3.0336427451172496E-3,6.6773579791701797E-4,3.1847456349387853E-5,6.2384096632017271E-4,4.3570669657038283E-3]
[2004,2,2,9,2.7013289294503624E-3,8.6506256017062971E-4,0,6.8705070516969112E-4,4.2534421947906832E-3,null,2.8071098821169887E-3,7.352623803135583E-4,0,6.7131446568625042E-4,4.2136867281167972E-3]
[2004,2,2,10,2.5675653993795689E-3,9.1899335103189832E-4,0,7.2452463823115363E-4,4.2110833886426207E-3,null,2.6681083251296365E-3,7.8110100920188706E-4,0,7.0793009414136523E-4,4.1571394284728889E-3]
[2004,2,2,11,2.4168150303152708E-3,9.2237988005786596E-4,0,7.1627622427782522E-4,4.055471134650962E-3,null,2.5114547439534719E-3,7.8397939916728188E-4,0,6.9987060222297755E-4,3.995304745343731E-3]
[2004,2,2,12,2.3954372472003303E-3,9.1875027686780491E-4,0,6.9574323578815243E-4,4.0099307598562874E-3,null,2.4892398312912388E-3,7.8089440762563948E-4,0,6.7980790220219505E-4,3.9499421411190736E-3]
[2004,2,2,13,2.3403846616325457E-3,9.1313336203079965E-4,0,6.9923904686412536E-4,3.9527570705274705E-3,null,2.4320314494097836E-3,7.7612029490451968E-4,0,6.8322364506796676E-4,3.8913753893822698E-3]
[2004,2,2,14,2.2818824586321312E-3,9.0560289564465396E-4,0,6.4277023313871707E-4,3.8302555874155024E-3,null,2.371238367020705E-3,7.6971975360857385E-4,0,6.2804819552869868E-4,3.7690063161579775E-3]
[2004,2,2,15,2.3037381907326736E-3,9.1125688207635384E-4,0,6.7303072231663708E-4,3.8880257951256648E-3,null,2.3939499446044158E-3,7.7452537543690994E-4,0,6.5761559713534222E-4,3.8260909171766678E-3]
[2004,2,2,16,2.4400205631441483E-3,9.2223218944736929E-4,0,7.322954840164582E-4,4.0945482366079753E-3,null,2.5355689789189214E-3,7.8385386911336032E-4,0,7.1552295613399436E-4,4.034945804166276E-3]
[2004,2,2,17,3.0217079139416604E-3,9.5311219060120126E-4,0,7.9915336088883112E-4,4.7739734654316931E-3,null,3.1400345413776128E-3,8.1010041381178476E-4,0,7.808495172622721E-4,4.7309844724516695E-3]
[2004,2,2,18,3.7588291236865124E-3,8.4693258050210234E-4,3.293232002634584E-5,6.1206000987519104E-4,5.2507540340901515E-3,null,3.9060205750050757E-3,7.1985275259427693E-4,2.1515760359232594E-5,5.9804136056566999E-4,5.2454304485242556E-3]
[2004,2,2,19,4.1000903629597957E-3,7.327598455638862E-4,7.9037567999999962E-5,3.8480432108771239E-4,5.2966920976113951E-3,null,4.2606452142719565E-3,6.2281131221449256E-4,5.1637824820847962E-5,3.7599074604101557E-4,5.3110850973483135E-3]
[2004,2,2,20,3.7645469223013864E-3,7.8838545903508084E-4,7.9037567999999962E-5,5.3854171350067751E-4,5.1705116628371454E-3,null,3.9119622760770117E-3,6.700904603944407E-4,5.1637824820847962E-5,5.2620693047563706E-4,5.1598974917679372E-3]
[2004,2,2,21,3.6091383900452149E-3,7.7300986038635446E-4,7.9037567999999962E-5,5.5719321233204105E-4,5.0183790307636103E-3,null,3.7504681233636807E-3,6.5702192664703334E-4,5.1637824820847962E-5,5.4443123455976143E-4,5.0035591093913236E-3]
[2004,2,2,22,3.3162910008566037E-3,7.0959543426463308E-4,7.9037567999999962E-5,5.2059619373751628E-4,4.6255201968587534E-3,null,3.4461531652031532E-3,6.0312265502987039E-4,5.1637824820847962E-5,5.0867243568417455E-4,4.6095860807380462E-3]
[2004,2,2,23,2.8703162531024716E-3,6.6634021042214983E-4,7.9037567999999962E-5,5.4368467468487959E-4,4.1593787062095006E-3,null,2.9827145561737898E-3,5.6635775465417181E-4,5.1637824820847962E-5,5.3123209705131943E-4,4.1319422327001296E-3]
[2004,2,2,24,2.3652318809572049E-3,6.2291819394352235E-4,7.9037567999999962E-5,5.6121913247501767E-4,3.6284067753757452E-3,null,2.4578516574373824E-3,5.2945108840359121E-4,5.1637824820847962E-5,5.4836494485121709E-4,3.5873055155130388E-3]
[2004,2,3,1,2.267369978853559E-3,6.5939938696289897E-4,7.9037567999999962E-5,6.7468267981606836E-4,3.6804896136325262E-3,null,2.3561575951249469E-3,5.6045838203887981E-4,5.1637824820847962E-5,6.5922971812775605E-4,3.6274835201124309E-3]
[2004,2,3,2,2.2293016564775346E-3,6.2668365907680307E-4,7.9037567999999962E-5,6.5017649282658318E-4,3.5851993763809206E-3,null,2.316598560765108E-3,5.3265155618980264E-4,5.1637824820847962E-5,6.3528482191985483E-4,3.5361727636956134E-3]
[2004,2,3,3,2.2512975365791763E-3,6.3169898474580799E-4,7.9037567999999962E-5,6.846427161869593E-4,3.6466768055119433E-3,null,2.3394557743854211E-3,5.3691434648870642E-4,5.1637824820847962E-5,6.6896162938878711E-4,3.5969695750837629E-3]
[2004,2,3,4,2.3586233574240017E-3,6.2130818826277928E-4,7.9037567999999962E-5,6.7589660102205964E-4,3.7348657147088403E-3,null,2.4509843516776087E-3,5.2808265950186179E-4,5.1637824820847962E-5,6.6041583562920594E-4,3.6911206716295246E-3]
[2004,2,3,5,2.4463481343799738E-3,6.1974635990618007E-4,7.9037567999999962E-5,6.547091185278921E-4,3.799841180814046E-3,null,2.5421443306105421E-3,5.2675517905364101E-4,5.1637824820847962E-5,6.3971363216331202E-4,3.7602509666483435E-3]
[2004,2,3,6,2.7143594960955565E-3,6.770231218410222E-4,7.9037567999999962E-5,7.0559943570555671E-4,4.1760196216421358E-3,null,2.8206507108552168E-3,5.7543772556051828E-4,5.1637824820847962E-5,6.8943835528442407E-4,4.1371646165210075E-3]
[2004,2,3,7,3.0726916060116777E-3,7.6054825230841027E-4,7.9037567999999962E-5,7.0256465614066147E-4,4.6148420824607492E-3,null,3.1930146965435647E-3,6.4643014746274333E-4,5.1637824820847962E-5,6.8647308444378069E-4,4.5775557532709366E-3]
[2004,2,3,8,3.0919971752922572E-3,8.5986631451839032E-4,4.7428863805439972E-5,7.3967073671087535E-4,4.7389630903269626E-3,null,3.2130762498466772E-3,7.3084581656098315E-4,3.0986825918494442E-5,7.2272928571723944E-4,4.6976381780433948E-3]
[2004,2,3,9,2.8369506934519733E-3,9.3533876469574246E-4,0,7.7354902648900435E-4,4.5458384846367205E-3,null,2.9480424393515206E-3,7.9499383997625015E-4,0,7.5583162566047763E-4,4.4988679049882485E-3]
[2004,2,3,10,2.6462847927103228E-3,9.9332232703938368E-4,0,8.1920928188579866E-4,4.4588164016355052E-3,null,2.7499102799097138E-3,8.4427713349832334E-4,0,8.0044607656512524E-4,4.394633489973163E-3]
[2004,2,3,11,2.502680471788496E-3,9.982856705968129E-4,0,8.1231824809216348E-4,4.3132843904774721E-3,null,2.6006825779517815E-3,8.4849574145383301E-4,0,7.93712875311722E-4,4.2428911947173364E-3]
[2004,2,3,12,2.3870459302948793E-3,9.7937908586008017E-4,0,7.6359235402293467E-4,4.1300173701778941E-3,null,2.4805199200088838E-3,8.3242603605080626E-4,0,7.4610300125724422E-4,4.0590489573169341E-3]
[2004,2,3,13,2.3327454207046267E-3,9.7369538927044119E-4,0,7.7503100122818327E-4,4.081471811203251E-3,null,2.4240930645404528E-3,8.2759516198933523E-4,0,7.5727965718523486E-4,4.0089678837150226E-3]
[2004,2,3,14,2.242414399104047E-3,9.8141082180280815E-4,0,7.6352209081064209E-4,3.9873473117174969E-3,null,2.330224783402138E-3,8.3415291578667664E-4,0,7.4603434735664748E-4,3.9104120465454622E-3]
[2004,2,3,15,2.3588487035551553E-3,9.504123539267336E-4,0,7.2960016727810625E-4,4.0388612247599948E-3,null,2.4512185221056385E-3,8.0780567996116548E-4,0,7.1288937304842708E-4,3.9719135751152311E-3]
[2004,2,3,16,2.5954543086308302E-3,9.2850468360881064E-4,0,7.1279651423146895E-4,4.2367555064711099E-3,null,2.6970893321840452E-3,7.8918519334352302E-4,0,6.9647059160813393E-4,4.182745117135702E-3]
[2004,2,3,17,3.1617610636989371E-3,9.7927732196529706E-4,0,8.0472231297308604E-4,4.9457606986373203E-3,null,3.2855720123679578E-3,8.3233954153936487E-4,0,7.8629091782374966E-4,4.9042024717310725E-3]
[2004,2,3,18,3.6930595833186862E-3,9.4931310080385498E-4,3.0297734373654127E-5,7.8526185075786042E-4,5.4579322692540561E-3,null,3.8376755746254358E-3,8.0687136664683661E-4,1.9794499497445776E-5,7.6727617888858613E-4,5.4316176196583044E-3]
[2004,2,3,19,4.0124847959709577E-3,8.7938645987489133E-4,7.9037567999999962E-5,6.3160116835779588E-4,5.6025099922036442E-3,null,4.1696091134321867E-3,7.474370195556621E-4,5.1637824820847962E-5,6.1713494749736548E-4,5.5858189053060621E-3]
[2004,2,3,20,4.0067029666085892E-3,8.3968385942449319E-4,7.9037567999999962E-5,5.9949737776856832E-4,5.5249217718016507E-3,null,4.1636008742418854E-3,7.1369168152364743E-4,5.1637824820847962E-5,5.8576646353578131E-4,5.5146968441221623E-3]
[2004,2,3,21,3.7310139476885548E-3,8.4280001013027812E-4,7.9037567999999962E-5,6.6866386143810998E-4,5.3215153872569433E-3,null,3.8771161885138767E-3,7.1634026266776643E-4,5.1637824820847962E-5,6.5334875502989591E-4,5.2984430310323875E-3]
[2004,2,3,22,3.4617486443758402E-3,8.2173341023984887E-4,7.9037567999999962E-5,7.1594803023181672E-4,5.0784676528475049E-3,null,3.5973067637526559E-3,6.9843464624911667E-4,5.1637824820847962E-5,6.9954992514779251E-4,5.0469291599704131E-3]
[2004,2,3,23,2.9562506738922733E-3,7.1185679948135912E-4,7.9037567999999962E-5,6.3100841383882547E-4,4.3781534552124581E-3,null,3.0720140706398543E-3,6.0504470881946027E-4,5.1637824820847962E-5,6.1655576945389423E-4,4.3452523737340567E-3]
[2004,2,3,24,2.5234397028350447E-3,6.732262202862599E-4,7.9037567999999962E-5,6.4158088637653076E-4,3.9172843774978351E-3,null,2.6222547167537649E-3,5.7221053829857029E-4,5.1637824820847962E-5,6.2688608961691513E-4,3.8729891694900985E-3]
[2004,2,4,1,2.0166679097613676E-3,5.8086939960960715E-4,7.9037567999999962E-5,5.7914475765272286E-4,3.2557196350236975E-3,null,2.0956383196144824E-3,4.9371159621568335E-4,5.1637824820847962E-5,5.6588000072368147E-4,3.2068677413746951E-3]
[2004,2,4,2,1.9741369794711548E-3,5.4511813607999171E-4,7.9037567999999962E-5,5.5574236546689938E-4,3.154035049018046E-3,null,2.0514419267162742E-3,4.6332470822365489E-4,5.1637824820847962E-5,5.4301361795484936E-4,3.1094180777156265E-3]
[2004,2,4,3,1.9302226339418637E-3,5.3541242421637435E-4,7.9037567999999962E-5,5.5469768195916442E-4,3.0993703081174024E-3,null,2.0058079456197718E-3,4.5507531085513015E-4,5.1637824820847962E-5,5.4199286192399261E-4,3.0545139432197423E-3]
[2004,2,4,4,2.0020263701597766E-3,5.1752686231798842E-4,7.9037567999999962E-5,5.3212578667842514E-4,3.1307165871561904E-3,null,2.0804234340605801E-3,4.3987342671387357E-4,5.1637824820847962E-5,5.1993795432270728E-4,3.0918726399180091E-3]
[2004,2,4,5,2.0880564312223942E-3,5.1316635357990365E-4,7.9037567999999962E-5,5.1467803634379871E-4,3.1949383891460969E-3,null,2.1698223339632066E-3,4.3616719992547819E-4,5.1637824820847962E-5,5.028898280269574E-4,3.1605171867364898E-3]
[2004,2,4,6,2.3422121414782894E-3,5.6287145340378766E-4,7.9037567999999962E-5,5.5992756446301213E-4,3.5440487273450888E-3,null,2.4339304912770767E-3,4.7841419071308479E-4,5.1637824820847962E-5,5.4710295896960332E-4,3.5110854657806126E-3]
[2004,2,4,7,2.6989829146619468E-3,6.3960814848724871E-4,7.9037567999999962E-5,5.6393096965132476E-4,3.9815596008005204E-3,null,2.8046720000714674E-3,5.4363676267751284E-4,5.1637824820847962E-5,5.51014669989904E-4,3.9509612575597325E-3]
[2004,2,4,8,2.768214656757259E-3,7.5467414701923955E-4,4.4794278231785835E-5,6.1514316795760536E-4,4.1828262499658897E-3,null,2.876614778040187E-3,6.4143743498623043E-4,2.9265565108345455E-5,6.0105390186014542E-4,4.148371679994909E-3]
[2004,2,4,9,2.5755952604646017E-3,8.4361798206444047E-4,0,6.7913064306929574E-4,4.0983438855983377E-3,null,2.6764526263948693E-3,7.1703550023673862E-4,0,6.6357580503555559E-4,4.0570639316671632E-3]
[2004,2,4,10,2.4198707308826692E-3,9.0140587126419521E-4,0,7.3922275473532848E-4,4.0604993568821926E-3,null,2.5146301022617545E-3,7.6615248081433635E-4,0,7.2229156434050782E-4,4.0030741474165986E-3]
[2004,2,4,11,2.2710186816529148E-3,9.0540011890256943E-4,0,7.2476825866766626E-4,3.9011870592231502E-3,null,2.3599491769546589E-3,7.6954740294063158E-4,0,7.0816813468471543E-4,3.837664714580006E-3]
[2004,2,4,12,2.2269334611681648E-3,9.0947038620550172E-4,0,7.138456665279478E-4,3.850249513901614E-3,null,2.3141376296347891E-3,7.7300693819675934E-4,0,6.9749571407440119E-4,3.7846402819059497E-3]
[2004,2,4,13,2.1802669407733864E-3,9.0300378403787357E-4,0,7.2588400298016569E-4,3.8091547277914256E-3,null,2.2656437016514057E-3,7.6751063131535503E-4,0,7.0925832394054772E-4,3.7424126569073086E-3]
[2004,2,4,14,2.0903155203236177E-3,9.0388704451720104E-4,0,7.1269418034325958E-4,3.7068967451840784E-3,null,2.172169886411E-3,7.6826136106874891E-4,0,6.9637060157978824E-4,3.6368018490595369E-3]
[2004,2,4,15,2.1941872567998273E-3,8.7661311756845437E-4,0,6.7604383421619165E-4,3.7468442085844731E-3,null,2.2801091213394717E-3,7.4507980938435039E-4,0,6.6055969658780232E-4,3.6857486273116245E-3]
[2004,2,4,16,2.4660795951838925E-3,8.6670595312377365E-4,0,6.8346572357630485E-4,4.0162512718839713E-3,null,2.5626484528621608E-3,7.3665918682230467E-4,0,6.6781159466850696E-4,3.9671192343529726E-3]
[2004,2,4,17,2.9831025803792035E-3,9.1185450321639664E-4,0,7.5701313483344623E-4,4.6519702184290466E-3,null,3.099917467087202E-3,7.7503332522249179E-4,0,7.3967447279261903E-4,{"$f":"SUM(K835:N835)","v":4.6146252651023132E-3}]
[2004,2,4,18,3.4894590058334673E-3,8.8396595229474936E-4,2.8980441626345841E-5,7.377268627378489E-4,5.1401322624924119E-3,null,{"$f":"E836*R$5","v":3.6261022312859513E-3},{"$f":"F836*S$5","v":7.5132937214642556E-4},{"$f":"G836*T$5","v":1.8933869118190194E-5},{"$f":"H836*V$5","v":7.2082993431894435E-4},5.1171954068695118E-3]
[2004,2,4,19,3.7524988856496807E-3,7.9856481133531792E-4,7.9037567999999962E-5,5.656515857186908E-4,5.1957528507036894E-3,null,3.8994424520835702E-3,6.7874242979749336E-4,5.1637824820847962E-5,5.5269587699140145E-4,5.182518583693313E-3]
[2004,2,4,20,3.7235958700462214E-3,7.5763969298563659E-4,7.9037567999999962E-5,5.1535048408468708E-4,5.075623615116545E-3,null,3.8694076274315569E-3,6.4395800920429881E-4,5.1637824820847962E-5,5.0354687399529671E-4,5.0685503354520002E-3]
[2004,2,4,21,3.473500588697661E-3,7.6258206361253813E-4,7.9037567999999962E-5,5.889585872827721E-4,4.9040788075929717E-3,null,3.6095189007790728E-3,6.4815879115793075E-4,5.1637824820847962E-5,5.7546905396947527E-4,4.884784570727327E-3]
[2004,2,4,22,3.1184638307691932E-3,7.2282079056169542E-4,7.9037567999999962E-5,5.8237064264113933E-4,4.5026928319720277E-3,null,3.240579309294906E-3,6.1436358418250298E-4,5.1637824820847962E-5,5.6903199990084442E-4,4.4756127181991012E-3]
[2004,2,4,23,2.6883460625060029E-3,6.3340174584248826E-4,7.9037567999999962E-5,5.3518807677041557E-4,3.9359734531189067E-3,null,2.7936186209453488E-3,5.3836161311969272E-4,5.1637824820847962E-5,5.2293010558812668E-4,3.9065481644740161E-3]
[2004,2,4,24,2.2323478099222594E-3,5.8841592838358345E-4,7.9037567999999962E-5,5.2927904903758325E-4,3.4290803553434263E-3,null,2.3197639980963077E-3,5.0012578978379265E-4,5.1637824820847962E-5,5.171564184856416E-4,3.3886840311865901E-3]
[2004,2,5,1,2.2178294572649444E-3,6.0225631375222029E-4,7.9037567999999962E-5,5.8511616912330856E-4,3.4842395081404734E-3,null,2.3046771233465892E-3,5.1188946464286137E-4,5.1637824820847962E-5,5.717146427240545E-4,3.4399190555343532E-3]
[2004,2,5,2,2.1797143108842352E-3,5.6737832106337793E-4,7.9037567999999962E-5,5.5548481890274506E-4,3.381615018850358E-3,null,2.2650694314075722E-3,4.8224481568256088E-4,5.1637824820847962E-5,5.427619702484957E-4,3.3417140421594768E-3]
[2004,2,5,3,2.188321060502037E-3,5.6817459908719593E-4,7.9037567999999962E-5,5.8100441538787143E-4,3.4165376429771046E-3,null,2.2740132115010073E-3,4.829216144508122E-4,5.1637824820847962E-5,5.6769706477650451E-4,3.3762697155491723E-3]
[2004,2,5,4,2.2695026327467132E-3,5.465083232082795E-4,7.9037567999999962E-5,5.4936627801979081E-4,3.4444148019747833E-3,null,2.3583737613064666E-3,4.6450630172230833E-4,5.1637824820847962E-5,5.3678356869426777E-4,3.4113014565438906E-3]
[2004,2,5,5,2.3749606493170764E-3,5.4637096878296858E-4,7.9037567999999962E-5,5.3135383825337397E-4,3.5317230243534191E-3,null,2.4679613932441133E-3,4.6438955693834641E-4,5.1637824820847962E-5,5.191836866382391E-4,3.5031724616415472E-3]
[2004,2,5,6,2.5933276727171271E-3,5.8788307530358973E-4,7.9037567999999962E-5,5.5177783674957494E-4,3.8120261527702917E-3,null,2.6948794196391722E-3,4.9967288979482966E-4,5.1637824820847962E-5,5.3913989297714026E-4,3.78533002723199E-3]
[2004,2,5,7,3.0537044363275986E-3,6.9234279541992695E-4,7.9037567999999962E-5,5.9411272662840918E-4,4.4191975263759347E-3,null,3.1732840110011507E-3,5.8845872563597008E-4,5.1637824820847962E-5,5.8050514268149296E-4,4.3938857041394622E-3]
[2004,2,5,8,3.0590991093982171E-3,7.95881791560943E-4,4.347698540543998E-5,6.4286811527857239E-4,4.5413260016431726E-3,null,3.1788899333019217E-3,6.7646198951887792E-4,2.8404934677452048E-5,6.2814383577172988E-4,4.5119006932699815E-3]
[2004,2,5,9,2.8054140389975517E-3,8.7376420066616366E-4,0,6.839587963471483E-4,4.363137036010864E-3,null,2.9152708455619674E-3,7.4265836437061559E-4,0,6.6829337407898213E-4,4.326222584011565E-3]
[2004,2,5,10,2.6278216561316571E-3,9.3817795318300269E-4,0,7.4393577082438786E-4,4.3099353801390478E-3,null,2.7307241480100369E-3,7.9740701629599513E-4,0,7.268966333023629E-4,4.2550277976083949E-3]
[2004,2,5,11,2.5082282479573863E-3,9.5291259041112482E-4,0,7.5699381055660108E-4,4.2181346489251117E-3,null,2.6064475986931224E-3,8.0993076306324512E-4,0,7.3965559111985823E-4,4.1560339528762258E-3]
[2004,2,5,12,2.4223418817370976E-3,9.4342245457652494E-4,0,7.2748443274442268E-4,4.0932487690580454E-3,null,2.5171980205585757E-3,8.0186459515294896E-4,0,7.1082209739129355E-4,4.0298847131028182E-3]
[2004,2,5,13,2.359532908625899E-3,9.3817255834527326E-4,0,7.3938091115601683E-4,4.0370863781271889E-3,null,2.4519295198647561E-3,7.9740243093834242E-4,0,7.2244609833960031E-4,3.9717780491426991E-3]
[2004,2,5,14,2.252845720124188E-3,9.4246026643229864E-4,0,7.2148956827921163E-4,3.916795554835698E-3,null,2.3410645830281426E-3,8.0104678060657236E-4,0,7.0496453956471266E-4,3.8470759031994273E-3]
[2004,2,5,15,2.3773331174020093E-3,9.1095947054126419E-4,0,6.8599356580415123E-4,3.974286153747425E-3,null,2.4704267644670014E-3,7.7427258965783331E-4,0,6.7028153908710222E-4,3.9149808932119369E-3]
[2004,2,5,16,2.6103256971997382E-3,8.8505045637470026E-4,0,6.6057096871460666E-4,4.1559471222890453E-3,null,2.7125430673280572E-3,7.5225114946982194E-4,0,6.4544122227626474E-4,4.1102354390741436E-3]
[2004,2,5,17,3.1326427546606735E-3,9.173108913744743E-4,0,7.1530908604331485E-4,4.7652627320784622E-3,null,3.2553134636363608E-3,7.79670997836865E-4,0,6.9892561536500654E-4,4.7339100768382329E-3]
[2004,2,5,18,3.7082736653712188E-3,8.90159350552897E-4,2.7663148799999983E-5,7.0048874626358357E-4,5.3265849109876999E-3,null,3.8534854227381173E-3,7.5659346858890407E-4,1.8073238687296786E-5,6.8444472129757124E-4,5.3125968513118892E-3]
[2004,2,5,19,3.9975270818905428E-3,8.0260501387147641E-4,7.9037567999999962E-5,5.1174703946254641E-4,5.3909167032245662E-3,null,4.1540656723683261E-3,6.8217641141969968E-4,5.1637824820847962E-5,5.0002596282681911E-4,5.3879058714356937E-3]
[2004,2,5,20,4.0711631625139398E-3,7.892115313641757E-4,7.9037567999999962E-5,5.3135806664771144E-4,5.470770328525827E-3,null,4.2305852577267673E-3,6.707925829170958E-4,5.1637824820847962E-5,5.1918781818524715E-4,5.4722034836499579E-3]
[2004,2,5,21,3.7415839841857148E-3,7.8501688223385263E-4,7.9037567999999962E-5,5.8452153430686542E-4,5.190159968726433E-3,null,3.8881001355563984E-3,6.6722732897345823E-4,5.1637824820847962E-5,5.7113362744952629E-4,5.1780989168002311E-3]
[2004,2,5,22,3.4577756693573497E-3,7.6508266831548297E-4,7.9037567999999962E-5,6.3267226309480986E-4,4.9345681687676425E-3,null,3.5931782115744223E-3,6.5028418722841593E-4,5.1637824820847962E-5,6.1818150983354743E-4,4.9132817334572336E-3]
[2004,2,5,23,2.9557695729844273E-3,6.604297539186876E-4,7.9037567999999962E-5,5.5547257616957852E-4,4.2507094710726931E-3,null,3.071514130370461E-3,5.6133414535981254E-4,5.1637824820847962E-5,5.427500079234265E-4,4.2272361084745476E-3]
[2004,2,5,24,2.4615038191607755E-3,6.0808057178814861E-4,7.9037567999999962E-5,5.3708911733534059E-4,3.6857110762842649E-3,null,2.5578934946810924E-3,5.1683980930488488E-4,5.1637824820847962E-5,5.2478760463657808E-4,3.6511587334434039E-3]
[2004,2,6,1,2.2916038407543738E-3,6.3997061329994665E-4,7.9037567999999962E-5,6.231059673086738E-4,3.6337179893629942E-3,null,2.3813404273531854E-3,5.4394484067468295E-4,5.1637824820847962E-5,6.0883432090564965E-4,3.585757413754366E-3]
[2004,2,6,2,2.2555248007482391E-3,6.1122927222738205E-4,7.9037567999999962E-5,6.1545480720313222E-4,3.5612464481787533E-3,null,2.3438485733866558E-3,5.1951605618740914E-4,5.1637824820847962E-5,6.0135840330672512E-4,3.5163608577016381E-3]
[2004,2,6,3,2.2881910821211872E-3,6.0868598064420926E-4,7.9037567999999962E-5,6.2789439527596554E-4,3.6038090260413621E-3,null,2.3777940289934538E-3,5.1735437828181791E-4,5.1637824820847962E-5,6.1351307450877067E-4,3.5602993066048906E-3]
[2004,2,6,4,2.3670663035175745E-3,6.0351266095652698E-4,7.9037567999999962E-5,6.2865071336300801E-4,3.6782672458371096E-3,null,2.4597579138880693E-3,5.1295730051794145E-4,5.1637824820847962E-5,6.1425206985317741E-4,3.6386051090800363E-3]
[2004,2,6,5,2.5049208486623352E-3,5.78531307735098E-4,7.9037567999999962E-5,5.7915099533602178E-4,3.7416407197334552E-3,null,2.6030106854227587E-3,4.9172432838536103E-4,5.1637824820847962E-5,5.6588609553880845E-4,3.7122589341677765E-3]
[2004,2,6,6,2.7411081865113102E-3,6.2640757045378257E-4,7.9037567999999962E-5,6.0045079636368006E-4,4.0470041213287733E-3,null,2.8484468494080393E-3,5.3241689388040911E-4,5.1637824820847962E-5,5.8669804498957616E-4,4.0191996130988731E-3]
[2004,2,6,7,3.1543066111765507E-3,7.1515467988701633E-4,7.9037567999999962E-5,6.3498214759609949E-4,4.5834810066596662E-3,null,3.2778256520068667E-3,6.0784775163820698E-4,5.1637824820847962E-5,6.2043848863891412E-4,4.5577497171048354E-3]
[2004,2,6,8,3.1610577418196718E-3,8.2512658157654552E-4,4.2159692579094119E-5,6.6818398986436217E-4,4.6965280058396735E-3,null,3.2848411492079513E-3,7.0131868186538385E-4,2.7544304246558637E-5,6.5287987445571919E-4,4.6665840097756123E-3]
[2004,2,6,9,2.9307381854868455E-3,8.8713394317883464E-4,0,6.7964704331609867E-4,4.4975191719817788E-3,null,3.0455025423548323E-3,7.5402201499734812E-4,0,6.6408037762845774E-4,4.4636049349806384E-3]
[2004,2,6,10,2.8779218615371197E-3,8.8431849788796657E-4,0,6.0644063805469055E-4,4.3686809974797765E-3,null,2.990617991539862E-3,7.5162901927482151E-4,0,5.9255069508379701E-4,4.3347977058984808E-3]
[2004,2,6,11,2.7034308663550109E-3,9.3154054936662057E-4,0,6.8916032528403058E-4,4.3241317410056624E-3,null,2.8092941284678491E-3,7.9176553606805328E-4,0,6.7337576696896873E-4,4.2744354315048709E-3]
[2004,2,6,12,2.5797712422802317E-3,9.5803020514356155E-4,0,7.2055136034234553E-4,4.2583528077661387E-3,null,2.6807921348843372E-3,8.1428049424217509E-4,0,7.0404782038357983E-4,4.1991204495100921E-3]
[2004,2,6,13,2.4458164382177398E-3,9.4068956728654942E-4,0,7.1362302268471471E-4,4.1001290281890042E-3,null,2.5415918138344401E-3,7.9954176983779526E-4,0,6.9727816967551806E-4,4.0384117533477535E-3]
[2004,2,6,14,2.1875701667094685E-3,9.605342311647272E-4,0,7.2896273271030941E-4,3.8770671305845055E-3,null,2.2732329135659582E-3,8.1640879827180057E-4,0,7.1226653830992726E-4,3.8019082501476861E-3]
[2004,2,6,15,2.3332054103447743E-3,9.418556150692951E-4,0,7.0302704314950107E-4,3.9780880685635709E-3,null,2.4245710668490397E-3,8.0053285546301505E-4,0,6.869248809202907E-4,3.9120288032323458E-3]
[2004,2,6,16,2.5606662196399747E-3,9.3013334348861579E-4,0,7.2174894031740763E-4,4.2125485034459984E-3,null,2.6609389813987134E-3,7.9056947743473441E-4,0,7.052179709343704E-4,4.156726429767818E-3]
[2004,2,6,17,3.0292493707923598E-3,9.8439620888643008E-4,0,8.2552462670101477E-4,4.839170206379805E-3,null,3.1478713130570486E-3,8.3669035401869095E-4,0,8.0661677444571927E-4,4.7911784415214584E-3]
[2004,2,6,18,3.7813328959139243E-3,8.50894048578137E-4,2.5028563226345843E-5,5.7679568810684229E-4,5.2340511958252492E-3,null,3.9294055692261718E-3,7.2321981363844805E-4,1.6351977877147797E-5,5.6358473436970372E-4,5.2325620951114713E-3]
[2004,2,6,19,3.8851002669710302E-3,8.3688791194544941E-4,7.9037567999999962E-5,5.739947327989027E-4,5.3750204797153823E-3,null,4.0372363519050403E-3,7.1131525802166633E-4,5.1637824820847962E-5,5.6084793226497968E-4,5.361037367012534E-3]
[2004,2,6,20,4.0025239333388264E-3,7.669563342195437E-4,7.9037567999999962E-5,4.5769113948961482E-4,5.3062089750479848E-3,null,4.1592581948068294E-3,6.5187671488590743E-4,5.1637824820847962E-5,4.4720816155761699E-4,5.3099808960712022E-3]
[2004,2,6,21,3.6374789609146144E-3,8.1097054935373356E-4,7.9037567999999962E-5,5.9048410569368325E-4,5.1179711839620312E-3,null,3.7799184785888458E-3,6.8928672206598253E-4,5.1637824820847962E-5,5.7695963183979776E-4,5.097802657315474E-3]
[2004,2,6,22,3.4768143236960261E-3,7.7804283108491806E-4,7.9037567999999962E-5,6.238655617371089E-4,4.9577602845180526E-3,null,3.6129623978516491E-3,6.6129971438893306E-4,5.1637824820847962E-5,6.0957651754998206E-4,4.9354764546114122E-3]
[2004,2,6,23,3.0282997830850321E-3,7.1624975655486755E-4,7.9037567999999962E-5,6.0689899518402864E-4,4.4304861028239282E-3,null,3.1468845405806887E-3,6.0877851516272176E-4,5.1637824820847962E-5,5.9299855398134242E-4,4.4002994345456008E-3]
[2004,2,6,24,2.6868592909512355E-3,6.9516858682915398E-4,7.9037567999999962E-5,6.925017805579916E-4,4.1535672263383807E-3,null,2.7920736291162022E-3,5.9086051507118505E-4,5.1637824820847962E-5,6.7664068940478743E-4,4.1112126584130233E-3]
[2004,2,7,1,2.6538033900752318E-3,7.640941712792101E-4,7.9037567999999962E-5,8.3839317165297275E-4,4.3353283010074146E-3,null,2.7577232969520291E-3,6.4944401136451133E-4,5.1637824820847962E-5,8.1919057767971713E-4,4.2779957108171054E-3]
[2004,2,7,2,2.4799486300983564E-3,7.525306212033603E-4,7.9037567999999962E-5,8.6050741176758785E-4,4.1720242310693042E-3,null,2.57706058332853E-3,6.3961553913012483E-4,5.1637824820847962E-5,8.4079831226887473E-4,4.1091122595483774E-3]
[2004,2,7,3,2.5017995524446697E-3,7.1189387415304499E-4,7.9037567999999962E-5,7.9734920813764344E-4,4.0900802027353583E-3,null,2.5997671628135346E-3,6.0507622054197397E-4,5.1637824820847962E-5,7.7908668690482297E-4,4.0355678950811796E-3]
[2004,2,7,4,2.5411954975761066E-3,7.12764093863806E-4,7.9037567999999962E-5,8.0601505369408259E-4,4.1390122131339949E-3,null,2.6407058081181242E-3,6.0581586625708126E-4,5.1637824820847962E-5,7.8755404955457625E-4,4.0857135487506295E-3]
[2004,2,7,5,2.6247166277029075E-3,7.1058418396172931E-4,7.9037567999999962E-5,7.912831798357659E-4,4.2056215595004023E-3,null,2.7274975302177449E-3,6.0396304564355957E-4,5.1637824820847962E-5,7.7315959518121165E-4,4.156257995863364E-3]
[2004,2,7,6,2.6242827805004749E-3,7.3920623401475111E-4,7.9037567999999962E-5,8.1144211814335914E-4,4.2539687006585853E-3,null,2.7270466940548478E-3,6.2829043838991496E-4,5.1637824820847962E-5,7.9285681228168981E-4,4.1998317695473002E-3]
[2004,2,7,7,2.9075825968737064E-3,7.2930855620888517E-4,7.9037567999999962E-5,7.0157744417026404E-4,4.4175061652528555E-3,null,3.0214402073635124E-3,6.1987787902347761E-4,5.1637824820847962E-5,6.8550848361964968E-4,4.3784643948274879E-3]
[2004,2,7,8,3.145854918629276E-3,8.0643004398270942E-4,4.0842399831785844E-5,7.6339501333985173E-4,4.756522375783623E-3,null,3.2690430008415765E-3,6.85427506628122E-4,2.6683673867303062E-5,7.4591018047382145E-4,4.7270643618108222E-3]
[2004,2,7,9,3.3982916152927624E-3,8.4738421937339181E-4,0,7.8852084673966061E-4,5.0341966814058149E-3,null,3.5313648299559685E-3,7.2023662433585468E-4,0,7.7046053068348819E-4,{"$f":"SUM(K899:N899)","v":5.0220619849753118E-3}]
[2004,2,7,10,3.5810147426066558E-3,8.6964752708089041E-4,0,7.7083588839649915E-4,5.2214981580840448E-3,null,{"$f":"E900*R$5","v":3.7212431860429167E-3},{"$f":"F900*S$5","v":7.3915938596299049E-4},{"$f":"G900*T$5","v":0},{"$f":"H900*V$5","v":7.5318062940183425E-4},5.213583201407742E-3]
[2004,2,7,11,3.7005430100341169E-3,7.8527980597496055E-4,0,6.0128644018888819E-4,5.0871092561979659E-3,null,3.8454520437758467E-3,6.6745080175407403E-4,0,5.8751454919196255E-4,5.1004173947218831E-3]
[2004,2,7,12,3.4919313870312358E-3,8.7881084359129886E-4,0,7.7887955147558298E-4,5.1496217820981172E-3,null,3.6286714281049512E-3,7.4694777286032714E-4,0,7.6104006006898087E-4,5.1366592610342593E-3]
[2004,2,7,13,3.3823216658843023E-3,8.6228481318582938E-4,0,7.4838413162954694E-4,4.9929906106996784E-3,null,3.5147695155858232E-3,7.3290142637335979E-4,0,7.3124310865654721E-4,4.9789140506157296E-3]
[2004,2,7,14,2.9935664946173931E-3,9.456577995329839E-4,0,8.8086364868622308E-4,4.8200879428365994E-3,null,3.1107911362444132E-3,8.0376453294841175E-4,0,8.6068830904435464E-4,4.775243978237179E-3]
[2004,2,7,15,2.9188762131285855E-3,9.1325356139739509E-4,0,8.2734640310164556E-4,4.6594761776276262E-3,null,3.0331760687198556E-3,7.7622245869759577E-4,0,8.0839682479977163E-4,4.6177953522172225E-3]
[2004,2,7,16,3.1672859026668485E-3,8.9830395193693383E-4,0,8.1513657330044374E-4,4.8807264279042261E-3,null,3.2913131977137513E-3,7.6351599567081911E-4,0,7.9646664947582752E-4,4.8512958428603981E-3]
[2004,2,7,17,3.5717301588343311E-3,9.5740497029702938E-4,0,9.0108715806362823E-4,5.4302222871949885E-3,null,3.7115950285843808E-3,8.13749074108323E-4,0,8.804486182760298E-4,5.4057927209687339E-3]
[2004,2,7,18,3.9301610049448871E-3,9.5600797190771223E-4,2.3711270399999989E-5,8.9155015123943988E-4,5.8014303984920395E-3,null,4.0840616168636608E-3,8.1256169135900959E-4,1.5491347446254389E-5,8.711300474744107E-4,5.783244703143336E-3]
[2004,2,7,19,3.9512462851567969E-3,8.9159826426576808E-4,7.9037567999999962E-5,7.7688360812668607E-4,5.6987657255492515E-3,null,4.1059725725435745E-3,7.5781647738653679E-4,5.1637824820847962E-5,7.590898318940839E-4,5.6745167066450438E-3]
[2004,2,7,20,3.9546094996237274E-3,8.4586571382075772E-4,7.9037567999999962E-5,7.2934869891148847E-4,5.6088614803559735E-3,null,4.1094674866441394E-3,7.1894596622792679E-4,5.1637824820847962E-5,7.1264366432430705E-4,5.5926949420172217E-3]
[2004,2,7,21,3.7055650748819293E-3,8.7753464120990507E-4,7.9037567999999962E-5,8.5131726168445328E-4,5.513454545776288E-3,null,3.8506707669417792E-3,7.4586306102108124E-4,5.1637824820847962E-5,8.3181865378630006E-4,5.4799903065700086E-3]
[2004,2,7,22,3.6014082369083362E-3,8.3003252983685112E-4,7.9037567999999962E-5,8.0373398251704792E-4,5.3142123172622352E-3,null,3.7424352662672202E-3,7.0548850652506624E-4,5.1637824820847962E-5,7.8532522413182217E-4,5.2848868217449567E-3]
[2004,2,7,23,3.4356390747889479E-3,7.3646267862987475E-4,7.9037567999999962E-5,6.8542676326290367E-4,4.9365660846817268E-3,null,3.570174773269698E-3,6.2595854569719644E-4,5.1637824820847962E-5,6.6972771861611784E-4,4.9174988624038603E-3]
[2004,2,7,24,2.746790761435797E-3,8.1089988210400065E-4,7.9037567999999962E-5,9.0720707999514358E-4,4.543935291534941E-3,null,2.8543519474701412E-3,6.8922665823633472E-4,5.1637824820847962E-5,8.8642836924722208E-4,4.481644799774546E-3]
[2004,2,8,1,2.3744873989776255E-3,7.4996397864178824E-4,7.9037567999999962E-5,8.2841571225337432E-4,4.0319046578727877E-3,null,2.4674696109623982E-3,6.3743401399411238E-4,5.1637824820847962E-5,8.0944164244779217E-4,3.9659830922251504E-3]
[2004,2,8,2,2.3426735059386711E-3,7.0444975677186404E-4,7.9037567999999962E-5,7.8180279263941944E-4,3.9079636233499545E-3,null,2.4344099222422867E-3,5.987490718280809E-4,5.1637824820847962E-5,7.6389634718899513E-4,3.8486931660802106E-3]
[2004,2,8,3,2.2463556129001996E-3,7.1180605992724225E-4,7.9037567999999962E-5,8.2350081738646397E-4,3.8607000582139058E-3,null,2.3343203306248768E-3,6.0500158259130785E-4,5.1637824820847962E-5,8.0463931854846788E-4,3.7955990565855008E-3]
[2004,2,8,4,2.279048310465714E-3,6.5789158144054856E-4,7.9037567999999962E-5,7.2953786410582297E-4,3.7455153240120859E-3,null,2.368293236852143E-3,5.5917681845208604E-4,5.1637824820847962E-5,7.1282849687073421E-4,3.6919363769958111E-3]
[2004,2,8,5,2.356473749703181E-3,6.5613104653937924E-4,7.9037567999999962E-5,7.206710751690293E-4,3.8123134394115895E-3,null,2.4487505677759131E-3,5.576804468118621E-4,5.1637824820847962E-5,7.0416479325662289E-4,3.762233632665246E-3]
[2004,2,8,6,2.454275355485409E-3,6.7832458708595982E-4,7.9037567999999962E-5,7.3887477638957496E-4,3.9505122869609435E-3,null,2.550381972631916E-3,5.7654390964239494E-4,5.1637824820847962E-5,7.2195155610604682E-4,3.9005152632012059E-3]
[2004,2,8,7,2.5283875024586654E-3,7.3095147388747026E-4,7.9037567999999962E-5,7.6593952631699464E-4,4.1043160706631301E-3,null,2.6273962665542281E-3,6.2127428157126262E-4,5.1637824820847962E-5,7.483964138141402E-4,4.048704786760479E-3]
[2004,2,8,8,2.8741911217449374E-3,7.4061654032831056E-4,3.8207814179094128E-5,7.0154008480196098E-4,4.3545555610543032E-3,null,2.9867411602424706E-3,6.2948913224724061E-4,2.4962413005516243E-5,6.8547197993195676E-4,4.3266646854271847E-3]
[2004,2,8,9,3.2475703208111259E-3,7.444377609320805E-4,0,6.5904150155108503E-4,4.6510495832942913E-3,null,3.3747414618898837E-3,6.3273698955397333E-4,0,6.4394678609573479E-4,4.651425237539592E-3]
[2004,2,8,10,3.4342484849645841E-3,7.7486027767536105E-4,0,6.6377729335442988E-4,4.8728860559943757E-3,null,3.5687297295375611E-3,6.585946940781195E-4,0,6.4857410911591646E-4,4.8758985327315976E-3]
[2004,2,8,11,3.352720582460019E-3,8.2548625196907435E-4,0,7.4531065335114977E-4,4.9235174877802438E-3,null,3.484009287575167E-3,7.0162438473719336E-4,0,7.2824002545943307E-4,4.9138736977717935E-3]
[2004,2,8,12,3.3534770809031029E-3,8.6094286830727554E-4,0,7.8510124047433626E-4,4.9995211896847148E-3,null,3.4847954096324388E-3,7.3176083651190459E-4,0,7.6711924723003974E-4,4.9836754933743829E-3]
[2004,2,8,13,3.1947368257796093E-3,8.5404029145241984E-4,0,7.8234623915731522E-4,4.8311233563893448E-3,null,3.3198390675931904E-3,7.2589397170666156E-4,0,7.6442734658401087E-4,4.8101603858838621E-3]
[2004,2,8,14,3.006349419953213E-3,8.101942299023699E-4,0,6.6431083773941895E-4,4.480854487595002E-3,null,3.1240746263227004E-3,6.8862688714308319E-4,0,6.4909543317691191E-4,4.4617969466426953E-3]
[2004,2,8,15,3.0295282050874788E-3,8.3994353309047845E-4,0,7.0355289959897168E-4,4.5730246377769287E-3,null,3.1481610661843957E-3,7.1391239189368052E-4,0,6.8743869313058002E-4,4.5495121512086562E-3]
[2004,2,8,16,3.2007059332843624E-3,8.4418163062209616E-4,0,7.2415284336164564E-4,4.7690404072681042E-3,null,3.3260419185238321E-3,7.1751457492941803E-4,0,7.075668148778544E-4,4.751123308331104E-3]
[2004,2,8,17,3.6467454096546954E-3,9.0036927635955952E-4,0,8.1648389930736643E-4,5.3635985853216208E-3,null,3.7895477908680081E-3,7.6527142403059003E-4,0,7.9778311626879748E-4,5.3526023311673953E-3]
[2004,2,8,18,4.1814538280035242E-3,8.7333639440799579E-4,2.2393977573654131E-5,7.9407885627474743E-4,5.871263056259921E-3,null,4.3451947795905355E-3,7.4229474922625949E-4,1.463071701536098E-5,7.7589123932442379E-4,5.8780114851565797E-3]
[2004,2,8,19,4.1516263155139364E-3,8.2377571592733034E-4,7.9037567999999962E-5,7.2487819977339746E-4,5.779317799214664E-3,null,4.3141992558112354E-3,7.0017050976956474E-4,5.1637824820847962E-5,7.0827555769453917E-4,5.7742831480961879E-3]
[2004,2,8,20,4.1575036147607717E-3,7.671413689336519E-4,7.9037567999999962E-5,6.8043434976583104E-4,5.6841169014602549E-3,null,4.3203067033775362E-3,6.5203398566677324E-4,5.1637824820847962E-5,6.6484965157673627E-4,5.6888281654418945E-3]
[2004,2,8,21,3.9903213505838517E-3,7.7429307790133968E-4,7.9037567999999962E-5,7.2730120846697661E-4,5.5709532049521681E-3,null,4.1465777728613949E-3,6.5811260101900245E-4,5.1637824820847962E-5,7.1064306969073382E-4,5.5669712683919792E-3]
[2004,2,8,22,3.6611191083675788E-3,7.431234049255802E-4,7.9037567999999962E-5,6.9384564603875039E-4,5.1771257273319094E-3,null,3.8044843471902018E-3,6.3161984893268905E-4,5.1637824820847962E-5,6.7795377493163657E-4,5.1656957958753757E-3]
[2004,2,8,23,3.1064624646311399E-3,7.6763365128723138E-4,7.9037567999999962E-5,7.7695034885287399E-4,4.7300840327712448E-3,null,3.2281079833790765E-3,6.524524024515753E-4,5.1637824820847962E-5,7.591550439877521E-4,4.6913532546392521E-3]
[2004,2,8,24,2.6047678925241275E-3,7.4331413225615949E-4,7.9037567999999962E-5,7.9316694075443951E-4,4.2202865335347261E-3,null,2.7067676253751376E-3,6.3178195816909494E-4,5.1637824820847962E-5,7.7500021035718715E-4,4.1651876187222677E-3]
[2004,2,9,1,2.1196027663222274E-3,6.4558180393273126E-4,7.9037567999999962E-5,6.8593119378025516E-4,3.5301533320352138E-3,null,2.2026039874811785E-3,5.4871408809216524E-4,5.1637824820847962E-5,6.7022059563477698E-4,3.4731764960289685E-3]
[2004,2,9,2,2.0513174239030316E-3,6.2011075346407216E-4,7.9037567999999962E-5,6.7725163107491024E-4,3.4277173764420141E-3,null,2.1316446691179501E-3,5.2706489639326771E-4,5.1637824820847962E-5,6.6173983001429802E-4,3.3720872203463637E-3]
[2004,2,9,3,2.0618181545119249E-3,6.2480349954236077E-4,7.9037567999999962E-5,7.0120976966262178E-4,3.4668689917169075E-3,null,2.1425565963328523E-3,5.3105350925272265E-4,5.1637824820847962E-5,6.8514923034505577E-4,3.4103971607514789E-3]
[2004,2,9,4,2.0909523449785302E-3,6.1949114621904643E-4,7.9037567999999962E-5,7.0069248012956452E-4,3.4901735393271412E-3,null,2.1728316483913689E-3,5.2653825945530187E-4,5.1637824820847962E-5,6.8464378883415053E-4,3.4356515215016696E-3]
[2004,2,9,5,2.1786305154667543E-3,6.2520174484880257E-4,7.9037567999999962E-5,6.9834586546746956E-4,3.5812156937830263E-3,null,2.2639431958005585E-3,5.313919989821884E-4,5.1637824820847962E-5,6.8235092113719253E-4,3.5293239407407874E-3]
[2004,2,9,6,2.4097361507640514E-3,6.6871317256448205E-4,7.9037567999999962E-5,7.2844720641545939E-4,3.8859340977439932E-3,null,2.5040986635717368E-3,5.6837466056768276E-4,5.1637824820847962E-5,7.1176281965194409E-4,3.8358739686122113E-3]
[2004,2,9,7,2.8691363427510593E-3,7.643475321179715E-4,7.9037567999999962E-5,7.6109819280633859E-4,4.4736196356753698E-3,null,2.9814884418819117E-3,6.4965935612911342E-4,5.1637824820847962E-5,7.4366596641854037E-4,4.4264515892504137E-3]
[2004,2,9,8,2.8491702931296905E-3,8.8077429412114082E-4,3.6890521431785832E-5,8.0828843364648374E-4,4.5751235423291004E-3,null,2.9607405445829381E-3,7.4861661321554346E-4,2.4101782626260655E-5,7.8977535991284317E-4,4.5232343003375856E-3]
[2004,2,9,9,2.6284555550510139E-3,9.5586351671189619E-4,0,8.4631694020744972E-4,4.4306360119703595E-3,null,2.7313828696863903E-3,8.1243891125498636E-4,0,8.2693285989170673E-4,4.3707546408330838E-3]
[2004,2,9,10,2.5176966562271597E-3,1.0019473271280055E-3,0,8.6686876004325101E-4,4.3865127433984161E-3,null,2.6162867790062755E-3,8.5160797682382083E-4,0,8.4701395994464014E-4,4.3149087157747365E-3]
[2004,2,9,11,2.374689664512682E-3,1.000179340880805E-3,0,8.4954891360888027E-4,4.2244179190023667E-3,null,2.4676797969845738E-3,8.5010527189087156E-4,0,8.3009080803260504E-4,4.1478758769080502E-3]
[2004,2,9,12,2.3575154817965459E-3,9.9442910331616749E-4,0,8.2503559056364769E-4,4.1769801756763609E-3,null,2.4498330929071262E-3,8.452178411386842E-4,0,8.0613893921349026E-4,4.1011898732593007E-3]
[2004,2,9,13,2.3152427081026719E-3,9.8379823439226398E-4,0,8.1838385346357477E-4,4.1174247959585106E-3,null,2.4059049657224399E-3,8.3618210389876826E-4,0,7.9963955379168503E-4,4.0417266234128932E-3]
[2004,2,9,14,2.247987331618336E-3,9.7762583669875952E-4,0,7.6420649705264147E-4,3.9898196653697371E-3,null,2.3360159455826039E-3,8.3093585694586256E-4,0,7.4670307792806389E-4,3.9136548804565305E-3]
[2004,2,9,15,2.2830584931367772E-3,9.7971131994144928E-4,0,7.87227372617265E-4,4.0499971856954916E-3,null,2.3724604536920877E-3,8.3270841935200997E-4,0,7.6919668234912033E-4,3.9743655553932181E-3]
[2004,2,9,16,2.4326610601903415E-3,9.8873404204193158E-4,0,8.4372797441786569E-4,4.2651230766501385E-3,null,2.5279212862429675E-3,8.403773076312575E-4,0,8.2440319188811252E-4,4.1927017857623372E-3]
[2004,2,9,17,2.9910911447029375E-3,1.036882927342182E-3,0,9.4487805692010254E-4,4.9728521289652229E-3,null,3.108218854457175E-3,8.8130158946391911E-4,0,9.2323652846454201E-4,4.9127569723856363E-3]
[2004,2,9,18,3.66899019905513E-3,9.6124147434097171E-4,1.9759391999999991E-5,8.195040352062976E-4,5.4694951006023984E-3,null,3.8126636607906969E-3,8.1700992161844448E-4,1.290945620521199E-5,8.0073407884264432E-4,5.4433171174569977E-3]
[2004,2,9,19,3.9639674959298836E-3,8.5872086786093816E-4,7.9037567999999962E-5,6.1562075080948088E-4,5.517346682600302E-3,null,4.119191931387405E-3,7.2987224092072609E-4,5.1637824820847962E-5,6.0152054613343603E-4,5.5022225432624153E-3]
[2004,2,9,20,3.6741093779611889E-3,8.9734949448469655E-4,7.9037567999999962E-5,7.3541357380788736E-4,5.3859100142537725E-3,null,3.8179833008903743E-3,7.6270475184805843E-4,5.1637824820847962E-5,7.1856962906008935E-4,5.3508955066193702E-3]
[2004,2,9,21,3.5295568524805194E-3,8.7590671594301643E-4,7.9037567999999962E-5,7.4293867185599451E-4,5.2274398082795305E-3,null,3.6677702637670805E-3,7.4447940131620513E-4,5.1637824820847962E-5,7.2592237193247174E-4,5.1898098618366056E-3]
[2004,2,9,22,3.235724912209522E-3,8.0708420591165818E-4,7.9037567999999962E-5,6.963676865552529E-4,4.8182143726764326E-3,null,3.3624322006293376E-3,6.8598351341784419E-4,5.1637824820847962E-5,6.8041805052153901E-4,4.7804715893895689E-3]
[2004,2,9,23,2.8013342701474981E-3,7.5299910718889412E-4,7.9037567999999962E-5,6.9928299532558363E-4,4.3326539406619759E-3,null,2.9110313176278152E-3,6.4001373012431055E-4,5.1637824820847962E-5,6.832665869319364E-4,4.2859494595049105E-3]
[2004,2,9,24,2.3077835562472322E-3,6.9806271506202592E-4,7.9037567999999962E-5,6.9467836407108611E-4,3.779562203380344E-3,null,2.3981537220077852E-3,5.9332038758377469E-4,5.1637824820847962E-5,6.7876742035363887E-4,3.7218793547660468E-3]
[2004,2,10,1,2.1928880862153955E-3,7.3495665030985581E-4,7.9037567999999962E-5,8.0637239135383332E-4,3.8132546958790847E-3,null,2.2787590767201901E-3,6.2467849264857258E-4,5.1637824820847962E-5,7.8790320273689624E-4,{"$f":"SUM(K963:N963)","v":3.742978596926507E-3}]
[2004,2,10,2,2.1403931076345276E-3,7.0665409592700356E-4,7.9037567999999962E-5,7.8844251391122443E-4,3.7145272854727553E-3,null,{"$f":"E964*R$5","v":2.2242084547913544E-3},{"$f":"F964*S$5","v":6.0062265615463712E-4},{"$f":"G964*T$5","v":5.1637824820847962E-5},{"$f":"H964*V$5","v":7.7038399199359005E-4},3.6468529277604296E-3]
[2004,2,10,3,2.2222820123845078E-3,6.9352867164884549E-4,7.9037567999999962E-5,7.8337409422522678E-4,3.7782223462585803E-3,null,2.3093040354343892E-3,5.8946666450533918E-4,5.1637824820847962E-5,7.6543165961436802E-4,3.7158401843749443E-3]
[2004,2,10,4,2.2195563701400776E-3,7.2043736122301557E-4,7.9037567999999962E-5,8.5056084814747769E-4,3.8695921475105709E-3,null,2.3064716601556732E-3,6.123377816457231E-4,5.1637824820847962E-5,8.3107956517814959E-4,3.8015268318003941E-3]
[2004,2,10,5,2.381578578383556E-3,6.9301681847024695E-4,7.9037567999999962E-5,7.8327862652821992E-4,3.9369115913820227E-3,null,2.4748384728470935E-3,5.8903161344221928E-4,5.1637824820847962E-5,7.6533837851368032E-4,3.8808462896238413E-3]
[2004,2,10,6,2.5841886843414111E-3,7.7686802088085618E-4,7.9037567999999962E-5,8.8656547844211987E-4,4.326659751664387E-3,null,2.6853825589265288E-3,6.6030118111882498E-4,5.1637824820847962E-5,8.6625954384145513E-4,4.2635811087076573E-3]
[2004,2,10,7,3.0203376045149083E-3,8.3579024400235911E-4,7.9037567999999962E-5,8.461465958382122E-4,4.7813120123554789E-3,null,3.1386105722002729E-3,7.1038229203540136E-4,5.1637824820847962E-5,8.2676641709737307E-4,4.7273971061538951E-3]
[2004,2,10,8,3.03844548598256E-3,9.4953259722787989E-4,3.5573228605439977E-5,8.863591851426385E-4,4.9099104969585186E-3,null,3.1574275376049228E-3,8.0705792825593807E-4,2.3241152195367247E-5,8.6605797549275249E-4,4.8537845935489807E-3]
[2004,2,10,9,2.8158181614696513E-3,1.0063217257284369E-3,0,8.8767911180809755E-4,4.7098189990061852E-3,null,2.9260823815758837E-3,8.5532600934017339E-4,0,8.6734767049997735E-4,4.648756061416035E-3]
[2004,2,10,10,2.6535381520042464E-3,1.0552829969728002E-3,0,9.1083638239151542E-4,4.6196575313685621E-3,null,2.7574476724614091E-3,8.9694078091369703E-4,0,8.899745459423358E-4,4.5443629993174419E-3]
[2004,2,10,11,2.4800937735085476E-3,1.0659625110550602E-3,0,9.2281970915576044E-4,4.4688759937193678E-3,null,2.5772114103887337E-3,9.0601786424413942E-4,0,9.0168340606481536E-4,4.3849126806976887E-3]
[2004,2,10,12,2.2666653786927995E-3,1.0784827018602188E-3,0,9.3385041724874853E-4,4.2789984978017668E-3,null,2.3554254036274045E-3,9.1665943598383541E-4,0,9.1246146633586385E-4,4.1845463059471035E-3]
[2004,2,10,13,2.2861996798005436E-3,1.0478012807164398E-3,0,8.9470004753782655E-4,4.2287010080548099E-3,null,2.3757246456345429E-3,8.9058167492904179E-4,0,8.7420779840983293E-4,4.1405141189734176E-3]
[2004,2,10,14,2.2857906685041845E-3,1.0219046019194521E-3,0,8.2348601366471661E-4,4.1311812840883538E-3,null,2.3752996179234077E-3,8.6857071922344169E-4,0,8.046248538918126E-4,4.0484951910386615E-3]
[2004,2,10,15,2.3084558072364427E-3,1.0266003390411078E-3,0,8.4949779483415005E-4,4.1845539411117004E-3,null,2.3988522975772033E-3,8.7256187432870286E-4,0,8.300408600845332E-4,4.1014550319904393E-3]
[2004,2,10,16,2.5075611281358675E-3,1.0193537700102246E-3,0,8.6267168876270396E-4,4.3895865869087959E-3,null,2.6057543552220567E-3,8.6640263239630107E-4,0,8.4291301856877514E-4,4.3150700061871331E-3]
[2004,2,10,17,3.0882309500542479E-3,1.0729591004789761E-3,0,9.6297732911959459E-4,5.1241673796528185E-3,null,3.209162543533968E-3,9.1196463529950725E-4,0,9.4092125413979043E-4,5.0620484329732662E-3]
[2004,2,10,18,3.8020980441402039E-3,9.9453483370786299E-4,1.8442099173654136E-5,8.3973936361779065E-4,5.6548143406395116E-3,null,3.9509838569178803E-3,8.453077069854435E-4,1.2048825774318583E-5,8.2050593640473231E-4,5.6288463260823745E-3]
[2004,2,10,19,4.0383384458673359E-3,9.5179152696521084E-4,7.9037567999999962E-5,7.3543995491868954E-4,5.8046074957512359E-3,null,4.1964751627021225E-3,8.089779120028979E-4,5.1637824820847962E-5,7.1859540593677274E-4,5.7756863054626408E-3]
[2004,2,10,20,3.845440050871513E-3,9.7394485747964417E-4,7.9037567999999962E-5,8.2579765164339134E-4,5.7242201279945493E-3,null,3.99602308708338E-3,8.2780719820238664E-4,5.1637824820847962E-5,8.0688354601284149E-4,5.6823516561194561E-3]
[2004,2,10,21,3.667292632018261E-3,9.413180890062207E-4,7.9037567999999962E-5,8.2582826068460392E-4,5.5134765497090853E-3,null,3.8108996189693549E-3,8.0007598365880851E-4,5.1637824820847962E-5,8.0691345398323168E-4,5.4695268814322429E-3]
[2004,2,10,22,3.4171469744589764E-3,9.1545134482770086E-4,7.9037567999999962E-5,8.5002562572556036E-4,5.2616615130122377E-3,null,3.5509585434313259E-3,7.7809047096720734E-4,5.1637824820847962E-5,8.3055660151405729E-4,5.2112434407334384E-3]
[2004,2,10,23,2.8271993325178434E-3,8.2161913974670097E-4,7.9037567999999962E-5,8.0822943649633944E-4,4.5360854767608838E-3,null,2.9379092262711518E-3,6.9833752171886889E-4,5.1637824820847962E-5,7.8971771403601326E-4,4.477602286846882E-3]
[2004,2,10,24,2.3545244744895672E-3,7.9037922235560432E-4,7.9037567999999962E-5,8.3464995687546918E-4,4.0585912217206404E-3,null,2.446724961173383E-3,6.7178506519220335E-4,5.1637824820847962E-5,8.15533097657645E-4,3.9856809488440798E-3]
[2004,2,11,1,2.3441938910849528E-3,6.4137961080608613E-4,7.9037567999999962E-5,6.3498842986877888E-4,3.6995994997598182E-3,null,2.4359898439327635E-3,5.451424221074243E-4,5.1637824820847962E-5,6.2044462702214454E-4,3.6532147178831805E-3]
[2004,2,11,2,2.311419030612486E-3,6.0670101311160096E-4,7.9037567999999962E-5,6.0665700355154223E-4,3.6038146152756294E-3,null,2.4019315573930388E-3,5.156672494889791E-4,5.1637824820847962E-5,5.9276210493581962E-4,3.5619987366386856E-3]
[2004,2,11,3,2.3352534919983611E-3,6.1118796859155268E-4,7.9037567999999962E-5,6.4013216109335487E-4,3.6656111896832683E-3,null,2.4266993490387749E-3,5.1948095004480889E-4,5.1637824820847962E-5,6.2547054600116229E-4,3.6232886699055942E-3]
[2004,2,11,4,2.4519371747608867E-3,5.9782312421856072E-4,7.9037567999999962E-5,6.2546007843820883E-4,3.754257945417656E-3,null,2.5479522314232742E-3,5.0812146260581015E-4,5.1637824820847962E-5,6.1113451337062861E-4,3.7188460322205613E-3]
[2004,2,11,5,2.5470667177239842E-3,5.9392497543822055E-4,7.9037567999999962E-5,5.9954147535714989E-4,3.8195707365193546E-3,null,2.6468069385349024E-3,5.0480821997687941E-4,5.1637824820847962E-5,5.8580955111126E-4,3.7890625344438899E-3]
[2004,2,11,6,2.8192654844235716E-3,6.5051292118466729E-4,7.9037567999999962E-5,6.4888667053235869E-4,4.1977026441405978E-3,null,2.9296646977556343E-3,5.5290530520777888E-4,5.1637824820847962E-5,6.3402454177202553E-4,4.1682323695562866E-3]
[2004,2,11,7,3.1909272368429113E-3,7.3052081984980894E-4,7.9037567999999962E-5,6.3831794632373086E-4,4.6388035710164506E-3,null,3.3158802995089257E-3,6.2090824594863666E-4,5.1637824820847962E-5,6.2369788408618847E-4,4.6121242543645984E-3]
[2004,2,11,8,3.1973559174471936E-3,8.3930845978752975E-4,3.2938643031785834E-5,6.9396614441219104E-4,4.7635691646787E-3,null,3.3225607198962815E-3,7.1337260953585027E-4,2.1519891385218257E-5,6.7807151340504724E-4,4.7355247342223978E-3]
[2004,2,11,9,2.9267525029617074E-3,9.1491440901115162E-4,0,7.2777485013712599E-4,4.569441762109985E-3,null,3.0413607850585181E-3,7.7763410084471152E-4,0,7.1110586305129749E-4,4.5301007489545273E-3]
[2004,2,11,10,2.728122340914779E-3,9.7546424082864327E-4,0,7.7838110481532577E-4,4.4819676865587481E-3,null,2.8349524929436138E-3,8.2909860239582843E-4,0,7.6055302985289074E-4,4.4246041251923326E-3]
[2004,2,11,11,2.5769034663716177E-3,9.8272595901806033E-4,0,7.7605035020203049E-4,4.3356797755917092E-3,null,2.6778120601496382E-3,8.3527072039855867E-4,0,7.5827565894547911E-4,4.2713584394936761E-3]
[2004,2,11,12,2.4577980933057188E-3,9.6467320617109147E-4,0,7.2899028581125606E-4,4.1514615852880667E-3,null,2.5540426568380083E-3,8.1992673183563149E-4,0,7.1229346033344141E-4,4.086262849007081E-3]
[2004,2,11,13,2.3977555504511943E-3,9.6079649269314668E-4,0,7.4411173220153019E-4,4.1026637753458712E-3,null,2.4916489166470785E-3,8.1663170820286078E-4,0,7.2706856445240592E-4,4.0353491893023452E-3]
[2004,2,11,14,2.3042152469441332E-3,9.6944029331399756E-4,0,7.3439491293984826E-4,4.0080504531979791E-3,null,2.3944456817917362E-3,8.239785310941313E-4,0,7.1757429964524764E-4,3.9359985125311152E-3]
[2004,2,11,15,2.4273747049247171E-3,9.3626665809217889E-4,0,6.9619052162578994E-4,4.0598318846426854E-3,null,2.5224279233486031E-3,7.957825056043251E-4,0,6.8024494338539052E-4,3.9984553723383187E-3]
[2004,2,11,16,2.6717409531066831E-3,9.1209086937328826E-4,0,6.7492182163414092E-4,4.2587536441141124E-3,null,2.7763632744452287E-3,7.7523422530896341E-4,0,6.5946338263113934E-4,4.2110608823853314E-3]
[2004,2,11,17,3.2539233781987901E-3,9.5880372427219088E-4,0,7.5871289174830685E-4,4.9714399942192879E-3,null,3.3813432977419129E-3,8.1493794902281179E-4,0,7.4133529840055478E-4,4.9376165451652798E-3]
[2004,2,11,18,3.8155645513522044E-3,9.2396475410113331E-4,1.712480642634585E-5,7.2961698712246253E-4,5.4862710990021459E-3,null,3.9649776971571356E-3,7.8532646736234992E-4,1.1188195395063003E-5,7.1290580765033063E-4,5.4743981675648788E-3]
[2004,2,11,19,4.1480950387600569E-3,8.4555809299222855E-4,7.9037567999999962E-5,5.5890863869334745E-4,5.6315993384456328E-3,null,4.310529698296697E-3,7.1868450303089074E-4,5.1637824820847962E-5,5.4610737072045444E-4,5.626959396868891E-3]
[2004,2,11,20,4.1338402884966655E-3,8.0849072492182692E-4,7.9037567999999962E-5,5.3223990583880229E-4,5.5536084872572951E-3,null,4.2957167483092928E-3,6.8717898824589472E-4,5.1637824820847962E-5,5.200494596928301E-4,5.5545830210688655E-3]
[2004,2,11,21,3.842541005772819E-3,8.1638582223602491E-4,7.9037567999999962E-5,6.1118151792951441E-4,5.3491459139383577E-3,null,3.9930105186928647E-3,6.9388944863490911E-4,5.1637824820847962E-5,5.9718298963804548E-4,5.335720781786667E-3]
[2004,2,11,22,3.5629436227914836E-3,7.9827063109570706E-4,7.9037567999999962E-5,6.6458460271458578E-4,5.1048364246017762E-3,null,3.7024644218350304E-3,6.7849239046718771E-4,5.1637824820847962E-5,6.4936292782708091E-4,5.0819575649501472E-3]
[2004,2,11,23,3.0492701012585681E-3,6.8977508597812382E-4,7.9037567999999962E-5,5.8280317475031514E-4,4.4008859299870078E-3,null,3.1686760324402333E-3,5.8627629370207454E-4,5.1637824820847962E-5,5.6945462527562191E-4,4.3760447762387781E-3]
[2004,2,11,24,2.6096229609481394E-3,6.5255484685318031E-4,7.9037567999999962E-5,5.9640857819647777E-4,3.9376239539977969E-3,null,2.7118128127282272E-3,5.546408457300252E-4,5.1637824820847962E-5,5.8274840996455645E-4,3.9008398932436567E-3]
[2004,2,12,1,2.6284880096549396E-3,7.6637619321896886E-4,7.9037567999999962E-5,7.6589707365529538E-4,4.2397988445292039E-3,null,2.731416595175503E-3,6.5138362239452042E-4,5.1637824820847962E-5,7.483549334900664E-4,4.182792975880938E-3]
[2004,2,12,2,2.6160207283413453E-3,7.3630426563877304E-4,7.9037567999999962E-5,7.4662891209420577E-4,4.1779914740743239E-3,null,2.7184611093785016E-3,6.2582390212542163E-4,5.1637824820847962E-5,7.2952809074642276E-4,4.1254509270711942E-3]
[2004,2,12,3,2.6587832007309554E-3,7.4822035280101991E-4,7.9037567999999962E-5,7.8995175083448519E-4,4.2759928723664605E-3,null,2.7628981113000167E-3,6.3595201425780811E-4,5.1637824820847962E-5,7.7185866128816924E-4,4.2223466116668423E-3]
[2004,2,12,4,2.7634939220556919E-3,7.2905727828503507E-4,7.9037567999999962E-5,7.6500846534731197E-4,4.3365972336880387E-3,null,2.8717091847645401E-3,6.1966430463832121E-4,5.1637824820847962E-5,7.474866779057411E-4,4.2904979921294505E-3]
[2004,2,12,5,2.862953314351698E-3,7.1864642598641279E-4,7.9037567999999962E-5,7.3860891681724861E-4,4.3992462251553595E-3,null,2.9750632931589875E-3,6.1081557115404226E-4,5.1637824820847962E-5,7.2169178579302494E-4,4.3592084749269032E-3]
[2004,2,12,6,3.1403131275896811E-3,7.7970012848853105E-4,7.9037567999999962E-5,7.8955619800782201E-4,4.7886070220860347E-3,null,3.2632841996003518E-3,6.627083390248526E-4,5.1637824820847962E-5,7.7147216822079584E-4,4.7491025316668493E-3]
[2004,2,12,7,3.5471211116362084E-3,8.4873462386720396E-4,7.9037567999999962E-5,7.9362064013654304E-4,5.2685139436399551E-3,null,3.6860223192315108E-3,7.2138440447132909E-4,5.1637824820847962E-5,7.7544351818874496E-4,5.2344880667124331E-3]
[2004,2,12,8,3.5311654961334166E-3,9.64995314014962E-4,3.1621350205439979E-5,8.4522648919585779E-4,5.3730086495496765E-3,null,3.6694419000663928E-3,8.2020050831250872E-4,2.065926095432485E-5,8.2586738461790858E-4,5.3361690539511352E-3]
[2004,2,12,9,3.260982633555867E-3,1.0391312934122405E-3,0,8.8206202652782808E-4,5.1821759534959357E-3,null,3.3886789854684976E-3,8.8321259459187343E-4,0,8.6185923918731782E-4,5.1337508192476891E-3]
[2004,2,12,10,3.053319671260758E-3,1.1044730095934249E-3,0,9.3071076570602101E-4,5.0885034465602032E-3,null,3.1728841789741636E-3,9.3874997186973682E-4,0,9.0939372550976781E-4,5.0210278763536675E-3]
[2004,2,12,11,2.8793936692841516E-3,1.10167698747704E-3,0,9.1864513572932724E-4,4.8997157924905192E-3,null,2.992147433595669E-3,9.3637348492953566E-4,0,8.9760444725122703E-4,4.8261253657764323E-3]
[2004,2,12,12,2.7680178862818493E-3,1.0913557820592789E-3,0,8.7704614389245462E-4,4.7364198122335829E-3,null,2.8764103022579117E-3,9.276009470662955E-4,0,8.5695824054780835E-4,4.6609694898720154E-3]
[2004,2,12,13,2.7071490889057793E-3,1.0850575592067555E-3,0,8.9394979812013921E-4,4.6861564462326744E-3,null,2.8131579523629625E-3,9.2224775466206272E-4,0,8.7347473273771225E-4,4.6088804397627376E-3]
[2004,2,12,14,2.5975507072791377E-3,1.0877827242092965E-3,0,8.7648743911623904E-4,4.5618208706046728E-3,null,2.6992678234067776E-3,9.2456401639707565E-4,0,8.5641233237029044E-4,4.4802441721741434E-3]
[2004,2,12,15,2.7305296541357844E-3,1.0614796692437151E-3,0,8.4111785073294454E-4,4.633127174112444E-3,null,2.8374540737982675E-3,9.0220766011262713E-4,0,8.2185285059054394E-4,4.5615145845014386E-3]
[2004,2,12,16,2.9803747515336054E-3,1.0323349941817775E-3,0,8.2002819336843334E-4,4.8327379390838169E-3,null,3.0970828195825161E-3,8.7743606075537522E-4,0,8.0124623166324634E-4,4.7757651120011371E-3]
[2004,2,12,17,3.546487431840602E-3,1.0727859524959262E-3,0,8.8937424346846041E-4,5.5086476278049887E-3,null,3.6853638252595431E-3,9.118174676794699E-4,0,8.6900397679044727E-4,{"$f":"SUM(K1027:N1027)","v":5.4661852697294603E-3}]
[2004,2,12,18,4.1845783008780928E-3,1.0609993848136176E-3,1.4490220773654136E-5,8.9406691377816425E-4,6.1541348202435288E-3,null,{"$f":"E1028*R$5","v":4.3484416032509151E-3},{"$f":"F1028*S$5","v":9.0179944099696985E-4},{"$f":"G1028*T$5","v":9.4669345332761842E-6},{"$f":"H1028*V$5","v":8.7358916597356955E-4},6.1332971447547301E-3]
[2004,2,12,19,4.4054769047436083E-3,9.4375419446405943E-4,7.9037567999999962E-5,6.5347718543365288E-4,6.0817458526413208E-3,null,4.5779903439083156E-3,8.0214655841269922E-4,5.1637824820847962E-5,6.3850991531869258E-4,6.0702846424605557E-3]
[2004,2,12,20,4.3980365282646552E-3,9.1245540758405001E-4,7.9037567999999962E-5,6.3389671935405755E-4,6.0234262232027628E-3,null,4.5702586107924268E-3,7.7554406559670762E-4,5.1637824820847962E-5,6.1937792109293191E-4,6.0168184223029142E-3]
[2004,2,12,21,4.1398046503909967E-3,9.3438736191433505E-4,7.9037567999999962E-5,7.3720284330128596E-4,5.8904324236066178E-3,null,4.3019146677968339E-3,7.9418519247963833E-4,5.1637824820847962E-5,7.2031791704653858E-4,5.8680556021438587E-3]
[2004,2,12,22,3.8523467688160867E-3,9.1521596985356295E-4,7.9037567999999962E-5,7.9011029826160466E-4,5.636710604931254E-3,null,4.0032002642067721E-3,7.7789041333933275E-4,5.1637824820847962E-5,7.720135773380645E-4,5.604742079705018E-3]
[2004,2,12,23,3.3555067963372252E-3,8.253154945445252E-4,7.9037567999999962E-5,7.2018043718846984E-4,4.9800402960702202E-3,null,3.4869046064025517E-3,7.0147924897914435E-4,5.1637824820847962E-5,7.0368539286988832E-4,4.943707073072433E-3]
[2004,2,12,24,2.8988133851989648E-3,7.8731250689029523E-4,7.9037567999999962E-5,7.2655320421324745E-4,4.4917166643025077E-3,null,3.0123276033847176E-3,6.6917850167115252E-4,5.1637824820847962E-5,7.0991219775923763E-4,4.4430561276359555E-3]
[2004,2,13,1,2.3672139165625545E-3,7.6349918330728336E-4,7.9037567999999962E-5,7.7830362314832249E-4,3.9880542910181605E-3,null,2.4599113072911365E-3,6.4893829964764952E-4,5.1637824820847962E-5,7.6047732282938667E-4,3.9209647545890205E-3]
[2004,2,13,2,2.3232486388441382E-3,7.36867882437984E-4,7.9037567999999962E-5,7.6936166216229297E-4,3.9085157514444149E-3,null,2.4142243995592095E-3,6.2630294982492078E-4,5.1637824820847962E-5,7.5174016890995198E-4,3.8439053431149305E-3]
[2004,2,13,3,2.355507813021978E-3,7.3488447230093024E-4,7.9037567999999962E-5,7.8579868834612856E-4,3.9552285416690368E-3,null,2.4477468061185515E-3,6.2461714474485743E-4,5.1637824820847962E-5,7.6780072072518831E-4,3.891802496409445E-3]
[2004,2,13,4,2.429848122652096E-3,7.3322110657794357E-4,7.9037567999999962E-5,7.9484087963627246E-4,4.0369476768663121E-3,null,2.5249981972865279E-3,6.2320336232364864E-4,5.1637824820847962E-5,7.7663580926945605E-4,3.9764751937004812E-3]
[2004,2,13,5,2.5541916253779499E-3,7.1440056869826764E-4,7.9037567999999962E-5,7.588709343425181E-4,4.106500696418736E-3,null,2.654210849427267E-3,6.0720679269120196E-4,5.1637824820847962E-5,7.4148972118025691E-4,4.0545451881195743E-3]
[2004,2,13,6,2.801873269697839E-3,7.6699134640173755E-4,7.9037567999999962E-5,7.9373873597124087E-4,4.4416409200708174E-3,null,2.9115914237843529E-3,6.5190647358961864E-4,5.1637824820847962E-5,7.7555890915126553E-4,4.3906946313460853E-3]
[2004,2,13,7,3.2299492001401794E-3,8.671330841218362E-4,7.9037567999999962E-5,8.5431218569510781E-4,5.0304320379571232E-3,null,3.3564303182782636E-3,7.3702222802741622E-4,5.1637824820847962E-5,8.3474498192606509E-4,4.9798353530525925E-3]
[2004,2,13,8,3.2778522784320165E-3,9.673078337594425E-4,3.0304057379094131E-5,8.7903816130606937E-4,5.1545023308766222E-3,null,3.4062092263522983E-3,8.2216604103827297E-4,1.9798630523431446E-5,8.5890463270721698E-4,5.1070785306212198E-3]
[2004,2,13,9,3.040350804325321E-3,1.0185802513513564E-3,0,8.7715653171779461E-4,4.9360875873944721E-3,null,3.1594074660357902E-3,8.6574517801493917E-4,0,8.5706610004555536E-4,4.8822187440962844E-3]
[2004,2,13,10,2.9692656229806692E-3,1.0194024558317044E-3,0,8.0601797096400973E-4,4.7946860497763838E-3,null,3.0855386702556141E-3,8.6644401304856479E-4,0,7.8755690000722512E-4,4.7395395833114036E-3]
[2004,2,13,11,2.8112654977129853E-3,1.058939175178325E-3,0,8.7558749094753972E-4,4.74579216383885E-3,null,2.9213514407111984E-3,9.0004835996522188E-4,0,8.555329966539164E-4,4.6769327973303363E-3]
[2004,2,13,12,2.7013704845773147E-3,1.0793295332442842E-3,0,8.9289936053779521E-4,4.6735993783593938E-3,null,2.8071530644952058E-3,9.1737920272423081E-4,0,8.7244835442382368E-4,4.5969806216432599E-3]
[2004,2,13,13,2.5617594342195781E-3,1.0588613673365983E-3,0,8.793253924462397E-4,4.499946194002416E-3,null,2.6620750050114703E-3,8.9998222696912537E-4,0,8.5918528509275566E-4,4.4212425170733517E-3]
[2004,2,13,14,2.3077484192300548E-3,1.0694160911129248E-3,0,8.7796854548140117E-4,4.2551330558243811E-3,null,2.3981172090651848E-3,9.0895324442456023E-4,0,8.5785951541030752E-4,4.1649299689000526E-3]
[2004,2,13,15,2.4493004493024665E-3,1.0556606043181343E-3,0,8.6104378907536725E-4,4.3660048426959683E-3,null,2.5452122548102569E-3,8.9726172934949508E-4,0,8.4132240436727266E-4,4.2837963885270251E-3]
[2004,2,13,16,2.6859796959778407E-3,1.0471193336772174E-3,0,8.9022936369460989E-4,4.6233283933496683E-3,null,2.7911595902092188E-3,8.9000205210591613E-4,0,8.6983951130543372E-4,4.5510011536205684E-3]
[2004,2,13,17,3.1803686913222714E-3,1.1123968345097216E-3,0,1.0182885504824387E-3,5.3110540763144313E-3,null,3.3049082934164275E-3,9.4548484936575862E-4,0,9.9496562486273555E-4,5.2453587676449219E-3]
[2004,2,13,18,3.8852156122896396E-3,1.0138518962038887E-3,1.3172928026345849E-5,8.3220077620818557E-4,5.7444412127280594E-3,null,4.0373562140144622E-3,8.6172629912598434E-4,8.6063041540206021E-6,8.1314001313177947E-4,5.7208288304262476E-3]
[2004,2,13,19,3.9978135630700457E-3,9.9761331567208532E-4,7.9037567999999962E-5,8.2469218321399814E-4,5.8991566299561289E-3,null,4.1543633718233077E-3,8.4792427147566954E-4,5.1637824820847962E-5,8.0580339728083801E-4,5.8597288654006641E-3]
[2004,2,13,20,4.0919970830997077E-3,9.3085224711067255E-4,7.9037567999999962E-5,7.2174811600527334E-4,5.8236350142156536E-3,null,4.2522350108249391E-3,7.9118051161041901E-4,5.1637824820847962E-5,7.0521716550231742E-4,5.8002705127585237E-3]
[2004,2,13,21,3.7544246716828666E-3,9.594576093954623E-4,7.9037567999999962E-5,8.241217992138735E-4,5.6170416482922026E-3,null,3.9014436496962205E-3,8.1549372054076229E-4,5.1637824820847962E-5,8.0524607738086779E-4,5.5738212724386988E-3]
[2004,2,13,22,3.5900382221094335E-3,9.2116638819254837E-4,7.9037567999999962E-5,8.5096569000971264E-4,5.4412078683116951E-3,null,3.7306200146872098E-3,7.8294798830931046E-4,5.1637824820847962E-5,8.3147513452461663E-4,5.3966809623419848E-3]
[2004,2,13,23,3.1279400381868639E-3,8.5104861828421156E-4,7.9037567999999962E-5,8.0449141953770336E-4,4.8625176440087788E-3,null,3.250426594161672E-3,7.2335119059919681E-4,5.1637824820847962E-5,7.8606531278173732E-4,4.8114809223634538E-3]
[2004,2,13,24,2.7833705505435694E-3,8.2700608268666039E-4,7.9037567999999962E-5,8.6918156353459931E-4,4.5585957647648291E-3,null,2.8923641593006626E-3,7.0291616917283648E-4,5.1637824820847962E-5,8.4927379088338905E-4,4.4961919441777361E-3]
[2004,2,14,1,2.3922668473166826E-3,6.5731538035179889E-4,7.9037567999999962E-5,7.023903383729938E-4,3.8310101340414755E-3,null,2.4859452821726089E-3,5.5868707469994652E-4,5.1637824820847962E-5,6.8630275925790879E-4,3.7825729409513122E-3]
[2004,2,14,2,2.2305611651626889E-3,6.4687283614263088E-4,7.9037567999999962E-5,7.3023147839315356E-4,3.6867030476984736E-3,null,2.3179073903704787E-3,5.4981140458627527E-4,5.1637824820847962E-5,7.135062245860077E-4,3.63286284436361E-3]
[2004,2,14,3,2.2577426979626951E-3,6.0595210424051963E-4,7.9037567999999962E-5,6.7155861753042214E-4,3.6142909877336371E-3,null,2.3461533209204874E-3,5.1503071226665308E-4,5.1637824820847962E-5,6.5617720950171337E-4,3.568999067509702E-3]
[2004,2,14,4,2.2954513650706569E-3,6.0306454187917299E-4,7.9037567999999962E-5,6.7997785884378191E-4,3.657531333793612E-3,null,2.3853386163231309E-3,5.125764204352175E-4,5.1637824820847962E-5,6.6440361614278625E-4,3.6139564777219824E-3]
[2004,2,14,5,2.3760576292164524E-3,5.9675864066905759E-4,7.9037567999999962E-5,6.6453804555556269E-4,3.7163918834410723E-3,null,2.4691013296222605E-3,5.072167017891382E-4,5.1637824820847962E-5,6.4931743701526995E-4,3.6772732932475165E-3]
[2004,2,14,6,2.370451238438149E-3,6.2838477661086997E-4,7.9037567999999962E-5,6.8124134811215658E-4,3.7591149311611755E-3,null,2.4632753989904115E-3,5.3409742587007692E-4,5.1637824820847962E-5,6.656381663975448E-4,3.7146488160788812E-3]
[2004,2,14,7,2.6430824649289046E-3,6.1286631056229571E-4,7.9037567999999962E-5,5.6864212267656699E-4,3.9036284661677673E-3,null,2.7465825526333375E-3,5.2090746157033971E-4,5.1637824820847962E-5,5.5561791855963732E-4,3.8747457575841627E-3]
[2004,2,14,8,2.865663932462945E-3,6.8768592770503123E-4,2.7669471805439985E-5,6.2218820783027477E-4,4.2032075398036909E-3,null,2.9778800559766404E-3,5.8450060769339696E-4,1.8077369713282453E-5,6.0793758183059435E-4,4.1883956152139138E-3]
[2004,2,14,9,3.0896032698286839E-3,7.271260075186576E-4,0,6.3185158899299631E-4,4.4485808663403377E-3,null,3.2105886017819089E-3,6.180228155644714E-4,0,6.1737963248735441E-4,4.4459910498337351E-3]
[2004,2,14,10,3.2611696043218343E-3,7.4399384899545193E-4,0,6.0893081901563172E-4,4.6140942723329184E-3,null,3.3888732777959119E-3,6.3235968534245974E-4,0,5.9498384083079604E-4,4.6162168039691675E-3]
[2004,2,14,11,3.3905155224534305E-3,6.5866415466734327E-4,0,4.4615842856511622E-4,4.4953381056858895E-3,null,3.5232842342108259E-3,5.5983346926077155E-4,0,4.3593959634992738E-4,4.5190572998215252E-3]
[2004,2,14,12,3.1783576293294277E-3,7.5378899072855196E-4,0,6.1843235891333777E-4,4.5505789789713176E-3,null,3.3028184805350288E-3,6.4068509388258573E-4,0,6.0426775704197253E-4,4.5477713314595871E-3]
[2004,2,14,13,3.0809310602177035E-3,7.3780739716534048E-4,0,5.9342978322617286E-4,4.4121682406092167E-3,null,3.2015767983567976E-3,6.2710149303622277E-4,0,5.7983784144489351E-4,4.4085161328379138E-3]
[2004,2,14,14,2.7068936996527781E-3,8.2125121231542875E-4,0,7.3123399095818928E-4,4.2593789029263963E-3,null,2.8128925623587798E-3,6.9802480075352447E-4,0,7.1448577555928634E-4,4.2254031386715907E-3]
[2004,2,14,15,2.64463265231871E-3,7.8895385347960373E-4,0,6.8386432422507025E-4,4.1174508300233842E-3,null,2.7481934435891241E-3,6.7057356886714408E-4,0,6.6820106575053142E-4,4.0869680782067994E-3]
[2004,2,14,16,2.8746571390915886E-3,7.7545187797476952E-4,0,6.6285443369612962E-4,4.3129634507624876E-3,null,2.9872254262956568E-3,6.5909752643310141E-4,0,6.4767238667570411E-4,4.2939953394044621E-3]
[2004,2,14,17,3.2448763814981107E-3,8.2249381535735855E-4,0,7.3116757075607566E-4,4.7985377676115449E-3,null,3.3719420309931336E-3,6.9908095473875066E-4,0,7.1442087664839494E-4,4.7854438623802786E-3]
[2004,2,14,18,3.5856559915869129E-3,8.1601460256344163E-4,1.1855635199999994E-5,7.1303810812615098E-4,5.1265643374765061E-3,null,3.7260661810272766E-3,6.9357392941971042E-4,7.7456737231271946E-6,6.9670665202565651E-4,5.1240924361957716E-3]
[2004,2,14,19,3.6065018283026971E-3,7.5276259908914952E-4,7.9037567999999962E-5,5.9754024483308613E-4,5.0358422402249324E-3,null,3.7477283168774935E-3,6.3981270939310775E-4,5.1637824820847962E-5,5.8385415685888804E-4,5.0230330079503371E-3]
[2004,2,14,20,3.6173549158068268E-3,7.045102190757701E-4,7.9037567999999962E-5,5.5549345547016755E-4,4.9563961583527641E-3,null,3.7590063988808286E-3,5.9880046193503506E-4,5.1637824820847962E-5,5.4277040900359915E-4,4.9522150946403106E-3]
[2004,2,14,21,3.3717884461430298E-3,7.4417140749134499E-4,7.9037567999999962E-5,6.7709055054079371E-4,4.8720879721751683E-3,null,3.5038238270012597E-3,6.3251060169041665E-4,5.1637824820847962E-5,6.6158243887579939E-4,4.8495546923883236E-3]
[2004,2,14,22,3.2806971158137531E-3,6.9881582453972955E-4,7.9037567999999962E-5,6.3747252487872657E-4,4.6960230332322092E-3,null,3.4091654643136314E-3,5.9396049512363148E-4,5.1637824820847962E-5,6.2287182621103849E-4,4.6776356104691495E-3]
[2004,2,14,23,3.1392199214158303E-3,6.1021669321380538E-4,7.9037567999999962E-5,5.3383332276501507E-4,4.3623075053946508E-3,null,3.2621481847225076E-3,5.1865541177848785E-4,5.1637824820847962E-5,5.2160638092788188E-4,4.3540478022497256E-3]
[2004,2,14,24,2.4825931711385217E-3,6.8579877875192497E-4,7.9037567999999962E-5,7.6792088709785921E-4,4.0153504049883059E-3,null,2.5798086815725387E-3,5.8289662008006939E-4,5.1637824820847962E-5,7.5033239342078264E-4,3.9646755198942387E-3]
[2004,2,15,1,2.7385844100609237E-3,8.4476553043727801E-4,7.9037567999999962E-5,9.5864267997216126E-4,4.6210301884703625E-3,null,2.8458242447570851E-3,7.1801086223595748E-4,5.1637824820847962E-5,9.3668588598653623E-4,4.5521588178004269E-3]
[2004,2,15,2,2.7116285722645498E-3,7.9408205070805472E-4,7.9037567999999962E-5,9.0195057647355443E-4,4.4866987674461586E-3,null,2.8178128471690318E-3,6.7493229466862202E-4,5.1637824820847962E-5,8.8129226091282779E-4,4.4256752275713294E-3]
[2004,2,15,3,2.6055932133732611E-3,8.0225713961512264E-4,7.9037567999999962E-5,9.4426653658572456E-4,4.4311544575741085E-3,null,2.7076252648452009E-3,6.8188073470734026E-4,5.1637824820847962E-5,9.2263901441872224E-4,4.3637828387921114E-3]
[2004,2,15,4,2.773900871013482E-3,7.7427888120072457E-4,7.9037567999999962E-5,9.0310647969457387E-4,4.5303237999087809E-3,null,2.8825236579460953E-3,6.5810053449298753E-4,5.1637824820847962E-5,8.8242168927577815E-4,4.4746837065357094E-3]
[2004,2,15,5,2.8430717249217207E-3,7.6836585934127286E-4,7.9037567999999962E-5,8.822819376947058E-4,4.5727570899576995E-3,null,2.9544031634159435E-3,6.5307474476701782E-4,5.1637824820847962E-5,8.6207411349918455E-4,4.5211898465029945E-3]
[2004,2,15,6,2.9071602684612261E-3,7.8007214013298197E-4,7.9037567999999962E-5,8.7585745320646873E-4,4.6421274298006771E-3,null,3.0210013410532132E-3,6.6302453137878983E-4,5.1637824820847962E-5,8.5579677568542705E-4,4.5914604729382783E-3]
[2004,2,15,7,3.0063210755631666E-3,8.3676277443073266E-4,7.9037567999999962E-5,9.1846407075324454E-4,4.8405854887471431E-3,null,3.1240451719987436E-3,7.112088970355672E-4,5.1637824820847962E-5,8.9742752939529758E-4,4.7843194232504568E-3]
[2004,2,15,8,3.3321801260358034E-3,8.2151089126673664E-4,2.635217897909413E-5,8.1132294760403025E-4,4.9913661438856644E-3,null,3.4626644903596199E-3,6.9824551561583259E-4,1.7216739282389045E-5,7.9274037122962029E-4,4.9708671164874615E-3]
[2004,2,15,9,3.5715606349224268E-3,7.6974277553010098E-4,0,6.7354393026321311E-4,5.0148473407157406E-3,null,3.711418866309889E-3,6.5424505859298021E-4,0,6.5811705054460198E-4,{"$f":"SUM(K1091:N1091)","v":5.0237809754474713E-3}]
[2004,2,15,10,3.7048118154832704E-3,7.9095009506849443E-4,0,6.5937647518438168E-4,5.1551383857361471E-3,null,{"$f":"E1092*R$5","v":3.8498880107662096E-3},{"$f":"F1092*S$5","v":6.722702800761452E-4},{"$f":"G1092*T$5","v":0},{"$f":"H1092*V$5","v":6.4427408747824331E-4},5.1664323783205983E-3]
[2004,2,15,11,3.5603356006598391E-3,8.2810057271928412E-4,0,7.2212377419663223E-4,5.1105599475757555E-3,null,3.6997542725382515E-3,7.0384643408507317E-4,0,7.055842196019861E-4,5.109184926225311E-3]
[2004,2,15,12,3.4860828741692853E-3,8.4780364902014682E-4,0,7.3185662009297981E-4,5.0657431432824121E-3,null,3.6225938941654577E-3,7.2059311975554592E-4,0,7.150941439690667E-4,5.0582811578900704E-3]
[2004,2,15,13,3.3300146538125437E-3,8.4509641338511036E-4,0,7.4056693118341327E-4,4.9156779983810673E-3,null,3.4604142207197062E-3,7.1829209713737371E-4,0,7.2360495371227363E-4,4.9023112715693533E-3]
[2004,2,15,14,3.2712191392125041E-3,8.3526153526570059E-4,0,6.8761915287469293E-4,4.7940998273528976E-3,null,3.3993163409840807E-3,7.0993291454282854E-4,0,6.7186989364008626E-4,4.7811191491669951E-3]
[2004,2,15,15,3.1574200819355501E-3,8.398233341483422E-4,0,6.7742427086298063E-4,4.6746676869468731E-3,null,3.2810610427214094E-3,7.1381022846137476E-4,0,6.6190851565309087E-4,4.6567797868358749E-3]
[2004,2,15,16,3.2642253751170051E-3,8.1716343059279155E-4,0,6.5478322694364631E-4,4.7361720326534427E-3,null,3.3920487090820062E-3,6.9455037906661712E-4,0,6.3978604319666157E-4,4.726385131345285E-3]
[2004,2,15,17,3.668039437695763E-3,8.5607260946318504E-4,0,7.0886007344860328E-4,5.2329721206075515E-3,null,3.8116756687034256E-3,7.276213461729136E-4,0,6.9262431123760099E-4,5.2319213261139402E-3]
[2004,2,15,18,4.2244363248122689E-3,8.254824247751262E-4,9.2210496263458526E-6,6.8207539574677788E-4,5.7412151949605191E-3,null,4.3898604218359019E-3,7.0162113180282564E-4,6.024412912978205E-6,6.6645311096856356E-4,5.7639590775202696E-3]
[2004,2,15,19,4.2600505232280178E-3,8.0299354014872913E-4,7.9037567999999962E-5,6.5598899014664884E-4,5.7980706215233959E-3,null,4.4268692315467817E-3,6.8250664043269834E-4,5.1637824820847962E-5,6.4096418954638092E-4,5.8019778863467094E-3]
[2004,2,15,20,4.2576598540533112E-3,7.3482138764979755E-4,7.9037567999999962E-5,5.8602240066692483E-4,5.6575412103700342E-3,null,4.4243849465002523E-3,6.2456352576642895E-4,5.1637824820847962E-5,5.7260011790065076E-4,5.6731864149881803E-3]
[2004,2,15,21,4.0952730484991109E-3,7.5239539281732955E-4,7.9037567999999962E-5,6.4394243528309233E-4,5.5706484445995326E-3,null,4.2556392592842367E-3,6.3950060137928826E-4,5.1637824820847962E-5,6.2919354950374947E-4,5.5759712349881217E-3]
[2004,2,15,22,3.8669454964437963E-3,7.5198885062435869E-4,7.9037567999999962E-5,6.7457665225032512E-4,5.3725485673184808E-3,null,4.0183706613188394E-3,6.3915505968754904E-4,5.1637824820847962E-5,6.5912611902202867E-4,5.3682896648492651E-3]
[2004,2,15,23,3.2558474994096274E-3,7.8426183762430094E-4,7.9037567999999962E-5,7.664941953948515E-4,4.8856411004287803E-3,null,3.3833427653396746E-3,6.6658557666279025E-4,5.1637824820847962E-5,7.4893837872711151E-4,4.8505045455504246E-3]
[2004,2,15,24,2.736418719345855E-3,7.5983427737751704E-4,7.9037567999999962E-5,7.7707678169858371E-4,4.3523673464219564E-3,null,2.843573748069473E-3,6.4582330244211358E-4,5.1637824820847962E-5,7.5927858101001869E-4,4.3003134563424535E-3]
[2004,2,16,1,2.7366071055435867E-3,6.7900190211438551E-4,7.9037567999999962E-5,6.7435543877535943E-4,4.1690020144333319E-3,null,2.8437695112553413E-3,5.771195954747863E-4,5.1637824820847962E-5,6.589099722301955E-4,4.131436903781171E-3]
[2004,2,16,2,2.6840663183814455E-3,6.5513747120296464E-4,7.9037567999999962E-5,6.6644570475616238E-4,4.0846870623405728E-3,null,2.7891712869335585E-3,5.5683595463232663E-4,5.1637824820847962E-5,6.5118140310587423E-4,4.0488264694926073E-3]
[2004,2,16,3,2.7580702544187457E-3,6.6571606773142247E-4,7.9037567999999962E-5,7.0939917277640916E-4,4.2122230629265773E-3,null,2.8660731325033709E-3,5.658272628012484E-4,5.1637824820847962E-5,6.9315106301075929E-4,4.1766892831362271E-3]
[2004,2,16,4,2.8361662602730034E-3,6.580868265455926E-4,7.9037567999999962E-5,7.0163705658178783E-4,4.2749277114003835E-3,null,2.9472272886660413E-3,5.5934276758373138E-4,5.1637824820847962E-5,6.8556673066588552E-4,4.2437746117365066E-3]
[2004,2,16,5,2.9477818515916973E-3,6.5262602035211768E-4,7.9037567999999962E-5,6.7389325655960945E-4,4.3533386965034244E-3,null,3.0632136189397067E-3,5.5470133984762237E-4,5.1637824820847962E-5,6.5845837585618515E-4,4.3280111594643624E-3]
[2004,2,16,6,3.229260360974079E-3,6.9701051568265215E-4,7.9037567999999962E-5,7.0914555924152744E-4,4.7144540038982592E-3,null,3.3557145049579128E-3,5.9242606773239853E-4,5.1637824820847962E-5,6.9290325825140337E-4,4.6926816557625629E-3]
[2004,2,16,7,3.6710479624967982E-3,7.4316116445431171E-4,7.9037567999999962E-5,6.4738918696573321E-4,5.1406358819168427E-3,null,3.8148020038962665E-3,6.316519427513941E-4,5.1637824820847962E-5,6.3256135663468567E-4,5.1306531281031945E-3]
[2004,2,16,8,3.5374027221853586E-3,8.9637599777771942E-4,2.3717593405439986E-5,7.7017106499672582E-4,5.2276673783652437E-3,null,3.6759233687600136E-3,7.6187732555664869E-4,1.5495478472240056E-5,7.525310331463667E-4,5.2058272059352685E-3]
[2004,2,16,9,3.2826807431276354E-3,9.7318902420009349E-4,0,8.075361346865787E-4,5.0634059020143079E-3,null,3.4112267682054049E-3,8.2716477555941272E-4,0,7.890402916413097E-4,5.0274318354061268E-3]
[2004,2,16,10,3.1213135085189584E-3,1.039250631689588E-3,0,8.5973964633430269E-4,5.0203037865428493E-3,null,3.243540577167546E-3,8.8331402649969725E-4,0,8.4004813176874569E-4,4.9669027354359886E-3]
[2004,2,16,11,2.9945613393768731E-3,1.0524597102633143E-3,0,8.7833903217557699E-4,4.9253600818157644E-3,null,3.1118249379873493E-3,8.9454112035514176E-4,0,8.5822151646099132E-4,4.8645875748034827E-3]
[2004,2,16,12,2.9058562515842153E-3,1.0343132053516149E-3,0,8.2683352735703328E-4,4.7670029842928627E-3,null,3.0196462603660754E-3,8.7911744695848477E-4,0,8.078956959837074E-4,4.706659403308268E-3]
[2004,2,16,13,2.8111244464822981E-3,1.0230144207018714E-3,0,8.2575835628585586E-4,4.6598972234700251E-3,null,2.9212048660755699E-3,8.6951401285010992E-4,0,8.0684515067789837E-4,4.5975640296035784E-3]
[2004,2,16,14,2.7701319426915909E-3,1.0110059118331695E-3,0,7.7177074670584339E-4,4.552908601230604E-3,null,2.8786071426998294E-3,8.5930734662578885E-4,0,7.5409407567546087E-4,4.4920085650010794E-3]
[2004,2,16,15,2.7790172456147871E-3,1.0201638704135766E-3,0,8.0958329192506984E-4,4.6087644079534336E-3,null,2.8878403839276505E-3,8.6709117953530119E-4,0,7.9104056070062744E-4,4.5459721241635793E-3]
[2004,2,16,16,2.9133840237645977E-3,1.0341273380222542E-3,0,8.7806397358447996E-4,4.8255753353713318E-3,null,3.0274688114991493E-3,8.7895946849391999E-4,0,8.5795275782392822E-4,4.7643810378169976E-3]
[2004,2,16,17,3.508054047223718E-3,1.0481276148554043E-3,0,9.0435627877294064E-4,5.4605379408520626E-3,null,3.6454254332388388E-3,8.9085904355743937E-4,0,8.8364286290124115E-4,5.4199273396975198E-3]
[2004,2,16,18,4.3083517071862126E-3,9.145808501665459E-4,7.9037567999999962E-6,6.5659227845692148E-4,5.8874285926096802E-3,null,4.4770618346499464E-3,7.773505915572317E-4,5.1637824820847967E-6,6.4155366011473642E-4,5.9011298688039998E-3]
[2004,2,16,19,4.6777016398032176E-3,7.8678549733089697E-4,7.9037567999999962E-5,3.9527280401438367E-4,5.9387975091484985E-3,null,4.8608750883803601E-3,6.6873056839911876E-4,5.1637824820847962E-5,3.862194583756143E-4,5.9674629399759415E-3]
[2004,2,16,20,4.2952869305447122E-3,8.5285906532251647E-4,7.9037567999999962E-5,5.8301501942289329E-4,5.8101985832901219E-3,null,4.4634854562910662E-3,7.2488998520215948E-4,5.1637824820847962E-5,5.6966161784852837E-4,5.8096748841626024E-3]
[2004,2,16,21,4.1317889322393777E-3,8.4525560836927081E-4,7.9037567999999962E-5,6.1453599783847031E-4,5.6706181064471181E-3,null,4.2935850632861185E-3,7.1842740536637003E-4,5.1637824820847962E-5,6.0046063839204792E-4,5.6641109318653843E-3]
[2004,2,16,22,3.8778781753838571E-3,7.9652088652689421E-4,7.9037567999999962E-5,6.0908779283592237E-4,5.3625244227466741E-3,null,4.0297314514677468E-3,6.7700519010060122E-4,5.1637824820847962E-5,5.9513721931582226E-4,5.3535116857050188E-3]
[2004,2,16,23,3.3981815273557057E-3,7.5685842655685658E-4,7.9037567999999962E-5,6.4038675733653133E-4,4.8744642792490928E-3,null,3.5312504311011514E-3,6.4329396958389198E-4,5.1637824820847962E-5,6.2571931096081911E-4,4.8519015364667101E-3]
[2004,2,16,24,2.9455573778336026E-3,7.4343186188287639E-4,7.9037567999999962E-5,7.1591814400659003E-4,4.4839449517230694E-3,null,3.0609020373323055E-3,6.3188202279974566E-4,5.1637824820847962E-5,6.9952072343797914E-4,4.4439426083908787E-3]
[2004,2,17,1,2.1193887904755447E-3,4.9488965904486868E-4,7.9037567999999962E-5,4.3165280703529475E-4,3.1249688245557081E-3,null,2.2023816325849608E-3,4.2063287148865044E-4,5.1637824820847962E-5,4.2176621221180332E-4,3.0964185411062627E-3]
[2004,2,17,2,2.0925651852839672E-3,4.5559651240212491E-4,7.9037567999999962E-5,4.0016855567011599E-4,3.0273678213562083E-3,null,2.1745076456793373E-3,3.8723554988354607E-4,5.1637824820847962E-5,3.9100307752070894E-4,3.0043840979044403E-3]
[2004,2,17,3,2.0538261260273799E-3,4.4503497701420291E-4,7.9037567999999962E-5,3.9699983121682956E-4,2.9748985022584125E-3,null,2.1342516091494919E-3,3.7825874287948652E-4,5.1637824820847962E-5,3.8790692967127251E-4,2.9520551065210991E-3]
[2004,2,17,4,2.1474715721230709E-3,4.19547180367189E-4,7.9037567999999962E-5,3.5892958874799677E-4,3.0049859092382567E-3,null,2.2315641038570338E-3,3.5659531771872706E-4,5.1637824820847962E-5,3.507086497056064E-4,2.9905058961022155E-3]
[2004,2,17,5,2.2500868270903451E-3,4.087776068081012E-4,7.9037567999999962E-5,3.2872654246894216E-4,3.0666285443673885E-3,null,2.3381976548971137E-3,3.4744168808013197E-4,5.1637824820847962E-5,3.2119737532315332E-4,3.058474543121247E-3]
[2004,2,17,6,2.5047291153974601E-3,4.533154156294758E-4,7.9037567999999962E-5,3.6463615996497805E-4,3.401718258991914E-3,null,2.6028114441024241E-3,3.8529672520194996E-4,5.1637824820847962E-5,3.5628451736515875E-4,3.3960305114903808E-3]
[2004,2,17,7,2.8830866266184871E-3,5.1600387771169641E-4,7.9037567999999962E-5,3.4353077269410167E-4,3.8216588450242853E-3,null,2.9959850029173582E-3,4.3857896162156592E-4,5.1637824820847962E-5,3.3566252880996123E-4,3.8218643181697335E-3]
[2004,2,17,8,2.9089182186031576E-3,6.4905717727335634E-4,2.2400300579094132E-5,4.3446658830383137E-4,4.0148422847594394E-3,null,3.0228281305129806E-3,5.5166799153517432E-4,1.4634848041346648E-5,4.2451554651076035E-4,4.0136465166002618E-3]
[2004,2,17,9,2.6891645568119182E-3,7.3992080370254606E-4,0,5.0466754866441835E-4,3.9337529091788828E-3,null,2.7944691665525655E-3,6.288977889258628E-4,0,4.9310862099641924E-4,3.9164755764748479E-3]
[2004,2,17,10,2.5155705001431387E-3,8.0375066878135765E-4,0,5.7810707142040639E-4,3.8974282403449029E-3,null,2.614077365080666E-3,6.831501640647004E-4,0,5.6486608170234012E-4,3.8620936108477062E-3]
[2004,2,17,11,2.3524829460824515E-3,8.144544369669336E-4,0,5.7757652668428354E-4,3.7445139097336687E-3,null,2.4446034888477588E-3,6.9224786223915237E-4,0,5.643476885861217E-4,3.7011990396730327E-3]
[2004,2,17,12,2.3023528909517227E-3,8.210472361076382E-4,0,5.7222172059216703E-4,3.695621847651528E-3,null,2.3925103980677437E-3,6.9785143059629818E-4,0,5.5911552920758672E-4,3.6494773578716285E-3]
[2004,2,17,13,2.242489240352143E-3,8.1968891423950393E-4,0,5.9399940782858059E-4,3.6561775624202276E-3,null,2.3303025553479493E-3,6.9669692106602858E-4,0,5.8039441934042548E-4,3.6073938957544033E-3]
[2004,2,17,14,2.1475852569211341E-3,8.2350478086868945E-4,0,5.8693645252801574E-4,3.558026490317839E-3,null,2.2316822404218222E-3,6.9994022774685482E-4,0,5.734932342778274E-4,3.5051157024465042E-3]
[2004,2,17,15,2.2667590727759538E-3,7.9074027385736166E-4,0,5.3887011442914877E-4,3.5963694610624641E-3,null,2.3555227666637421E-3,6.720919419417248E-4,0,5.2652780969483987E-4,3.5541425183003069E-3]
[2004,2,17,16,2.5504032756356221E-3,7.7352845267740044E-4,0,5.3102506810483716E-4,3.8549567964178593E-3,null,2.6502741522399435E-3,6.5746270563792108E-4,0,5.1886244665560338E-4,3.8265993045334679E-3]
[2004,2,17,17,3.0879546748582469E-3,8.0331625285257426E-4,0,5.738745168888794E-4,4.4651454445997002E-3,null,3.2088754497171345E-3,6.827809310120291E-4,0,5.6073046978543186E-4,4.4523868505145954E-3]
[2004,2,17,18,3.6493739804438177E-3,7.5835694001658168E-4,6.5864639736541407E-6,5.1938536494998248E-4,4.9337027493840356E-3,null,3.7922792934842E-3,6.4456763535566237E-4,4.3031520511913883E-6,5.0748933977229414E-4,4.9486394206633482E-3]
[2004,2,17,19,3.9483946381781692E-3,6.5279061296812514E-4,7.9037567999999962E-5,3.0686650151270884E-4,4.9870893206590038E-3,null,4.103009258329321E-3,5.5484123580913972E-4,5.1637824820847962E-5,2.9983801770370533E-4,5.009326336663014E-3]
[2004,2,17,20,3.9013161196520575E-3,6.1977187078644661E-4,7.9037567999999962E-5,2.716589771500393E-4,4.8717845355885428E-3,null,4.0540871988387853E-3,5.2677686209878978E-4,5.1637824820847962E-5,2.6543688802314766E-4,4.8979387737815711E-3]
[2004,2,17,21,3.61714310923437E-3,6.3879332519719135E-4,7.9037567999999962E-5,3.7215492753919413E-4,4.7071289299707554E-3,null,3.758786298205136E-3,5.4294420130754177E-4,5.1637824820847962E-5,3.6363107475710166E-4,4.7169993990906281E-3]
[2004,2,17,22,3.2464999648677516E-3,6.0997794726997735E-4,7.9037567999999962E-5,3.8634767893023879E-4,4.3218631590679676E-3,null,3.3736291920314181E-3,5.1845248898534958E-4,5.1637824820847962E-5,3.774987547478291E-4,4.3212182605854446E-3]
[2004,2,17,23,2.8124207167273662E-3,5.3036458137825637E-4,7.9037567999999962E-5,3.5608077613167959E-4,3.7779036422373024E-3,null,2.9225518967815143E-3,4.5078488249597048E-4,5.1637824820847962E-5,3.4792508641839475E-4,3.7728996905167277E-3]
[2004,2,17,24,2.3532827278100734E-3,4.9366037069067102E-4,7.9037567999999962E-5,3.6538648691703917E-4,3.2913671534177836E-3,null,2.4454345891135086E-3,4.1958803436008388E-4,5.1637824820847962E-5,3.5701765879580252E-4,3.2736781070902433E-3]
[2004,2,18,1,1.9421214638481417E-3,4.8290343486318802E-4,7.9037567999999962E-5,4.4180258164776021E-4,2.9458650483590899E-3,null,2.0181727201022109E-3,4.1044514619736504E-4,5.1637824820847962E-5,4.3168351594140248E-4,{"$f":"SUM(K1155:N1155)","v":2.9119392070618266E-3}]
[2004,2,18,2,1.9106937795347876E-3,4.4744878260325426E-4,7.9037567999999962E-5,4.166779442626795E-4,2.8538580744007216E-3,null,{"$f":"E1156*R$5","v":1.9855143635998727E-3},{"$f":"F1156*S$5","v":3.8031036379655638E-4},{"$f":"G1156*T$5","v":5.1637824820847962E-5},{"$f":"H1156*V$5","v":4.0713433435289007E-4},2.8245968865701671E-3]
[2004,2,18,3,1.8712753089574782E-3,4.3829939857628326E-4,7.9037567999999962E-5,4.1578345838750409E-4,2.8043957339212657E-3,null,1.9445523107787016E-3,3.7253381885309398E-4,5.1637824820847962E-5,4.0626033582142945E-4,2.7749842902740733E-3]
[2004,2,18,4,1.9518941549722094E-3,4.1668593737248744E-4,7.9037567999999962E-5,3.8514114295116081E-4,2.8327588032958577E-3,null,2.0283280986383703E-3,3.5416339610773424E-4,5.1637824820847962E-5,3.7631985332173143E-4,2.8104491728886839E-3]
[2004,2,18,5,2.0430832772968732E-3,4.0849700918313528E-4,7.9037567999999962E-5,3.6025051129705499E-4,2.8908683657770636E-3,null,2.1230880827441275E-3,3.4720319333172663E-4,5.1637824820847962E-5,3.5199931778666881E-4,2.8739284186833714E-3]
[2004,2,18,6,2.2834496239529465E-3,4.5092808140561084E-4,7.9037567999999962E-5,3.9333778626511959E-4,3.2067530596236768E-3,null,2.3728669007438701E-3,3.8326760369691479E-4,5.1637824820847962E-5,3.8432876035774413E-4,3.1921010896193767E-3]
[2004,2,18,7,2.6337072530370257E-3,5.135594471545402E-4,7.9037567999999962E-5,3.7632063444491178E-4,3.6026249026364777E-3,null,2.7368402181616935E-3,4.3650131092586204E-4,5.1637824820847962E-5,3.6770137012915379E-4,3.5926807240375573E-3]
[2004,2,18,8,2.6839962285751546E-3,6.3400713407876276E-4,1.9765715005439992E-5,4.469672269665714E-4,3.7847363046259286E-3,null,2.7890984524905813E-3,5.3887616457077984E-4,1.2913587231197659E-5,4.3672986999732387E-4,3.7776180742898828E-3]
[2004,2,18,9,2.4754584080868636E-3,7.2073222930105728E-4,0,5.1210409295429258E-4,3.7082947303422134E-3,null,2.5723945293563747E-3,6.1258840560625687E-4,0,5.0037483834973093E-4,3.6853577733123623E-3]
[2004,2,18,10,2.3135599644494229E-3,7.8080350282640036E-4,0,5.796882604094236E-4,3.6740517276852469E-3,null,2.4041563277514741E-3,6.6364615517756952E-4,0,5.6641105506940613E-4,3.6342135379984499E-3]
[2004,2,18,11,2.1649069607658309E-3,7.8940823425292404E-4,0,5.7558656264042243E-4,3.5299017576591774E-3,null,2.2496822423865759E-3,6.7095977109614163E-4,0,5.6240330276599582E-4,3.4830453162487136E-3]
[2004,2,18,12,2.120370311865427E-3,7.9484079904263588E-4,0,5.6860085022804752E-4,3.4838119611361107E-3,null,2.203401589230377E-3,6.7557719497089968E-4,0,5.5557759141708883E-4,3.4345563756183655E-3]
[2004,2,18,13,2.0689604160472495E-3,7.9165285031883607E-4,0,5.8601490179524323E-4,3.4466281681613288E-3,null,2.1499785406647312E-3,6.728675888974195E-4,0,5.7259279078345513E-4,3.3954389203456055E-3]
[2004,2,18,14,1.9810725745302935E-3,7.9489440528603009E-4,0,5.7813556286373069E-4,3.354102542680054E-3,null,2.0586491117490246E-3,6.7562275774974648E-4,0,5.6489392057639692E-4,3.2991657900751682E-3]
[2004,2,18,15,2.0902526098418848E-3,7.6490757581280098E-4,0,5.3508790560961926E-4,3.3902480912643054E-3,null,2.1721045124267232E-3,6.5013536685839374E-4,0,5.2283222875199053E-4,3.3450721080371072E-3]
[2004,2,18,16,2.3561154489853751E-3,7.4896143638251023E-4,0,5.2893803941977101E-4,3.6340149247876563E-3,null,2.4483782364116144E-3,6.3658190035301761E-4,0,5.1682321936707151E-4,3.6017833561317034E-3]
[2004,2,18,17,2.8563395594548044E-3,7.7948180164032492E-4,0,5.7340954939242542E-4,4.2092309104875547E-3,null,2.9681905511813019E-3,6.6252277150004053E-4,0,5.6027615192490892E-4,4.190989474606251E-3]
[2004,2,18,18,3.375624609671223E-3,7.4092165863171142E-4,3.9518783999999981E-6,5.3043562177395079E-4,4.6509337684768849E-3,null,3.5078102103076421E-3,6.2974846841593512E-4,2.5818912410423983E-6,5.1828650102933116E-4,4.6584270709939509E-3]
[2004,2,18,19,3.6453076685951493E-3,6.4322024842091514E-4,7.9037567999999962E-5,3.3369492547703148E-4,4.7012604104930958E-3,null,3.7880537495122231E-3,5.4670687727666298E-4,5.1637824820847962E-5,3.2605196226892513E-4,4.7124504138786596E-3]
[2004,2,18,20,3.6124849024893333E-3,6.0800576158306951E-4,7.9037567999999962E-5,2.9303607452988529E-4,4.5925643066022873E-3,null,3.7539456814093142E-3,5.1677622415857195E-4,5.1637824820847962E-5,2.863243634270625E-4,4.6086840938157972E-3]
[2004,2,18,21,3.3528456445338301E-3,6.2262027524853246E-4,7.9037567999999962E-5,3.8284222342276086E-4,4.4373457112051231E-3,null,3.484139246936815E-3,5.2919787156251673E-4,5.1637824820847962E-5,3.740735883470345E-4,4.4390485316672139E-3]
[2004,2,18,22,3.0066032366984244E-3,5.9356792178136145E-4,7.9037567999999962E-5,3.9495192504758356E-4,4.0741606515273697E-3,null,3.1243383822414862E-3,5.0450474120698546E-4,5.1637824820847962E-5,3.8590592883474265E-4,4.0663868771040621E-3]
[2004,2,18,23,2.5968182855879173E-3,5.1749837831260598E-4,7.9037567999999962E-5,3.6802326911326692E-4,3.5613775010137905E-3,null,2.6985067209194477E-3,4.3984921665258712E-4,5.1637824820847962E-5,3.5959404801696554E-4,3.5495878104098481E-3]
[2004,2,18,24,2.1597469794946414E-3,4.833662083208309E-4,7.9037567999999962E-5,3.8057574039383372E-4,3.1027264962093059E-3,null,2.2443202021477952E-3,4.1083848181224278E-4,5.1637824820847962E-5,3.718590169448039E-4,3.07865552572569E-3]
[2004,2,19,1,2.1140127792586179E-3,6.6709940548682661E-4,7.9037567999999962E-5,7.0068776940416069E-4,3.5608375221496051E-3,null,2.1967951029147376E-3,5.6700303465596316E-4,5.1637824820847962E-5,6.84639186003408E-4,3.500075148394957E-3]
[2004,2,19,2,2.0628103326184436E-3,6.3567321290457701E-4,7.9037567999999962E-5,6.7843566313118464E-4,3.4559567766542054E-3,null,2.1435876269997457E-3,5.4029225300144385E-4,5.1637824820847962E-5,6.628967429484269E-4,3.3984144477704646E-3]
[2004,2,19,3,2.1393692856677138E-3,6.1402418144692271E-4,7.9037567999999962E-5,6.5921614995239318E-4,3.4916471850670299E-3,null,2.223144541126773E-3,5.2189159721777623E-4,5.1637824820847962E-5,6.4411743434239976E-4,3.440791397507797E-3]
[2004,2,19,4,2.0971290471167923E-3,6.3357080100165429E-4,7.9037567999999962E-5,7.1039989044315976E-4,3.5201373065616064E-3,null,2.179250223124042E-3,5.3850530203244386E-4,5.1637824820847962E-5,6.9412886019618177E-4,3.4635222101735154E-3]
[2004,2,19,5,2.2859114365083848E-3,6.0641128784366801E-4,7.9037567999999962E-5,6.3800437371613851E-4,3.6093646660681914E-3,null,2.3754251150645885E-3,5.1542099667450589E-4,5.1637824820847962E-5,6.2339149355935283E-4,3.5658754301192952E-3]
[2004,2,19,6,2.4266047584685807E-3,6.7603742491669048E-4,7.9037567999999962E-5,7.1415052688284712E-4,3.895830278268118E-3,null,2.5216278266694619E-3,5.7459992965971213E-4,5.1637824820847962E-5,6.9779359189436148E-4,3.8456591730443835E-3]
[2004,2,19,7,2.9711468265632987E-3,7.575870132128632E-4,7.9037567999999962E-5,7.0857868870896807E-4,4.5163500964851304E-3,null,3.0874935396199119E-3,6.4391323388178793E-4,5.1637824820847962E-5,6.9234937134638309E-4,4.4753939696689313E-3]
[2004,2,19,8,2.9821850662860847E-3,8.6908105699901343E-4,1.8448422179094137E-5,7.7144871200849577E-4,4.6411632574726884E-3,null,3.0989640241911166E-3,7.3867791310778435E-4,1.2052956800304253E-5,7.5377941687494482E-4,4.6034743109741498E-3]
[2004,2,19,9,2.7570415655139204E-3,9.2829507654108639E-4,0,7.7371992015182222E-4,4.4590565622068291E-3,null,2.8650041613170496E-3,7.8900703722090105E-4,0,7.5599860516734735E-4,4.410009803705298E-3]
[2004,2,19,10,2.6118121344060634E-3,9.818258653712423E-4,0,8.1104760933213918E-4,4.4046856091094445E-3,null,2.7140877117160589E-3,8.3450568324663986E-4,0,7.9247133931758423E-4,4.3410647342802828E-3]
[2004,2,19,11,2.4565406356114924E-3,1.0078265504533243E-3,0,8.4649959583920546E-4,4.3108667819040224E-3,null,2.5527359585380254E-3,8.5660503938969612E-4,0,8.2711133197086188E-4,4.2364523298985832E-3]
[2004,2,19,12,2.2633103807211648E-3,1.0331994036508981E-3,0,8.8672539162297493E-4,4.1832351759950375E-3,null,2.351939027770698E-3,8.781707680390957E-4,0,8.6641579436380243E-4,4.0965255901735959E-3]
[2004,2,19,13,2.2827508273143104E-3,1.0000953056945945E-3,0,8.429922549590158E-4,4.1258383879679205E-3,null,2.3721407400277427E-3,8.5003384594564159E-4,0,8.2368432338001481E-4,4.0458589093533993E-3]
[2004,2,19,14,2.2747266857918178E-3,9.7077292704780252E-4,0,7.574032144329842E-4,4.0029028272726046E-3,null,2.3638023822965806E-3,8.2511120692165788E-4,0,7.4005561799190135E-4,3.9289692072101397E-3]
[2004,2,19,15,2.2985848368048925E-3,9.730626293660131E-4,0,7.9000950937893979E-4,4.0616569755498452E-3,null,2.3885947912282348E-3,8.2705734591114887E-4,0,7.7191509692838857E-4,3.9875672340677721E-3]
[2004,2,19,16,2.4889563034837144E-3,9.6254819911231933E-4,0,7.9580747888522915E-4,4.2473119814812627E-3,null,2.5864209869059149E-3,8.181205760497335E-4,0,7.7758026948682223E-4,4.1821218324424704E-3]
[2004,2,19,17,3.0218551385362449E-3,9.9573379804269893E-4,0,8.524342253730786E-4,4.8700231619520223E-3,null,3.1401875311190112E-3,8.4632677012761511E-4,0,8.3291003448961404E-4,4.819424335736241E-3]
[2004,2,19,18,3.8126234221155732E-3,9.0924623614549211E-4,2.634585573654143E-6,7.1918094960600855E-4,5.443685193440728E-3,null,3.9619213966619526E-3,7.728164212165335E-4,1.7212608101489906E-6,7.0270879759485054E-4,5.4391678762834858E-3]
[2004,2,19,19,4.0061790958360946E-3,8.4572691833135745E-4,7.9037567999999962E-5,5.7848777394978515E-4,5.5094313561172377E-3,null,4.1630564892888395E-3,7.1882799660744859E-4,5.1637824820847962E-5,5.6523806460428939E-4,5.4987603753214251E-3]
[2004,2,19,20,3.8703343204851107E-3,9.0240846439073122E-4,7.9037567999999962E-5,7.3926014819171155E-4,5.591040501067554E-3,null,4.0218921878354434E-3,7.6700463769020148E-4,5.1637824820847962E-5,7.2232810133552585E-4,5.5628627516820187E-3]
[2004,2,19,21,3.6471730618583146E-3,8.6049856304716912E-4,7.9037567999999962E-5,7.1755169866445482E-4,5.3042608915699384E-3,null,3.7899921894430206E-3,7.3138319799398368E-4,5.1637824820847962E-5,7.0111686308831685E-4,5.2741300753461695E-3]
[2004,2,19,22,3.3890109276808042E-3,8.2989223824944018E-4,7.9037567999999962E-5,7.4510944163877588E-4,5.0430501755690206E-3,null,3.5217207212269847E-3,7.0536926529183403E-4,5.1637824820847962E-5,7.2804342230894405E-4,5.006771233648611E-3]
[2004,2,19,23,2.7946761669446082E-3,7.5042838067843325E-4,7.9037567999999962E-5,7.2001541050405161E-4,4.3441575261270928E-3,null,2.9041124907151702E-3,6.3782873382433908E-4,5.1637824820847962E-5,7.0352414596388754E-4,4.2971031953242447E-3]
[2004,2,19,24,2.2574188957184779E-3,7.0797280712553965E-4,7.9037567999999962E-5,7.2230878751617582E-4,3.7667380583601938E-3,null,2.3458168389505637E-3,6.0174349848376367E-4,5.1637824820847962E-5,7.0576499536834461E-4,3.7049631576235196E-3]
[2004,2,20,1,2.0387643295019862E-3,5.9879228028005894E-4,7.9037567999999962E-5,6.2059163546283717E-4,3.3371858132448824E-3,null,2.1186000098910962E-3,5.0894519955326509E-4,5.1637824820847962E-5,6.0637757742668195E-4,3.2855606116918915E-3]
[2004,2,20,2,1.9893670078386652E-3,5.7333379407359278E-4,7.9037567999999962E-5,6.0930428212832316E-4,3.2510426520405812E-3,null,2.067268345583398E-3,4.8730668688470841E-4,5.1637824820847962E-5,5.9534875012797524E-4,3.2015616074169296E-3]
[2004,2,20,3,1.983925496969225E-3,5.607628284032063E-4,7.9037567999999962E-5,6.0573584265462873E-4,3.2294617360270599E-3,null,2.0616137513691491E-3,4.7662195890408091E-4,5.1637824820847962E-5,5.9186204234848872E-4,3.1817355774425666E-3]
[2004,2,20,4,2.0510546662682511E-3,5.5803643715271651E-4,7.9037567999999962E-5,6.1311874791179224E-4,3.3012474193327597E-3,null,2.131371622194581E-3,4.7430465491614073E-4,5.1637824820847962E-5,5.9907584921984735E-4,3.2563899511514173E-3]
[2004,2,20,5,2.1108385660818176E-3,5.2602942611541315E-4,7.9037567999999962E-5,5.4588230646957501E-4,3.261787866666806E-3,null,2.1934965911787545E-3,4.4710020496587573E-4,5.1637824820847962E-5,5.3337939418123589E-4,3.2256140151467141E-3]
[2004,2,20,6,2.3333909253604149E-3,5.6804846801490421E-4,7.9037567999999962E-5,5.6836409309793314E-4,3.5488410544732519E-3,null,2.4247638464206084E-3,4.8281440898762998E-4,5.1637824820847962E-5,5.5534625698266612E-4,3.5145623372117526E-3]
[2004,2,20,7,2.690399234968771E-3,6.4538670151554874E-4,7.9037567999999962E-5,5.933566777826879E-4,4.008180182267008E-3,null,2.795752193294533E-3,5.4854826023847307E-4,5.1637824820847962E-5,5.7976641041169237E-4,3.9757046887655464E-3]
[2004,2,20,8,2.7894344940021533E-3,7.6056286146133445E-4,1.5813836605439994E-5,6.3966763603852232E-4,4.2054788281074501E-3,null,2.8986655598526694E-3,6.4644256455377005E-4,1.0331695990155262E-5,6.2501666044855852E-4,4.1804564808451536E-3]
[2004,2,20,9,2.4895749092498694E-3,7.9185089552410634E-4,0,6.0115210487811334E-4,3.8825779096520892E-3,null,2.5870638165666707E-3,6.730359179822062E-4,0,5.873832907030373E-4,3.8474830252519139E-3]
[2004,2,20,10,2.4437742654645207E-3,7.988355918906228E-4,0,5.4669143964941526E-4,3.7893012970045587E-3,null,2.5394696719308555E-3,6.789725804996539E-4,0,5.3416999493923866E-4,3.7526122473697482E-3]
[2004,2,20,11,2.3272838267598224E-3,8.4543587096014923E-4,0,6.3446003001786243E-4,3.8071797277378343E-3,null,2.4184176008205682E-3,7.1858062006754106E-4,0,6.1992832966458768E-4,3.756926550552697E-3]
[2004,2,20,12,2.2144420484883974E-3,8.6125758462589038E-4,0,6.4542736134627393E-4,3.7211269944605616E-3,null,2.3011570675149028E-3,7.3202833054089437E-4,0,6.3064446475525498E-4,3.6638298628110522E-3]
[2004,2,20,13,2.1481891140360519E-3,8.5806476132210309E-4,0,6.7180174441941367E-4,3.6780556197775686E-3,null,2.2323097438910191E-3,7.293145813043071E-4,0,6.5641476780177661E-4,3.6180390929971031E-3]
[2004,2,20,14,2.0213338032262175E-3,8.9474187672617322E-4,0,7.3687742380248696E-4,3.6529531037548775E-3,null,2.1004869241332776E-3,7.6048839972700304E-4,0,7.1999995097021211E-4,3.5809752748304927E-3]
[2004,2,20,15,2.0074314798717162E-3,8.478495078409528E-4,0,6.361314495151694E-4,3.4914124372278383E-3,null,2.086040201689615E-3,7.2063209759055653E-4,0,6.2156146689642427E-4,3.4282337661765958E-3]
[2004,2,20,16,2.1670289318360667E-3,8.1553916576198649E-4,0,6.2370160353763572E-4,3.6062697011356891E-3,null,2.2518873074180443E-3,6.9316983055978793E-4,0,6.0941631465630036E-4,3.5544734526341327E-3]
[2004,2,20,17,2.4936771288380827E-3,8.3930943541207217E-4,0,6.6083658137358766E-4,3.9938231456237427E-3,null,2.5913266743842231E-3,7.1337343877070141E-4,0,6.4570075133125538E-4,{"$f":"SUM(K1219:N1219)","v":3.9504008644861803E-3}]
[2004,2,20,18,3.1412245036780335E-3,7.2632096412470685E-4,1.3172928263458553E-6,4.622187813486187E-4,4.3310815419777045E-3,null,{"$f":"E1220*R$5","v":3.2642312641344221E-3},{"$f":"F1220*S$5","v":6.1733856664497686E-4},{"$f":"G1220*T$5","v":8.606304308934076E-7},{"$f":"H1220*V$5","v":4.5163210210891175E-4},4.3340625633192043E-3]
[2004,2,20,19,3.2795639647345853E-3,7.2444780851794142E-4,7.9037567999999962E-5,4.6691155665998561E-4,4.5499608979125122E-3,null,3.4079879403336433E-3,6.1574647271612115E-4,5.1637824820847962E-5,4.5621739388873437E-4,4.531589631759347E-3]
[2004,2,20,20,3.3531235524001017E-3,6.5917329003896874E-4,7.9037567999999962E-5,3.582160115443652E-4,4.4495504219834352E-3,null,3.4844280373574205E-3,5.6026621031613443E-4,5.1637824820847962E-5,3.500114163055424E-4,4.4463434887999451E-3]
[2004,2,20,21,3.0135472655201971E-3,6.8128734267013265E-4,7.9037567999999962E-5,4.4957574591360244E-4,4.2234479221039322E-3,null,3.1315543312933733E-3,5.7906211216716562E-4,5.1637824820847962E-5,4.3927864331198938E-4,4.2015329115933763E-3]
[2004,2,20,22,2.7990036624057977E-3,6.3222812003364099E-4,7.9037567999999962E-5,4.4761604844667546E-4,3.9578853988861138E-3,null,2.9086094459513448E-3,5.3736408652966172E-4,5.1637824820847962E-5,4.3736383084179203E-4,3.9349751881436468E-3]
[2004,2,20,23,2.5018757488039778E-3,6.0560548557326893E-4,7.9037567999999962E-5,4.8792499538328137E-4,3.6744437977605281E-3,null,2.599846342935164E-3,5.1473610274581849E-4,5.1637824820847962E-5,4.7674953988991771E-4,3.6429698103917483E-3]
[2004,2,20,24,2.1486415918584491E-3,5.7299115686370455E-4,7.9037567999999962E-5,5.4364868321275621E-4,3.3443189999349098E-3,null,2.2327799402276603E-3,4.8701546141486875E-4,5.1637824820847962E-5,5.3119692992945207E-4,3.3026301563928292E-3]
[2004,2,21,1,2.2530552783500439E-3,7.1733852607000731E-4,7.9037567999999962E-5,8.1667576985728447E-4,3.8661071422773359E-3,null,2.3412823473145522E-3,6.0970391790487327E-4,5.1637824820847962E-5,7.9797059220722527E-4,3.800594682247499E-3]
[2004,2,21,2,2.1081126623599599E-3,7.0079632469692967E-4,7.9037567999999962E-5,8.3253135280319948E-4,3.720477907860089E-3,null,2.1906639441834539E-3,5.9564382685805206E-4,5.1637824820847962E-5,8.1346301818596299E-4,3.6514086140483171E-3]
[2004,2,21,3,2.1087584792394772E-3,6.6844159215401829E-4,7.9037567999999962E-5,7.9116500173050607E-4,3.6474026411240012E-3,null,2.1913350505136631E-3,5.6814383002635788E-4,5.1637824820847962E-5,7.7304412383245771E-4,3.5841608291933271E-3]
[2004,2,21,4,2.1348705845834859E-3,6.6951492648455147E-4,7.9037567999999962E-5,8.0761583182116287E-4,3.6910389108892002E-3,null,2.2184696760510873E-3,5.6905611358950788E-4,5.1637824820847962E-5,7.8911816338922804E-4,3.6282817778506712E-3]
[2004,2,21,5,2.2001595088730927E-3,6.6848673313557128E-4,7.9037567999999962E-5,8.0275492338364464E-4,3.7504387333923087E-3,null,2.2863152399763341E-3,5.6818219773185625E-4,5.1637824820847962E-5,7.8436858941174936E-4,3.6905038519407874E-3]
[2004,2,21,6,2.2047548494790519E-3,6.969171510077854E-4,7.9037567999999962E-5,8.1284387086254066E-4,3.7935534393493779E-3,null,2.291090528866942E-3,5.9234671216178386E-4,5.1637824820847962E-5,7.942264591951141E-4,3.7293015250446878E-3]
[2004,2,21,7,2.4233525658860049E-3,6.9991998491687811E-4,7.9037567999999962E-5,7.3708056272952225E-4,3.9393906815324052E-3,null,2.518248281943321E-3,5.9489897937266658E-4,5.1637824820847962E-5,7.2019843719435344E-4,3.884983523331189E-3]
[2004,2,21,8,2.6470326078190986E-3,7.7980728794289163E-4,1.4496543779094137E-5,8.0037815915848785E-4,4.2417145986995723E-3,null,2.7506873786032329E-3,6.6279941950748349E-4,9.4710655592618526E-6,7.820462626986442E-4,4.2050041263686222E-3]
[2004,2,21,9,2.8588849148267824E-3,8.1974165223928138E-4,0,8.107088481027466E-4,4.4893354151688105E-3,null,2.9708355797597478E-3,6.9674174587874697E-4,0,7.9214033709024676E-4,4.4597176627287419E-3]
[2004,2,21,10,3.0148041994421926E-3,8.4241668541392583E-4,0,7.9914417789367755E-4,4.6563650627497958E-3,null,3.1328604853108036E-3,7.1601445473623061E-4,0,7.8084054459484219E-4,4.6297154846418765E-3]
[2004,2,21,11,3.120772042136899E-3,7.6447728087201592E-4,0,6.5127199635666279E-4,4.5365213193655782E-3,null,3.2429779075809797E-3,6.497696364511777E-4,0,6.3635523398903563E-4,4.5291027780211927E-3]
[2004,2,21,12,2.9663692227205052E-3,8.4059299626220655E-4,0,7.8530582878643231E-4,4.5922680477691446E-3,null,3.0825288502724819E-3,7.1446440496135584E-4,0,7.6731914964246284E-4,4.5643124048763009E-3]
[2004,2,21,13,2.890018890453721E-3,8.1716645782396432E-4,0,7.454039109594092E-4,4.4525892592370943E-3,null,3.0031887262792836E-3,6.9455295207035157E-4,0,7.2833114709134293E-4,4.4260728254409782E-3]
[2004,2,21,14,2.5639455733395037E-3,8.8425213264176951E-4,0,8.5020220064031512E-4,4.2983999066215882E-3,null,2.6643467508400964E-3,7.5157261194529928E-4,0,8.3072913214922049E-4,4.2466484949346163E-3]
[2004,2,21,15,2.513874612918768E-3,8.47427496755863E-4,0,7.9386981523867637E-4,4.1551719249133074E-3,null,2.6123150688513595E-3,7.2027340807001984E-4,0,7.7568698617341088E-4,4.1082754630947897E-3]
[2004,2,21,16,2.7208185767162514E-3,8.421884085769068E-4,0,7.8946852752036559E-4,4.352475512813524E-3,null,2.8273627216888744E-3,7.1582043019016316E-4,0,7.7138650574202919E-4,4.3145696576210668E-3]
[2004,2,21,17,3.0701785862188996E-3,8.9769259342890894E-4,0,8.7462738632065862E-4,4.8424985659684672E-3,null,3.1904032697686333E-3,7.6299636977029853E-4,0,8.5459488230551703E-4,4.8079945218444491E-3]
[2004,2,21,18,3.3984326641131549E-3,9.0032193067313983E-4,0,8.7477569581008246E-4,5.1735302905963777E-3,null,3.5315114020869178E-3,7.652311824299274E-4,0,8.5473979490789068E-4,5.1514823794247362E-3]
[2004,2,21,19,3.4250561457296689E-3,8.3136587106438862E-4,7.7720275173654107E-5,7.4783460573953184E-4,5.0819768977072429E-3,null,3.5591774288070634E-3,7.066217836889005E-4,5.0777194389954558E-5,7.307061691316178E-4,5.0472825760175368E-3]
[2004,2,21,20,3.4120133637961427E-3,7.902926876208891E-4,7.9037567999999962E-5,7.2045959578463843E-4,5.0018032152016698E-3,null,3.5456239064437772E-3,6.7171151474862162E-4,5.1637824820847962E-5,7.0395815760532709E-4,4.9729314036185742E-3]
[2004,2,21,21,3.2055725634175403E-3,8.1661551635552867E-4,7.9037567999999962E-5,8.1549686082431306E-4,4.9167225085973813E-3,null,3.3310991203294011E-3,6.9408467780425042E-4,5.1637824820847962E-5,7.9681868495844893E-4,4.873640307912948E-3]
[2004,2,21,22,3.101382951522695E-3,7.7502302659931228E-4,7.9037567999999962E-5,7.8360123527631339E-4,4.7390447813983206E-3,null,3.2228295623443013E-3,6.5873302298833638E-4,5.1637824820847962E-5,7.6565359821685868E-4,4.6988540083703441E-3]
[2004,2,21,23,2.9379393116250609E-3,6.9261206136589663E-4,7.9037567999999962E-5,6.9268264842177669E-4,4.402271589412734E-3,null,3.0529856563601557E-3,5.8868758899162377E-4,5.1637824820847962E-5,6.7681741466308807E-4,4.3701284848357159E-3]
[2004,2,21,24,2.3753183125882643E-3,7.3574412681772926E-4,7.9037567999999962E-5,8.6203603115816312E-4,4.0521360385641567E-3,null,2.4683330622001132E-3,6.2534781054334528E-4,5.1637824820847962E-5,8.4229192009388704E-4,3.9876106176581936E-3]
[2004,2,22,1,2.2005898087942128E-3,7.6542487143376164E-4,7.9037567999999962E-5,8.7592990782651428E-4,3.9209821560544887E-3,null,2.2867623899504382E-3,6.5057504374085905E-4,5.1637824820847962E-5,8.5586757080167747E-4,3.8448428293138227E-3]
[2004,2,22,2,2.1495029587074153E-3,7.2767227388663002E-4,7.9037567999999962E-5,8.442379303422934E-4,3.8004507309363387E-3,null,2.2336750372177012E-3,6.1848711621565367E-4,5.1637824820847962E-5,8.2490146775968175E-4,3.7287014460138847E-3]
[2004,2,22,3,2.0636515245948646E-3,7.3210607219366538E-4,7.9037567999999962E-5,8.7969214515320798E-4,3.754487309941738E-3,null,2.1444617590922967E-3,6.2225563568136491E-4,5.1637824820847962E-5,8.5954363767963874E-4,3.6778988572741486E-3]
[2004,2,22,4,2.0611741418434374E-3,6.9102332281663467E-4,7.9037567999999962E-5,8.1123655065786838E-4,3.6424715833179404E-3,null,2.1418873648645148E-3,5.8733723614870818E-4,5.1637824820847962E-5,7.926559531229024E-4,3.5735183789569734E-3]
[2004,2,22,5,2.1255058194037417E-3,6.9299271079060901E-4,7.9037567999999962E-5,8.098956837941419E-4,3.7074317819884928E-3,null,2.2087381973728819E-3,5.8901112305143077E-4,5.1637824820847962E-5,7.9134579753262961E-4,3.6407329427777901E-3]
[2004,2,22,6,2.2116047979358297E-3,7.1771107567711713E-4,7.9037567999999962E-5,8.3347530252577892E-4,3.8418287441387257E-3,null,2.2982087134742956E-3,6.1002056750170054E-4,5.1637824820847962E-5,8.1438534764269723E-4,3.7742524534395412E-3]
[2004,2,22,7,2.2863452414725359E-3,7.6842151877799737E-4,7.9037567999999962E-5,8.575971492506601E-4,3.9914014775011934E-3,null,2.3758759073352017E-3,6.5312205266336804E-4,5.1637824820847962E-5,8.3795470653227108E-4,3.9185904913516889E-3]
[2004,2,22,8,2.5911149483747297E-3,7.9784135848251047E-4,1.1861958205439992E-5,8.3393844298367285E-4,4.2347567080463534E-3,null,2.692580047541155E-3,6.7812752899020965E-4,7.7498047491128613E-6,8.1483788031123147E-4,4.1932952615917089E-3]
[2004,2,22,9,2.9114913049661222E-3,8.076264107785984E-4,0,8.0397570363183841E-4,4.5230934193765593E-3,null,3.0255019759963175E-3,6.8644436198468705E-4,0,7.855614088555983E-4,4.4975077468366025E-3]
[2004,2,22,10,3.1126443599992799E-3,8.3098394068625164E-4,0,7.9519835349128409E-4,4.7388266541768158E-3,null,3.2345319547025723E-3,7.0629716087909167E-4,0,7.7698509552761468E-4,4.7178142111092784E-3]
[2004,2,22,11,3.0568817016027598E-3,8.7252938414648625E-4,0,8.5865413361721011E-4,4.7880652193664566E-3,null,3.1765856943521773E-3,7.4160882856209626E-4,0,8.3898748168253308E-4,4.757182004596806E-3]
[2004,2,22,12,3.075582660755046E-3,9.0118763493233752E-4,0,8.8520825196788337E-4,4.8619785476552669E-3,null,3.1960189616855746E-3,7.6596699022415189E-4,0,8.6493340334190883E-4,4.8269193552516352E-3]
[2004,2,22,13,2.9356913914469437E-3,8.8962501268565863E-4,0,8.728966381703221E-4,4.6982130423029247E-3,null,3.0506497101977286E-3,7.5613930660080471E-4,0,8.5290377528672188E-4,4.659692792085255E-3]
[2004,2,22,14,2.741497076156155E-3,8.5075537497520163E-4,0,7.6532803292498296E-4,4.3575804840563399E-3,null,2.8488509675267904E-3,7.2310194761571688E-4,0,7.4779892609359768E-4,4.3197518412361052E-3]
[2004,2,22,15,2.8069784481021542E-3,8.6548156977399695E-4,0,7.7475495727755063E-4,4.4472149751537023E-3,null,2.916896515138644E-3,7.356185187161789E-4,0,7.5700993575735409E-4,4.4095249696121767E-3]
[2004,2,22,16,2.9628123509885516E-3,8.7310918770883887E-4,0,8.0191650680803864E-4,4.6378380455054293E-3,null,3.0788326955097887E-3,7.4210163424690771E-4,0,7.8354937596616177E-4,4.6044837057228581E-3]
[2004,2,22,17,3.3756840437530388E-3,9.3479269632802784E-4,0,9.0556226580980467E-4,5.2160390058908716E-3,null,3.5078719717601555E-3,7.9452970761594932E-4,0,8.8482122795812139E-4,5.187222907334226E-3]
[2004,2,22,18,3.8879269563109921E-3,9.1820443179825269E-4,0,9.0360603372211196E-4,5.7097374218313566E-3,null,4.04017373116803E-3,7.8043046505824618E-4,0,8.8290980149596039E-4,5.7035139977222359E-3]
[2004,2,22,19,3.8598291771699098E-3,8.6235654373413529E-4,7.6402982426345832E-5,8.2173282529746691E-4,5.6203215286278578E-3,null,4.0109756751176995E-3,7.3296239395665016E-4,4.9916564010698979E-5,8.0291182062781669E-4,5.5967664537128654E-3]
[2004,2,22,20,3.8311065609405886E-3,8.1753000520906453E-4,7.9037567999999962E-5,8.0006564131808607E-4,5.5277397754677398E-3,null,3.9811283140730796E-3,6.9486195020301009E-4,5.1637824820847962E-5,7.817409027805651E-4,5.5093689918775026E-3]
[2004,2,22,21,3.6792897500186766E-3,8.2073009946281622E-4,7.9037567999999962E-5,8.3863201204969671E-4,5.41768942953119E-3,null,3.823366530395333E-3,6.9758187940417347E-4,5.1637824820847962E-5,8.1942394766551952E-4,5.3920101822858739E-3]
[2004,2,22,22,3.3692241284866129E-3,7.8690307942403683E-4,7.9037567999999962E-5,7.9953149478752099E-4,5.0346962706981704E-3,null,3.5011590935969945E-3,6.6883050763318671E-4,5.1637824820847962E-5,7.8121899036556243E-4,5.0028464164165913E-3]
[2004,2,22,23,2.8870036984624146E-3,7.915543005167639E-4,7.9037567999999962E-5,8.4235800149361076E-4,4.5999535684727892E-3,null,3.0000554628166229E-3,6.727838262132077E-4,5.1637824820847962E-5,8.2306459688379812E-4,4.5475417107344769E-3]
[2004,2,22,24,2.3996413496669582E-3,7.6741090774754017E-4,7.9037567999999962E-5,8.5809157411983127E-4,4.1041813995343302E-3,null,2.4936085616042501E-3,6.5226308094728949E-4,5.1637824820847962E-5,8.3843780707255466E-4,4.0359472744449423E-3]
[2004,2,23,1,2.3684200014948789E-3,6.6525327865924876E-4,7.9037567999999962E-5,6.7910457467455678E-4,3.7918154228286844E-3,null,2.4611646211305915E-3,5.6543391391475589E-4,5.1637824820847962E-5,6.6355033371247297E-4,3.7417866935786689E-3]
[2004,2,23,2,2.2978306588463302E-3,6.3903349668024338E-4,7.9037567999999962E-5,6.6588488662599891E-4,3.6817866101525724E-3,null,2.3878110805230059E-3,5.431483357417929E-4,5.1637824820847962E-5,6.5063342997876002E-4,3.633230671064407E-3]
[2004,2,23,3,2.3171767907351174E-3,6.3952410249023183E-4,7.9037567999999962E-5,6.8810169463326897E-4,3.7238401558586181E-3,null,2.4079147848196916E-3,5.4356532754360734E-4,5.1637824820847962E-5,6.7234138324106087E-4,3.6754593204252079E-3]
[2004,2,23,4,2.3579509018363844E-3,6.3192817792693124E-4,7.9037567999999962E-5,6.7995533501303326E-4,3.748871982776349E-3,null,2.4502855634979444E-3,5.3710914988404823E-4,5.1637824820847962E-5,6.6438160819884493E-4,3.7034141464016858E-3]
[2004,2,23,5,2.4612253284366334E-3,6.3597070747456659E-4,7.9037567999999962E-5,6.7042900419139425E-4,3.8466626081025946E-3,null,2.5576040985785691E-3,5.4054510935626951E-4,5.1637824820847962E-5,6.5507346887614445E-4,3.8048605016318313E-3]
[2004,2,23,6,2.7126941164162571E-3,6.7973927265751165E-4,7.9037567999999962E-5,7.0249597415847082E-4,4.1739669312322392E-3,null,2.8189201168115699E-3,5.7774632566249097E-4,5.1637824820847962E-5,6.8640597555672228E-4,4.1347102428516309E-3]
[2004,2,23,7,3.226835746011215E-3,7.6846087865303726E-4,7.9037567999999962E-5,7.3087870918067113E-4,4.8052129018449231E-3,null,3.3531949448449691E-3,6.5315550670096384E-4,5.1637824820847962E-5,7.1413863117118217E-4,4.772126907537963E-3]
[2004,2,23,8,3.1807168459766543E-3,9.0265385476040114E-4,1.0544665379094137E-5,8.2032490470944775E-4,4.9142402708255975E-3,null,3.3052700814090591E-3,7.6721320793195831E-4,6.8891743182194538E-6,8.0153614711469319E-4,4.8809086107739295E-3]
[2004,2,23,9,2.9323642502557343E-3,9.7620928429040883E-4,0,8.5047011539806142E-4,4.7590436499442045E-3,null,3.0471922819611226E-3,8.2973185420252642E-4,0,8.3099091057560524E-4,{"$f":"SUM(K1283:N1283)","v":4.7079150467392548E-3}]
[2004,2,23,10,2.7978349245985036E-3,1.0315302866828093E-3,0,8.822847032024804E-4,4.7116499144837934E-3,null,{"$f":"E1284*R$5","v":2.9073949417076405E-3},{"$f":"F1284*S$5","v":8.7675209733077534E-4},{"$f":"G1284*T$5","v":0},{"$f":"H1284*V$5","v":8.6207681566564779E-4},4.6462238547040633E-3]
[2004,2,23,11,2.6405029490384657E-3,1.0290103826527306E-3,0,8.6802693449818298E-4,4.5375402661893792E-3,null,2.7439020258495806E-3,8.7461029774237096E-4,0,8.481456075210618E-4,4.4666579311130137E-3]
[2004,2,23,12,2.6171258245427874E-3,1.0241889158254351E-3,0,8.452713598819338E-4,4.4865861002501561E-3,null,2.7196094798838254E-3,8.7051227831665351E-4,0,8.259112275838228E-4,4.4160329857843017E-3]
[2004,2,23,13,2.562272538725755E-3,1.0145057662479641E-3,0,8.4583824425408345E-4,4.4226165492278029E-3,null,2.6626082021035183E-3,8.6228205782732932E-4,0,8.2646512801145069E-4,4.3513553879422984E-3]
[2004,2,23,14,2.4979290516205844E-3,1.0002359137490898E-3,0,7.8738835104363131E-4,4.2855533164133054E-3,null,2.5957450976020085E-3,8.5015335616097103E-4,0,7.6935397371854911E-4,4.2152524274815285E-3]
[2004,2,23,15,2.5257996761887842E-3,1.0059738733884849E-3,0,8.1841723135323387E-4,4.3501907809305029E-3,null,2.6247071039660706E-3,8.5503035125572178E-4,0,7.9967216719269553E-4,4.2794096224144876E-3]
[2004,2,23,16,2.6768357015879104E-3,1.0203479295827511E-3,0,8.8407862598734969E-4,4.581262257158011E-3,null,2.7816575274525672E-3,8.672476211489795E-4,0,8.6382965036437573E-4,4.512734798965923E-3]
[2004,2,23,17,3.2937894818361856E-3,1.0688315511349783E-3,0,9.7882859363333016E-4,5.3414496266044938E-3,null,3.4227705124220604E-3,9.0845641300986045E-4,0,9.5640946059590871E-4,5.2876363860278296E-3]
[2004,2,23,18,4.0649784446014029E-3,9.826094955378568E-4,0,8.2731679641549218E-4,5.8749047365547523E-3,null,4.2241583533312622E-3,8.351717319327335E-4,0,8.0836789622645638E-4,5.8676979814904521E-3]
[2004,2,23,19,4.3845517580900877E-3,8.69990744528084E-4,7.5085689599999964E-5,5.9667508381701015E-4,5.9263032760351825E-3,null,4.556245792433869E-3,7.3945110460717602E-4,4.9055933579805568E-5,5.8300881152866793E-4,5.9277616421495177E-3]
[2004,2,23,20,4.0498594996000933E-3,9.1579720077044735E-4,7.9037567999999962E-5,7.4043009807249331E-4,5.7851243664430339E-3,null,4.2084473677279667E-3,7.78384432208183E-4,5.1637824820847962E-5,7.2347125463292732E-4,5.7619408793899256E-3]
[2004,2,23,21,3.8863656942049875E-3,8.9793350406330331E-4,7.9037567999999962E-5,7.5157097121501695E-4,5.6149077374833085E-3,null,4.0385513318228188E-3,7.6320113244833271E-4,5.1637824820847962E-5,7.3435695672838524E-4,5.5877472458203846E-3]
[2004,2,23,22,3.5685261515943437E-3,8.2834348144397393E-4,7.9037567999999962E-5,6.9944279715011088E-4,5.1753499981884287E-3,null,3.7082655560837573E-3,7.0405289504562967E-4,5.1637824820847962E-5,6.8342272864846615E-4,5.1473790045987004E-3]
[2004,2,23,23,3.0971835261213456E-3,7.7381414089808807E-4,7.9037567999999962E-5,7.0376366319351165E-4,4.6537988982129457E-3,null,3.2184656922450978E-3,6.5770552715262046E-4,5.1637824820847962E-5,6.8764462938650705E-4,4.615453673605073E-3]
[2004,2,23,24,2.5618861106672685E-3,7.192869241044867E-4,7.9037567999999962E-5,6.9950008373841446E-4,4.0597106865101693E-3,null,2.6622066419640334E-3,6.1135996434889806E-4,5.1637824820847962E-5,6.8347870314223883E-4,4.0086831342760181E-3]
[2004,2,24,1,2.471969829454562E-3,7.0931262577873745E-4,7.9037567999999962E-5,7.2108381443332131E-4,3.9814038376666206E-3,null,2.5687693419730413E-3,6.028822811539377E-4,5.1637824820847962E-5,7.0456807912270387E-4,3.9278575270705312E-3]
[2004,2,24,2,2.4582762356998127E-3,6.8146115320656697E-4,7.9037567999999962E-5,7.0458888953714265E-4,3.9233638464435221E-3,null,2.5545395227416332E-3,5.7920984292633411E-4,5.1637824820847962E-5,6.8845095470977126E-4,3.8738381451985868E-3]
[2004,2,24,3,2.4963346669113432E-3,6.9369192856475923E-4,7.9037567999999962E-5,7.4632842552240376E-4,4.0153925889985058E-3,null,2.5940882786102842E-3,5.8960542518476759E-4,5.1637824820847962E-5,7.2923448653223989E-4,3.9645660151481398E-3]
[2004,2,24,4,2.5947381629634111E-3,6.7496405459984625E-4,7.9037567999999962E-5,7.2356344574927385E-4,4.072303231312531E-3,null,2.6963451430710014E-3,5.7368761550989481E-4,5.1637824820847962E-5,7.0699091685424574E-4,4.0286615002559896E-3]
[2004,2,24,5,2.6871365206970668E-3,6.6719987649270594E-4,7.9037567999999962E-5,6.9776016341158479E-4,4.1311341286013577E-3,null,2.7923617148619458E-3,5.6708843027280815E-4,5.1637824820847962E-5,6.8177863402688315E-4,4.0928666039824852E-3]
[2004,2,24,6,2.9506094682678853E-3,7.2414107237465367E-4,7.9037567999999962E-5,7.4297695796860343E-4,4.4967650666111426E-3,null,3.0661519618523491E-3,6.1548576145981906E-4,5.1637824820847962E-5,7.2595978113827828E-4,4.4592353292712949E-3]
[2004,2,24,7,3.3337809279862713E-3,7.9305577332167696E-4,7.9037567999999962E-5,7.4154993253218535E-4,4.9474242018401338E-3,null,3.4643279778844007E-3,6.7406000728882697E-4,5.1637824820847962E-5,7.2456544035504153E-4,4.9145912503491176E-3]
[2004,2,24,8,3.3366902332184908E-3,9.1044414603347063E-4,7.9100798054399957E-6,7.9050589866710183E-4,5.045550357724503E-3,null,3.4673512081835407E-3,7.7383458812860348E-4,5.1679135080704642E-6,7.7240011689452413E-4,5.0187538267147391E-3]
[2004,2,24,9,3.0634172873602763E-3,9.8167772659387017E-4,0,8.212532853017155E-4,4.8663482992558618E-3,null,3.1833772061763519E-3,8.3437977227200947E-4,0,8.0244326403715923E-4,4.8202002424855206E-3]
[2004,2,24,10,2.8631019286040299E-3,1.0460860586378165E-3,0,8.6919650187294644E-4,4.7783844891147922E-3,null,2.9752177269755419E-3,8.891238170510565E-4,0,8.4928838707337955E-4,4.7136299310999779E-3]
[2004,2,24,11,2.6991243869317347E-3,1.0438131410278851E-3,0,8.5816468698897386E-4,4.6011022149485938E-3,null,2.8048190122336066E-3,8.8719194427204604E-4,0,8.3850924536133583E-4,4.5305202018669881E-3]
[2004,2,24,12,2.5968371223873215E-3,1.031146572349186E-3,0,8.197748481581211E-4,4.4477585428946281E-3,null,2.698526295346382E-3,8.7642595824293326E-4,0,8.0099868908274218E-4,4.3759509426720576E-3]
[2004,2,24,13,2.5388189540578314E-3,1.0269869430925926E-3,0,8.3475235662345637E-4,4.400558253773881E-3,null,2.6382362018725833E-3,8.7289046954044979E-4,0,8.1563315203731326E-4,4.3267598234503464E-3]
[2004,2,24,14,2.4345358017328427E-3,1.0308498885248484E-3,0,8.1841478345560405E-4,4.2838004737132951E-3,null,2.5298694405210325E-3,8.7617379098367759E-4,0,7.9966977536182035E-4,4.2057130068665306E-3]
[2004,2,24,15,2.5614180524443789E-3,1.0055883323522017E-3,0,7.8375490986741492E-4,4.3507612946639953E-3,null,2.6617202551162287E-3,8.5470265955676515E-4,0,7.6580375303838589E-4,4.2822266677113802E-3]
[2004,2,24,16,2.8014300683110189E-3,9.7508809526236683E-4,0,7.616882216724669E-4,4.5382063852458529E-3,null,2.911130867137901E-3,8.2877889640329281E-4,0,7.4424248123764174E-4,4.484152244778836E-3]
[2004,2,24,17,3.337582570777581E-3,1.0122783963218071E-3,0,8.2306200906840439E-4,5.1729229761677924E-3,null,3.4682784886613076E-3,8.6038889843152559E-4,0,8.0421056071537005E-4,5.1328779478082027E-3]
[2004,2,24,18,3.9500833355734155E-3,1.0019137409829817E-3,0,8.2707385500582352E-4,5.7790709315622205E-3,null,4.1047640831840147E-3,8.5157943018445315E-4,0,8.0813051915748957E-4,5.7644740325259571E-3]
[2004,2,24,19,4.1590572335864773E-3,8.8729865449533696E-4,7.2451104026345834E-5,5.9228690746264629E-4,5.7110938995708072E-3,null,4.3219211601403301E-3,7.5416201184868822E-4,4.7334672769656585E-5,5.7872114215797835E-4,5.7021389869166524E-3]
[2004,2,24,20,4.1546601032090621E-3,8.534124787023988E-4,7.9037567999999962E-5,5.6921822603977134E-4,5.6563283759512323E-3,null,4.3173518431642178E-3,7.2536036047641638E-4,5.1637824820847962E-5,5.5618082682614453E-4,5.6505308552876271E-3]
[2004,2,24,21,3.9076767323980265E-3,8.7537492643000481E-4,7.9037567999999962E-5,6.6935056289006765E-4,5.531439789718099E-3,null,4.0606968859083128E-3,7.4402740530901971E-4,5.1637824820847962E-5,6.5401972824168108E-4,5.5103818442798613E-3]
[2004,2,24,22,3.6331408295335768E-3,8.5762689460187338E-4,7.9037567999999962E-5,7.2337573676081648E-4,5.2931810288962666E-3,null,3.7754104709423614E-3,7.2894241524164381E-4,5.1637824820847962E-5,7.0680750716069251E-4,5.2627982181655455E-3]
[2004,2,24,23,3.1633700448790414E-3,7.6958652938813993E-4,7.9037567999999962E-5,6.6453767197564991E-4,4.6765318142428314E-3,null,3.2872439994116572E-3,6.5411225674078758E-4,5.1637824820847962E-5,6.4931707199184787E-4,4.6423111529651411E-3]
[2004,2,24,24,2.7279692364073991E-3,7.3172172814605101E-4,7.9037567999999962E-5,6.7924005727990262E-4,4.2179685898333531E-3,null,2.8347933930387569E-3,6.2192896136632747E-4,5.1637824820847962E-5,6.6368271321828409E-4,4.1720428924442166E-3]
[2004,2,25,1,1.9646456022753295E-3,5.3131974517415842E-4,7.9037567999999962E-5,5.1197438352886698E-4,3.0869772989783545E-3,null,2.0415788780401836E-3,4.5159672667753549E-4,5.1637824820847962E-5,5.0024809979467406E-4,3.0450615293332413E-3]
[2004,2,25,2,1.927222886855413E-3,4.9604226668157215E-4,7.9037567999999962E-5,4.8826040401282094E-4,2.9905631255498061E-3,null,2.0026907318667834E-3,4.2161253362356361E-4,5.1637824820847962E-5,4.7707726630549617E-4,2.9530183566166914E-3]
[2004,2,25,3,1.8854777106072247E-3,4.867323824897755E-4,7.9037567999999962E-5,4.8748375931672498E-4,2.9387314204137251E-3,null,1.9593108622405963E-3,4.1369957110909091E-4,5.1637824820847962E-5,4.7631840991358115E-4,2.9009666680841167E-3]
[2004,2,25,4,1.9605389628877187E-3,4.6733008105489686E-4,7.9037567999999962E-5,4.6154659127885852E-4,2.9684532032214742E-3,null,2.0373114273489422E-3,3.9720852989034229E-4,5.1637824820847962E-5,4.5097530790998987E-4,2.9371330899701223E-3]
[2004,2,25,5,2.0481516366831235E-3,4.6129281545529235E-4,7.9037567999999962E-5,4.4086418422896548E-4,3.0293462043673811E-3,null,2.1283549132896985E-3,3.9207713884450301E-4,5.1637824820847962E-5,4.3076661161824348E-4,3.002836488573293E-3]
[2004,2,25,6,2.2942608418769312E-3,5.0721521540880298E-4,7.9037567999999962E-5,4.7984859501956693E-4,3.3603622203053009E-3,null,2.3841014736021679E-3,4.3110901313214928E-4,5.1637824820847962E-5,4.6885812175434343E-4,3.3357064333095088E-3]
[2004,2,25,7,2.6454127177405837E-3,5.7695978625534072E-4,7.9037567999999962E-5,4.7378735126061969E-4,3.7751974232565441E-3,null,2.7490040554811325E-3,4.9038860923957775E-4,5.1637824820847962E-5,4.6293570498828128E-4,3.7539661945298394E-3]
[2004,2,25,8,2.7213086907203203E-3,6.9748209597053808E-4,6.5927869790941402E-6,5.4064878133403915E-4,3.9660323550039919E-3,null,2.8278720279970347E-3,5.9282688873765808E-4,4.3072830771770559E-6,5.2826573793493298E-4,3.9532719377468025E-3]
[2004,2,25,9,2.5077935125567292E-3,7.8111059770497493E-4,0,5.9702457475015831E-4,3.8859286850118622E-3,null,2.6059958395511732E-3,6.6390717134194761E-4,0,5.8335029770615558E-4,3.8532533085992764E-3]
[2004,2,25,10,2.3500063834043226E-3,8.397095318237014E-4,0,6.6032935628668437E-4,3.8500452715147086E-3,null,2.4420299468064077E-3,7.137135018522795E-4,0,6.4520514374998808E-4,3.8009485924086752E-3]
[2004,2,25,11,2.2024822000304635E-3,8.4580894216359018E-4,0,6.5069924869880864E-4,3.6989903908928624E-3,null,2.2887288850640826E-3,7.1889771299665165E-4,0,6.3579560456865618E-4,3.6434222026293906E-3]
[2004,2,25,12,2.1586495966755474E-3,8.5045526910244645E-4,0,6.4158798105654481E-4,3.6506928468345388E-3,null,2.2431798470720545E-3,7.2284687177668792E-4,0,6.2689302180006696E-4,3.5929197406488092E-3]
[2004,2,25,13,2.1103532369999675E-3,8.4545698528089828E-4,0,6.5591771912030139E-4,3.611727941401167E-3,null,2.192992257164897E-3,7.1859856624443901E-4,0,6.4089455091474669E-4,3.5524853743240823E-3]
[2004,2,25,14,2.0220215288969039E-3,8.4745959537270768E-4,0,6.4528904654505954E-4,3.514770170814671E-3,null,2.1012015803550071E-3,7.2030069038058625E-4,0,6.3050931792231371E-4,3.4520115886579068E-3]
[2004,2,25,15,2.1276717805323577E-3,8.19078270514066E-4,0,6.0589697779207135E-4,3.5526470288384949E-3,null,2.2109889750631267E-3,6.9617790269699818E-4,0,5.9201948683967637E-4,3.4991863645998014E-3]
[2004,2,25,16,2.3950632309044377E-3,8.0628741569230592E-4,0,6.0674027341163777E-4,3.8080909200083812E-3,null,2.4888511689447816E-3,6.8530627930754367E-4,0,5.9284346757938755E-4,3.7670009158317129E-3]
[2004,2,25,17,2.9005863497880884E-3,8.4425206735629598E-4,0,6.660227074890624E-4,4.4108611246334471E-3,null,3.0141699952402645E-3,7.1757444283173375E-4,0,6.5076809418673147E-4,4.38251253225873E-3]
[2004,2,25,18,3.4186900274846919E-3,8.1409298201748858E-4,0,6.4093884293419073E-4,4.8737218524363716E-3,null,3.5525620206494808E-3,6.919406425781227E-4,0,6.2625875156573671E-4,4.8707614147933407E-3]
[2004,2,25,19,3.6779069643512151E-3,7.2199134629955994E-4,7.1133811199999966E-5,4.5542724467711532E-4,4.9264593665278899E-3,null,3.8219295964219608E-3,6.136585956757817E-4,4.6474042338763167E-5,4.4499611909119141E-4,4.9270583535276974E-3]
[2004,2,25,20,3.6439608376506987E-3,6.8251421353288826E-4,7.9037567999999962E-5,4.0704377164489625E-4,4.8125563908284832E-3,null,3.7866541782077103E-3,5.8010489454201383E-4,5.1637824820847962E-5,3.9772082324727396E-4,4.8161177208178464E-3]
[2004,2,25,21,3.3912269865461492E-3,6.918725943007918E-4,7.9037567999999962E-5,4.8776558240991389E-4,4.6499027312568554E-3,null,3.524023558424056E-3,5.8805907685910788E-4,5.1637824820847962E-5,4.7659377811828366E-4,4.6403142382222956E-3]
[2004,2,25,22,3.042624437925562E-3,6.5739597969858633E-4,7.9037567999999962E-5,4.9026245887499756E-4,4.2693204444991459E-3,null,3.1617701325285553E-3,5.5875558034369896E-4,5.1637824820847962E-5,4.7903346601530465E-4,4.2511970037084068E-3]
[2004,2,25,23,2.6246474780776191E-3,5.7489157620219339E-4,7.9037567999999962E-5,4.5339725203657853E-4,3.731973874316391E-3,null,2.7274256727721834E-3,4.8863072822994812E-4,5.1637824820847962E-5,4.430126214911236E-4,3.7107068473141032E-3]
[2004,2,25,24,2.1799039996776132E-3,5.3550133434029359E-4,7.9037567999999962E-5,4.5690989369041889E-4,3.2513527957083255E-3,null,2.2652665481972434E-3,4.5515088026751343E-4,5.1637824820847962E-5,4.4644480944646921E-4,3.2185000627320743E-3]
[2004,2,26,1,1.9857995087964112E-3,5.450036925914697E-4,7.9037567999999962E-5,5.2943661255808508E-4,3.1392773819459664E-3,null,2.063561147357082E-3,4.6322743665549743E-4,5.1637824820847962E-5,5.1731037316435954E-4,{"$f":"SUM(K1347:N1347)","v":3.0957367819977872E-3}]
[2004,2,26,2,1.9472066537511534E-3,5.0944189673919583E-4,7.9037567999999962E-5,5.0554344510204605E-4,3.0412295635923953E-3,null,{"$f":"E1348*R$5","v":2.0234570402283382E-3},{"$f":"F1348*S$5","v":4.3300158725402722E-4},{"$f":"G1348*T$5","v":5.1637824820847962E-5},{"$f":"H1348*V$5","v":4.9396445586362501E-4},3.0020609081668386E-3]
[2004,2,26,3,1.9049121004104264E-3,4.9996846066972431E-4,7.9037567999999962E-5,5.0460174892396823E-4,2.9885198780041193E-3,null,1.9795062805307269E-3,4.2494961335653937E-4,5.1637824820847962E-5,4.9304432833611014E-4,2.9491380470442244E-3]
[2004,2,26,4,1.9796430665410302E-3,4.8081020630750431E-4,7.9037567999999962E-5,4.7925423346860803E-4,3.0187450743171425E-3,null,2.0571636258611423E-3,4.0866600064043705E-4,5.1637824820847962E-5,4.6827737348641483E-4,2.9857448248088426E-3]
[2004,2,26,5,2.0673054737058018E-3,4.7511296620465066E-4,7.9037567999999962E-5,4.5921401670032341E-4,3.0806700246107759E-3,null,2.1482587926731538E-3,4.038236152314375E-4,5.1637824820847962E-5,4.4869615872190211E-4,3.0524163914473416E-3]
[2004,2,26,6,2.3161448853968613E-3,5.2212910042639461E-4,7.9037567999999962E-5,4.9998243021819196E-4,3.4172939840414482E-3,null,2.4068424712480833E-3,4.4378511206723004E-4,5.1637824820847962E-5,4.8853081070856217E-4,3.3907962188447233E-3]
[2004,2,26,7,2.6699503896693497E-3,5.9373728551797113E-4,7.9037567999999962E-5,4.9643184697203187E-4,3.8391570901593528E-3,null,2.7745025945906956E-3,5.0464869239601141E-4,5.1637824820847962E-5,4.8506155017679134E-4,3.8158506619843467E-3]
[2004,2,26,8,2.7501141141506942E-3,7.1527713345698966E-4,3.9582014054399976E-6,5.6387576841469638E-4,4.0332252174278202E-3,null,2.8578054388780339E-3,6.079518313978474E-4,2.5860222670280659E-6,5.5096073308482036E-4,4.0193040256277304E-3]
[2004,2,26,9,2.5346495402586494E-3,7.9854066961406595E-4,0,6.1857441856818607E-4,3.9517646284409017E-3,null,2.6339035185955783E-3,6.7872191047293822E-4,0,6.0440656295625576E-4,3.9170319920247719E-3]
[2004,2,26,10,2.376929535387878E-3,8.5707860478996967E-4,0,6.8126531908197961E-4,3.9152734592598276E-3,null,2.4700073786425793E-3,7.2847639475854425E-4,0,6.6566158833522365E-4,3.8641453617363473E-3]
[2004,2,26,11,2.2284569345341104E-3,8.6270416799694844E-4,0,6.7049822457034979E-4,3.761659327101409E-3,null,2.3157207604760817E-3,7.3325785818628957E-4,0,6.5514110382850464E-4,3.7041197224908758E-3]
[2004,2,26,12,2.1843264534132829E-3,8.6724493840784913E-4,0,6.6097189198916124E-4,3.7125432838102934E-3,null,2.2698621801653684E-3,7.3711729889554614E-4,0,6.458329627865555E-4,3.6528124418474701E-3]
[2004,2,26,13,2.1361155943986345E-3,8.6193120977620186E-4,0,6.7487151505223769E-4,3.6729183192270743E-3,null,2.2197634390272781E-3,7.3260088015090108E-4,0,6.5941422827339431E-4,3.6117785474515736E-3]
[2004,2,26,14,2.0470636324731841E-3,8.6365953323241039E-4,0,6.6359476581811182E-4,3.5743179315237067E-3,null,2.1272243040787249E-3,7.340698735819808E-4,0,6.4839576219829543E-4,3.5096899398590013E-3]
[2004,2,26,15,2.1526522772231061E-3,8.354584912781878E-4,0,6.2472566514002706E-4,3.6128364336413211E-3,null,2.2369476794461057E-3,7.1010031786511527E-4,0,6.1041692110683785E-4,3.5574649184180588E-3]
[2004,2,26,16,2.4219746966737208E-3,8.2338310008197072E-4,0,6.272503015650675E-4,3.8726080983207591E-3,null,2.51681645694789E-3,6.9983680481653678E-4,0,6.1288373314847525E-4,3.8295369949129022E-3]
[2004,2,26,17,2.9320974332894796E-3,8.6322990811680471E-4,0,6.9026316913590124E-4,4.485590510542186E-3,null,3.0469150167474995E-3,7.337047124945787E-4,0,6.744533512368883E-4,4.4550730804789659E-3]
[2004,2,26,18,3.4530815560824091E-3,8.3459318467237614E-4,0,6.6861819326618382E-4,4.9562929340209692E-3,null,3.5883002821900344E-3,7.093648480575159E-4,0,6.5330413284378247E-4,4.950969263091333E-3]
[2004,2,26,19,3.7121220285069134E-3,7.4328616583649917E-4,6.9816518373654125E-5,4.8469942453760744E-4,5.0099241372546736E-3,null,3.8574844833746836E-3,6.3175818803126325E-4,4.561341190786977E-5,4.7359784766035811E-4,5.008453930974174E-3]
[2004,2,26,20,3.6770630454542735E-3,7.0299728076238504E-4,7.9037567999999962E-5,4.3499359891662154E-4,4.8940914931332805E-3,null,3.8210526306257991E-3,5.9751453571792125E-4,5.1637824820847962E-5,4.2503048644936187E-4,4.8952354776139297E-3]
[2004,2,26,21,3.4240204724254506E-3,7.1136177560512991E-4,7.9037567999999962E-5,5.1426240736961106E-4,4.7286822234001913E-3,null,3.5581011997202535E-3,6.0462396186969456E-4,5.1637824820847962E-5,5.0248371863702301E-4,4.716846705047819E-3]
[2004,2,26,22,3.0726994686296975E-3,6.7548816415822913E-4,7.9037567999999962E-5,5.1442675986857454E-4,4.3416519606565016E-3,null,3.1930228670527172E-3,5.7413308391782787E-4,5.1637824820847962E-5,5.0264430679914209E-4,4.3214380825905355E-3]
[2004,2,26,23,2.6504895350942556E-3,5.9099706493118077E-4,7.9037567999999962E-5,4.7467750709210193E-4,3.7952016751175385E-3,null,2.7542796751984602E-3,5.0231963412439892E-4,5.1637824820847962E-5,4.6380547265155935E-4,3.7720426067952666E-3]
[2004,2,26,24,2.2018405581297621E-3,5.5001126281402487E-4,7.9037567999999962E-5,4.755482815798861E-4,3.3064376705236732E-3,null,2.2880621172000873E-3,4.6748363519066117E-4,5.1637824820847962E-5,4.6465630288228547E-4,3.2718398800938822E-3]
[2004,2,27,1,2.0780162821386885E-3,6.2407452025682185E-4,7.9037567999999962E-5,6.2354029828056161E-4,3.4046686686760716E-3,null,2.1593890241194723E-3,5.3043391123824043E-4,5.1637824820847962E-5,6.0925870394190867E-4,3.3507194641204698E-3]
[2004,2,27,2,2.0394496729263601E-3,6.0052809826345631E-4,7.9037567999999962E-5,6.1775013422120471E-4,3.3367654734110211E-3,null,2.119312190580471E-3,5.1042056297901782E-4,5.1637824820847962E-5,6.0360115805410859E-4,3.2849717364344454E-3]
[2004,2,27,3,2.0683611215754076E-3,5.9670341923389171E-4,7.9037567999999962E-5,6.3254281584619945E-4,3.3766449246554987E-3,null,2.1493557785064966E-3,5.0716976617345695E-4,5.1637824820847962E-5,6.1805502745039651E-4,3.3262183969511982E-3]
[2004,2,27,4,2.1360285546079701E-3,5.9291615938261851E-4,7.9037567999999962E-5,6.3842775894923614E-4,3.4464100409398249E-3,null,2.2196729908579168E-3,5.039507739047778E-4,5.1637824820847962E-5,6.238051815585031E-4,3.3990667711420461E-3]
[2004,2,27,5,2.2526554508439343E-3,5.7485741536938051E-4,7.9037567999999962E-5,5.9923813130536067E-4,3.5057885655186754E-3,null,2.3408668630203939E-3,4.8860169313306155E-4,5.1637824820847962E-5,5.8551315486493681E-4,3.4666195358392408E-3]
[2004,2,27,6,2.4750395520779867E-3,6.1739549638340006E-4,7.9037567999999962E-5,6.2043076326443835E-4,3.7919033797258255E-3,null,2.5719592714250343E-3,5.2475705592459172E-4,5.1637824820847962E-5,6.0622038985217071E-4,3.7545745420226448E-3]
[2004,2,27,7,2.8566764150537755E-3,7.0271792746250897E-4,7.9037567999999962E-5,6.5613242821547298E-4,4.2945643387317578E-3,null,2.9685405976604289E-3,5.9727709858716058E-4,5.1637824820847962E-5,6.4110434230338592E-4,4.258559863371824E-3]
[2004,2,27,8,2.9075041638076055E-3,8.1075801554304208E-4,1.3236158317858554E-6,6.8089929845660101E-4,4.4004850936390349E-3,null,3.0213587029482092E-3,6.8910607834986185E-4,8.6476145687907558E-7,6.6530395106230141E-4,4.3766334938172514E-3]
[2004,2,27,9,2.6718680804587113E-3,8.6257279388679108E-4,0,6.7957992165735193E-4,4.2140207960028545E-3,null,2.7764953799590277E-3,7.3314619638818008E-4,0,6.6401479332712674E-4,4.1736563696743341E-3]
[2004,2,27,10,2.6119842214548366E-3,8.6604573175198644E-4,0,6.1527403160236912E-4,4.0933039848091921E-3,null,2.7142665374969288E-3,7.3609802979192947E-4,0,6.0118176819825024E-4,4.0515463354871082E-3]
[2004,2,27,11,2.4598420609946792E-3,9.0475333557628128E-4,0,6.8696745131065922E-4,4.0515628478816198E-3,null,2.5561666639649654E-3,7.6899766761520042E-4,0,6.7123311867725707E-4,3.996397450257423E-3]
[2004,2,27,12,2.3570727008556621E-3,9.2572114341842949E-4,0,7.071362525979414E-4,3.989930096872033E-3,null,2.4493729731707931E-3,7.8681931545178494E-4,0,6.9093997285530489E-4,3.9271322614778826E-3]
[2004,2,27,13,2.2332674051266464E-3,9.0625604482041846E-4,0,7.0215626755590278E-4,3.8416797175029674E-3,null,2.3207196035975996E-3,7.7027489960585036E-4,0,6.8607404960907808E-4,3.7770685528125281E-3]
[2004,2,27,14,2.0033292951761655E-3,9.1615346690732797E-4,0,7.1319586504211652E-4,3.6326786271256104E-3,null,2.0817773801310819E-3,7.7868724162323425E-4,0,6.9686079567029993E-4,3.5573254174246158E-3]
[2004,2,27,15,2.1307457896447921E-3,9.0758926992688042E-4,0,6.8899663209916597E-4,3.7273316916708386E-3,null,2.2141833588581383E-3,7.714080780722466E-4,0,6.7321582301998941E-4,3.6588072599503742E-3]
[2004,2,27,16,2.3489343396334212E-3,8.8988723759326756E-4,0,7.0819134899406135E-4,3.94701292622075E-3,null,2.4409159230270186E-3,7.5636218540590299E-4,0,6.919709032772943E-4,3.8892490117102157E-3]
[2004,2,27,17,2.7859502093725745E-3,9.4327007890985495E-4,0,8.0491575181737681E-4,4.5341360400998065E-3,null,2.8950448346202967E-3,8.0173508302222455E-4,0,7.8647992613626704E-4,4.483259843778788E-3]
[2004,2,27,18,3.4646643896937739E-3,8.3064598028077005E-4,0,6.0881556368840007E-4,4.9041259336629443E-3,null,3.6003366863239044E-3,7.0600991047244229E-4,0,5.9487122531663413E-4,4.9012178221129812E-3]
[2004,2,27,19,3.5602157849667286E-3,8.1744934794796725E-4,6.7181932799999968E-5,5.9136188711216237E-4,5.0362089528268586E-3,null,3.6996297649995744E-3,6.947933953348254E-4,4.3892151097720767E-5,5.7781730851417081E-4,5.0161326199462918E-3]
[2004,2,27,20,3.6507579765040557E-3,7.5421610320438302E-4,7.9037567999999962E-5,4.8772369341629771E-4,4.9717353411247358E-3,null,3.7937174852479463E-3,6.4104811934467397E-4,5.1637824820847962E-5,4.7655284855201439E-4,4.9629562779654824E-3]
[2004,2,27,21,3.332623895565442E-3,7.8512435867539733E-4,7.9037567999999962E-5,5.9857711322223539E-4,4.7953629354630751E-3,null,3.4631256373967132E-3,6.6731867888024669E-4,5.1637824820847962E-5,5.8486727676897794E-4,4.7669494178667858E-3]
[2004,2,27,22,3.18134844154373E-3,7.5239392711614304E-4,7.9037567999999962E-5,6.3247072783188536E-4,4.6452506644917586E-3,null,3.3059264095364896E-3,6.3949935560240134E-4,5.1637824820847962E-5,6.1798459054312376E-4,4.6150481805028627E-3]
[2004,2,27,23,2.7673189579554011E-3,6.9329517972282128E-4,7.9037567999999962E-5,6.1156121751903083E-4,4.1512129231972535E-3,null,2.8756840046972282E-3,5.8926820737955775E-4,5.1637824820847962E-5,5.9755399257151089E-4,4.1141440294691451E-3]
[2004,2,27,24,2.451159528046028E-3,6.7050436181523699E-4,7.9037567999999962E-5,6.9104814988592517E-4,3.8917496077471901E-3,null,2.547144132952082E-3,5.6989708695941383E-4,5.1637824820847962E-5,6.7522035275338643E-4,3.8438993974857305E-3]
[2004,2,28,1,1.9808202133473093E-3,6.1423940094719421E-4,7.9037567999999962E-5,6.7356523874456502E-4,3.3476624210390686E-3,null,2.0583868683906187E-3,5.2207452364338449E-4,5.1637824820847962E-5,6.5813787097556244E-4,3.2902370878304141E-3]
[2004,2,28,2,1.8590588026261737E-3,6.0496319468071331E-4,7.9037567999999962E-5,7.013999689465544E-4,3.2444595342534417E-3,null,1.9318574200256056E-3,5.1419018577719938E-4,5.1637824820847962E-5,6.8533507329624757E-4,3.1830205039199005E-3]
[2004,2,28,3,1.8696737210016597E-3,5.7668270511168694E-4,7.9037567999999962E-5,6.6689718659903652E-4,3.1922911807123833E-3,null,1.942888006469499E-3,4.9015310333445255E-4,5.1637824820847962E-5,6.5162254418881839E-4,3.1363014788136179E-3]
[2004,2,28,4,1.8652887617538159E-3,5.7007088510853767E-4,7.9037567999999962E-5,6.6702552331674055E-4,3.181422738179094E-3,null,1.9383313372304785E-3,4.8453336814124133E-4,5.1637824820847962E-5,6.5174794147671153E-4,3.1262504716692793E-3]
[2004,2,28,5,1.9147512154752318E-3,5.6502440261710135E-4,7.9037567999999962E-5,6.5417507619390774E-4,3.2129882622862409E-3,null,1.9897306840932064E-3,4.8024409601260786E-4,5.1637824820847962E-5,6.3919182155836691E-4,3.1608044264850293E-3]
[2004,2,28,6,1.9320991002830074E-3,5.9566453435191393E-4,7.9037567999999962E-5,6.7083058407514196E-4,3.2776317867100634E-3,null,2.0077578922376225E-3,5.0628676301696374E-4,5.1637824820847962E-5,6.5546585095662259E-4,3.2211483310320569E-3]
[2004,2,28,7,2.1696363989183328E-3,6.0366534799588263E-4,7.9037567999999962E-5,6.0835480845318425E-4,3.4606941233673999E-3,null,2.2545968799303462E-3,5.130870773007646E-4,5.1637824820847962E-5,5.9442102323953316E-4,3.4137428052914919E-3]
[2004,2,28,8,2.366902926913867E-3,6.7428670359141675E-4,6.3230054399999984E-9,6.5737474472277158E-4,3.6985706982334953E-3,null,2.4595881396433359E-3,5.7311189909619708E-4,4.1310259856678377E-9,6.4231820473891659E-4,3.6750223745044353E-3]
[2004,2,28,9,2.569340899101295E-3,7.1008375815962246E-4,0,6.6278761681431541E-4,3.9422122740752326E-3,null,2.6699533513906805E-3,6.0353770731154941E-4,0,6.4760710017068134E-4,3.921098158872911E-3]
[2004,2,28,10,2.7890607004748061E-3,7.4930946935548219E-4,0,6.8746079584570995E-4,4.2258309656759982E-3,null,2.8982771289981189E-3,6.3687771196701756E-4,0,6.7171516362744019E-4,4.2068700045925769E-3]
[2004,2,28,11,3.0187852002734809E-3,7.0658984057009853E-4,0,6.0942360667453038E-4,4.3347986475181094E-3,null,3.1369973775834891E-3,6.0056804213151193E-4,0,5.9546534165954288E-4,4.333030761374544E-3]
[2004,2,28,12,2.8008479335309808E-3,7.6308349982312864E-4,0,7.0527857964273999E-4,4.2692100129968491E-3,null,2.9105259366253842E-3,6.4858498828950179E-4,0,6.8912484812294205E-4,4.2482357730378277E-3]
[2004,2,28,13,2.7332515175991297E-3,7.4170068910631452E-4,0,6.6912908890397042E-4,4.1440812956094145E-3,null,2.8402825223231513E-3,6.3041060758073787E-4,0,6.538033269054747E-4,4.1244964568093638E-3]
[2004,2,28,14,2.4599412541863232E-3,8.2113012882613866E-4,0,8.0072901633161252E-4,4.0818003993440743E-3,null,2.5562697414485947E-3,6.9792188549785267E-4,0,7.8238908382368788E-4,4.0365807107701351E-3]
[2004,2,28,15,2.4526143393037046E-3,7.9641817563171785E-4,0,7.6746294765194932E-4,4.0164954625873713E-3,null,2.5486559129554412E-3,6.7691789068348549E-4,0,7.4988494264002586E-4,3.975458746278953E-3]
[2004,2,28,16,2.6028497960297842E-3,7.7628377886400314E-4,0,7.3281503641554619E-4,4.1119486113093337E-3,null,2.7047744184148805E-3,6.5980460295700307E-4,0,7.1603060868214742E-4,4.0806096300540313E-3]
[2004,2,28,17,2.9129577750417338E-3,8.2085485268216097E-4,0,7.9737300269175316E-4,4.5311856304156486E-3,null,3.0270258713635937E-3,6.9768791375732946E-4,0,7.7910993646742178E-4,{"$f":"SUM(K1411:N1411)","v":4.5038237215883452E-3}]
[2004,2,28,18,3.2328128951269307E-3,8.217271942952012E-4,0,7.9390912835069116E-4,4.8484492177728227E-3,null,{"$f":"E1412*R$5","v":3.3594061522868655E-3},{"$f":"F1412*S$5","v":6.9842936298930645E-4},{"$f":"G1412*T$5","v":0},{"$f":"H1412*V$5","v":7.7572539885618387E-4},4.8335609141323555E-3]
[2004,2,28,19,3.2497345301456359E-3,7.4977049018006817E-4,6.5864639973654113E-5,6.6097529241570673E-4,4.7263449527150652E-3,null,3.3769904191877681E-3,6.3726955792645004E-4,4.3031520666827363E-5,6.4583628532958223E-4,4.7031277831106281E-3]
[2004,2,28,20,3.2035906151371908E-3,7.0153410244942185E-4,7.9037567999999962E-5,6.1639233148897896E-4,4.6005546170755918E-3,null,3.3290395612201942E-3,5.9627090315451416E-4,5.1637824820847962E-5,6.022744544952114E-4,4.5792227436907678E-3]
[2004,2,28,21,2.9530035404896921E-3,7.1564798754614677E-4,7.9037567999999962E-5,6.8492509302653653E-4,4.4326141890623756E-3,null,3.0686397832054126E-3,6.0826703988437457E-4,5.1637824820847962E-5,6.6923753865684638E-4,4.3977821865674813E-3]
[2004,2,28,22,2.8134970661614781E-3,6.6550300741594309E-4,7.9037567999999962E-5,6.3405414678520042E-4,4.1920917883626219E-3,null,2.9236703948289627E-3,5.6564617158088768E-4,5.1637824820847962E-5,6.1953174279928756E-4,4.1604861340299865E-3]
[2004,2,28,23,2.6399412493835765E-3,5.8241653025368849E-4,7.9037567999999962E-5,5.3855938508595724E-4,3.839954732723222E-3,null,2.7433183306783517E-3,4.9502658430139934E-4,5.1637824820847962E-5,5.2622419731015253E-4,3.8162069371107518E-3]
[2004,2,28,24,2.1375618130511408E-3,6.4162308194440061E-4,7.9037567999999962E-5,7.3648373020028784E-4,3.5947061931958292E-3,null,2.2212662899488717E-3,5.453493610930387E-4,5.1637824820847962E-5,7.196152745435441E-4,3.5378687504063026E-3]
[2004,2,29,1,1.7474925895591864E-3,5.68647998130632E-4,7.9037567999999962E-5,6.4021857127315401E-4,3.0353967269629721E-3,null,1.8159224015995336E-3,4.8332398131251792E-4,5.1637824820847962E-5,6.2555497703841367E-4,2.9764391847713133E-3]
[2004,2,29,2,1.7059354471826E-3,5.4050307712498274E-4,7.9037567999999962E-5,6.1661219278956263E-4,2.9420882850971454E-3,null,1.7727379290363961E-3,4.5940212575530946E-4,5.1637824820847962E-5,6.0248928008292397E-4,2.8862671596954778E-3]
[2004,2,29,3,1.6264021910546275E-3,5.4680979978097874E-4,7.9037567999999962E-5,6.5425648424028153E-4,2.906506043075888E-3,null,1.6900902415223846E-3,4.6476254259164834E-4,5.1637824820847962E-5,6.3927136503127621E-4,2.8457619739661573E-3]
[2004,2,29,4,1.6322166160618835E-3,5.1321694475663158E-4,7.9037567999999962E-5,5.9531897420884864E-4,2.819790103027364E-3,null,1.6961323527657634E-3,4.362102000398474E-4,5.1637824820847962E-5,5.8168376231444718E-4,2.7656641399409062E-3]
[2004,2,29,5,1.6888033665859916E-3,5.109421864358312E-4,7.9037567999999962E-5,5.912954701436273E-4,2.8700785911654498E-3,null,1.7549349757493453E-3,4.342767627434051E-4,5.1637824820847962E-5,5.777524127627959E-4,2.8186019760763946E-3]
[2004,2,29,6,1.7555869671468734E-3,5.3404370914925516E-4,7.9037567999999962E-5,6.0545261897368299E-4,2.9741208632698113E-3,null,1.8243337457599079E-3,4.5391196759586046E-4,5.1637824820847962E-5,5.9158530563515276E-4,2.9214688438117696E-3]
[2004,2,29,7,1.8132628873074063E-3,5.7786548505134154E-4,7.9037567999999962E-5,6.1974538302225746E-4,3.089911323381005E-3,null,1.8842681890177174E-3,4.9115841050396643E-4,5.1637824820847962E-5,6.0555070758911572E-4,3.0326151319316477E-3]
[2004,2,29,8,2.0911843270859467E-3,5.9898880739081193E-4,6.3230054399999984E-9,5.881231844249539E-4,3.2783026419071523E-3,null,2.1730727146529057E-3,5.0911223832930447E-4,4.1310259856678377E-9,5.7465278521535111E-4,3.2568418692235472E-3]
[2004,2,29,9,2.3634067432822896E-3,6.0209028301213966E-4,0,5.3601918738500009E-4,3.5015162136794297E-3,null,2.4559550494576495E-3,5.1174834634370298E-4,0,5.2374218040874448E-4,3.4914455762100971E-3]
[2004,2,29,10,2.5396583392506243E-3,6.1779583579786026E-4,0,5.110703882876713E-4,3.6685245633361558E-3,null,2.6391084564299249E-3,5.2509732554711626E-4,0,4.9936480970012951E-4,3.6635705916771705E-3]
[2004,2,29,11,2.481068752639664E-3,6.5615171977831865E-4,0,5.6942199202399482E-4,3.7066424644419775E-3,null,2.5782245685880101E-3,5.57698018090023E-4,0,5.5637992574532867E-4,3.6923025124233617E-3]
[2004,2,29,12,2.4920705745733155E-3,6.8262008639883242E-4,0,5.891708244302493E-4,3.763861485402397E-3,null,2.589657209291091E-3,5.8019488148516548E-4,0,5.7567643002801852E-4,3.7455285208042748E-3]
[2004,2,29,13,2.3730742097791075E-3,6.7774095289414534E-4,0,5.8626866356501135E-4,3.6370838262382637E-3,null,2.4660010828904512E-3,5.7604784810319108E-4,0,5.728407403825191E-4,3.6148896713761613E-3]
[2004,2,29,14,2.218953477413855E-3,6.5199960700664439E-4,0,5.0243305190444455E-4,3.3733861363249443E-3,null,2.30584515883953E-3,5.5416891804524774E-4,0,4.9092530324823503E-4,3.3509393801330126E-3]
[2004,2,29,15,2.280315813385616E-3,6.5870515391984832E-4,0,5.0375480642918724E-4,3.4427757737346518E-3,null,2.3696103737373547E-3,5.5986831669190061E-4,0,4.9221678424937428E-4,3.4216954746786299E-3]
[2004,2,29,16,2.4110760990616741E-3,6.6062029561231425E-4,0,5.1864857785775787E-4,3.5903449725317462E-3,null,2.5054910827128399E-3,5.6149609681356322E-4,0,5.0676942808394341E-4,3.5737566076103466E-3]
[2004,2,29,17,2.7506949824138292E-3,7.0237038074982155E-4,0,5.8488958196854714E-4,4.037954945132198E-3,null,2.8584090532782934E-3,5.9698170027147081E-4,0,5.7149324533142321E-4,4.0268839988811872E-3]
[2004,2,29,18,3.1988717916109303E-3,6.7030012639456677E-4,0,5.5097539577444608E-4,4.4201473137799431E-3,null,3.3241359539592941E-3,5.6972349648346399E-4,0,5.3835583114529865E-4,4.4322152815880565E-3]
[2004,2,29,19,3.1895401854623922E-3,6.1749458693817168E-4,6.5864639973654113E-5,4.780275001262005E-4,4.3509269125004187E-3,null,3.3144389327820489E-3,5.2484127822309643E-4,4.3031520666827363E-5,4.6707873729828308E-4,4.3493904689702557E-3]
[2004,2,29,20,3.1576919529538194E-3,5.8331602154592483E-4,7.9037567999999962E-5,4.5920970707401075E-4,4.2792552495737549E-3,null,3.2813435598979461E-3,4.9579110948033038E-4,5.1637824820847962E-5,4.486919478034595E-4,4.2774644420025838E-3]
[2004,2,29,21,3.0243147964223111E-3,5.8453683073921025E-4,7.9037567999999962E-5,5.0617132742890845E-4,4.1940605225904296E-3,null,3.1427435063959681E-3,4.9682873972199367E-4,5.1637824820847962E-5,4.9457795714613563E-4,4.1857880280849451E-3]
[2004,2,29,22,2.7628931128764649E-3,5.6335024534420492E-4,7.9037567999999962E-5,4.9228872175117522E-4,3.8975696479718451E-3,null,2.8710848485847111E-3,4.7882114128289873E-4,5.1637824820847962E-5,4.8101331927769979E-4,3.8825571339661581E-3]
[2004,2,29,23,2.3394920512728391E-3,5.8351940867495489E-4,7.9037567999999962E-5,5.5896802628985502E-4,3.5610170542376487E-3,null,2.4311038854488401E-3,4.9596397894839086E-4,5.1637824820847962E-5,5.4616539810084703E-4,3.5248710873189261E-3]
[2004,2,29,24,1.9142807939785968E-3,5.7563056339293098E-4,7.9037567999999962E-5,6.0826994379659647E-4,3.1772188691681245E-3,null,1.989241841428558E-3,4.8925883249188241E-4,5.1637824820847962E-5,5.9433810232676178E-4,3.1244766010680505E-3]
[2004,3,1,1,1.6768788518702923E-3,6.2322603144215818E-4,7.9037567999999921E-5,7.5189536649959102E-4,3.1310378178120413E-3,null,1.7425435106697114E-3,5.2971273575999991E-4,5.1637824820847935E-5,7.3467392204913423E-4,3.0585679932996932E-3]
[2004,3,1,2,1.5866669708937845E-3,6.1926782753096081E-4,7.9037567999999921E-5,7.6457617500369404E-4,3.0495485414284394E-3,null,1.6487990355661029E-3,5.2634844910200444E-4,5.1637824820847935E-5,7.4706428875911241E-4,2.973849598248068E-3]
[2004,3,1,3,1.6328331185375292E-3,6.1482913507253075E-4,7.9037567999999921E-5,7.6999617627697674E-4,3.0966959978870369E-3,null,1.696772996773558E-3,5.2257576983841291E-4,5.1637824820847935E-5,7.5236015008552494E-4,3.0233467415183438E-3]
[2004,3,1,4,1.7691544966707913E-3,5.9589018727451801E-4,7.9037567999999921E-5,7.371102480014098E-4,3.1811924999467192E-3,null,1.8384325642293244E-3,5.0647855735952072E-4,5.1637824820847935E-5,7.2022744255347178E-4,3.116776388963165E-3]
[2004,3,1,5,1.9687865469394947E-3,6.1813007903253425E-4,7.9037567999999921E-5,7.5689356611537877E-4,3.4228477600874076E-3,null,2.0458819773633906E-3,5.2538141653387868E-4,5.1637824820847935E-5,7.3955764268171412E-4,3.3624588613998313E-3]
[2004,3,1,6,2.2497728158711503E-3,6.6745058391103475E-4,7.9037567999999921E-5,7.7592431270492705E-4,3.7721852804871118E-3,null,2.3378713473575586E-3,5.6730151975517616E-4,5.1637824820847935E-5,7.5815250821673703E-4,3.7149632001503199E-3]
[2004,3,1,7,2.6259137597357892E-3,7.0426180890798863E-4,7.6409305431785786E-5,7.2706458526281719E-4,4.1336494593383804E-3,null,2.7287415405724503E-3,5.9858932500729534E-4,4.9920695036684622E-5,7.1041186611482015E-4,4.0876634267312502E-3]
[2004,3,1,8,2.5969653742169943E-3,8.4238653362726725E-4,0,8.4544082021690257E-4,4.2847927280611642E-3,null,2.698659569371085E-3,7.1598882713951105E-4,0,8.2607680659184737E-4,4.2407252031024436E-3]
[2004,3,1,9,2.5944424200933618E-3,9.2317095822280564E-4,0,9.0493566801062983E-4,4.4225490463267979E-3,null,2.69603781924826E-3,7.8465177830070885E-4,0,8.8420898178241973E-4,4.3648985793313892E-3]
[2004,3,1,10,2.4481120114822823E-3,9.7035861849258142E-4,0,9.4402823926348085E-4,4.3624988692383447E-3,null,2.5439772791236788E-3,8.2475906418826288E-4,0,9.2240617506879829E-4,4.2911425183807398E-3]
[2004,3,1,11,2.3697349465168624E-3,9.9503770884663378E-4,0,9.6280185884268675E-4,4.3275745142061835E-3,null,2.4625310578963657E-3,8.4573512713810876E-4,0,9.4074980284180058E-4,4.2490159878762748E-3]
[2004,3,1,12,2.3527314004133382E-3,9.7375849073537651E-4,0,9.2658024210397021E-4,4.2530701332526852E-3,null,2.4448616723662052E-3,8.2764879525870302E-4,0,9.0535780760145226E-4,4.1778682752263603E-3]
[2004,3,1,13,2.2172217923932367E-3,9.529998086620174E-4,0,8.8979601301238001E-4,4.0600176140676344E-3,null,2.3040456630131997E-3,8.1000489446334336E-4,0,8.6941608610623523E-4,3.983466643582778E-3]
[2004,3,1,14,2.2607369667692078E-3,8.764276452485287E-4,0,7.4105390345308912E-4,3.8782185154708254E-3,null,2.3492648418703584E-3,7.4492216665917688E-4,0,7.2408077234772743E-4,3.8182677808772623E-3]
[2004,3,1,15,2.249223446112108E-3,9.0240035039938803E-4,0,8.0565878577097867E-4,3.9572825822824752E-3,null,2.3373004649068023E-3,7.669977411802108E-4,0,7.872059416076081E-4,3.8915041476946209E-3]
[2004,3,1,16,2.6384531958390071E-3,9.5508853311206739E-4,0,9.2543572963223533E-4,4.5189774585833098E-3,null,2.7417720066581484E-3,8.1178021174289363E-4,0,9.0423950909356531E-4,4.4577917274946071E-3]
[2004,3,1,17,2.9131008347668148E-3,8.8234714502960195E-4,0,8.2403359131098212E-4,4.6194815711073992E-3,null,3.0271745331439601E-3,7.4995346231303002E-4,0,8.051598897956528E-4,4.5822878852526429E-3]
[2004,3,1,18,3.1521746329587828E-3,8.1293003316837496E-4,0,7.3858297905007137E-4,4.7036876451772291E-3,null,3.2756101879594093E-3,6.9095219090034631E-4,0,7.2166644210560466E-4,4.6882288209653608E-3]
[2004,3,1,19,3.3703629468331952E-3,7.9733608814982332E-4,6.4547347226345797E-5,6.9398451128303319E-4,4.9262308934923974E-3,null,3.50234250676811E-3,6.7769807303567138E-4,4.2170890287571757E-5,6.7808945960027406E-4,4.9003009296916273E-3]
[2004,3,1,20,3.3475007380190627E-3,8.3473753344027492E-4,7.9037567999999921E-5,7.7399575892957433E-4,5.0352715983889114E-3,null,3.4785850399933283E-3,7.0948753770282852E-4,5.1637824820847935E-5,7.5626812612163629E-4,4.9959785286386414E-3]
[2004,3,1,21,3.3199147187549932E-3,7.4855300620861641E-4,7.9037567999999921E-5,6.8481881028950912E-4,4.8323241032531185E-3,null,3.4499187837517403E-3,6.362347539665299E-4,5.1637824820847935E-5,6.6913369022428911E-4,4.8069250527634074E-3]
[2004,3,1,22,2.7633218500506306E-3,7.0182332484277894E-4,7.9037567999999921E-5,6.5553094800091364E-4,4.1997136908943234E-3,null,2.8715303746164765E-3,5.9651672854931306E-4,5.1637824820847935E-5,6.4051663841804016E-4,4.160201566404678E-3]
[2004,3,1,23,2.1927994271073682E-3,6.3959182904656145E-4,7.9037567999999921E-5,6.5538353791830457E-4,3.5668123620722341E-3,null,2.2786669458228492E-3,5.4362289192254375E-4,5.1637824820847935E-5,6.4037260462242813E-4,3.5143002671886693E-3]
[2004,3,1,24,1.8013949887760207E-3,6.444352337382441E-4,7.9037567999999921E-5,7.5071695068263148E-4,3.2755847411968962E-3,null,1.8719355571474503E-3,5.4773955749841375E-4,5.1637824820847935E-5,7.3352249671972862E-4,3.2048354361864408E-3]
[2004,3,2,1,1.8197685968119814E-3,6.7201115835644582E-4,7.9037567999999921E-5,7.9493720327184674E-4,3.3657545264402741E-3,null,1.8910286546690409E-3,5.7117779295982017E-4,5.1637824820847935E-5,7.7672992670425672E-4,3.2905741991539656E-3]
[2004,3,2,2,1.7554772570939103E-3,6.4310707534021602E-4,7.9037567999999921E-5,7.732662952717414E-4,3.2508881957058677E-3,null,1.8242197395866933E-3,5.4661068549524336E-4,5.1637824820847935E-5,7.5555537013141465E-4,3.1780236200341996E-3]
[2004,3,2,3,1.7597523116818291E-3,6.5718468139437138E-4,7.9037567999999921E-5,8.2150541750114383E-4,3.3174799785773441E-3,null,1.8286622004249512E-3,5.5857598674981755E-4,5.1637824820847935E-5,8.0268962138963407E-4,3.2415656333852506E-3]
[2004,3,2,4,1.8306675519435178E-3,6.622698206856046E-4,7.9037567999999921E-5,8.3136883822650868E-4,3.4033437788556315E-3,null,1.9023544004236352E-3,5.6289811533524693E-4,5.1637824820847935E-5,8.1232712989412145E-4,3.3292174704738515E-3]
[2004,3,2,5,2.0140011095967159E-3,6.6404211286885651E-4,7.9037567999999921E-5,8.1961189335419665E-4,3.5766926838197693E-3,null,2.0928670906041197E-3,5.6440448011077472E-4,5.1637824820847935E-5,8.0083946660279353E-4,3.5097488621385359E-3]
[2004,3,2,6,2.2621925607295913E-3,7.3285907768152624E-4,7.9037567999999921E-5,8.9223309588730123E-4,3.9663223022984185E-3,null,2.3507774352261677E-3,6.2289565483475949E-4,5.1637824820847935E-5,8.7179734992810527E-4,3.8971082648098804E-3]
[2004,3,2,7,2.6589294352933096E-3,7.5770021499386867E-4,7.3774719779094063E-5,8.2738602113052566E-4,4.3177903911967982E-3,null,2.7630500722406544E-3,6.4400945005711448E-4,4.8199434174897793E-5,8.0843553541558072E-4,4.2636944918882473E-3]
[2004,3,2,8,2.5700300536473219E-3,8.3373029487114397E-4,0,8.2883404665212831E-4,4.2325943951705943E-3,null,2.6706694924408751E-3,7.0863143241983403E-4,0,8.0985039529712997E-4,4.1891513201578389E-3]
[2004,3,2,9,2.3355789520200752E-3,9.1219969007260511E-4,0,8.5726098890599853E-4,4.1050396309986791E-3,null,2.4270375537028674E-3,7.7532671777146391E-4,0,8.3762624561888684E-4,{"$f":"SUM(K1475:N1475)","v":4.0399905170932183E-3}]
[2004,3,2,10,2.2480016352807875E-3,9.5322010979026082E-4,0,8.6174466103736851E-4,4.0629664061084172E-3,null,{"$f":"E1476*R$5","v":2.3360308093601247E-3},{"$f":"F1476*S$5","v":8.1019214003308121E-4},{"$f":"G1476*T$5","v":0},{"$f":"H1476*V$5","v":8.420072235271178E-4},3.9882301729203236E-3]
[2004,3,2,11,2.2065494288286296E-3,9.5061259405678682E-4,0,8.544766931806012E-4,4.0116387160660178E-3,null,2.2929553818922519E-3,8.0797587462850629E-4,0,8.3490572152489586E-4,3.9358369780456539E-3]
[2004,3,2,12,2.1227991284312477E-3,9.5062763713730267E-4,0,8.4471648542451853E-4,3.918143250993069E-3,null,2.205925515476246E-3,8.0798866053752218E-4,0,8.2536906199531552E-4,3.8392832380090836E-3]
[2004,3,2,13,1.9755595745936292E-3,9.5292914684235429E-4,0,8.5408559535715429E-4,3.7825743167931376E-3,null,2.0529202290374068E-3,8.099448352489987E-4,0,8.3452358142314964E-4,3.6973886457095555E-3]
[2004,3,2,14,1.9613577590866958E-3,9.4652865419981073E-4,0,8.2402871989688481E-4,3.7319151331833915E-3,null,2.0381622866710077E-3,8.0450471834623075E-4,0,8.0515512995663757E-4,3.647822134973876E-3]
[2004,3,2,15,1.9304310588881231E-3,9.3112845413698445E-4,0,7.9985165350337378E-4,3.6614111665284814E-3,null,2.0060245322486513E-3,7.9141527455702638E-4,0,7.81531816152146E-4,3.5789716229578236E-3]
[2004,3,2,16,2.1298271767963379E-3,9.2372123975224016E-4,0,8.256697903474302E-4,3.8792182068960084E-3,null,2.2132287741807141E-3,7.8511949164978135E-4,0,8.0675861325761068E-4,3.8051068790881061E-3]
[2004,3,2,17,2.4928172084528978E-3,8.8800139866477635E-4,0,7.6886987763324303E-4,4.1496884847509168E-3,null,2.5904330804998317E-3,7.5475931125171822E-4,0,7.5125964823532382E-4,4.0964520399868736E-3]
[2004,3,2,18,2.9784713647901546E-3,8.4830748990540039E-4,0,7.3686705763678628E-4,4.5636459123323415E-3,null,3.09510489839018E-3,7.2102136074717754E-4,0,7.1998982223162521E-4,4.5361160813689825E-3]
[2004,3,2,19,3.2353263588839661E-3,8.2464431199839275E-4,6.3230054399999943E-5,6.6082831422333607E-4,4.7840290395056951E-3,null,3.3620180404111866E-3,7.0090877546749803E-4,4.1310259856678353E-5,6.4569267353217568E-4,4.7499297492675386E-3]
[2004,3,2,20,3.2289488232507598E-3,8.4530222052404795E-4,7.9037567999999921E-5,7.2757555518563851E-4,4.8808641669604459E-3,null,3.3553907677735043E-3,7.1846702349972937E-4,5.1637824820847935E-5,7.1091113276011936E-4,4.8364067488542014E-3]
[2004,3,2,21,3.0300843771212107E-3,8.4205335303904499E-4,7.9037567999999921E-5,7.5901133349232965E-4,4.7101866316525852E-3,null,3.1487390172791419E-3,7.1570563935211885E-4,5.1637824820847935E-5,7.4162690462178363E-4,4.6577093860738919E-3]
[2004,3,2,22,2.7991160714055875E-3,7.9276808320362228E-4,7.9037567999999921E-5,7.5629694662939797E-4,4.4272186692386082E-3,null,2.9087262567590584E-3,6.7381548425577385E-4,5.1637824820847935E-5,7.3897468819460643E-4,4.373154254030287E-3]
[2004,3,2,23,2.3279594288829241E-3,7.0129241933536283E-4,7.9037567999999921E-5,7.1988783454478213E-4,3.828177250763069E-3,null,2.4191196587504495E-3,5.9606548390519468E-4,5.1637824820847935E-5,7.0339949200998435E-4,3.7702224594864768E-3]
[2004,3,2,24,1.9738605730397151E-3,6.769371892665502E-4,7.9037567999999921E-5,7.4630131015679141E-4,3.4761366404630566E-3,null,2.0511546965249722E-3,5.7536468692474579E-4,5.1637824820847935E-5,7.2920799221815069E-4,3.4073652004887166E-3]
[2004,3,3,1,1.7346818920879171E-3,6.0444036598174505E-4,7.9037567999999921E-5,7.128772895618091E-4,3.1310371156314711E-3,null,1.8026100518607226E-3,5.1374580603936429E-4,5.1637824820847935E-5,6.9654951685676537E-4,3.0645431995777002E-3]
[2004,3,3,2,1.6753427578225183E-3,5.788725839503254E-4,7.9037567999999921E-5,6.9092832054225371E-4,3.0241812303150976E-3,null,1.7409472649351184E-3,4.9201439707392272E-4,5.1637824820847935E-5,6.7510326798625789E-4,2.9597027548161473E-3]
[2004,3,3,3,1.6757756476362155E-3,5.957166129269498E-4,7.9037567999999921E-5,7.3559938974475348E-4,3.0861292183079186E-3,null,1.7413971062190323E-3,5.0633102734974991E-4,5.1637824820847935E-5,7.1875118906058815E-4,3.0181171474502181E-3]
[2004,3,3,4,1.7490999326928811E-3,5.9591610816914968E-4,7.9037567999999921E-5,7.4195142752656008E-4,3.1660050363885909E-3,null,1.8175926864527985E-3,5.065005888975438E-4,5.1637824820847935E-5,7.2495773949045664E-4,3.1006888396616474E-3]
[2004,3,3,5,1.9281388922246169E-3,5.9942356359589616E-4,7.9037567999999921E-5,7.2066502418350546E-4,3.3272650480040186E-3,null,2.0036426069590507E-3,5.0948176060078417E-4,5.1637824820847935E-5,7.0415888086313686E-4,3.26892107324382E-3]
[2004,3,3,6,2.1627786765795773E-3,6.6684902535627173E-4,7.9037567999999921E-5,7.8105809195923661E-4,3.6897233618950857E-3,null,2.2474706170246836E-3,5.6679022335276831E-4,5.1637824820847935E-5,7.6316870316585188E-4,3.6290673683641518E-3]
[2004,3,3,7,2.5486523001646447E-3,6.9156689086041757E-4,7.2457427031785788E-5,7.0400439562634737E-4,4.0166810136831954E-3,null,2.6484546105712708E-3,5.8779924335158071E-4,4.7338803795642221E-5,6.8787984807314325E-4,3.9714725057916371E-3]
[2004,3,3,8,2.4585445628307434E-3,7.661978622066349E-4,0,7.126839866628573E-4,3.9374264117002355E-3,null,2.5548183572562545E-3,6.5123204944402013E-4,0,6.9636064137588896E-4,3.9024110480761634E-3]
[2004,3,3,9,2.2284326593924163E-3,8.4127678535331717E-4,0,7.4905751783773777E-4,3.8187669625834716E-3,null,2.3156955347475908E-3,7.1504559344171643E-4,0,7.3190107159749266E-4,3.7626421997868E-3]
[2004,3,3,10,2.1390010942031242E-3,8.8165816912381229E-4,0,7.589683679671285E-4,3.779627631294065E-3,null,2.2227619317053532E-3,7.4936786528479924E-4,0,7.4158492318085608E-4,3.7137147201710082E-3]
[2004,3,3,11,2.0950097834182562E-3,8.8508305511829876E-4,0,7.517866360856934E-4,3.7318794746222482E-3,null,2.1770479714818538E-3,7.5227885686454351E-4,0,7.3456768200140521E-4,3.6638945103478027E-3]
[2004,3,3,12,2.0138686703603469E-3,8.8268880240310453E-4,0,7.4834674132626794E-4,3.6449042140897191E-3,null,2.0927294651986615E-3,7.5024385496815036E-4,0,7.3120657474241434E-4,3.574179894909226E-3]
[2004,3,3,13,1.8667030092027114E-3,8.8995213370984805E-4,0,7.6213399088178333E-4,3.5187891337943428E-3,null,1.9398009649926782E-3,7.564173440445344E-4,0,7.446780405294378E-4,3.4408963495666505E-3]
[2004,3,3,14,1.8585698528773387E-3,8.7957269332066457E-4,0,7.3352013549567597E-4,3.4716626816936793E-3,null,1.931349323563583E-3,7.4759530920191167E-4,0,7.1671955814202207E-4,3.3956641909075164E-3]
[2004,3,3,15,1.8306987749029913E-3,8.594360981445219E-4,0,7.1594084617099469E-4,3.4060757192185078E-3,null,1.9023868460385071E-3,7.3048015293194113E-4,0,6.9954290563101467E-4,3.3324099046014629E-3]
[2004,3,3,16,2.0179459927932683E-3,8.5707268494002035E-4,0,7.3367472546003506E-4,3.6086934031933238E-3,null,2.0969664509167835E-3,7.2847136316526399E-4,0,7.1687060737105762E-4,3.5423084214531051E-3]
[2004,3,3,17,2.3932959518163225E-3,8.0110241369362107E-4,0,6.6590376846928931E-4,3.860302133979233E-3,null,2.487014685227963E-3,6.8089927213024586E-4,0,6.5065187935148359E-4,3.8185658367096923E-3]
[2004,3,3,18,2.8793980439890286E-3,7.5469604480068835E-4,0,6.1129705880377469E-4,4.2453911475934915E-3,null,2.9921519796089879E-3,6.4145604706777567E-4,0,5.9729588415905431E-4,4.2309039108358176E-3]
[2004,3,3,19,3.1405940171946633E-3,7.1877263838151433E-4,6.0595468826345799E-5,5.3044349368942963E-4,4.4504056180919528E-3,null,3.2635760885211468E-3,6.1092284573777773E-4,3.9588999046529363E-5,5.1829419264611259E-4,4.4323821259515664E-3]
[2004,3,3,20,3.1174537209888017E-3,7.4421306505880901E-4,7.9037567999999921E-5,5.9978349042354498E-4,4.5404878444711555E-3,null,3.2395296447702911E-3,6.325460086582152E-4,5.1637824820847935E-5,5.8604602305396022E-4,4.5097595013033143E-3]
[2004,3,3,21,2.9217276113180932E-3,7.4086457565460833E-4,7.9037567999999921E-5,6.4008288121469674E-4,4.3817126361873982E-3,null,3.0361391244026915E-3,6.2969995057739648E-4,5.1637824820847935E-5,6.2542239483100626E-4,4.342899294631942E-3]
[2004,3,3,22,2.6956064268569987E-3,6.9788132784246457E-4,7.9037567999999921E-5,6.4595251793800876E-4,4.1184778406374717E-3,null,2.8011632928641428E-3,5.9316621700125996E-4,5.1637824820847935E-5,6.3115759313738071E-4,4.0771249278236318E-3]
[2004,3,3,23,2.2365015801289281E-3,6.224451136421441E-4,7.9037567999999921E-5,6.2322772177843245E-4,3.5612119835495048E-3,null,2.3240804251956006E-3,5.2904899245760292E-4,5.1637824820847935E-5,6.0895328670569312E-4,3.5137205291797449E-3]
[2004,3,3,24,1.8919299639701384E-3,6.0242597459603806E-4,7.9037567999999921E-5,6.603280838493816E-4,3.2337215904155578E-3,null,1.9660157784688629E-3,5.1203366835900286E-4,5.1637824820847935E-5,6.4520390045664502E-4,3.174891172105359E-3]
[2004,3,4,1,1.6534358880158123E-3,5.6468604471961344E-4,7.9037567999999921E-5,6.7263692851109939E-4,2.9697964292465253E-3,null,1.7181825471511325E-3,4.7995650775649865E-4,5.1637824820847935E-5,6.5723082280039734E-4,2.9070077025288767E-3]
[2004,3,4,2,1.5967232238840083E-3,5.4023890222864494E-4,7.9037567999999921E-5,6.5244362524093645E-4,2.8684433193535896E-3,null,1.659249079926924E-3,4.5917758955175199E-4,5.1637824820847935E-5,6.3750002783395936E-4,2.8075645221334834E-3]
[2004,3,4,3,1.5951812902466685E-3,5.5677875066551528E-4,7.9037567999999921E-5,6.9620363104352131E-4,2.9272012399557054E-3,null,1.6576467659311139E-3,4.7323568071376006E-4,5.1637824820847935E-5,6.8025775254444319E-4,2.8627780240101652E-3]
[2004,3,4,4,1.6642332979200085E-3,5.5892926381287736E-4,7.9037567999999921E-5,7.0076349346265168E-4,3.0029636231955377E-3,null,1.7294027712833726E-3,4.7506351547210767E-4,5.1637824820847935E-5,6.8471317567474221E-4,2.9408172872510702E-3]
[2004,3,4,5,1.8374760499096665E-3,5.622881009130792E-4,7.9037567999999921E-5,6.771175622070708E-4,3.1559192810298167E-3,null,1.9094295113865338E-3,4.7791836860653616E-4,5.1637824820847935E-5,6.616088318656875E-4,3.1005945366796056E-3]
[2004,3,4,6,2.0635366965455378E-3,6.2375698596653308E-4,7.9037567999999921E-5,7.3338036989347561E-4,3.4997116204055463E-3,null,2.1443424345078317E-3,5.3016402206622164E-4,5.1637824820847935E-5,7.1658299373730425E-4,3.4427272751322057E-3]
[2004,3,4,7,2.4384031734585652E-3,6.5057109248716979E-4,6.9822841379094079E-5,6.5103472961810605E-4,3.8098318369429352E-3,null,2.5338882541022815E-3,5.5295474807158225E-4,4.5617542933855406E-5,6.3612340161826463E-4,3.7685839467259839E-3]
[2004,3,4,8,2.3536254697696904E-3,7.1928920609745076E-4,0,6.6174381574579286E-4,3.734658491612934E-3,null,2.445790752456435E-3,6.1136190393530003E-4,0,6.4658720636761062E-4,3.7037398627593455E-3]
[2004,3,4,9,2.1232648640382504E-3,8.0147826119878883E-4,0,6.9736659787903376E-4,3.6221097231160728E-3,null,2.2064094887571809E-3,6.8121872478489555E-4,0,6.8139408273655046E-4,3.5690222962786269E-3]
[2004,3,4,10,2.0391780636915121E-3,8.3633300793899048E-4,0,7.0947503637718771E-4,3.5849861080076905E-3,null,2.119029945438495E-3,7.1084361578511632E-4,0,6.9322518902829844E-4,3.5230987502519098E-3]
[2004,3,4,11,1.9972482845082786E-3,8.391958575966579E-4,0,7.0325278452945065E-4,3.539696926634387E-3,null,2.0754582440373676E-3,7.1327690298386096E-4,0,6.871454519097735E-4,3.4758805989310022E-3]
[2004,3,4,12,1.9186442180799156E-3,8.3790371106965246E-4,0,7.0065258045607108E-4,3.4572005096056391E-3,null,1.9937761322293352E-3,7.1217863937276149E-4,0,6.8460480302452872E-4,3.3905595746266254E-3]
[2004,3,4,13,1.7750084492436124E-3,8.4669465292928068E-4,0,7.1587716158848496E-4,3.3375802637613779E-3,null,1.8445157508925471E-3,7.196505253779001E-4,0,6.9948067968297575E-4,3.263646955953423E-3]
[2004,3,4,14,1.7681648606832697E-3,8.365465851064433E-4,0,6.8816916298163435E-4,3.2928806087713473E-3,null,1.837404175227902E-3,7.1102514630528018E-4,0,6.7240730629141625E-4,3.2208366278245982E-3]
[2004,3,4,15,1.7420558612603709E-3,8.1761104566008735E-4,0,6.7100435003791218E-4,3.2306712569583704E-3,null,1.8102727772359077E-3,6.949308307645604E-4,0,6.5563563697616063E-4,3.1608392449766287E-3]
[2004,3,4,16,1.9232552762643009E-3,8.1398737446562925E-4,0,6.8561207010400175E-4,3.422854720833932E-3,null,1.9985677541807714E-3,6.918508811394311E-4,0,6.6990878118120033E-4,3.360327416501403E-3]
[2004,3,4,17,2.2900604882010178E-3,7.5630216948762157E-4,0,6.1514354745357213E-4,3.6615062051422115E-3,null,2.3797366388782302E-3,6.4282117730779195E-4,0,6.0105427266411997E-4,3.6236120888501417E-3]
[2004,3,4,18,2.7639584331605595E-3,7.0638879476335567E-4,0,5.5641700716208236E-4,4.0267642350859979E-3,null,2.8721918855932364E-3,6.0039716267698019E-4,0,5.4367280762705782E-4,4.0162618558972742E-3]
[2004,3,4,19,3.0207465280208115E-3,6.6723916724773067E-4,5.9278175999999945E-5,4.739569388474936E-4,4.2212208101160354E-3,null,3.1390355086831781E-3,5.671218255616508E-4,3.8728368615635953E-5,4.6310140833362776E-4,4.207987111194092E-3]
[2004,3,4,20,2.9954440579143559E-3,6.9135088774768686E-4,7.9037567999999921E-5,5.4083115474509431E-4,4.3066636684071374E-3,null,3.1127422227736189E-3,5.8761565089233687E-4,5.1637824820847935E-5,5.284439342573829E-4,4.2804396327441874E-3]
[2004,3,4,21,2.8076248617624295E-3,6.8476106032837976E-4,7.9037567999999921E-5,5.8464195436415791E-4,4.1560654444549672E-3,null,2.9175682416188631E-3,5.820146083582344E-4,5.1637824820847935E-5,5.7125128940054525E-4,4.122471964198491E-3]
[2004,3,4,22,2.5881939404675436E-3,6.4566031000936393E-4,7.9037567999999921E-5,5.934946705772713E-4,3.9063864890541786E-3,null,2.6895446563036753E-3,5.4878081455500354E-4,5.1637824820847935E-5,5.799012426132566E-4,3.8698645382927834E-3]
[2004,3,4,23,2.1440350509427854E-3,5.7663346101514501E-4,7.9037567999999921E-5,5.7811218344887782E-4,3.377818263406808E-3,null,2.2279930124360246E-3,4.9011124817471396E-4,5.1637824820847935E-5,5.6487107664468723E-4,3.334613162076274E-3]
[2004,3,4,24,1.8079257064902081E-3,5.6102166959824467E-4,7.9037567999999921E-5,6.1920792965491824E-4,3.0671928737433709E-3,null,1.8787220103012846E-3,4.7684196171306805E-4,5.1637824820847935E-5,6.0502556407727331E-4,3.0122273609124737E-3]
[2004,3,5,1,1.693115526449086E-3,6.6511833425262452E-4,7.9037567999999921E-5,7.9657502773702697E-4,3.2338464564387374E-3,null,1.7594159948629352E-3,5.6531921753302252E-4,5.1637824820847935E-5,7.7833023836605577E-4,{"$f":"SUM(K1539:N1539)","v":3.1547032755828617E-3}]
[2004,3,5,2,1.6543723318753506E-3,6.4319128062298957E-4,7.9037567999999921E-5,7.7705338501425441E-4,3.1536545655125947E-3,null,{"$f":"E1540*R$5","v":1.7191556610816499E-3},{"$f":"F1540*S$5","v":5.4668225601453026E-4},{"$f":"G1540*T$5","v":5.1637824820847935E-5},{"$f":"H1540*V$5","v":7.5925572020437337E-4},3.0767314621214016E-3]
[2004,3,5,3,1.6540214192087E-3,6.5210384224113991E-4,7.9037567999999921E-5,8.1364814424906434E-4,3.1988109736989043E-3,null,1.7187910070761432E-3,5.5425751307889789E-4,5.1637824820847935E-5,7.9501231146871952E-4,3.1196986564446089E-3]
[2004,3,5,4,1.7462711117583447E-3,6.4666557575257543E-4,7.9037567999999921E-5,8.1432722661126881E-4,3.2863014821221891E-3,null,1.8146530921244277E-3,5.4963524302900375E-4,5.1637824820847935E-5,7.9567584009871729E-4,3.2116020000729968E-3]
[2004,3,5,5,1.9728074461891104E-3,6.6136515653011647E-4,7.9037567999999921E-5,8.2135479289209687E-4,3.5345649636113236E-3,null,2.0500603304308526E-3,5.6212919346650093E-4,5.1637824820847935E-5,8.0254244669323866E-4,3.4663697954114402E-3]
[2004,3,5,6,2.3393327659049705E-3,6.7755315964141988E-4,7.9037567999999921E-5,7.770230502015422E-4,3.8729465437479325E-3,null,2.4309383626480636E-3,5.7588823269459166E-4,5.1637824820847935E-5,7.5922608018154196E-4,3.8176905003450452E-3]
[2004,3,5,7,2.6714261949383282E-3,7.4818951690526893E-4,6.7188255805439935E-5,8.205789778989533E-4,4.30738294554799E-3,null,2.7760361907068387E-3,6.3592580520062207E-4,4.3896282123706417E-5,8.0178440100072334E-4,4.2576426790318905E-3]
[2004,3,5,8,2.7094926313902838E-3,8.4027516777307075E-4,0,8.5532464129753924E-4,4.4050924404608937E-3,null,2.815593265291978E-3,7.141942657341913E-4,0,8.3573424820097472E-4,4.3655217792271436E-3]
[2004,3,5,9,2.6226641561541749E-3,9.1470475571992134E-4,0,9.2047066138755383E-4,4.4578395732616499E-3,null,2.7253646862295889E-3,7.7745590543428931E-4,0,8.9938816098971482E-4,4.4022087526535934E-3]
[2004,3,5,10,2.6068122817741249E-3,9.0555519709584708E-4,0,8.3803107895299544E-4,4.3503985578229676E-3,null,2.7088920705709806E-3,7.6967921209152295E-4,0,8.1883677836682052E-4,4.2974080610293239E-3]
[2004,3,5,11,2.5253339418442921E-3,9.1876733885147771E-4,0,8.3982779579333815E-4,4.2839290764891081E-3,null,2.6242231319970845E-3,7.8090890950712844E-4,0,8.2059234312585269E-4,4.2257243846300658E-3]
[2004,3,5,12,2.4788431442095945E-3,9.0855300771320625E-4,0,8.0359227373277831E-4,4.190988425655579E-3,null,2.5759118078761767E-3,7.7222720974132761E-4,0,7.8518676105176252E-4,4.1333257786692664E-3]
[2004,3,5,13,2.4066516391838895E-3,8.9459300917065865E-4,0,8.0166887146559701E-4,4.102913519820145E-3,null,2.5008933660443681E-3,7.6036186932532026E-4,0,7.833074124744641E-4,4.0445626478441523E-3]
[2004,3,5,14,2.2157915920534023E-3,9.3273691192154553E-4,0,8.5764959803144949E-4,4.0061781020063972E-3,null,2.3025594576630897E-3,7.92782387819999E-4,0,8.3800595402388502E-4,3.9333477995069739E-3]
[2004,3,5,15,2.3099820088254026E-3,9.1140194810831294E-4,0,8.4201801483550754E-4,4.0634019717692227E-3,null,2.4004382634756041E-3,7.7464867472284808E-4,0,8.2273239729502301E-4,3.9978193354934756E-3]
[2004,3,5,16,2.40260158674982E-3,9.0631710480853166E-4,0,8.4051453529041334E-4,4.1494332268487647E-3,null,2.4966847181870774E-3,7.703267977161941E-4,0,8.2126335351136832E-4,4.0882748694146404E-3]
[2004,3,5,17,2.7336599081359404E-3,9.1487926852864697E-4,0,8.754782592870589E-4,4.5240174359516463E-3,null,2.8407069049665038E-3,7.7760423309178664E-4,0,8.5542626684017783E-4,4.4737374048984683E-3]
[2004,3,5,18,2.9029328371800536E-3,8.6608617826158232E-4,0,8.2506889751623417E-4,4.5940879129578701E-3,null,3.0166083683959501E-3,7.361324074176528E-4,0,8.0617148330217395E-4,4.5589122591157766E-3]
[2004,3,5,19,3.0223029663219536E-3,8.3930343315429413E-4,5.796088317365409E-5,7.5062518919273786E-4,4.6701924718426397E-3,null,3.140652895328843E-3,7.1336833713465291E-4,3.7867738184742548E-5,7.3343283693902395E-4,4.6253218075872626E-3]
[2004,3,5,20,3.3759926335136339E-3,7.5930984374582636E-4,7.9037567999999921E-5,6.2149093093999516E-4,4.8358309761994548E-3,null,3.5081926455429895E-3,6.4537755858715205E-4,5.1637824820847935E-5,6.0725627540079042E-4,4.8124643043517797E-3]
[2004,3,5,21,3.3355235229406825E-3,7.218699268384778E-4,7.9037567999999921E-5,6.0412309176971794E-4,4.7405541095488779E-3,null,3.4661388108650588E-3,6.1355539485993078E-4,5.1637824820847935E-5,5.9028622998057688E-4,4.7216182605264142E-3]
[2004,3,5,22,2.9491174708518157E-3,6.5289373347558733E-4,7.9037567999999921E-5,5.5908624840041838E-4,4.2401350207278213E-3,null,3.0646015395231459E-3,5.5492888337738133E-4,5.1637824820847935E-5,5.4628091244700511E-4,4.2174491601683801E-3]
[2004,3,5,23,2.2934627442512808E-3,6.7243775968325121E-4,7.9037567999999921E-5,6.8874353385696494E-4,3.7336816057914972E-3,null,2.3832721233858975E-3,5.7154038396934205E-4,5.1637824820847935E-5,6.7296852175102793E-4,3.6794188539271159E-3]
[2004,3,5,24,1.9502661994653849E-3,6.3905079249159909E-4,7.9037567999999921E-5,7.1546194358968547E-4,3.3838165035466692E-3,null,2.0266363942550085E-3,5.4316303636578521E-4,5.1637824820847935E-5,6.9907497185543114E-4,3.3205122272970729E-3]
[2004,3,6,1,2.1100816428273189E-3,6.9754631767396857E-4,7.9037567999999921E-5,8.7068285970988695E-4,3.7573483882111743E-3,null,2.1927100276749388E-3,5.9288147415691704E-4,5.1637824820847935E-5,8.5074070130523502E-4,3.6879700279579394E-3]
[2004,3,6,2,1.9950785580367765E-3,6.7866182073958307E-4,7.9037567999999921E-5,8.6909233276519205E-4,3.6218702795415515E-3,null,2.0732035535577144E-3,5.7683054234423784E-4,5.1637824820847935E-5,8.4918660385943775E-4,3.5508585245822379E-3]
[2004,3,6,3,1.9769551507291218E-3,6.4877375220562131E-4,7.9037567999999921E-5,8.3081076229285088E-4,3.5355772332275937E-3,null,2.0543704543389161E-3,5.5142709359375574E-4,5.1637824820847935E-5,8.1178183615612397E-4,3.4692172089096441E-3]
[2004,3,6,4,1.9791796166660435E-3,6.6306742321233588E-4,7.9037567999999921E-5,8.6601023931534029E-4,3.5872948471937201E-3,null,2.0566820278188759E-3,5.6357603986851169E-4,5.1637824820847935E-5,8.4617510281313388E-4,3.5180709953213695E-3]
[2004,3,6,5,2.1155227317915678E-3,6.4091979933598325E-4,7.9037567999999921E-5,8.1843376333194261E-4,3.653913862459494E-3,null,2.1983641834626712E-3,5.4475160404226998E-4,5.1637824820847935E-5,7.9968832052223885E-4,3.5944419328480283E-3]
[2004,3,6,6,2.1824462057293552E-3,6.9277295698685524E-4,7.9037567999999921E-5,8.7798944274545035E-4,3.8322461734616609E-3,null,2.2679083041316733E-3,5.8882434268169763E-4,5.1637824820847935E-5,8.5787993404250445E-4,3.7662504056767236E-3]
[2004,3,6,7,2.4391717168619799E-3,6.7596554199717516E-4,6.4553670231785792E-5,7.7848839883917125E-4,3.9581793279301119E-3,null,2.5346868927867607E-3,5.7453883256807945E-4,4.2175021313557427E-5,7.6065786640970839E-4,3.912058613078106E-3]
[2004,3,6,8,2.6962458237950464E-3,7.198202612442925E-4,0,7.758638121132561E-4,4.1919298971525949E-3,null,2.8018277278553136E-3,6.1181327576587336E-4,0,7.5809339333327106E-4,4.1717343969544579E-3]
[2004,3,6,9,2.964062163420436E-3,7.2021682586728946E-4,0,6.9095096322538548E-4,4.3752299525131114E-3,null,3.0801314491676964E-3,6.1215033699367103E-4,0,6.7512539206038215E-4,4.3674071782217492E-3]
[2004,3,6,10,3.1420370055313656E-3,7.1726205093943266E-4,0,6.3748091727169355E-4,4.4967799737424914E-3,null,3.2650755826314627E-3,6.096389176504061E-4,0,6.2288002638426893E-4,4.4975945266661375E-3]
[2004,3,6,11,3.1695531427006272E-3,6.9724473851534271E-4,0,5.7514798748163588E-4,4.4419458686976061E-3,null,3.293669220275301E-3,5.9262514609437721E-4,0,5.6197477275188085E-4,4.4482691391215592E-3]
[2004,3,6,12,2.9774309038692404E-3,7.5056935291093396E-4,0,6.6992282846771748E-4,4.3979230852478918E-3,null,3.0940236942090774E-3,6.3794855357379872E-4,0,6.5457888662344237E-4,4.3865511344063184E-3]
[2004,3,6,13,2.67791212869713E-3,7.4418023825948288E-4,0,6.6435773562013715E-4,4.0864501025767502E-3,null,2.7827761062167921E-3,6.3251810742688021E-4,0,6.4914125690651331E-4,4.0644354705501855E-3]
[2004,3,6,14,2.4947700594118083E-3,7.5335029947393509E-4,0,6.6993203604742767E-4,3.9180523949331712E-3,null,2.5924624028697569E-3,6.4031222700457787E-4,0,6.5458788331234307E-4,3.8873625131866782E-3]
[2004,3,6,15,2.3996798777925488E-3,7.4126313067845897E-4,0,6.4211813316457735E-4,3.7830611416355851E-3,null,2.4936485984471926E-3,6.3003870355205372E-4,0,6.2741103128096602E-4,3.7510983332802125E-3]
[2004,3,6,16,2.5173633100750814E-3,7.3332808358032191E-4,0,6.380442602811683E-4,3.8887356539365715E-3,null,2.6159403793999695E-3,6.232942877306989E-4,0,6.2343046656074795E-4,3.8626651336914164E-3]
[2004,3,6,17,2.7599291599136079E-3,7.0447073388778063E-4,0,5.8718266931022541E-4,4.0515825631116144E-3,null,2.868004830612276E-3,5.9876690138734186E-4,0,5.7373381170005894E-4,4.0405055436996762E-3]
[2004,3,6,18,3.0114289532537772E-3,6.7520555303891079E-4,0,5.6061629021764939E-4,4.247250796510337E-3,null,3.1293530683402953E-3,5.7389287779417817E-4,0,5.4777591011935067E-4,4.2510218562538246E-3]
[2004,3,6,19,3.2437928872605529E-3,7.1625972030127014E-4,5.6643590426345801E-5,6.1088688830429106E-4,4.6275830862924604E-3,null,3.3708161083599044E-3,6.0878698387727961E-4,3.7007107805486963E-5,5.9689510822267991E-4,4.6135053082653511E-3]
[2004,3,6,20,3.1855605860193021E-3,6.8872157679970793E-4,7.9037567999999921E-5,5.9897586000636795E-4,4.5522955908253778E-3,null,3.3103034967743214E-3,5.8538086058328197E-4,5.1637824820847935E-5,5.8525689063927873E-4,4.5325790728177303E-3]
[2004,3,6,21,3.1267437618256086E-3,6.4227556606783853E-4,7.9037567999999921E-5,5.6330674977167125E-4,4.4113636456651183E-3,null,3.2491834729857158E-3,5.4590394182720101E-4,5.1637824820847935E-5,5.5040474726975074E-4,4.3971299869035151E-3]
[2004,3,6,22,2.9148969248122734E-3,6.4584366879982054E-4,7.9037567999999921E-5,6.3104297434305042E-4,4.2708211359551449E-3,null,3.0290409560222746E-3,5.4893666087980106E-4,5.1637824820847935E-5,6.1658953838281464E-4,4.2462049801057387E-3]
[2004,3,6,23,2.5054493186276484E-3,6.7711295809505133E-4,7.9037567999999921E-5,7.456669119341961E-4,4.0072667566568958E-3,null,2.6035598496677568E-3,5.755140821398192E-4,5.1637824820847935E-5,7.2858812428026876E-4,3.9592998809086927E-3]
[2004,3,6,24,2.2129253949013223E-3,6.5190470324432684E-4,7.9037567999999921E-5,7.5757539476604312E-4,3.7014430609116924E-3,null,2.2995810235072254E-3,5.5408825432288241E-4,5.1637824820847935E-5,7.4022385469906047E-4,3.6455309573500167E-3]
[2004,3,7,1,2.1206636847871051E-3,6.3371734549794547E-4,7.9037567999999921E-5,7.7279955733827841E-4,3.6062181556233289E-3,null,2.2037064503002786E-3,5.3862985794334082E-4,5.1637824820847935E-5,7.5509932238404965E-4,3.5490734554485173E-3]
[2004,3,7,2,2.0245561131066506E-3,6.2511756734368181E-4,7.9037567999999921E-5,7.7953488831551806E-4,3.5082461367658504E-3,null,2.1038354159848226E-3,5.3132045207259632E-4,5.1637824820847935E-5,7.616803870451927E-4,3.4484740799234598E-3]
[2004,3,7,3,1.9364094007522084E-3,6.2603642638732894E-4,7.9037567999999921E-5,7.9553812399899817E-4,3.4370215191385357E-3,null,2.0122369791455799E-3,5.3210143892685503E-4,5.1637824820847935E-5,7.7731708391671865E-4,3.3732933268100017E-3]
[2004,3,7,4,2.0625335449576E-3,6.1122217360249221E-4,7.9037567999999921E-5,7.7728138495119419E-4,3.5300746715112865E-3,null,2.143300000650532E-3,5.1951002269101968E-4,5.1637824820847935E-5,7.5947849802075805E-4,3.4739263461831577E-3]
[2004,3,7,5,2.0555264059289226E-3,6.280672505999188E-4,7.9037567999999921E-5,7.9490826304847166E-4,3.5575394875773129E-3,null,2.1360184700681866E-3,5.3382754373510464E-4,5.1637824820847935E-5,7.7670164932902705E-4,3.4981854879531662E-3]
[2004,3,7,6,2.2096104337637032E-3,6.1833662824449455E-4,7.9037567999999921E-5,7.4729702242225758E-4,3.6542816524304557E-3,null,2.2961362522811836E-3,5.2555697362330789E-4,5.1637824820847935E-5,7.3018089864621937E-4,3.603511949371559E-3]
[2004,3,7,7,2.456739957579415E-3,6.4851542411498218E-4,6.3236377405439937E-5,7.3051575857626717E-4,3.8990075176761037E-3,null,2.5529430857263434E-3,5.5120752689931027E-4,4.1314390882664016E-5,7.1378399360333953E-4,3.8592489971116571E-3]
[2004,3,7,8,2.6828504162156627E-3,6.5847673738980163E-4,0,6.8506486471901827E-4,4.0263920183244827E-3,null,2.7879077714290062E-3,5.5967417341334751E-4,0,6.6937410901235354E-4,4.0169560538547075E-3]
[2004,3,7,9,2.9289366196428817E-3,6.641847723268152E-4,0,6.3638911772427825E-4,4.2295105096939751E-3,null,3.0436304292520032E-3,5.6452573392230506E-4,0,6.2181323346157107E-4,4.2299693966358796E-3]
[2004,3,7,10,3.1034705975244172E-3,7.2357696074809249E-4,0,6.85311665256828E-4,4.5123592235293379E-3,null,3.2249989581768141E-3,6.1500629318040798E-4,0,6.6961525681982119E-4,4.5096205081770428E-3]
[2004,3,7,11,2.9322683418004257E-3,8.0856663529579127E-4,0,8.3086073329569207E-4,4.5716957103919091E-3,null,3.0470926178403483E-3,6.8724350848387678E-4,0,8.1183066262092442E-4,4.5461667889451496E-3]
[2004,3,7,12,2.9810961032231188E-3,8.1197978361068621E-4,0,8.2022670896081981E-4,4.6133025957946251E-3,null,3.0978324185795278E-3,6.9014452358951014E-4,0,8.0144020044579836E-4,4.5894171426148359E-3]
[2004,3,7,13,2.9546043567655728E-3,7.7055596570163663E-4,0,7.4282438620580291E-4,4.4679847086730121E-3,null,3.0703032856165733E-3,6.5493623188922468E-4,0,7.2581070388582443E-4,4.4510502213916218E-3]
[2004,3,7,14,2.9718981605211768E-3,7.2878448850416215E-4,0,6.2731204392827897E-4,4.327994692953618E-3,null,3.0882742949566409E-3,6.1943244618918169E-4,0,6.1294406136189195E-4,4.3206508025077145E-3]
[2004,3,7,15,3.0253928794099867E-3,7.2512451597212175E-4,0,6.1846977497508656E-4,4.3689871703571949E-3,null,3.1438638058809559E-3,6.1632164213905674E-4,0,6.0430431612460203E-4,4.3644897641446148E-3]
[2004,3,7,16,3.0653667508516594E-3,7.2566578231317075E-4,0,6.3636922202512292E-4,4.4274017551899532E-3,null,3.1854030084293937E-3,6.1678169300315242E-4,0,6.2179379345438178E-4,4.4239784948869277E-3]
[2004,3,7,17,3.4676459869886589E-3,6.7633996116248855E-4,0,5.61447684279285E-4,4.705433632430432E-3,null,3.6034350395602382E-3,5.7485707120121258E-4,0,5.4858826189493578E-4,{"$f":"SUM(K1603:N1603)","v":4.7268803726563859E-3}]
[2004,3,7,18,3.6206601324524522E-3,6.7693444807805352E-4,0,6.2192303929419033E-4,4.9195176198246959E-3,null,{"$f":"E1604*R$5","v":3.7624410440317102E-3},{"$f":"F1604*S$5","v":5.7536235704379638E-4},{"$f":"G1604*T$5","v":0},{"$f":"H1604*V$5","v":6.0767848672628997E-4},4.9454818878017963E-3]
[2004,3,7,19,3.8766195377718886E-3,6.4234141152565345E-4,5.4009004773654092E-5,5.5407209596580579E-4,5.1270420500370024E-3,null,4.0284235270457913E-3,5.4595990736111143E-4,3.5285846943700148E-5,5.4138160437966238E-4,5.1510508857302651E-3]
[2004,3,7,20,3.9860938981498544E-3,6.1246798555947128E-4,7.9037567999999921E-5,5.1503120940070933E-4,5.1926306611100349E-3,null,4.1421847782229862E-3,5.205689041027072E-4,5.1637824820847935E-5,5.0323491199268339E-4,5.2176264191392254E-3]
[2004,3,7,21,3.6215434591858769E-3,6.8300811060570095E-4,7.9037567999999921E-5,6.7550808847388426E-4,5.0590972262654623E-3,null,3.7633589608301798E-3,5.805246837620149E-4,5.1637824820847935E-5,6.6003622158947314E-4,5.0555576910025161E-3]
[2004,3,7,22,3.2288567496680217E-3,7.1674555300220053E-4,7.9037567999999921E-5,7.7446159689840836E-4,4.7991014675686306E-3,null,3.3552950886945264E-3,6.0919991876149174E-4,5.1637824820847935E-5,7.5672329451720169E-4,4.7728561267940681E-3]
[2004,3,7,23,2.609771912105516E-3,6.9956970729752907E-4,7.9037567999999921E-5,7.9060765953127836E-4,4.178986846934323E-3,null,2.7119675966426429E-3,5.946012599151024E-4,5.1637824820847935E-5,7.7249954702340461E-4,4.1307062284019974E-3]
[2004,3,7,24,2.1643304099426977E-3,6.8929561634021794E-4,7.9037567999999921E-5,8.2881401256713818E-4,3.7614776068500538E-3,null,2.249083114492333E-3,5.8586876712135507E-4,5.1637824820847935E-5,8.098308200737011E-4,3.6964205265082369E-3]
[2004,3,8,1,1.5314939756704174E-3,5.1962975684728143E-4,7.9037567999999921E-5,6.0699748518090756E-4,2.737158785698606E-3,null,1.591465528924607E-3,4.4166078789252794E-4,5.1637824820847935E-5,5.9309478815901338E-4,2.6778589297969967E-3]
[2004,3,8,2,1.4488868475639909E-3,5.1694068548629568E-4,7.9037567999999921E-5,6.2105554241262699E-4,2.6659206434629136E-3,null,1.5056236001195742E-3,4.3937520405068253E-4,5.1637824820847935E-5,6.0683085903134805E-4,2.6034674880224531E-3]
[2004,3,8,3,1.496777613538756E-3,5.1007235616124587E-4,7.9037567999999921E-5,6.2124942612051066E-4,2.7071369638205127E-3,null,1.5553897137402758E-3,4.3353744803068157E-4,5.1637824820847935E-5,6.0702030201828321E-4,2.647585288610089E-3]
[2004,3,8,4,1.6481799057982258E-3,4.821615754049433E-4,7.9037567999999921E-5,5.7162502090877794E-4,2.7810040701119467E-3,null,1.7127207466786441E-3,4.0981460064350411E-4,5.1637824820847935E-5,5.5853249635991566E-4,2.7327056685029121E-3]
[2004,3,8,5,1.8448345266766522E-3,4.9445629652001058E-4,7.9037567999999921E-5,5.739310692646697E-4,2.9922594604613324E-3,null,1.9170761376913639E-3,4.2026453377963784E-4,5.1637824820847935E-5,5.6078572688312688E-4,2.9497642231749769E-3]
[2004,3,8,6,2.1203067486263655E-3,5.2914065610523448E-4,7.9037567999999921E-5,5.6916588448026242E-4,3.2976508572118623E-3,null,2.2033355369275405E-3,4.4974460373348364E-4,5.1637824820847935E-5,5.5612968410001008E-4,3.2608476495818821E-3]
[2004,3,8,7,2.4997806938599773E-3,5.525619694859424E-4,6.0601791831785794E-5,5.0069901574134677E-4,3.6136434709190526E-3,null,2.5976692480346635E-3,4.6965161557199433E-4,3.9593130072515027E-5,4.8923098352546713E-4,3.5961449772046396E-3]
[2004,3,8,8,2.4132020158965815E-3,6.9674407300689394E-4,0,6.3582697472229336E-4,3.7457730636257687E-3,null,2.5077002480206135E-3,5.921996040232809E-4,0,6.2126396580755778E-4,3.7211638178514519E-3]
[2004,3,8,9,2.3979716327187702E-3,7.7484053663780619E-4,0,6.9338776241135286E-4,3.8661999317679292E-3,null,2.4918734604492234E-3,6.585779151271734E-4,0,6.7750637869092251E-4,3.8279577542673191E-3]
[2004,3,8,10,2.2470892520625842E-3,8.255589467464692E-4,0,7.4105573656561862E-4,3.8137039353746717E-3,null,2.3350826982581506E-3,7.0168617186973684E-4,0,7.2408256347456716E-4,3.7608514336024542E-3]
[2004,3,8,11,2.1574786021338194E-3,8.5533193194354217E-4,0,7.7036262062400447E-4,3.7831731547013662E-3,null,2.2419629977227756E-3,7.2699180521112474E-4,0,7.5271820137515699E-4,3.721673004309057E-3]
[2004,3,8,12,2.1519856451931987E-3,8.3340728344495022E-4,0,7.3264839871605304E-4,3.718041327354202E-3,null,2.2362549428680133E-3,7.0835688794059447E-4,0,7.158677876598318E-4,3.6604796184684396E-3]
[2004,3,8,13,2.0069840293513047E-3,8.24614461952442E-4,0,7.1767596460436381E-4,3.5492744559081106E-3,null,2.085575229518358E-3,7.0088340433615019E-4,0,7.0123828283568822E-4,3.4876969166901966E-3]
[2004,3,8,14,2.0900060967008779E-3,7.4206022756188601E-4,0,5.5827899316871214E-4,3.3903453174314764E-3,null,2.1718483461129327E-3,6.3071619831235571E-4,0,5.4549214662452997E-4,3.3480566910498184E-3]
[2004,3,8,15,2.0575249287143123E-3,7.7220167467955672E-4,0,6.2973675942400002E-4,3.4594633628178689E-3,null,2.1380952527211027E-3,6.5633500690980852E-4,0,6.1531324106755734E-4,3.4097435006984686E-3]
[2004,3,8,16,2.4162105308161907E-3,8.1115305928995034E-4,0,7.231344319159358E-4,3.9504980220220771E-3,null,2.5108265729450832E-3,6.8944184690470766E-4,0,7.0657172917256187E-4,3.9068401490223526E-3]
[2004,3,8,17,2.7175585507830079E-3,7.2494519316503925E-4,0,5.9585535466096819E-4,4.0383590986090151E-3,null,2.8239750368670084E-3,6.1616922620979261E-4,0,5.8220785748516713E-4,4.0223521205619683E-3]
[2004,3,8,18,2.9578425807982515E-3,6.5197628398822288E-4,0,5.0215299809952681E-4,4.1119718628860012E-3,null,3.0736683148003723E-3,5.5414909457948908E-4,0,4.9065166380794756E-4,4.1184690731878087E-3]
[2004,3,8,19,3.1835729188017777E-3,6.2754908386555765E-4,5.2691712026345803E-5,4.427060066965151E-4,4.3065197213901967E-3,null,3.3082379947808977E-3,5.3338712644733011E-4,3.4425216564444563E-5,4.3256624890321884E-4,4.308616586695891E-3]
[2004,3,8,20,3.1397080111995488E-3,6.6356180417289083E-4,7.9037567999999921E-5,5.195357928227017E-4,4.4018431761951408E-3,null,3.2626553875441627E-3,5.6399624037027391E-4,5.1637824820847935E-5,5.0763632223841922E-4,4.3859257749737039E-3]
[2004,3,8,21,3.1510409454230844E-3,5.7362910466743095E-4,7.9037567999999921E-5,4.2071864632959606E-4,4.2244262644201116E-3,null,3.2744321065158659E-3,4.875576869628004E-4,5.1637824820847935E-5,4.1108248800245144E-4,4.2247101063019659E-3]
[2004,3,8,22,2.5978307151984402E-3,5.5457032315803332E-4,7.9037567999999921E-5,4.3995842271223902E-4,3.6713970290687126E-3,null,2.6995587961160896E-3,4.7135862148051701E-4,5.1637824820847935E-5,4.2988159570302045E-4,3.6524368381204752E-3]
[2004,3,8,23,2.0452414382029385E-3,5.1556708777631224E-4,7.9037567999999921E-5,4.7826732719402187E-4,3.118113421173273E-3,null,2.1253307547640238E-3,4.3820771077524072E-4,5.1637824820847935E-5,4.6731307135642491E-4,3.0824893617165377E-3]
[2004,3,8,24,1.643263445627083E-3,5.3834555424644428E-4,7.9037567999999921E-5,6.0287535103936121E-4,2.8635219189128889E-3,null,1.7076117635477903E-3,4.5756833305603668E-4,5.1637824820847935E-5,5.8906706755863087E-4,2.8058849889833061E-3]
[2004,3,9,1,1.2607462768212735E-3,4.0975162732578748E-4,7.9037567999999921E-5,3.914512491235598E-4,2.1409867212706206E-3,null,1.3101156597124534E-3,3.4826955958594188E-4,5.1637824820847935E-5,3.8248543254561316E-4,2.0925084766648563E-3]
[2004,3,9,2,1.2702159948499146E-3,4.018731385143176E-4,7.9037567999999921E-5,4.0163424477077016E-4,2.1527609461350025E-3,null,1.3199562010731342E-3,3.4157321564099938E-4,5.1637824820847935E-5,3.9243519641392045E-4,2.1056024379489018E-3]
[2004,3,9,3,1.2711581936102044E-3,4.1765272501037733E-4,7.9037567999999921E-5,4.4395079440086353E-4,2.2117992810214452E-3,null,1.3209352952597375E-3,3.5498512000681551E-4,5.1637824820847935E-5,4.3378252593539378E-4,2.1613407660227946E-3]
[2004,3,9,4,1.3472914013784739E-3,4.1695735064093808E-4,7.9037567999999921E-5,4.4324982478352701E-4,2.2865361448029392E-3,null,1.4000497924072802E-3,3.5439408458623034E-4,5.1637824820847935E-5,4.3309761135691541E-4,2.2391793131712736E-3]
[2004,3,9,5,1.587927378387132E-3,4.3277247367162248E-4,7.9037567999999921E-5,4.4265824299642996E-4,2.5423956630551848E-3,null,1.6501087991759682E-3,3.678361933305958E-4,5.1637824820847935E-5,4.3251957918501524E-4,2.5021023965124275E-3]
[2004,3,9,6,1.9622435821496269E-3,5.329063884163531E-4,7.9037567999999921E-5,5.703635000875321E-4,3.144551038653512E-3,null,2.0390827975523933E-3,4.5294529860825732E-4,5.1637824820847935E-5,5.5729986946688665E-4,3.1009657904483854E-3]
[2004,3,9,7,2.381952980459527E-3,5.6620839515948793E-4,5.7967206179094084E-5,5.0050037205482875E-4,3.506628953852938E-3,null,2.4752275360803364E-3,4.8125043383725834E-4,3.7871869210728212E-5,4.8903688958265709E-4,3.4833867287109802E-3]
[2004,3,9,8,2.4518823583557269E-3,6.8849801729697901E-4,0,6.1025052580734277E-4,3.7506309014600486E-3,null,2.5478952684703554E-3,5.8519084554889455E-4,0,5.9627332100027088E-4,3.7293594350195211E-3]
[2004,3,9,9,2.2889403955790991E-3,7.9615203877027578E-4,0,6.9309502459471083E-4,3.7781874589440856E-3,null,2.3785726847097483E-3,6.766916869021145E-4,0,6.7722034575407161E-4,3.7324847173659348E-3]
[2004,3,9,10,2.3090103440014534E-3,8.682753414160706E-4,0,7.7400799877963653E-4,3.9512936841971606E-3,null,2.3994285493679746E-3,7.3799309285934656E-4,0,7.5628008562963578E-4,3.8937017278569573E-3]
[2004,3,9,11,2.2508727043959596E-3,8.6786478131734967E-4,0,7.6174409667687697E-4,3.8804815823901863E-3,null,2.3390143062595862E-3,7.3764413613720175E-4,0,7.4429707647850028E-4,3.8209555188752882E-3]
[2004,3,9,12,2.1001942013814147E-3,8.5032956557462905E-4,0,7.2921116791324907E-4,3.6797349348692927E-3,null,2.1824354053255244E-3,7.2274002970614611E-4,0,7.1250928334208315E-4,3.6176847183737541E-3]
[2004,3,9,13,1.9290576010152828E-3,8.5551641906696208E-4,0,7.3775389008000521E-4,3.5223279101622498E-3,null,2.0045972913356738E-3,7.2714861056572954E-4,0,7.2085634262567054E-4,3.4526022445270739E-3]
[2004,3,9,14,1.9559222185452983E-3,8.5339634976229332E-4,0,7.2486718726610271E-4,3.5341857555736943E-3,null,2.0325138965760223E-3,7.2534665163795787E-4,0,7.0826479741819453E-4,3.4661253456321748E-3]
[2004,3,9,15,1.9878834427711507E-3,8.5673023144618859E-4,0,7.48610446772388E-4,3.5932241209897272E-3,null,2.0657266858038793E-3,7.2818029384540833E-4,0,7.3146424026743109E-4,3.5253712199167187E-3]
[2004,3,9,16,2.2145171144364205E-3,8.6504759759774719E-4,0,7.8513404926292311E-4,3.8646987612970907E-3,null,2.301235072959634E-3,7.3524966283223419E-4,0,7.6715130456469398E-4,3.8036360403565623E-3]
[2004,3,9,17,2.6015727484526106E-3,7.952622051707501E-4,0,6.9224203699700857E-4,4.0890769906203692E-3,null,2.7034473631145296E-3,6.7593537030653653E-4,0,6.7638689502171685E-4,4.0557696284427829E-3]
[2004,3,9,18,2.9045042336060586E-3,6.7142764329330854E-4,0,4.9736278110134712E-4,4.0732946580007146E-3,null,3.0182412989095469E-3,5.7068183267437386E-4,0,4.8597116214998048E-4,4.0748942937339008E-3]
[2004,3,9,19,3.1697111446886196E-3,6.2732732124747166E-4,5.1374419199999955E-5,4.0592062361077206E-4,4.2543335087468631E-3,null,3.2938334094405122E-3,5.3319863868014905E-4,3.3564586133551165E-5,3.966233998449817E-4,4.2572200340991939E-3]
[2004,3,9,20,3.2633740356156696E-3,6.9868286842531349E-4,7.9037567999999921E-5,5.5961775135927459E-4,4.6007122234002574E-3,null,3.3911640320990659E-3,5.9384748869650839E-4,5.1637824820847935E-5,5.4680024183878138E-4,4.5834495874552041E-3]
[2004,3,9,21,3.0240180087434988E-3,6.843516543112646E-4,7.9037567999999921E-5,5.8892722096606646E-4,4.3763344520208296E-3,null,3.1424350968509468E-3,5.816666325510287E-4,5.1637824820847935E-5,5.7543840606826316E-4,4.3511779602910866E-3]
[2004,3,9,22,2.6655014286724472E-3,6.1040872186123149E-4,7.9037567999999921E-5,5.3338332674636891E-4,3.8883310452800476E-3,null,2.7698794173672912E-3,5.1881862707284427E-4,5.1637824820847935E-5,5.2116669163778241E-4,3.861502560898766E-3]
[2004,3,9,23,2.2769535822418259E-3,5.6528770234644948E-4,7.9037567999999921E-5,5.6171827522555654E-4,3.4829971278138318E-3,null,2.3661164814657407E-3,4.8046788836549645E-4,5.1637824820847935E-5,5.4885265521430649E-4,3.4470748498663913E-3]
[2004,3,9,24,1.9468679782831098E-3,5.5726381206975368E-4,7.9037567999999921E-5,6.1649482579831025E-4,3.199664184151174E-3,null,2.0231051026161464E-3,4.7364796003215777E-4,5.1637824820847935E-5,6.023746012703867E-4,3.1507654887395391E-3]
[2004,3,10,1,1.977533996168178E-3,6.8743529401306196E-4,7.9037567999999921E-5,8.0475912740509911E-4,3.5487659855863388E-3,null,2.0549719667036187E-3,5.8428758087495768E-4,5.1637824820847935E-5,7.8632688905639736E-4,3.4772242614558219E-3]
[2004,3,10,2,1.915358481088986E-3,6.5532634071996821E-4,7.9037567999999921E-5,7.7793146045765111E-4,3.4276538502666055E-3,null,1.9903617295341579E-3,5.569964848148065E-4,5.1637824820847935E-5,7.6011368416930441E-4,3.3591097233391168E-3]
[2004,3,10,3,1.9243637910959953E-3,6.6886101926235449E-4,7.9037567999999921E-5,8.2560403362643038E-4,3.4978664119847801E-3,null,1.9997196771859996E-3,5.6850032328851282E-4,5.1637824820847935E-5,8.0669436263143253E-4,3.4265521879267929E-3]
[2004,3,10,4,2.0064069057219103E-3,6.7167107758183569E-4,7.9037567999999921E-5,8.3128358169056154E-4,3.5883991329943073E-3,null,2.0849755063874153E-3,5.7088874033940694E-4,5.1637824820847935E-5,8.1224382607761282E-4,3.519745897625283E-3]
[2004,3,10,5,2.2076088450263122E-3,6.7055545329101104E-4,7.9037567999999921E-5,8.1397184673408934E-4,3.7711737130514122E-3,null,2.2940562836170908E-3,5.699405123043784E-4,5.1637824820847935E-5,7.9532859985783071E-4,3.7109632206001478E-3]
[2004,3,10,6,2.4757115215336099E-3,7.401329518391894E-4,7.9037567999999921E-5,8.8710717703279125E-4,4.1819892184055902E-3,null,2.5726575544363314E-3,6.2907810483723073E-4,5.1637824820847935E-5,8.667888353438483E-4,4.120162319438259E-3]
[2004,3,10,7,2.9028760354848893E-3,7.6760688454794086E-4,5.6649913431785802E-5,8.2543529501086308E-4,4.5525681284754793E-3,null,3.0165493424113396E-3,6.5242965198548171E-4,3.7011238831472633E-5,8.0652948881251667E-4,4.5125197220408104E-3]
[2004,3,10,8,2.7874505788531142E-3,8.4608443979328728E-4,0,8.2920476752047713E-4,4.4627397861668784E-3,null,2.8966039568544435E-3,7.1913187298959123E-4,0,8.1021262515845131E-4,4.4259484550024861E-3]
[2004,3,10,9,2.5387261276984792E-3,9.2779362011029688E-4,0,8.6172977563273316E-4,4.328249523441509E-3,null,2.6381397405391199E-3,7.8858082290311445E-4,0,8.4199267905844311E-4,{"$f":"SUM(K1667:N1667)","v":4.268713242500677E-3}]
[2004,3,10,10,2.4381327498437231E-3,9.7295836303260518E-4,0,8.7279696237338401E-4,4.2838880752497123E-3,null,{"$f":"E1668*R$5","v":2.5336072410078359E-3},{"$f":"F1668*S$5","v":8.269687244448899E-4},{"$f":"G1668*T$5","v":0},{"$f":"H1668*V$5","v":8.5280638246860844E-4},4.213382347921334E-3]
[2004,3,10,11,2.3925273511861433E-3,9.7085783869323356E-4,0,8.6638479080017143E-4,4.2297699806795484E-3,null,2.4862159870757848E-3,8.2518337781589202E-4,0,8.4654107555432964E-4,4.1579404404460066E-3]
[2004,3,10,12,2.2972319078897654E-3,9.7320769537604236E-4,0,8.6075112501077906E-4,4.1311907282765873E-3,null,2.3871888831634852E-3,8.2718064517844773E-4,0,8.4103644349325522E-4,4.0554059718351885E-3]
[2004,3,10,13,2.1381995836249586E-3,9.7704945789309021E-4,0,8.730010166933677E-4,3.9882500582114171E-3,null,2.2219290348892491E-3,8.3044596214272245E-4,0,8.5300576311949793E-4,3.9053807601514695E-3]
[2004,3,10,14,2.1257170110347808E-3,9.6918294882889617E-4,0,8.3993635194891272E-4,3.9348363118125902E-3,null,2.2089576590267543E-3,8.2375980041800659E-4,0,8.20698412906479E-4,3.8534158723512396E-3]
[2004,3,10,15,2.0839069954066013E-3,9.5627222022346965E-4,0,8.2031949837929597E-4,3.8604987140093668E-3,null,2.1655104109845808E-3,8.1278628996561133E-4,0,8.0153086461136423E-4,3.7798275655615563E-3]
[2004,3,10,16,2.2925492418995369E-3,9.495703337783312E-4,0,8.4802933937766923E-4,4.0901489150555375E-3,null,2.3823228493263927E-3,8.070900025441886E-4,0,8.2860603819623021E-4,4.0180188900668119E-3]
[2004,3,10,17,2.695051921996372E-3,9.0511608652735828E-4,0,7.7515789849081024E-4,4.375325907014541E-3,null,2.8005870742270943E-3,7.6930598881649859E-4,0,7.5740364798739326E-4,4.3272967110309863E-3]
[2004,3,10,18,3.2337823333835167E-3,8.5449329038923773E-4,0,7.2351638377509667E-4,4.8117920075478509E-3,null,3.3604135526372992E-3,7.2627899943979862E-4,0,7.0694493278958921E-4,4.7936374848666866E-3]
[2004,3,10,19,3.5168984790820519E-3,8.3067656454622674E-4,5.00571263736541E-5,6.4652634780487813E-4,5.0441585178068104E-3,null,3.6546162029376223E-3,7.0603590565574488E-4,3.2703955702657754E-5,6.3171827997981263E-4,5.0250743442758379E-3]
[2004,3,10,20,3.4854464816804049E-3,8.5728141680322214E-4,7.9037567999999921E-5,7.2449361716856071E-4,5.1462590836521879E-3,null,3.6219325812742488E-3,7.2864877540531595E-4,5.1637824820847935E-5,7.0789978358655047E-4,5.1101189650869629E-3]
[2004,3,10,21,3.2689479592493656E-3,8.5678208047956295E-4,7.9037567999999921E-5,7.6153291471994441E-4,4.9663005224488731E-3,null,3.3969562242100416E-3,7.2822436307860719E-4,5.1637824820847935E-5,7.4409073144237118E-4,4.9209091435518685E-3]
[2004,3,10,22,3.0194188368231774E-3,8.0813835181655995E-4,7.9037567999999921E-5,7.6135189750190229E-4,4.6679466541416394E-3,null,3.1376558266160864E-3,6.868794877241221E-4,5.1637824820847935E-5,7.4391386025063008E-4,4.6200869994116869E-3]
[2004,3,10,23,2.5185039935040798E-3,7.1489465205110798E-4,7.9037567999999921E-5,7.2389645298670741E-4,4.0363326665418947E-3,null,2.6171257306879963E-3,6.0762674024044175E-4,5.1637824820847935E-5,7.073162968793084E-4,3.9837065926285947E-3]
[2004,3,10,24,2.1445486742592908E-3,6.9036405933218603E-4,7.9037567999999921E-5,7.5119973223789817E-4,3.6651500338293749E-3,null,2.2285267486544203E-3,5.8677689327739737E-4,5.1637824820847935E-5,7.3399422062507991E-4,3.6009356873777454E-3]
[2004,3,11,1,2.1669792642367192E-3,7.7823083356112028E-4,7.9037567999999921E-5,9.3068145144922765E-4,3.9549291172470673E-3,null,2.2518356948922876E-3,6.6145950762762091E-4,5.1637824820847935E-5,9.0936508266799775E-4,3.8742981100087547E-3]
[2004,3,11,2,2.096159147482156E-3,7.4370515047053956E-4,7.9037567999999921E-5,9.0105370515899692E-4,3.8199555711116925E-3,null,2.1782423433285209E-3,6.3211430521113352E-4,5.1637824820847935E-5,8.8041593157819334E-4,3.7424104049386957E-3]
[2004,3,11,3,2.1090235963143458E-3,7.5837200552550388E-4,7.9037567999999921E-5,9.5177099220448687E-4,3.8982041620443364E-3,null,2.1916105492700965E-3,6.4458044032776585E-4,5.1637824820847935E-5,9.2997158765686678E-4,3.8178004020755774E-3]
[2004,3,11,4,2.1941144691419558E-3,7.6375325753110586E-4,7.9037567999999921E-5,9.6219290381909081E-4,3.9990981984921519E-3,null,2.2800334834001301E-3,6.491542507559106E-4,5.1637824820847935E-5,9.4015479535077223E-4,3.9209803543276611E-3]
[2004,3,11,5,2.4026716011567141E-3,7.6759882538970621E-4,7.9037567999999921E-5,9.5348399490954752E-4,4.2027919894559677E-3,null,2.4967574742781034E-3,6.5242280208104725E-4,5.1637824820847935E-5,9.3164535567284289E-4,4.1324634568528414E-3]
[2004,3,11,6,2.6931495200349445E-3,8.4654325493207019E-4,7.9037567999999921E-5,1.0418960176685691E-3,4.6606263606355841E-3,null,2.7986101763797194E-3,7.1952184422010993E-4,5.1637824820847935E-5,1.0180323855850735E-3,4.5878022310057512E-3]
[2004,3,11,7,3.1403295151492152E-3,8.8413450736600963E-4,5.4015327779094086E-5,9.9513918387504879E-4,5.0736185341693678E-3,null,3.2633012288779831E-3,7.5147263600804082E-4,3.5289977969685811E-5,9.7234647236339147E-4,5.0224103152191014E-3]
[2004,3,11,8,3.0206852974218636E-3,9.6125674592130992E-4,0,9.9156697325310478E-4,4.9735090165962783E-3,null,3.1389718803639752E-3,8.1702290174153337E-4,0,9.6885607981020026E-4,4.9248508619157087E-3]
[2004,3,11,9,2.7653679627023964E-3,1.0413258791724415E-3,0,1.0169320148267031E-3,4.8236258567015411E-3,null,2.8736566107005306E-3,8.8507788899269615E-4,0,9.9364015935915289E-4,4.7523746590523797E-3]
[2004,3,11,10,2.6647839957105093E-3,1.0855169334594459E-3,0,1.0238866832858898E-3,4.7741876124558448E-3,null,2.7691338905507469E-3,9.2263820111303534E-4,0,1.000435537786937E-3,4.6922076294507193E-3]
[2004,3,11,11,2.6165475939897345E-3,1.0822225418285801E-3,0,1.0151050503708131E-3,4.7138751861891277E-3,null,2.7190086064833589E-3,9.1983812358833279E-4,0,9.9185503977728654E-4,4.6307017698489781E-3]
[2004,3,11,12,2.5176369043782903E-3,1.0820074655049678E-3,0,1.0043692928520958E-3,4.6040136627353541E-3,null,2.6162246873433137E-3,9.196553188561327E-4,0,9.8136517451961999E-4,4.517245180719066E-3]
[2004,3,11,13,2.3520897687652714E-3,1.0823480509339974E-3,0,1.0102751594489156E-3,4.4447129791481844E-3,null,2.4441949151563255E-3,9.199448004090033E-4,0,9.8713577288889035E-4,4.3512754884542188E-3]
[2004,3,11,14,2.3350836938163277E-3,1.0741634142001435E-3,0,9.7593887962742199E-4,4.3851859876438935E-3,null,2.4265229017540499E-3,9.1298824516778678E-4,0,9.5358593272632712E-4,4.293097079648164E-3]
[2004,3,11,15,2.2912832847498919E-3,1.0589760395788154E-3,0,9.520813236021064E-4,4.302340647930814E-3,null,2.3810073187420337E-3,9.0007969296713563E-4,0,9.3027481121054484E-4,4.2113618229197144E-3]
[2004,3,11,16,2.5138118331343986E-3,1.0561747469668018E-3,0,9.8828813934068605E-4,4.5582747194418865E-3,null,2.6122498306824053E-3,8.9769872635420351E-4,0,9.6565234445351259E-4,4.4756009014901219E-3]
[2004,3,11,17,2.9245665122315809E-3,1.0202995647008595E-3,0,9.3122457492135838E-4,4.8760906518537988E-3,null,3.0390891934304661E-3,8.6720651328023052E-4,0,9.0989576641630279E-4,4.8161914731269994E-3]
[2004,3,11,18,3.478505506780393E-3,9.8153329582037875E-4,0,9.0247232728089919E-4,5.3625111298816709E-3,null,3.6147198057322073E-3,8.3425701292581041E-4,0,8.8180206151679849E-4,5.3307788801748163E-3]
[2004,3,11,19,3.773223217368552E-3,9.6444401579736164E-4,4.742254079999995E-5,8.3638246680683254E-4,5.621472240772747E-3,null,3.920978324940102E-3,8.1973193082644162E-4,3.0982694892508758E-5,8.1722592610555703E-4,5.5889188767646097E-3]
[2004,3,11,20,3.7531570442685433E-3,9.9001390674248848E-4,7.9037567999999921E-5,9.1305000719000824E-4,5.7352585262010402E-3,null,3.9001263834415279E-3,8.4146513226907916E-4,5.1637824820847935E-5,8.9213746978136018E-4,5.685366810312815E-3]
[2004,3,11,21,3.5296577591817429E-3,9.8430525113122778E-4,7.9037567999999921E-5,9.4170299566290758E-4,5.5347035739758774E-3,null,3.6678751218593652E-3,8.3661304421628216E-4,5.1637824820847935E-5,9.2013418894963163E-4,5.4762601798461269E-3]
[2004,3,11,22,3.2656424515153598E-3,9.2768399490868636E-4,7.9037567999999921E-5,9.2983834480801786E-4,5.2022023592320638E-3,null,3.3935212765720917E-3,7.8848764665160427E-4,5.1637824820847935E-5,9.0854128657827458E-4,5.1421880346228192E-3]
[2004,3,11,23,2.7306990797090077E-3,8.1924663932500107E-4,7.9037567999999921E-5,8.6931535063440265E-4,4.4982986376684115E-3,null,2.8376301338832476E-3,6.9632100824612087E-4,5.1637824820847935E-5,8.4940451371759104E-4,4.4349934806678076E-3]
[2004,3,11,24,2.3373967417314417E-3,7.8562489511434621E-4,7.9037567999999921E-5,8.8257457030235364E-4,4.0846337751481417E-3,null,2.4289265259811992E-3,6.6774411124835499E-4,5.1637824820847935E-5,8.623600436367528E-4,4.0106685056871547E-3]
[2004,3,12,1,1.8865900499208826E-3,7.3127331681017808E-4,7.9037567999999921E-5,8.839235627427388E-4,3.5808244974737994E-3,null,1.9604667594901293E-3,6.2154783287764507E-4,5.1637824820847935E-5,8.6367813869512005E-4,3.4973305558837426E-3]
[2004,3,12,2,1.8455050706784367E-3,7.0688661897121672E-4,7.9037567999999921E-5,8.6059919454286671E-4,3.4920284521925203E-3,null,1.9177729394296798E-3,6.0082028977657097E-4,5.1637824820847935E-5,8.4088799284744327E-4,3.4111190468745422E-3]
[2004,3,12,3,1.8469847888438595E-3,7.1661582083710129E-4,7.9037567999999921E-5,8.9939194234106101E-4,3.5420301200220217E-3,null,1.9193106016668184E-3,6.0908965253924838E-4,5.1637824820847935E-5,8.7879222984872001E-4,3.4588303088756351E-3]
[2004,3,12,4,1.9484711578058147E-3,7.1114978707198116E-4,7.9037567999999921E-5,9.0024956761377347E-4,3.6389080804915693E-3,null,2.0247710608161749E-3,6.0444378161377021E-4,5.1637824820847935E-5,8.7963021203457301E-4,3.5604828792853661E-3]
[2004,3,12,5,2.1932370831496458E-3,7.2909698342694788E-4,7.9037567999999921E-5,9.1243739158061612E-4,3.9138090261572099E-3,null,2.2791217399754059E-3,6.1969805213647647E-4,5.1637824820847935E-5,8.9153888554675321E-4,3.8419965024794837E-3]
[2004,3,12,6,2.5894787671382987E-3,7.4856040402094311E-4,7.9037567999999921E-5,8.7142087676912402E-4,4.2884976159283661E-3,null,2.6908797953180191E-3,6.362410417581312E-4,5.1637824820847935E-5,8.5146181478937982E-4,4.2302204766863786E-3]
[2004,3,12,7,2.9577436894414402E-3,8.2934432866731871E-4,5.1380742205439943E-5,9.3107859869543362E-4,4.7695473590096326E-3,null,3.0735655509710829E-3,7.0490356798611799E-4,3.3568717159536822E-5,9.0975313363625876E-4,4.7217909697529967E-3]
[2004,3,12,8,2.9845126955498902E-3,9.2502265825338925E-4,0,9.6820487285844195E-4,4.8777402266617217E-3,null,3.1013828007559023E-3,7.8622563600164218E-4,0,9.4602906598757698E-4,4.8336375027451216E-3]
[2004,3,12,9,2.8985180055516886E-3,1.0019060510185981E-3,0,1.0357232751746384E-3,4.936147331744925E-3,null,3.0120206570081378E-3,8.5157289407738113E-4,0,1.0120010238559439E-3,4.8755945749414629E-3]
[2004,3,12,10,2.8765828793379288E-3,9.9182583412798738E-4,0,9.4876984335617105E-4,4.8171785568220868E-3,null,2.9892265763285008E-3,8.4300518509734454E-4,0,9.2703917725339528E-4,4.7592709386792406E-3]
[2004,3,12,11,2.7869267334529645E-3,1.0056788214917525E-3,0,9.5097095348648203E-4,4.7435765084311993E-3,null,2.8960595982672937E-3,8.5477957105796986E-4,0,9.2918987306074671E-4,4.6800290423860101E-3]
[2004,3,12,12,2.7298978701204889E-3,9.9589449926437072E-4,0,9.1487160822480824E-4,4.6406639776096683E-3,null,2.8367975498432008E-3,8.4646335858746288E-4,0,8.939173487861685E-4,4.5771782572168324E-3]
[2004,3,12,13,2.6539777073921697E-3,9.7950821561453212E-4,0,9.096535079463992E-4,4.5431394309531012E-3,null,2.7579044403358154E-3,8.3253579025240867E-4,0,8.8881876410538822E-4,4.4792589946936121E-3]
[2004,3,12,14,2.4529977684535314E-3,1.0177520266615198E-3,0,9.6527424900651193E-4,4.4360240441215634E-3,null,2.5490543567524317E-3,8.6504122608715766E-4,0,9.4316556527288095E-4,4.3572611481124705E-3]
[2004,3,12,15,2.5517014190533796E-3,9.9670576962119649E-4,0,9.5098105006162514E-4,4.4993882387362009E-3,null,2.651623129469878E-3,8.4715290013174138E-4,0,9.291997383834899E-4,4.4279757679851093E-3]
[2004,3,12,16,2.6499581116877493E-3,9.9287433685572748E-4,0,9.5181726992992865E-4,4.5946497184734059E-3,null,2.7537274418588885E-3,8.4389636296916385E-4,0,9.3001680543525536E-4,4.5276406102633081E-3]
[2004,3,12,17,3.0089442485564475E-3,1.005650565145977E-3,0,9.9483080013123225E-4,5.0094256138336572E-3,null,3.1267710654475801E-3,8.5475555449661292E-4,0,9.7204515185436821E-4,4.9535717717985612E-3]
[2004,3,12,18,3.1886941618810768E-3,9.5537204902844093E-4,0,9.4294815782769708E-4,5.0870143687372143E-3,null,3.3135597798844797E-3,8.1202118690137058E-4,0,9.2135083186558925E-4,5.0469317986514394E-3]
[2004,3,12,19,3.3203281099399083E-3,9.31939807428202E-4,4.6105247973654096E-5,8.7291108430842003E-4,5.1712842496501842E-3,null,3.4503483628628598E-3,7.9210488659162679E-4,3.0122064461615354E-5,8.529178905498393E-4,5.1254932044659416E-3]
[2004,3,12,20,3.6893102115884116E-3,8.4844027046012023E-4,7.9037567999999921E-5,7.3790713843311956E-4,5.3546951884816509E-3,null,3.8337793817845565E-3,7.2113421795683803E-4,5.1637824820847935E-5,7.2100608097178413E-4,5.3275575055340262E-3]
[2004,3,12,21,3.6491678001226865E-3,8.0648484425003056E-4,7.9037567999999921E-5,7.1450561206588901E-4,5.2491958244386058E-3,null,3.7920650393774027E-3,6.8547408427099723E-4,5.1637824820847935E-5,6.9814054419079787E-4,5.227317492660046E-3]
[2004,3,12,22,3.2253403014384043E-3,7.3060532115868033E-4,7.9037567999999921E-5,6.6010030022500572E-4,4.6950834908220905E-3,null,3.3516409403723077E-3,6.2098006807614632E-4,5.1637824820847935E-5,6.4498133399839186E-4,4.6692401672676935E-3]
[2004,3,12,23,2.5276596866872676E-3,7.4474433572640326E-4,7.9037567999999921E-5,7.8284841025290418E-4,4.134290000666575E-3,null,2.626639950349275E-3,6.3299756367126423E-4,5.1637824820847935E-5,7.6491801593080264E-4,4.0761933547721904E-3]
[2004,3,12,24,2.1601634519780506E-3,7.0576210224759285E-4,7.9037567999999921E-5,8.0192262283796886E-4,3.7468857450636121E-3,null,2.2447529832175356E-3,5.9986450359302489E-4,5.1637824820847935E-5,7.8355535191427421E-4,3.6798106635456827E-3]
[2004,3,13,1,2.1878202344675518E-3,5.7555355097317802E-4,7.9037567999999921E-5,6.6078433430740823E-4,3.5031956877481381E-3,null,2.2734927736915655E-3,4.8919337556695196E-4,5.1637824820847935E-5,6.4564970093417115E-4,{"$f":"SUM(K1731:N1731)","v":3.4599736750135367E-3}]
[2004,3,13,2,2.0683608716642412E-3,5.6365584472264582E-4,7.9037567999999921E-5,6.7149231033334028E-4,3.3825465947202272E-3,null,{"$f":"E1732*R$5","v":2.1493555188090946E-3},{"$f":"F1732*S$5","v":4.7908088634269011E-4},{"$f":"G1732*T$5","v":5.1637824820847935E-5},{"$f":"H1732*V$5","v":6.5611242100758159E-4},3.3361866509802143E-3]
[2004,3,13,3,2.1255788150459972E-3,5.3368872736966725E-4,7.9037567999999921E-5,6.3284042261898665E-4,3.371145533034651E-3,null,2.2088140514410384E-3,4.5361024982393857E-4,5.1637824820847935E-5,6.1834581782460748E-4,3.3324079439104324E-3]
[2004,3,13,4,2.1112707331751909E-3,5.4871917067116126E-4,7.9037567999999921E-5,6.6921908440006699E-4,3.4082465562464189E-3,null,2.1939456814414429E-3,4.6638541780351757E-4,5.1637824820847935E-5,6.5389126114078172E-4,3.3658601852065905E-3]
[2004,3,13,5,2.2863524085570673E-3,5.0638525103763061E-4,7.9037567999999921E-5,5.8459957871927887E-4,3.4563748063139769E-3,null,2.3758833550745696E-3,4.3040358255727471E-4,5.1637824820847935E-5,5.7120988432929494E-4,3.4291346467819877E-3]
[2004,3,13,6,2.2754380204317642E-3,5.5544136795174963E-4,7.9037567999999921E-5,6.3953780728324993E-4,3.549454763666764E-3,null,2.364541571987816E-3,4.7209896847722588E-4,5.1637824820847935E-5,6.2488980529679084E-4,3.5131681705826805E-3]
[2004,3,13,7,2.4410872910527867E-3,5.7259910753081566E-4,4.8746156631785806E-5,6.035585688190173E-4,3.6659911240344055E-3,null,2.5366774786729582E-3,4.8668223797072456E-4,3.1847456349387839E-5,5.897346368882976E-4,3.6449418098813682E-3]
[2004,3,13,8,2.743245909487877E-3,6.0743389690769882E-4,0,5.8557872636806109E-4,3.9362585327636368E-3,null,2.8506682831724831E-3,5.1629016615330203E-4,0,5.7216660553738666E-4,3.9391250548631721E-3]
[2004,3,13,9,2.8642096363818556E-3,6.3570737294356883E-4,0,5.5315811491264265E-4,4.0530751242380675E-3,null,2.9763688113235947E-3,5.4032128742361992E-4,0,5.4048855718862574E-4,4.0571786559358402E-3]
[2004,3,13,10,3.0947268979866771E-3,6.2081498626133597E-4,0,4.7855463684907024E-4,4.1940965210970835E-3,null,3.21591286536114E-3,5.2766346105974555E-4,0,4.6759380045853337E-4,4.2111701268794186E-3]
[2004,3,13,11,3.2163857767289541E-3,6.0022466894411278E-4,0,4.155218230934052E-4,4.2321322687664722E-3,null,3.3423357667122186E-3,5.1016266236712056E-4,0,4.0600469303358127E-4,4.2585031221129208E-3]
[2004,3,13,12,3.2418412807899313E-3,6.2075971386504165E-4,0,4.4990112201786364E-4,4.3125021166728365E-3,null,3.3687880792110068E-3,5.2761648212950847E-4,0,4.395965669876884E-4,4.3360011283282039E-3]
[2004,3,13,13,3.0141148450782687E-3,6.3426534688283426E-4,0,4.8076596967189169E-4,4.1291461616329945E-3,null,3.1321441366180714E-3,5.3909563327707972E-4,0,4.6975448481739767E-4,4.1409942547125482E-3]
[2004,3,13,14,2.841779220221617E-3,6.3814886862732637E-4,0,4.7689004678056856E-4,3.9568181356295119E-3,null,2.9530600457093998E-3,5.4239644361534184E-4,0,4.6596733623396522E-4,3.9614238255587068E-3]
[2004,3,13,15,2.720539909408317E-3,6.258064289667854E-4,0,4.4870377326106055E-4,3.7950501116361629E-3,null,2.827073142087739E-3,5.3190595196593343E-4,0,4.3842664235932373E-4,3.7974057364129963E-3]
[2004,3,13,16,2.7831467207018725E-3,6.1639389981754352E-4,0,4.4176923868635346E-4,3.8413098592057697E-3,null,2.8921315645382517E-3,5.2390574607830696E-4,0,4.3165093666864613E-4,3.847688247285205E-3]
[2004,3,13,17,3.075136133311604E-3,5.6859702803035788E-4,0,3.5607402581921071E-4,3.999807187161173E-3,null,3.1955549487379261E-3,4.8328065913100427E-4,0,3.4791849071537872E-4,4.0267540985843087E-3]
[2004,3,13,18,3.3824205742297771E-3,5.0498267453482444E-4,0,2.6576044974780213E-4,4.1531636985124038E-3,null,3.514872297069033E-3,4.2921145867455611E-4,0,2.5967346075122524E-4,4.2037572164948149E-3]
[2004,3,13,19,3.5290197048630464E-3,5.2978505593052135E-4,4.4787955226345814E-5,2.8684936796006177E-4,4.3904420839799754E-3,null,3.6672120820629844E-3,4.5029231319546818E-4,2.9261434082359775E-5,2.8027935745584685E-4,4.427045186796659E-3]
[2004,3,13,20,3.4949471297297165E-3,5.4157524276578087E-4,7.9037567999999921E-5,3.4656119405922903E-4,4.4621211345547262E-3,null,3.6318052638398498E-3,4.6031341598729936E-4,5.1637824820847935E-5,3.3862354127123538E-4,4.4823800459192322E-3]
[2004,3,13,21,3.5079394652563459E-3,4.5043930103425358E-4,7.9037567999999921E-5,2.2779834775340062E-4,4.2652146820440001E-3,null,3.6453063643726168E-3,3.8285216343185029E-4,5.1637824820847935E-5,2.2258084440582128E-4,4.3023771970311367E-3]
[2004,3,13,22,3.2067991389986674E-3,4.7129508721197901E-4,7.9037567999999921E-5,3.2659638170875403E-4,4.0837281759194006E-3,null,3.3323737272080403E-3,4.0057859813654996E-4,5.1637824820847935E-5,3.1911600385843976E-4,4.1037061540238782E-3]
[2004,3,13,23,2.6560896833148044E-3,5.2273705381933626E-4,7.9037567999999921E-5,4.7746919571411977E-4,3.7353335008482604E-3,null,2.7600991188211294E-3,4.443018437805131E-4,5.1637824820847935E-5,4.6653322031494244E-4,3.722572007737433E-3]
[2004,3,13,24,2.4026314112439331E-3,5.3564401779492737E-4,7.9037567999999921E-5,5.5886959839086575E-4,3.5761825954297262E-3,null,2.4967157105742839E-3,4.5527215447508599E-4,5.1637824820847935E-5,5.46069224598773E-4,3.5496949144689909E-3]
[2004,3,14,1,2.084950652591777E-3,6.251393639778879E-4,7.9037567999999921E-5,7.6175800939253359E-4,3.5508855939621986E-3,null,2.1665949365919993E-3,5.3133897818375536E-4,5.1637824820847935E-5,7.443106705367073E-4,3.4938824101333104E-3]
[2004,3,14,2,1.9899593924250143E-3,6.1672476398144443E-4,7.9037567999999921E-5,7.6869491400368046E-4,3.4544166384101391E-3,null,2.0678839272729229E-3,5.2418696501426722E-4,5.1637824820847935E-5,7.5108869198040615E-4,3.3947974090884443E-3]
[2004,3,14,3,1.9027875548337E-3,6.1771561840320475E-4,7.9037567999999921E-5,7.8474414727984108E-4,3.3842848885167458E-3,null,1.977298540178037E-3,5.2502914454466323E-4,5.1637824820847935E-5,7.6677033291373245E-4,3.320735842457281E-3]
[2004,3,14,4,2.0263303843817315E-3,6.0333786212724472E-4,7.9037567999999921E-5,7.6720466275121693E-4,3.4759104772601932E-3,null,2.1056791656946551E-3,5.1280872975645948E-4,5.1637824820847935E-5,7.4963257350798749E-4,3.4197582937799502E-3]
[2004,3,14,5,2.0198917790422103E-3,6.1981201275155043E-4,7.9037567999999921E-5,7.842123198942946E-4,3.5029536796880555E-3,null,2.0989884319307745E-3,5.2681098087605698E-4,5.1637824820847935E-5,7.6625068652594916E-4,3.4436879241536286E-3]
[2004,3,14,6,2.1716249802704083E-3,6.1033429180787553E-4,7.9037567999999921E-5,7.3721483897371497E-4,3.5982116790519991E-3,null,2.2566633318547849E-3,5.187553650375684E-4,5.1637824820847935E-5,7.2032963796956012E-4,3.5473861596827614E-3]
[2004,3,14,7,2.4246734852970166E-3,6.4299098440860777E-4,4.6111570979094097E-5,7.2540633351096564E-4,3.839182374195684E-3,null,2.5196209270483675E-3,5.4651201367815505E-4,3.0126195487601021E-5,7.0879159503381959E-4,3.8050507312479432E-3]
[2004,3,14,8,2.6389427603922462E-3,6.5028917115134166E-4,0,6.7538071371374929E-4,3.9646126452573373E-3,null,2.7422807419996125E-3,5.5271512823136949E-4,0,6.5991176422643062E-4,3.9549076344574125E-3]
[2004,3,14,9,2.8818005651120851E-3,6.5594987349496133E-4,0,6.2686371846758411E-4,4.1646141570746307E-3,null,2.9946485807126155E-3,5.575264582681189E-4,0,6.125060043672112E-4,4.1646810433479458E-3]
[2004,3,14,10,3.0548936098428979E-3,7.1422698066915026E-4,0,6.7400246864711172E-4,4.4431230591591596E-3,null,3.1745197511918234E-3,6.070592510527596E-4,0,6.5856508654524542E-4,4.4401440887898288E-3]
[2004,3,14,11,2.8873352825315663E-3,7.9760494870345286E-4,0,8.166090445306971E-4,4.5015492757657163E-3,null,3.0004000313388493E-3,6.7792659182695401E-4,0,7.9790539516044442E-4,4.4762320183262478E-3]
[2004,3,14,12,2.9351465265828286E-3,8.0115039678597055E-4,0,8.0622107777945798E-4,4.5425180011482574E-3,null,3.0500835090484348E-3,6.8094005549588902E-4,0,7.8775535485526454E-4,4.5187789193995879E-3]
[2004,3,14,13,2.9094493708740092E-3,7.6025510943160369E-4,0,7.2972469067711279E-4,4.3994291709827252E-3,null,3.0233800820995355E-3,6.4618098984189996E-4,0,7.1301104435804149E-4,4.3825721162994765E-3]
[2004,3,14,14,2.926186946049931E-3,7.1932477798834305E-4,0,6.1607543211963348E-4,4.2615871561579076E-3,null,3.0407730815846319E-3,6.1139213836500944E-4,0,6.0196481340291986E-4,4.2541300333525612E-3]
[2004,3,14,15,2.9796750309782354E-3,7.1545047306864065E-4,0,6.0682521996021125E-4,4.3019507240070875E-3,null,3.0963556987701319E-3,6.0809916189315868E-4,0,5.9292646850848691E-4,4.2973813291717778E-3]
[2004,3,14,16,3.0203525835606729E-3,7.1547770530677875E-4,0,6.2363873226860776E-4,4.3594690211360594E-3,null,3.1386261378083453E-3,6.0812230801132001E-4,0,6.0935488339357562E-4,4.3561033292132409E-3]
[2004,3,14,17,3.4178054496317128E-3,6.6637381584672075E-4,0,5.4905588593265916E-4,4.6332351514110932E-3,null,3.5516428037390452E-3,5.6638631768024539E-4,0,5.364802858411127E-4,4.6545094072604036E-3]
[2004,3,14,18,3.567195497416179E-3,6.6718186141578851E-4,0,6.0965713191280142E-4,4.8440344907447691E-3,null,3.7068827950092051E-3,5.6707311830700858E-4,0,5.956935182255148E-4,4.8696494315417288E-3]
[2004,3,14,19,3.8149143086553959E-3,6.3800094622357606E-4,4.3470662399999966E-5,5.51988492672783E-4,5.0483744099517544E-3,null,3.9643019916996893E-3,5.4227071654808592E-4,2.8400803651466371E-5,5.393457240278444E-4,5.0743192359270859E-3]
[2004,3,14,20,3.9167495366860677E-3,6.0679067994587528E-4,7.9037567999999921E-5,5.1037901163539635E-4,5.1129567962673395E-3,null,4.0701249708400711E-3,5.157434620694781E-4,5.1637824820847935E-5,4.9868926836902023E-4,5.1361955260994172E-3]
[2004,3,14,21,3.5680588489689917E-3,6.7253332026745178E-4,7.9037567999999921E-5,6.6184240391333816E-4,4.9814721411497818E-3,null,3.7077799544218259E-3,5.7162160595933275E-4,5.1637824820847935E-5,6.4668353646744263E-4,4.9777229216694495E-3]
[2004,3,14,22,3.1797370584524267E-3,7.062106784162961E-4,7.9037567999999921E-5,7.6048056228958979E-4,4.7254658671583129E-3,null,3.3042519265254946E-3,6.0024577218183964E-4,5.1637824820847935E-5,7.4306248213823489E-4,4.6991980056664169E-3]
[2004,3,14,23,2.5687285035087709E-3,6.8962850727721618E-4,7.9037567999999921E-5,7.7747158082261153E-4,4.1148661596085989E-3,null,2.6693169750868551E-3,5.8615170871886672E-4,5.1637824820847935E-5,7.5966433763759492E-4,4.0667708462641646E-3]
[2004,3,14,24,2.1287517160949133E-3,6.7977180439671441E-4,7.9037567999999921E-5,8.1620188543604069E-4,3.7037629739276683E-3,null,2.2121111996677091E-3,5.7777397610663602E-4,5.1637824820847935E-5,7.9750756165554893E-4,3.6390305622507422E-3]
[2004,3,15,1,1.5826032098240903E-3,5.7223356576468955E-4,7.9037567999999921E-5,6.8293947812916997E-4,2.9168138217179501E-3,null,1.6445761422586886E-3,4.8637154470824784E-4,5.1637824820847935E-5,6.6729740237017295E-4,2.8498829141579574E-3]
[2004,3,15,2,1.4958905835604822E-3,5.691898977644807E-4,7.9037567999999921E-5,6.9678220662337885E-4,2.8409002559483419E-3,null,1.5544679486821224E-3,4.837845704456276E-4,5.1637824820847935E-5,6.8082307640384484E-4,2.7707134203524427E-3]
[2004,3,15,3,1.541571174824009E-3,5.6393081932852617E-4,7.9037567999999921E-5,7.0028214953624524E-4,2.8848217116887805E-3,null,1.6019373396766075E-3,4.7931460179005095E-4,5.1637824820847935E-5,6.8424285647073672E-4,2.8171326227582429E-3]
[2004,3,15,4,1.6803354111157211E-3,5.4213963516348048E-4,7.9037567999999921E-5,6.6202448577361793E-4,2.9635371000528198E-3,null,1.7461354248235869E-3,4.6079312290893707E-4,5.1637824820847935E-5,6.4686144791680899E-4,2.9054278204701809E-3]
[2004,3,15,5,1.8746859358115342E-3,5.6025963113743411E-4,7.9037567999999921E-5,6.746752235890196E-4,3.188658358537988E-3,null,1.9480964938812689E-3,4.7619426495865581E-4,5.1637824820847935E-5,6.592224326784586E-4,3.1351510163392317E-3]
[2004,3,15,6,2.1478704878074087E-3,6.0331040009252922E-4,7.9037567999999921E-5,6.8387589860041827E-4,3.5140943545003559E-3,null,2.231978640623522E-3,5.1278538832204442E-4,5.1637824820847935E-5,6.682123750258789E-4,3.4646142287922937E-3]
[2004,3,15,7,2.5333922652129031E-3,6.3827740548486685E-4,4.4794278231785815E-5,6.3436311308005908E-4,3.8508270620096147E-3,null,2.6325970100963816E-3,5.4250569388253009E-4,2.9265565108345442E-5,6.1983363251657837E-4,3.8242019016038356E-3]
[2004,3,15,8,2.4716911354407804E-3,7.7209008344980383E-4,0,7.4784806805129806E-4,3.9916292869418826E-3,null,2.5684797346202885E-3,6.5624015962709398E-4,0,7.307193231020049E-4,3.9554392173493874E-3]
[2004,3,15,9,2.4634059266869235E-3,8.5100798587073724E-4,0,8.0554626179360782E-4,4.1199601743512684E-3,null,2.5598700865634388E-3,7.2331665496394386E-4,0,7.8709599488434995E-4,4.0702827364117325E-3]
[2004,3,15,10,2.3171518544553961E-3,8.9921766288261176E-4,0,8.4764924373837466E-4,4.0640187610763824E-3,null,2.407888872063764E-3,7.642926068845852E-4,0,8.2823464828412794E-4,4.0004161272324777E-3]
[2004,3,15,11,2.2365083695061261E-3,9.2531440971647288E-4,0,8.6966139153956204E-4,4.0314841707621615E-3,null,2.3240874804370476E-3,7.8647361098643917E-4,0,8.4974262888668211E-4,3.9603037203101692E-3]
[2004,3,15,12,2.2239750945105235E-3,9.0431435176668417E-4,0,8.3378808288410726E-4,3.9620775291613151E-3,null,2.311063416720896E-3,7.6862455207925599E-4,0,8.1469096406598077E-4,3.8943789328661329E-3]
[2004,3,15,13,2.0895318815106465E-3,8.8787098028183934E-4,0,8.0483047000972719E-4,3.7822333318022132E-3,null,2.1713555611979837E-3,7.5464846177667442E-4,0,7.8639659762688014E-4,3.7124006206015383E-3]
[2004,3,15,14,2.1471121304772519E-3,8.1065787433024005E-4,0,6.5510271608193297E-4,3.612872720889425E-3,null,2.2311905868872849E-3,6.8902096304157968E-4,0,6.4009821474171299E-4,3.5603097646705775E-3]
[2004,3,15,15,2.1284104937962876E-3,8.3741391755409234E-4,0,7.2070302147271494E-4,3.6865274328230944E-3,null,2.211756615493961E-3,7.1176233798290382E-4,0,7.0419600786076784E-4,3.6277149613376325E-3]
[2004,3,15,16,2.498772069922787E-3,8.8342501410334302E-4,0,8.2759466877028282E-4,4.2097917527964129E-3,null,2.5966211275371708E-3,7.5086960019405086E-4,0,8.0863940418064619E-4,4.1561301319118678E-3]
[2004,3,15,17,2.7786123673190014E-3,8.0664330202702059E-4,0,7.181634058226349E-4,4.3034190751686571E-3,null,2.8874196510606663E-3,6.8560876590866503E-4,0,7.017145596789181E-4,{"$f":"SUM(K1795:N1795)","v":4.274742976648249E-3}]
[2004,3,15,18,3.016286787962293E-3,7.3601871235568221E-4,0,6.2955807416247846E-4,4.3818635744804543E-3,null,{"$f":"E1796*R$5","v":3.1344011303024279E-3},{"$f":"F1796*S$5","v":6.2558119530131597E-4},{"$f":"G1796*T$5","v":0},{"$f":"H1796*V$5","v":6.1513864842110228E-4},4.3751209740248466E-3]
[2004,3,15,19,3.2435869578941227E-3,7.1993384744031765E-4,4.0836076826345809E-5,5.8482382661574389E-4,4.5891807087765297E-3,null,3.3706021150349068E-3,6.1190981867583784E-4,2.6679542841317371E-5,5.7142899604210439E-4,4.5806204725941657E-3]
[2004,3,15,20,3.2018187377826648E-3,7.5313728471432305E-4,7.9037567999999921E-5,6.5676733779263224E-4,4.6907609282896201E-3,null,3.3271982991741086E-3,6.4013117450455593E-4,5.1637824820847935E-5,6.4172470988374444E-4,4.6606920083832569E-3]
[2004,3,15,21,3.188286297548761E-3,6.6741839339880434E-4,7.9037567999999921E-5,5.6695703922350616E-4,4.5016992981710717E-3,null,3.3131359440511884E-3,5.6727415933786559E-4,5.1637824820847935E-5,5.5397143033188872E-4,4.4860193585417908E-3]
[2004,3,15,22,2.644314774317964E-3,6.3194309564676182E-4,7.9037567999999921E-5,5.5707598032806414E-4,3.9123714182927897E-3,null,2.747863117849273E-3,5.371218292423935E-4,5.1637824820847935E-5,5.4431668764274514E-4,3.8809394595552601E-3]
[2004,3,15,23,2.0901746023355406E-3,5.800116953950373E-4,7.9037567999999921E-5,5.7354905839800184E-4,3.3227729241285795E-3,null,2.17202345023561E-3,4.9298258808211533E-4,5.1637824820847935E-5,5.6041246561010314E-4,3.2770563287486767E-3]
[2004,3,15,24,1.7011076032088051E-3,5.9176245454539689E-4,7.9037567999999921E-5,6.7956324183939248E-4,3.0514708675935943E-3,null,1.7677210322118706E-3,5.0297017920116751E-4,5.1637824820847935E-5,6.639984955444494E-4,2.9863275317783358E-3]
[2004,3,16,1,1.9854868333970335E-3,5.996955226958325E-4,7.9037567999999921E-5,6.6547662257864892E-4,3.3296965466715154E-3,null,2.063236227946521E-3,5.0971291301030197E-4,5.1637824820847935E-5,6.5023451682905587E-4,3.274821482606727E-3]
[2004,3,16,2,1.9371172899961149E-3,5.6567152492568887E-4,7.9037567999999921E-5,6.3423457237775295E-4,3.2160609552995567E-3,null,2.0129725885230051E-3,4.8079411945700732E-4,5.1637824820847935E-5,6.1970803591615531E-4,3.1651125687170156E-3]
[2004,3,16,3,1.9485914961552828E-3,5.7699383865505343E-4,7.9037567999999921E-5,6.7731641990112599E-4,3.2819393227114619E-3,null,2.0248961114778352E-3,4.9041755217344276E-4,5.1637824820847935E-5,6.6180313491439658E-4,3.2287546233865224E-3]
[2004,3,16,4,2.0438278311250566E-3,5.731940778791497E-4,7.9037567999999921E-5,6.7082357573113125E-4,3.3668830527353376E-3,null,2.1238617924490347E-3,4.8718793470836375E-4,5.1637824820847935E-5,6.554590031320305E-4,3.3181465551102769E-3]
[2004,3,16,5,2.2632011880469533E-3,5.6160965041247217E-4,7.9037567999999921E-5,6.3452646680876672E-4,3.5383748732681925E-3,null,2.3518255592361956E-3,4.7734171767633887E-4,5.1637824820847935E-5,6.1999324478431933E-4,3.500798346517702E-3]
[2004,3,16,6,2.5341869638574035E-3,6.2087192777046511E-4,7.9037567999999921E-5,6.8973381286440436E-4,3.9238302724922732E-3,null,2.6334228282312859E-3,5.2771185865717796E-4,5.1637824820847935E-5,6.7393611936464987E-4,3.8867086310739622E-3]
[2004,3,16,7,2.9785907747185516E-3,6.3862121437547627E-4,4.2159692579094105E-5,6.1216125167332168E-4,4.2715329333464442E-3,null,3.095228984274861E-3,5.4279791522572705E-4,2.7544304246558627E-5,5.9814028351721604E-4,4.2637114872643624E-3]
[2004,3,16,8,2.8325135600765702E-3,7.2381966684614742E-4,0,6.3091678937581767E-4,4.1872500162985354E-3,null,2.9434315529057523E-3,6.1521258191788071E-4,0,6.1646624356160554E-4,4.1751103783852382E-3]
[2004,3,16,9,2.5701521149908047E-3,8.1246537762320046E-4,0,6.7844408078433945E-4,4.0610615733983448E-3,null,2.670796333567026E-3,6.9055725559982479E-4,0,6.6290496780328475E-4,4.024258556970136E-3]
[2004,3,16,10,2.4497493771453837E-3,8.6512678680915377E-4,0,7.0456264865428051E-4,4.0194388126088181E-3,null,2.5456787621542798E-3,7.3531696992741407E-4,0,6.8842531484924108E-4,3.9694210469309347E-3]
[2004,3,16,11,2.4010482126367184E-3,8.6525929985243352E-4,0,7.0235378381900446E-4,3.968661296308156E-3,null,2.4950705157195533E-3,7.3542959976496622E-4,0,6.8626704195102713E-4,3.9167671574355462E-3]
[2004,3,16,12,2.2926196862649772E-3,8.7430212748226984E-4,0,7.0924581545485203E-4,3.8761676292020991E-3,null,2.3823960522126502E-3,7.4311557679599988E-4,0,6.9300121819202093E-4,3.8185128472006708E-3]
[2004,3,16,13,2.1236286054138842E-3,8.8477480194425336E-4,0,7.3364754971165925E-4,3.7420509570697969E-3,null,2.2067874738292484E-3,7.5201685620363966E-4,0,7.1684405405721444E-4,3.6756483840901023E-3]
[2004,3,16,14,2.1193011525139404E-3,8.7506795860382055E-4,0,6.9756514262734194E-4,3.6919342537451031E-3,null,2.2022905628209695E-3,7.4376649713318161E-4,0,6.8158808000723565E-4,3.6276451399613868E-3]
[2004,3,16,15,2.0633748901687132E-3,8.6873230195130423E-4,0,6.9007870232315352E-4,3.622185894443171E-3,null,2.144174291978271E-3,7.3838148776431036E-4,0,6.7427310946011E-4,3.5568288892026912E-3]
[2004,3,16,16,2.2690740337977006E-3,8.5832609673715189E-4,0,7.1025939718107902E-4,3.8376595277159319E-3,null,2.3579283789125932E-3,7.2953670408267717E-4,0,6.9399158479793743E-4,3.7814566677932078E-3]
[2004,3,16,17,2.7215722945575578E-3,7.9007892827306751E-4,0,5.9358126358820523E-4,4.1052324864188309E-3,null,2.8281459542591814E-3,6.7152982938373587E-4,0,5.7998585229407037E-4,4.079661635936988E-3]
[2004,3,16,18,3.3224096256760445E-3,7.0831125989650979E-4,0,4.8403417806313812E-4,4.5147550636356927E-3,null,3.4525113883755948E-3,6.0203116737785859E-4,0,4.7294783802031599E-4,4.5274903937737691E-3]
[2004,3,16,19,3.6278517949839303E-3,6.7501389703548151E-4,3.9518783999999961E-5,3.9039237312000314E-4,4.7327768491394152E-3,null,3.7699143238462754E-3,5.7372997922964543E-4,2.5818912410423967E-5,3.8145080908448146E-4,4.7509140245708265E-3]
[2004,3,16,20,3.5477248817349233E-3,7.1293952090867448E-4,7.9037567999999921E-5,4.8887254942253113E-4,4.8285745200661295E-3,null,3.6866497322770499E-3,6.0596497097218521E-4,5.1637824820847935E-5,4.7767539110989528E-4,4.8219279191799788E-3]
[2004,3,16,21,3.3129781444799634E-3,7.2300288119836172E-4,7.9037567999999921E-5,5.4470683875578992E-4,4.6597254324341145E-3,null,3.4427105811581241E-3,6.1451835263638406E-4,5.1637824820847935E-5,5.322308494315202E-4,4.641097608046877E-3]
[2004,3,16,22,3.0529578541707227E-3,6.8510524609024061E-4,7.9037567999999921E-5,5.6268848163685918E-4,4.3797891498978227E-3,null,3.1725081935405183E-3,5.82307150024222E-4,5.1637824820847935E-5,5.4980063997541405E-4,4.3562538083610023E-3]
[2004,3,16,23,2.5484541484031239E-3,6.0778034851090572E-4,7.9037567999999921E-5,5.5189316950784973E-4,3.7871652344218798E-3,null,2.6482486994133E-3,5.1658463367757802E-4,5.1637824820847935E-5,5.3925258414886138E-4,3.7557237420605873E-3]
[2004,3,16,24,2.1679908556295926E-3,5.9411749046791565E-4,7.9037567999999921E-5,5.9775039663452218E-4,3.4388963107320307E-3,null,2.2528868990476353E-3,5.0497184867322686E-4,5.1637824820847935E-5,5.8405949533424731E-4,3.3935560678759573E-3]
[2004,3,17,1,1.8773632582754531E-3,5.7493424916490652E-4,7.9037567999999921E-5,6.5004725749709998E-4,3.1813823329374597E-3,null,1.9508786572321087E-3,4.886669982358229E-4,5.1637824820847935E-5,6.3515854660202604E-4,3.1263420268908058E-3]
[2004,3,17,2,1.8269485663412808E-3,5.4552864128800597E-4,7.9037567999999921E-5,6.2129361931346301E-4,3.0728083949427497E-3,null,1.8984897835968297E-3,4.6367361829128758E-4,5.1637824820847935E-5,6.0706348300840597E-4,3.0208647097173715E-3]
[2004,3,17,3,1.8328185701723594E-3,5.6077653167396974E-4,7.9037567999999921E-5,6.6311971043403158E-4,3.1357523802803609E-3,null,1.9045896500672333E-3,4.7663360603799183E-4,5.1637824820847935E-5,6.4793158750356687E-4,3.0807926684296404E-3]
[2004,3,17,4,1.9227327918916928E-3,5.5556662509165635E-4,7.9037567999999921E-5,6.5957556270020568E-4,3.2169125476835549E-3,null,1.9980248099174462E-3,4.7220543113909498E-4,5.1637824820847935E-5,6.4446861508487348E-4,3.1663366809622628E-3]
[2004,3,17,5,2.1267909029734199E-3,5.512693854246532E-4,7.9037567999999921E-5,6.2366782521796759E-4,3.3807656816160405E-3,null,2.2100736033460167E-3,4.6855298007738753E-4,5.1637824820847935E-5,6.0938330999674736E-4,3.3396477182409995E-3]
[2004,3,17,6,2.3804227437097072E-3,6.1426598769834728E-4,7.9037567999999921E-5,6.7532561165619634E-4,3.7490519110642507E-3,null,2.4736373770087891E-3,5.2209712112804933E-4,5.1637824820847935E-5,6.5985792422882045E-4,3.7072302471865071E-3]
[2004,3,17,7,2.8074766754972351E-3,6.3831352367916215E-4,3.9525107005439955E-5,5.9595132995348538E-4,4.0812666361353224E-3,null,2.9174142525489333E-3,5.4253639264436877E-4,2.5823043436409634E-5,5.8230163455537528E-4,4.0680753231850872E-3]
[2004,3,17,8,2.6725202177106358E-3,7.1702321199096667E-4,0,6.1119451307048715E-4,4.0007379427720894E-3,null,2.7771730541602019E-3,6.0943591580771153E-4,0,5.9719568713773941E-4,3.9838046571056525E-3]
[2004,3,17,9,2.4227817859625456E-3,7.9857263031918042E-4,0,6.5881597799739323E-4,3.8801703942791194E-3,null,2.5176551509305855E-3,6.7874907556503782E-4,0,6.4372642794340766E-4,3.8401306544390309E-3]
[2004,3,17,10,2.3116818015247891E-3,8.4652539858436732E-4,0,6.8219449538230886E-4,3.840401695491465E-3,null,2.4022046181138633E-3,7.1950666716665717E-4,0,6.6656948274081899E-4,3.7882807680213399E-3]
[2004,3,17,11,2.2624500206900478E-3,8.5151662428311346E-4,0,6.7791922730545172E-4,3.7918858722786131E-3,null,2.3510449770243426E-3,7.2374897362738116E-4,0,6.6239213559149618E-4,3.73718608624322E-3]
[2004,3,17,12,2.1644327534539039E-3,8.5454605321295669E-4,0,6.8453330561961943E-4,3.7035121122864795E-3,null,2.2491894656584367E-3,7.2632384535169659E-4,0,6.688547247658801E-4,3.6443680357760135E-3]
[2004,3,17,13,2.0017804904807809E-3,8.6651201495001426E-4,0,7.0707672066163774E-4,3.5753692260924327E-3,null,2.0801679260144491E-3,7.3649434852061718E-4,0,6.908818044410812E-4,3.5075440789761473E-3]
[2004,3,17,14,1.9993224761100034E-3,8.5390086828273889E-4,0,6.7426171570433694E-4,3.5274850600970796E-3,null,2.0776136586109608E-3,7.2577546858754584E-4,0,6.5881839579650216E-4,3.462207522995009E-3]
[2004,3,17,15,1.9546805129044545E-3,8.392329210778831E-4,0,6.6692998842276337E-4,3.4608434224051008E-3,null,2.0312235671618249E-3,7.1330840519501085E-4,0,6.5165459471813595E-4,3.3961865670749719E-3]
[2004,3,17,16,2.1486037424942061E-3,8.3561828407565351E-4,0,6.8249722818650659E-4,3.6667192547563659E-3,null,2.2327406087255838E-3,7.102361342072286E-4,0,6.6686528173959226E-4,3.6098420246724046E-3]
[2004,3,17,17,2.5844962743250266E-3,7.5964773669851091E-4,0,5.7822957261055477E-4,3.9223735836340923E-3,null,2.6857021937822601E-3,6.4566475166210496E-4,0,5.649857771198568E-4,3.8963527225642216E-3]
[2004,3,17,18,3.1492315090712502E-3,6.8768556677740512E-4,0,4.7673753284740913E-4,4.3136546086960641E-3,null,3.2725518147050758E-3,5.8450030092193587E-4,0,4.6581831548661969E-4,4.3228704311136313E-3]
[2004,3,17,19,3.4479369869390426E-3,6.4769903201116808E-4,3.8201491173654106E-5,3.8812787943463437E-4,4.5219653895584994E-3,null,3.582954257600383E-3,5.5051363211163027E-4,2.495828197953056E-5,3.7923818146179714E-4,4.5376643531533411E-3]
[2004,3,17,20,3.3749488770230861E-3,6.8320849741022101E-4,7.9037567999999921E-5,4.7630099725491025E-4,4.6134959396882174E-3,null,3.5071080167415145E-3,5.8069500309573547E-4,5.1637824820847935E-5,4.653917783244767E-4,4.6048326229825749E-3]
[2004,3,17,21,3.1544133200952056E-3,6.8752663648297965E-4,7.9037567999999921E-5,5.3119038356804111E-4,4.4521679081462257E-3,null,3.2779365395247846E-3,5.8436521766673164E-4,5.1637824820847935E-5,5.1902397572618775E-4,4.4329635577385522E-3]
[2004,3,17,22,2.9065706238196412E-3,6.5050650136211515E-4,7.9037567999999921E-5,5.4858622446852883E-4,4.1847009176502852E-3,null,3.0203886066015569E-3,5.5289984866136452E-4,5.1637824820847935E-5,5.3602138152375489E-4,4.1609476616075248E-3]
[2004,3,17,23,2.4193059510945461E-3,5.8160563234719784E-4,7.9037567999999921E-5,5.3852489438770091E-4,3.6184740458294448E-3,null,2.5140432063427954E-3,4.9433735932234116E-4,5.1637824820847935E-5,5.2619049658836174E-4,3.5862088870743463E-3]
[2004,3,17,24,2.0539260758583541E-3,5.6684188536769192E-4,7.9037567999999921E-5,5.8591247137169413E-4,3.2857180005977406E-3,null,2.1343554729015826E-3,4.8178887063921348E-4,5.1637824820847935E-5,5.724927064308193E-4,3.2402748747924633E-3]
[2004,3,18,1,1.8002675803211784E-3,5.2391624400679256E-4,7.9037567999999921E-5,5.93108364663504E-4,2.996329756991475E-3,null,1.8707640006663912E-3,4.4530409982994899E-4,5.1637824820847935E-5,5.7952378466708063E-4,2.9472297099842689E-3]
[2004,3,18,2,1.7542053884708403E-3,4.9535279290846687E-4,7.9037567999999921E-5,5.6547532902007916E-4,2.8940710783993862E-3,null,1.8228980660423683E-3,4.210265134315937E-4,5.1637824820847935E-5,5.525236572839449E-4,2.8480860615787548E-3]
[2004,3,18,3,1.7584885161451868E-3,5.1000972352308093E-4,7.9037567999999921E-5,6.0581817816320581E-4,2.9533539858314735E-3,null,1.8273489160998892E-3,4.3348421324195902E-4,5.1637824820847935E-5,5.9194249204096627E-4,2.9044134462036628E-3]
[2004,3,18,4,1.8459320519241551E-3,5.059157836001802E-4,7.9037567999999921E-5,5.9890783708728846E-4,3.0297932406116238E-3,null,1.9182166407728473E-3,4.3000455737524464E-4,5.1637824820847935E-5,5.8519042572012113E-4,2.9850494486890612E-3]
[2004,3,18,5,2.0467581471482754E-3,5.0009481885849769E-4,7.9037567999999921E-5,5.5822468571085308E-4,3.1841152197176264E-3,null,2.1269068562977294E-3,4.2505701185802032E-4,5.1637824820847935E-5,5.4543908302706742E-4,3.1490407760036651E-3]
[2004,3,18,6,2.2925555610969232E-3,5.5580232847894369E-4,7.9037567999999921E-5,6.0358389727646036E-4,3.5309793548523273E-3,null,2.382329415976324E-3,4.7240576790265885E-4,5.1637824820847935E-5,5.8975938522164053E-4,3.4961323939214717E-3]
[2004,3,18,7,2.7101932543531233E-3,5.8033989441638604E-4,3.6890521431785812E-5,5.1644649201226236E-4,3.8438701622135574E-3,null,2.8163213238490766E-3,4.9326154177259276E-4,2.4101782626260641E-5,5.046177789092308E-4,3.8383024271571604E-3]
[2004,3,18,8,2.5775273515005006E-3,6.5425333814345609E-4,0,5.3624459837753552E-4,3.768025288021492E-3,null,2.6784603759069307E-3,5.5608448322692905E-4,0,5.2396242857802094E-4,3.7585072877118807E-3]
[2004,3,18,9,2.3256302569168506E-3,7.4380507011487706E-4,0,5.8503570044561744E-4,3.6544710274773453E-3,null,2.416699279072938E-3,6.3219923219666983E-4,0,5.7163601710448627E-4,{"$f":"SUM(K1859:N1859)","v":3.6205345283740939E-3}]
[2004,3,18,10,2.217249716602815E-3,7.8717324280021326E-4,0,6.1259277949996514E-4,3.6170157389029929E-3,null,{"$f":"E1860*R$5","v":2.3040746807029017E-3},{"$f":"F1860*S$5","v":6.6906013376219389E-4},{"$f":"G1860*T$5","v":0},{"$f":"H1860*V$5","v":5.9856192761159231E-4},3.5716967420766879E-3]
[2004,3,18,11,2.1696233240627695E-3,7.9189266850360684E-4,0,6.0980595630678793E-4,3.5713219488731642E-3,null,2.2545832930783863E-3,6.730714230447929E-4,0,5.9583893393905436E-4,3.5234936500622331E-3]
[2004,3,18,12,2.0723143912942674E-3,7.9691281602568809E-4,0,6.1886137075098521E-4,3.4880885780709408E-3,null,2.1534638537480939E-3,6.7733831169141594E-4,0,6.046869427736751E-4,3.4354891082131848E-3]
[2004,3,18,13,1.9117540310503607E-3,8.1126649620669178E-4,0,6.4437890296387146E-4,3.3673994302209241E-3,null,1.9866161333526957E-3,6.8953826293432097E-4,0,6.2962002030962573E-4,3.3057744165966426E-3]
[2004,3,18,14,1.9116190666590754E-3,7.9863337797370527E-4,0,6.1204809514943002E-4,3.3223005397822109E-3,null,1.9864758839101414E-3,6.7880070820656101E-4,0,5.9802971873531034E-4,3.2633063108520126E-3]
[2004,3,18,15,1.8667914761394074E-3,7.8605764650522571E-4,0,6.0668609096075927E-4,3.2595352136053925E-3,null,1.9398928961934781E-3,6.6811192952230655E-4,0,5.9279052612574025E-4,3.2007953518415249E-3]
[2004,3,18,16,2.054466804451005E-3,7.8073320871645127E-4,0,6.1823580110413297E-4,3.4534358142715893E-3,null,2.1349173758077504E-3,6.6358640849914084E-4,0,6.0407570120145024E-4,3.4025794855083412E-3]
[2004,3,18,17,2.4885917687489565E-3,7.000426192870612E-4,0,5.0558506658120856E-4,3.6942194546172261E-3,null,2.5860421774076873E-3,5.950032128039589E-4,0,4.9400512404260339E-4,3.6750505142542499E-3]
[2004,3,18,18,3.0496631843797946E-3,6.2056150385520641E-4,0,3.9251625685112444E-4,4.0627409450861253E-3,null,3.1690845082471071E-3,5.2744801296861373E-4,0,3.8352604728947727E-4,4.0800585685051979E-3]
[2004,3,18,19,3.3463406178668542E-3,5.759162348564341E-4,3.6884198426345824E-5,2.9979360263862712E-4,4.2589346537882612E-3,null,3.4773794908622307E-3,4.8950163976376512E-4,2.4097651600274981E-5,2.9292711681563432E-4,4.2839058990419053E-3]
[2004,3,18,20,3.2655739017222267E-3,6.118812913355645E-4,7.9037567999999921E-5,3.8864829606795375E-4,4.3451410571257454E-3,null,3.3934500424474268E-3,5.2007024168053417E-4,5.1637824820847935E-5,3.7974667844972287E-4,4.3449047873985319E-3]
[2004,3,18,21,3.0503624255946993E-3,6.1436174360306054E-4,7.9037567999999921E-5,4.4943526005899515E-4,4.1931969972567552E-3,null,3.1698111309486016E-3,5.2217850913126459E-4,5.1637824820847935E-5,4.3914137515155732E-4,4.1827688400522716E-3]
[2004,3,18,22,2.807578019433858E-3,5.8259516467376062E-4,7.9037567999999921E-5,4.7207704213825778E-4,3.9412877942458764E-3,null,2.917519564998256E-3,4.9517841513416856E-4,5.1637824820847935E-5,4.6126456886106759E-4,3.9256003738143402E-3]
[2004,3,18,23,2.3343029633252172E-3,5.220419329023695E-4,7.9037567999999921E-5,4.7261463473878508E-4,3.4079970989663718E-3,null,2.4257115987494533E-3,4.4371102378257683E-4,5.1637824820847935E-5,4.6178984841709503E-4,3.3828502957699734E-3]
[2004,3,18,24,1.976205940630602E-3,5.1308051824082977E-4,7.9037567999999921E-5,5.2627239005079802E-4,3.0945964169222296E-3,null,2.0535919060294494E-3,4.360942439352085E-4,5.1637824820847935E-5,5.1421862414815383E-4,3.0555425989336601E-3]
[2004,3,19,1,1.52240361597811E-3,5.7336585111112217E-4,7.9037567999999921E-5,6.6661567373310963E-4,2.8414227088223417E-3,null,1.5820192011390211E-3,4.8733393385481775E-4,5.1637824820847935E-5,6.5134747910591904E-4,2.7723384389206061E-3]
[2004,3,19,2,1.4931185922406459E-3,5.5182357108221646E-4,7.9037567999999921E-5,6.4698236286239838E-4,2.7709620941852608E-3,null,1.5515874093511945E-3,4.6902401175125309E-4,5.1637824820847935E-5,6.3216385044845584E-4,2.7044130963717514E-3]
[2004,3,19,3,1.48745999078777E-3,5.6095222224962135E-4,7.9037567999999921E-5,6.8318920945833518E-4,2.8106389904957265E-3,null,1.545707223534445E-3,4.7678293474183355E-4,5.1637824820847935E-5,6.675414138420224E-4,2.741669396939149E-3]
[2004,3,19,4,1.5823063619068427E-3,5.5095398993010249E-4,7.9037567999999921E-5,6.7521451726818634E-4,2.8875124371051317E-3,null,1.6442676701163637E-3,4.6828490878088178E-4,5.1637824820847935E-5,6.5974937435154569E-4,2.8239397780696392E-3]
[2004,3,19,5,1.8010230412948559E-3,5.5747566524012133E-4,7.9037567999999921E-5,6.6811322780578814E-4,3.1056495023407656E-3,null,1.8715490446281405E-3,4.7382802523610187E-4,5.1637824820847935E-5,6.5281073313443812E-4,3.0498256278195289E-3]
[2004,3,19,6,2.1685233489111633E-3,5.5778546961453052E-4,7.9037567999999921E-5,5.976223668461404E-4,3.4029687533718338E-3,null,2.2534402441573556E-3,4.740913443441612E-4,5.1637824820847935E-5,5.8393439794575364E-4,3.3631038112681183E-3]
[2004,3,19,7,2.4962260667305623E-3,6.2151250568973125E-4,3.5573228605439957E-5,6.3137513286714935E-4,3.7846869338928829E-3,null,2.5939754257705777E-3,5.2825631967928365E-4,2.3241152195367234E-5,6.1691408913351002E-4,3.7623869867787385E-3]
[2004,3,19,8,2.4972093477581875E-3,7.0966398796828381E-4,0,6.6366594984844113E-4,3.8705392855749123E-3,null,2.5949972109591394E-3,6.0318092244502199E-4,0,6.4846531582647216E-4,3.8466434492306334E-3]
[2004,3,19,9,2.4042718412947239E-3,7.8313716281022943E-4,0,7.2947691625276057E-4,3.9168859203577138E-3,null,2.498420377990493E-3,6.6562965610981908E-4,0,7.1276894496997143E-4,3.8768189790702834E-3]
[2004,3,19,10,2.3985460825658787E-3,7.7389757038838914E-4,0,6.5003909656004245E-4,3.8224827495143103E-3,null,2.4924704050956225E-3,6.5777643828489156E-4,0,6.3515057258342882E-4,3.7853974159639428E-3]
[2004,3,19,11,2.3132537820848439E-3,7.9098281140338271E-4,0,6.598423176090119E-4,3.7640789110972386E-3,null,2.4038381556355315E-3,6.7229808741791752E-4,0,6.4472926022754917E-4,3.7208655032809983E-3]
[2004,3,19,12,2.2628856050938124E-3,7.8584256037260924E-4,0,6.3368839700139539E-4,3.6824165624678171E-3,null,2.3514976184153902E-3,6.6792911645291561E-4,0,6.1917437016457163E-4,3.6386011050328773E-3]
[2004,3,19,13,2.1983226792898305E-3,7.7342603697797409E-4,0,6.3328107506402376E-4,3.6050297913318282E-3,null,2.2844064822464898E-3,6.5737565712327157E-4,0,6.1877637754671766E-4,3.5605585169164789E-3]
[2004,3,19,14,2.0050595907666071E-3,8.1633125321688745E-4,0,6.9864185160110437E-4,3.5200326955845988E-3,null,2.0835754321187386E-3,6.9384306754208453E-4,0,6.8264012799144143E-4,3.4600586276522646E-3]
[2004,3,19,15,2.0971506506550024E-3,7.9361224103231809E-4,0,6.7954980999898661E-4,3.5703127016863071E-3,null,2.1792726726321109E-3,6.7453297860018845E-4,0,6.6398537134750523E-4,3.5177910225798045E-3]
[2004,3,19,16,2.1853486043283887E-3,7.8642175940441959E-4,0,6.7413354178209298E-4,3.6459039055149012E-3,null,2.2709243573417674E-3,6.6842140831527546E-4,0,6.5869315757539459E-4,3.5980389232324376E-3]
[2004,3,19,17,2.5040393070524581E-3,7.8345321633610206E-4,0,6.8754060365252352E-4,3.9750331270410836E-3,null,2.6020946236512341E-3,6.6589828670191617E-4,0,6.7179314351274635E-4,3.9397860538658968E-3]
[2004,3,19,18,2.6807694272495035E-3,7.29544007313769E-4,0,6.2628709860145133E-4,4.0366005331647237E-3,null,2.7857452933139583E-3,6.20078001358896E-4,0,6.1194259142778129E-4,4.017765886100636E-3]
[2004,3,19,19,2.8118268414071669E-3,7.0257809239110598E-4,3.5566905599999969E-5,5.5349789902243431E-4,4.1034697384207067E-3,null,2.9219347659827054E-3,5.9715824537100615E-4,2.3237021169381574E-5,5.4082055886826462E-4,4.0831505913913576E-3]
[2004,3,19,20,3.1669488461437043E-3,6.0735434175390821E-4,7.9037567999999921E-5,3.9566720169587511E-4,4.249007957593488E-3,null,3.2909629424424905E-3,5.1622254802435332E-4,5.1637824820847935E-5,3.8660482275531161E-4,4.2454281380430031E-3]
[2004,3,19,21,3.1428338894325938E-3,5.6913475261133795E-4,7.9037567999999921E-5,3.7428713881985758E-4,4.165293348863789E-3,null,3.2659036715952505E-3,4.8373769966606861E-4,5.1637824820847935E-5,3.6571444977707962E-4,4.1669936458592471E-3]
[2004,3,19,22,2.7691827470920742E-3,5.1837401357045156E-4,7.9037567999999921E-5,3.590048734672638E-4,3.7255992021297895E-3,null,2.8776207776857739E-3,4.4059346532732228E-4,5.1637824820847935E-5,3.5078221010036154E-4,3.7206342779343058E-3]
[2004,3,19,23,2.1181282088905675E-3,5.5914299901734562E-4,7.9037567999999921E-5,5.2429472459225481E-4,3.2806035005001682E-3,null,2.201071688066237E-3,4.7524518031628161E-4,5.1637824820847935E-5,5.1228625522600833E-4,3.2402409484293751E-3]
[2004,3,19,24,1.7874163581955509E-3,5.3736343199924064E-4,7.9037567999999921E-5,5.693767091249813E-4,2.9731940673197728E-3,null,1.8574095393740859E-3,4.567335754622097E-4,5.1637824820847935E-5,5.5633568000782016E-4,2.9221166196649641E-3]
[2004,3,20,1,2.0031533037362546E-3,6.2923653461042194E-4,7.9037567999999921E-5,7.6250835597188918E-4,3.473935762318566E-3,null,2.0815944970675811E-3,5.3482138000129974E-4,5.1637824820847935E-5,7.4504383114510112E-4,3.4130975330348297E-3]
[2004,3,20,2,1.8941111577885934E-3,6.1406583759528394E-4,7.9037567999999921E-5,7.670799487324943E-4,3.3542945121163717E-3,null,1.9682823853436663E-3,5.2192700297940431E-4,5.1637824820847935E-5,7.4951071594461934E-4,3.2913579290885378E-3]
[2004,3,20,3,1.9235601709126655E-3,5.9392283828647743E-4,7.9037567999999921E-5,7.4646791184538274E-4,3.3429884890445257E-3,null,1.9988845881550046E-3,5.0480640349868456E-4,5.1637824820847935E-5,7.2937077805435989E-4,3.2846995945288969E-3]
[2004,3,20,4,1.91591371622059E-3,6.0651159651759119E-4,7.9037567999999921E-5,7.7831684776818739E-4,3.3797797285063688E-3,null,1.9909387070387598E-3,5.1550625431684373E-4,5.1637824820847935E-5,7.6049024455197812E-4,3.3185730307284298E-3]
[2004,3,20,5,2.0516981528596232E-3,5.7786116880980201E-4,7.9037567999999921E-5,7.1890907526312646E-4,3.4275059649325514E-3,null,2.132040306985225E-3,4.911547419022092E-4,5.1637824820847935E-5,7.0244315027384152E-4,3.3772760239821238E-3]
[2004,3,20,6,2.0657580204506915E-3,6.1781541200176405E-4,7.9037567999999921E-5,7.5719763847099193E-4,3.5198086389234477E-3,null,2.1466507429176514E-3,5.2511396439723244E-4,5.1637824820847935E-5,7.3985475055075856E-4,3.4632572826864905E-3]
[2004,3,20,7,2.3519434184560485E-3,5.9769513106491194E-4,3.293864303178582E-5,6.5279421811262784E-4,3.6353714106653742E-3,null,2.4440428339363037E-3,5.0801267446128908E-4,2.1519891385218247E-5,6.3784259071114136E-4,3.6114179904939521E-3]
[2004,3,20,8,2.6175338595330333E-3,6.3895626895135369E-4,0,6.4689121090583232E-4,3.9033813393902195E-3,null,2.7200334930578161E-3,5.4308269581425004E-4,0,6.3207478624030067E-4,3.8951909751123669E-3]
[2004,3,20,9,2.8634318330996579E-3,6.2282612266143325E-4,0,5.3296470735039031E-4,4.0192226631114818E-3,null,2.9755605501540655E-3,5.2937283215584191E-4,0,5.2075766031880891E-4,4.0256910426287162E-3]
[2004,3,20,10,3.0599241623465606E-3,6.1943756269879373E-4,0,4.7970422857588902E-4,4.1590659536212436E-3,null,3.1797472943805062E-3,5.2649271599005374E-4,0,4.6871706188602306E-4,4.1749570722565826E-3]
[2004,3,20,11,3.1465246810302651E-3,6.1105165164461884E-4,0,4.3920764717241798E-4,4.1967839798473022E-3,null,3.2697389903725031E-3,5.1936508706854057E-4,0,4.2914801595909046E-4,4.2182520934001344E-3]
[2004,3,20,12,2.9932078831593186E-3,6.9428287629630489E-4,0,5.8899178367269919E-4,4.2764825431283226E-3,null,3.1104184819716121E-3,5.9010770288784079E-4,0,5.7550149002783164E-4,4.2760276748872849E-3]
[2004,3,20,13,2.7572714672063686E-3,7.112311093770172E-4,0,6.2615571156595165E-4,4.094658288149337E-3,null,2.8652430656969461E-3,6.0451290173793972E-4,0,6.1181421368670507E-4,4.0815701811215913E-3]
[2004,3,20,14,2.5681512180056893E-3,7.2151012079047904E-4,0,6.3410839351909479E-4,3.9237697323152628E-3,null,2.6687170837434368E-3,6.1324957668736925E-4,0,6.1958474706360971E-4,3.9015514074944159E-3]
[2004,3,20,15,2.4569663457441773E-3,7.0609706967664253E-4,0,6.0028898302272999E-4,3.76335239844355E-3,null,2.5531783389928261E-3,6.0014921011085408E-4,0,5.8653993782848389E-4,3.7398674869321639E-3]
[2004,3,20,16,2.5375768072310873E-3,6.9022091368969331E-4,0,5.8142825630822154E-4,3.809225977229002E-3,null,2.6369454139961498E-3,5.8665522623194122E-4,0,5.6811119802582636E-4,3.7917118382539174E-3]
[2004,3,20,17,2.7873403189614329E-3,6.5681984039453684E-4,0,5.222389859205266E-4,3.9663991452764964E-3,null,2.896489379311455E-3,5.5826588910564095E-4,0,5.102776012829766E-4,3.9650328697000727E-3]
[2004,3,20,18,3.0306160421971918E-3,6.1532255423418498E-4,0,4.7253646601340339E-4,4.1184750624447802E-3,null,3.1492915017516891E-3,5.2299515285646734E-4,0,4.6171347007162777E-4,4.1340001246797844E-3]
[2004,3,20,19,3.1943697543339892E-3,6.3751083349267959E-4,3.2932320026345826E-5,4.8895883384159565E-4,4.3537717416946104E-3,null,3.3194576220494025E-3,5.4185414384024628E-4,2.1515760359232584E-5,4.7775969926684133E-4,4.3605872255157224E-3]
[2004,3,20,20,3.1928176203477052E-3,6.3352311750443824E-4,7.9037567999999921E-5,5.1947340427226985E-4,4.4248517101244129E-3,null,3.3178447082706447E-3,5.3846477330853537E-4,5.1637824820847935E-5,5.0757536263808267E-4,4.4155226690381104E-3]
[2004,3,20,21,3.1244995567030294E-3,5.7164610356082591E-4,7.9037567999999921E-5,4.5440693313047992E-4,4.2295901613943355E-3,null,3.2468513873561543E-3,4.8587222953932888E-4,5.1637824820847935E-5,4.4399917680496833E-4,4.2283606185212997E-3]
[2004,3,20,22,2.8776932396480533E-3,5.739623562883272E-4,7.9037567999999921E-5,5.1892631600740206E-4,4.0496194799437826E-3,null,2.990380417078985E-3,4.8784093512461567E-4,5.1637824820847935E-5,5.0704080490682722E-4,4.0368999819312759E-3]
[2004,3,20,23,2.4045664616168011E-3,5.9918029293499738E-4,7.9037567999999921E-5,6.2135037966394471E-4,3.7041347022157434E-3,null,2.4987265353075671E-3,5.092749920115186E-4,5.1637824820847935E-5,6.0711894331733085E-4,3.6667582954572646E-3]
[2004,3,20,24,2.1842434345505373E-3,6.0093794463401376E-4,7.9037567999999921E-5,6.8209413849168693E-4,3.5463130856762384E-3,null,2.2697759103788664E-3,5.1076891306588265E-4,5.1637824820847935E-5,6.6647142442882116E-4,3.4986540726944185E-3]
[2004,3,21,1,2.0803288473650291E-3,6.03971914869301E-4,7.9037567999999921E-5,7.2791100682089772E-4,3.4912493370552276E-3,null,2.1617921467563077E-3,5.1334764468566026E-4,5.1637824820847935E-5,7.1123890119641263E-4,{"$f":"SUM(K1923:N1923)","v":3.4380165174592286E-3}]
[2004,3,21,2,1.9849020497247063E-3,5.9633389844958719E-4,7.9037567999999921E-5,7.3612731490791891E-4,3.3964008310822125E-3,null,{"$f":"E1924*R$5","v":2.0626285448141213E-3},{"$f":"F1924*S$5","v":5.0685569093317662E-4},{"$f":"G1924*T$5","v":5.1637824820847935E-5},{"$f":"H1924*V$5","v":7.1926702260266301E-4},3.3403890831708088E-3]
[2004,3,21,3,1.8968241562661826E-3,5.9809114167478305E-4,7.9037567999999921E-5,7.5349410788997761E-4,3.3274469738309434E-3,null,1.9711016217400863E-3,5.0834926480405667E-4,5.1637824820847935E-5,7.3623604579659886E-4,3.2673247571615898E-3]
[2004,3,21,4,2.0261571515978963E-3,5.8116619078324341E-4,7.9037567999999921E-5,7.3117271661955903E-4,3.4175336270006991E-3,null,2.1054991493130479E-3,4.9396385471678047E-4,5.1637824820847935E-5,7.1442590465079533E-4,3.365526733501472E-3]
[2004,3,21,5,2.0165791650235761E-3,5.9856143076260186E-4,7.9037567999999921E-5,7.4994447693166571E-4,3.4441226407178438E-3,null,2.0955460997342137E-3,5.0874898835015134E-4,5.1637824820847935E-5,7.3276771574143362E-4,3.3887006286466466E-3]
[2004,3,21,6,2.1734262319805884E-3,5.8666412760614969E-4,7.9037567999999921E-5,6.9865274827090771E-4,3.5377806758576458E-3,null,2.2585351185227102E-3,4.9863684173684787E-4,5.1637824820847935E-5,6.8265077508344169E-4,3.4914605601638481E-3]
[2004,3,21,7,2.4385026011437723E-3,6.1907069419488148E-4,3.0304057379094118E-5,6.8682722953775533E-4,3.7747045822555032E-3,null,2.5339915752619737E-3,5.2618089506302685E-4,1.9798630523431439E-5,6.7109610854998957E-4,3.7510672093984216E-3]
[2004,3,21,8,2.6489863305992371E-3,6.2127102989129946E-4,0,6.2777049317143895E-4,3.8980278536619754E-3,null,2.7527176069339085E-3,5.280510766384705E-4,0,6.1339201026348021E-4,3.8941606938358592E-3]
[2004,3,21,9,2.8961025501831293E-3,6.2415719787273639E-4,0,5.7441111828455938E-4,4.0946708663404255E-3,null,3.0095106151687401E-3,5.3050418331274096E-4,0,5.6125478083921129E-4,4.1012695793206924E-3]
[2004,3,21,10,3.0635999750076442E-3,6.8265548843136285E-4,0,6.2224674438073188E-4,4.3685022078197387E-3,null,3.1835670476631391E-3,5.8022497154327775E-4,0,6.0799477765733257E-4,4.3717867968637494E-3]
[2004,3,21,11,2.8800669715165687E-3,7.7130196319838504E-4,0,7.7457796339222118E-4,4.4259468981071746E-3,null,2.9928471015737757E-3,6.5557029458066635E-4,0,7.5683699574773664E-4,4.4052543919021782E-3]
[2004,3,21,12,2.9300113711790564E-3,7.7385336469750431E-4,0,7.6236281171330133E-4,4.466227547589862E-3,null,3.0447472668296582E-3,6.5773886553235341E-4,0,7.4490162043859521E-4,4.4473877528006071E-3]
[2004,3,21,13,2.907086067198506E-3,7.328537356644084E-4,0,6.8560223441732398E-4,4.3255420372802379E-3,null,3.0209242341538733E-3,6.2289111437213566E-4,0,6.6989917077152166E-4,4.3137145192975309E-3]
[2004,3,21,14,2.9319769206328219E-3,6.8974895945409691E-4,0,5.6828938435720517E-4,4.1900152644441238E-3,null,3.0467897849529796E-3,5.8625408738876292E-4,0,5.5527325937421233E-4,4.1883171317159545E-3]
[2004,3,21,15,2.9838236448902059E-3,6.8621893593913018E-4,0,5.5965846403594941E-4,4.2297010448652857E-3,null,3.1006667676601206E-3,5.8325373387483281E-4,0,5.4684002203052404E-4,4.2307605235654775E-3]
[2004,3,21,16,3.0193236885117814E-3,6.8778162044441041E-4,0,5.7914786310272505E-4,4.2862531720589169E-3,null,3.1375569524055916E-3,5.8458194200905705E-4,0,5.6588303504632054E-4,4.2880219294609695E-3]
[2004,3,21,17,3.423551602100422E-3,6.3470080119614955E-4,0,4.9716902066211167E-4,4.5554214239586829E-3,null,3.5576139689693182E-3,5.3946574890763343E-4,0,4.8578183960834305E-4,4.5828615574852946E-3]
[2004,3,21,18,3.5775098916638833E-3,6.3275589625444645E-4,0,5.524145504082629E-4,4.7626803383265925E-3,null,3.7176010891440377E-3,5.3781267142773636E-4,0,5.3976202331826502E-4,4.7951757838900393E-3]
[2004,3,21,19,3.8457500748835414E-3,5.9923317843105922E-4,3.1615027199999971E-5,4.8699008474572885E-4,4.9635883652603295E-3,null,3.9963452512812945E-3,5.0931994218912299E-4,2.0655129928339177E-5,4.7583604248661041E-4,5.0021563658853669E-3]
[2004,3,21,20,3.9454901006918614E-3,5.6424605390196212E-4,7.9037567999999921E-5,4.3831206841198512E-4,5.0270857910058083E-3,null,4.0999909824755718E-3,4.7958253631119808E-4,5.1637824820847935E-5,4.282729495738643E-4,5.0594842931814821E-3]
[2004,3,21,21,3.5727384186974875E-3,6.3930503359205964E-4,7.9037567999999921E-5,6.0672871772946783E-4,4.8978097380190152E-3,null,3.7126427707511165E-3,5.4337912931131879E-4,5.1637824820847935E-5,5.9283217656906878E-4,4.9004919014523527E-3]
[2004,3,21,22,3.1782526930613873E-3,6.7674338815701092E-4,7.9037567999999921E-5,7.1206954120828583E-4,4.6461031904266835E-3,null,3.3027094350826969E-3,5.7519996512118152E-4,5.1637824820847935E-5,6.9576026920695688E-4,4.6253074942316837E-3]
[2004,3,21,23,2.5616121369538948E-3,6.6584758330312673E-4,7.9037567999999921E-5,7.3926080914111961E-4,4.0457580973981416E-3,null,2.6619219397532559E-3,5.659390448350016E-4,5.1637824820847935E-5,7.2232874714651973E-4,4.0018275565556257E-3]
[2004,3,21,24,2.1176315329568709E-3,6.5992337317421861E-4,7.9037567999999921E-5,7.8496673489857516E-4,3.641559209029665E-3,null,2.2005555628707859E-3,5.6090374560762606E-4,5.1637824820847935E-5,7.6698782237588495E-4,3.5800849556751452E-3]
[2004,3,22,1,1.7673148395289284E-3,5.3458628988031743E-4,7.9037567999999921E-5,6.0553705434129119E-4,2.986475751750537E-3,null,1.8365208682169173E-3,4.5437313562948154E-4,5.1637824820847935E-5,5.916678070913982E-4,2.9341996357586451E-3]
[2004,3,22,2,1.6859189924347826E-3,5.2897313327763781E-4,7.9037567999999921E-5,6.1481943150603268E-4,2.9087491252184532E-3,null,1.7519376528038464E-3,4.4960221723030249E-4,5.1637824820847935E-5,6.0073758028245778E-4,2.8539152751374548E-3]
[2004,3,22,3,1.7461812364323753E-3,5.1890343876259714E-4,7.9037567999999921E-5,6.0959718182903232E-4,2.9537194250240048E-3,null,1.8145596973834404E-3,4.4104345177327153E-4,5.1637824820847935E-5,5.9563494124109358E-4,2.9028759152186535E-3]
[2004,3,22,4,1.9425109581912158E-3,4.7749646449760986E-4,7.9037567999999921E-5,5.3526998750055605E-4,3.0343149781893817E-3,null,2.0185774665984822E-3,4.0584947637610296E-4,5.1637824820847935E-5,5.2301014023131167E-4,2.999074908026745E-3]
[2004,3,22,5,2.1756872038881242E-3,4.8389361503826651E-4,7.9037567999999921E-5,5.261943853168674E-4,3.2648127722432578E-3,null,2.2608846275053592E-3,4.1128675264987858E-4,5.1637824820847935E-5,5.1414240603807023E-4,3.2379516110141561E-3]
[2004,3,22,6,2.5000747813594655E-3,5.1185218682054941E-4,7.9037567999999921E-5,5.0705660770067318E-4,3.5980211438806885E-3,null,2.597974851664425E-3,4.3505022015534321E-4,5.1637824820847935E-5,4.9544296091972987E-4,3.5801058575603466E-3]
[2004,3,22,7,2.9475690281006691E-3,5.3417712184983875E-4,2.7669471805439974E-5,4.3338057847360108E-4,3.9427962002295484E-3,null,3.0629924615240738E-3,4.5402536209969359E-4,1.8077369713282446E-5,4.2345441069731115E-4,3.9585496040343612E-3]
[2004,3,22,8,2.7690814803118424E-3,7.0460428983399736E-4,0,6.1327536723824257E-4,4.0869611373840825E-3,null,2.8775155454141984E-3,5.9888041764320776E-4,0,5.992288813303758E-4,4.0756248443877818E-3]
[2004,3,22,9,2.7510247627835624E-3,7.8822834849101239E-4,0,6.7910365694257198E-4,4.2183567682171465E-3,null,2.8587517474702941E-3,6.699569238412216E-4,0,6.6354943700026186E-4,4.1922581083117779E-3]
[2004,3,22,10,2.5788865657670836E-3,8.452085049748322E-4,0,7.3698424828192008E-4,4.1610793190238358E-3,null,2.6798728154503134E-3,7.1838736970246506E-4,0,7.2010432873708318E-4,4.1183645138898623E-3]
[2004,3,22,11,2.4600368423054538E-3,8.8455276691769052E-4,0,7.8317811089088831E-4,4.1277677201140327E-3,null,2.5563690726891921E-3,7.5182813690209997E-4,0,7.652401650909145E-4,4.0734373746822063E-3]
[2004,3,22,12,2.4641903082457876E-3,8.5707619296367316E-4,0,7.3543663738813859E-4,4.0567031385975996E-3,null,2.5606851836074284E-3,7.284743448199326E-4,0,7.1859216439108711E-4,4.0077516928184479E-3]
[2004,3,22,13,2.2662813503016633E-3,8.6144828507568388E-4,0,7.4483443366682499E-4,3.8725640690441721E-3,null,2.3550263371234998E-3,7.3219041692989997E-4,0,7.2777471313164384E-4,3.8149914671850435E-3]
[2004,3,22,14,2.3944949184654869E-3,7.5796988527935193E-4,0,5.4669400271201954E-4,3.699158806456858E-3,null,2.488260602040427E-3,6.4423865708228636E-4,0,5.3417249929734465E-4,3.6666717584200579E-3]
[2004,3,22,15,2.3354124560017097E-3,7.9950853204278829E-4,0,6.396515232045825E-4,3.7745725112490807E-3,null,2.426864537890764E-3,6.7954454789354057E-4,0,6.2500091666367391E-4,3.7314100024479786E-3]
[2004,3,22,16,2.734768721663455E-3,8.3964417857090661E-4,0,7.3592069965940305E-4,4.3103335998937644E-3,null,2.8418591383641391E-3,7.1365795466942405E-4,0,7.1906513967886078E-4,4.2745822327124238E-3]
[2004,3,22,17,3.1074506821233854E-3,7.3090063239599076E-4,0,5.6784611392267695E-4,4.4061974284420533E-3,null,3.2291348983385696E-3,6.2123106870115932E-4,0,5.5484014162515726E-4,4.4052061086648862E-3]
[2004,3,22,18,3.3664293523694194E-3,6.5332939077086165E-4,0,4.6675635813879323E-4,4.4865151012790745E-3,null,3.4982548772420929E-3,5.5529917153302778E-4,0,4.5606575004127797E-4,4.5096197988163979E-3]
[2004,3,22,19,3.6450321550026334E-3,6.2472588017667809E-4,3.0297734373654113E-5,3.9872790757946436E-4,4.6987836771324298E-3,null,3.7877674471223964E-3,5.3098753645237505E-4,1.9794499497445766E-5,3.8959542609710862E-4,4.7281449091693259E-3]
[2004,3,22,20,3.5802075803330387E-3,6.6315091283185225E-4,7.9037567999999921E-5,4.8039396094028196E-4,4.8027900221051731E-3,null,3.7204044162174282E-3,5.6364700210778022E-4,5.1637824820847935E-5,4.6939099659009206E-4,4.8050802397361482E-3]
[2004,3,22,21,3.6341896633006882E-3,5.5190601114480612E-4,7.9037567999999921E-5,3.4407973158850653E-4,4.6092129740340007E-3,null,3.776500375840746E-3,4.6909408191663041E-4,5.1637824820847935E-5,3.3619891432577271E-4,4.6334311969039969E-3]
[2004,3,22,22,2.9768629251051091E-3,5.5122867744505498E-4,7.9037567999999921E-5,3.9868135519240171E-4,4.0058105257425661E-3,null,3.0934334740458668E-3,4.6851838021449294E-4,5.1637824820847935E-5,3.8954993994796093E-4,4.0031396190291692E-3]
[2004,3,22,23,2.3502275950007239E-3,5.1959168778768468E-4,7.9037567999999921E-5,4.5327362110067536E-4,3.402130471889084E-3,null,2.442259820796031E-3,4.416284309871847E-4,5.1637824820847935E-5,4.428918222035985E-4,3.3784178988076623E-3]
[2004,3,22,24,1.8784418404897824E-3,5.5794673977340283E-4,7.9037567999999921E-5,6.0892285008275844E-4,3.1243489983459436E-3,null,1.9519994754928955E-3,4.7422841637379871E-4,5.1637824820847935E-5,5.9497605441871074E-4,3.0728417711062533E-3]
[2004,3,23,1,1.3042326536361797E-3,3.9337151611919832E-4,7.9037567999999921E-5,3.6187275837466033E-4,2.1385144961300383E-3,null,1.3553049133289779E-3,3.3434723753656087E-4,5.1637824820847935E-5,3.5358440884606117E-4,2.0948743845324476E-3]
[2004,3,23,2,1.3173976279559402E-3,3.8419369779067519E-4,7.9037567999999921E-5,3.6964630263942573E-4,2.1502751963860412E-3,null,1.3689854129926508E-3,3.2654652477772381E-4,5.1637824820847935E-5,3.611799075120592E-4,2.1083496701032817E-3]
[2004,3,23,3,1.3201460962186426E-3,3.9931564697246705E-4,7.9037567999999921E-5,4.1074598644768115E-4,2.2092452976387907E-3,null,1.3718415081304194E-3,3.3939946844019353E-4,5.1637824820847935E-5,4.0133824235984649E-4,2.1642170437513072E-3]
[2004,3,23,4,1.4022482304856835E-3,3.9648982725218719E-4,7.9037567999999921E-5,4.0612010641306992E-4,2.2838957321509408E-3,null,1.4571586681146351E-3,3.3699765494191875E-4,5.1637824820847935E-5,3.9681831368442691E-4,2.2426124615618284E-3]
[2004,3,23,5,1.6517064270604852E-3,4.0908919964941523E-4,7.9037567999999921E-5,3.9962674296902873E-4,2.5394599376789293E-3,null,1.7163853624819474E-3,3.4770652730071739E-4,5.1637824820847935E-5,3.9047367452148984E-4,2.5062033891250029E-3]
[2004,3,23,6,2.0317188296219138E-3,5.0695970107969774E-4,7.9037567999999921E-5,5.2320368945582519E-4,3.1409197881574367E-3,null,2.1112786162902695E-3,4.3089183800231238E-4,5.1637824820847935E-5,5.1122020920619344E-4,3.1050284883196231E-3]
[2004,3,23,7,2.4769897600719765E-3,5.4268209533622736E-4,2.5034886231785831E-5,4.5787310321827884E-4,3.5025798448582684E-3,null,2.5739858473345536E-3,4.6125418847367555E-4,1.6356108903133457E-5,4.4738595758105922E-4,3.4989821022924218E-3]
[2004,3,23,8,2.5190339924521066E-3,6.6307442836196812E-4,0,5.6419152247624729E-4,3.7462999432903224E-3,null,2.6176764837889228E-3,5.635819939153405E-4,0,5.5126925510149739E-4,3.7325277328057608E-3]
[2004,3,23,9,2.3491172912893819E-3,7.7315504802824618E-4,0,6.5155225803515987E-4,3.7738245973527877E-3,null,2.4411060388606731E-3,6.571453292956792E-4,0,6.3662907654175687E-4,3.7348804446981094E-3]
[2004,3,23,10,2.3610557637677434E-3,8.4806021444910505E-4,0,7.3761475345602808E-4,3.9467307316728767E-3,null,2.4535120082729983E-3,7.2081118827068867E-4,0,7.2072039279303117E-4,3.8950435893367183E-3]
[2004,3,23,11,2.3011313030671028E-3,8.4830830784527334E-4,0,7.2656102143231721E-4,3.8760006323446932E-3,null,2.3912409741981043E-3,7.2102205595749589E-4,0,7.0991983593237892E-4,3.8221828660879795E-3]
[2004,3,23,12,2.1444610520624488E-3,8.3296553187039773E-4,0,6.9805939524551081E-4,3.6754859791783574E-3,null,2.2284356952725214E-3,7.0798141993496408E-4,0,6.8207101224176145E-4,3.6184881274492469E-3]
[2004,3,23,13,1.9679578093980011E-3,8.4010784574461332E-4,0,7.1019498091890538E-4,3.5182606360615199E-3,null,2.0450207874072005E-3,7.1405204990080903E-4,0,6.939286439286577E-4,3.4530014812366671E-3]
[2004,3,23,14,1.9971344717119714E-3,8.3716691974105044E-4,0,6.9580335170443374E-4,3.5301047431574558E-3,null,2.0753399744620703E-3,7.115524014900869E-4,0,6.7986664122089333E-4,3.466759017173051E-3]
[2004,3,23,15,2.0228950916306369E-3,8.4266376867628702E-4,0,7.2351598410328041E-4,3.5890748444102043E-3,null,2.1021093508067196E-3,7.1622446385693919E-4,0,7.0694454227187371E-4,3.5252783569355325E-3]
[2004,3,23,16,2.2511994709588966E-3,8.5028601061454257E-4,0,7.5875070849135238E-4,3.8602361900647916E-3,null,2.339353868627562E-3,7.2270301004409836E-4,0,7.413722489872591E-4,3.8034291276589196E-3]
[2004,3,23,17,2.6601868845182218E-3,7.7269663757506492E-4,0,6.5147167054592785E-4,4.0843551926392149E-3,null,2.7643567617396743E-3,6.5675570202883716E-4,0,6.3655033483191257E-4,{"$f":"SUM(K1987:N1987)","v":4.0576627986004237E-3}]
[2004,3,23,18,2.9916369833658477E-3,6.3883349152044717E-4,0,4.381205502393284E-4,4.0685910251256237E-3,null,{"$f":"E1988*R$5","v":3.1087860675381115E-3},{"$f":"F1988*S$5","v":5.4297834078808954E-4},{"$f":"G1988*T$5","v":0},{"$f":"H1988*V$5","v":4.280858179418336E-4},4.079850226268035E-3]
[2004,3,23,19,3.2778658756567099E-3,5.9513588157062444E-4,2.8980441626345828E-5,3.4743848826727859E-4,4.2494206871209585E-3,null,3.4062233560287658E-3,5.0583743308381575E-4,1.8933869118190187E-5,3.3948074189426799E-4,4.27047540012504E-3]
[2004,3,23,20,3.3445182016580968E-3,6.67983099753253E-4,7.9037567999999921E-5,5.0386086950006057E-4,4.5953997389114104E-3,null,3.4754857109181594E-3,5.6775413310793403E-4,5.1637824820847935E-5,4.923204180470207E-4,4.5871980868939623E-3]
[2004,3,23,21,3.0963610715241305E-3,6.5685375688329019E-4,7.9037567999999921E-5,5.3902858416628554E-4,4.3712809805737064E-3,null,3.2176110312661017E-3,5.5829471652160006E-4,5.1637824820847935E-5,5.2668264983416716E-4,4.3542262224427171E-3]
[2004,3,23,22,2.7307171931165871E-3,5.8563106313669019E-4,7.9037567999999921E-5,4.884552036930423E-4,3.8838410279463196E-3,null,2.8376489565911604E-3,4.9775878565650811E-4,5.1637824820847935E-5,4.7726760428529831E-4,3.8643131713538151E-3]
[2004,3,23,23,2.3335135616150107E-3,5.4373630725055796E-4,7.9037567999999921E-5,5.2268781434789172E-4,3.4789752512134602E-3,null,2.4248912849707343E-3,4.62150218884855E-4,5.1637824820847935E-5,5.1071614972435697E-4,3.4493954784007943E-3]
[2004,3,23,24,1.996722953679469E-3,5.3820228646451378E-4,7.9037567999999921E-5,5.8200674608223574E-4,3.1959695542262186E-3,null,2.0749123418538702E-3,4.5744656219781838E-4,5.1637824820847935E-5,5.6867643804468543E-4,3.1526731669172222E-3]
[2004,3,24,1,1.5215618040926688E-3,4.560851584666285E-4,7.9037567999999921E-5,5.053851635440712E-4,2.5620696941033687E-3,null,1.5811444248625215E-3,3.8765087599411879E-4,5.1637824820847935E-5,4.9380979959339584E-4,2.5142429252708841E-3]
[2004,3,24,2,1.504565814181729E-3,4.3624572159932303E-4,7.9037567999999921E-5,4.9885907779242185E-4,2.5187081815734738E-3,null,1.5634828914168086E-3,3.7078829027285218E-4,5.1637824820847935E-5,4.8743318759601918E-4,2.4733421941065281E-3]
[2004,3,24,3,1.5076205739867528E-3,4.5504704811264493E-4,7.9037567999999921E-5,5.4117167131531097E-4,2.5828768614147087E-3,null,1.5666572721235374E-3,3.8676853114989442E-4,5.1637824820847935E-5,5.2877665162114117E-4,2.5338402797154208E-3]
[2004,3,24,4,1.5697988139717176E-3,4.4796194917954359E-4,7.9037567999999921E-5,5.2912256558673221E-4,2.6259208967379937E-3,null,1.631270340902966E-3,3.8074653118577435E-4,5.1637824820847935E-5,5.170035191386118E-4,2.5806582160482002E-3]
[2004,3,24,5,1.7879263201103206E-3,4.576981449320235E-4,7.9037567999999921E-5,5.1068162381535628E-4,2.8353436568577003E-3,null,1.8579394708144398E-3,3.8902183842223033E-4,5.1637824820847935E-5,4.9898494950633863E-4,2.7975840835638569E-3]
[2004,3,24,6,2.0886193036844121E-3,5.3747629912481894E-4,7.9037567999999921E-5,5.945611234513923E-4,3.2996942942606234E-3,null,2.1704072478673504E-3,4.568295071962053E-4,5.1637824820847935E-5,5.8094326940397699E-4,3.2598178492883809E-3]
[2004,3,24,7,2.477647460676895E-3,5.7850735880577992E-4,2.3717593405439976E-5,5.0310194778525365E-4,3.5829743606733688E-3,null,2.5746693027432648E-3,4.9170397292485778E-4,1.5495478472240049E-5,4.9157887870845409E-4,3.5734476328488167E-3]
[2004,3,24,11,2.0181782009872319E-3,7.7136957584330874E-4,0,6.0242913348033608E-4,3.3919769103108767E-3,null,2.0972077521181579E-3,6.556277621402797E-4,0,5.8863107018614763E-4,3.3414665844445851E-3]
[2004,3,24,14,1.7744488971516742E-3,7.7698578750037459E-4,0,5.9919400160496372E-4,3.1506286862570121E-3,null,1.8439342873803792E-3,6.6040127719161257E-4,0,5.8547003591313308E-4,3.0898056004851249E-3]
[2004,3,24,18,2.8465154831269959E-3,6.0933082604211453E-4,0,4.0993182578311267E-4,3.8657781349522228E-3,null,2.9579817752555674E-3,5.179024664595151E-4,0,4.0054272926684623E-4,3.8764269709819286E-3]
[2004,3,24,21,2.8358846458562334E-3,5.8130426099526537E-4,7.9037567999999921E-5,4.3983547788200498E-4,3.9360619527335034E-3,null,2.9469346465506576E-3,4.9408120788569081E-4,5.1637824820847935E-5,4.2976146680657009E-4,3.9224151460637664E-3]
[2004,3,24,24,1.7223441826714374E-3,4.5106580667997798E-4,7.9037567999999921E-5,4.6210260151758231E-4,2.7145501588689974E-3,null,1.7897892118481978E-3,3.8338466368508553E-4,5.1637824820847935E-5,4.5151858326582077E-4,2.6763302836199524E-3]
[2004,3,25,4,1.3576770414800436E-3,4.6496422368623794E-4,7.9037567999999921E-5,5.775842022145625E-4,2.4792630353808439E-3,null,1.410842122302166E-3,3.9519766269939668E-4,5.1637824820847935E-5,5.6435518831571849E-4,2.4220327981381291E-3]
[2004,3,25,5,1.5474689734075585E-3,4.8059487642559962E-4,7.9037567999999921E-5,5.6988815590551089E-4,2.6769895737386688E-3,null,1.6080660893102133E-3,4.0848298039564612E-4,5.1637824820847935E-5,5.5683541258885771E-4,2.625022307115565E-3]
[2004,3,25,9,1.9348941770075698E-3,7.5861285990303461E-4,0,6.431694899270222E-4,3.3366765268376267E-3,null,2.0106624209713336E-3,6.4478515519011904E-4,0,6.2843830772201415E-4,3.2838858838834667E-3]
[2004,3,25,12,1.7356130145466883E-3,7.7969457071235145E-4,0,6.3698926832621717E-4,3.1522968535852569E-3,null,1.8035776360105023E-3,6.6270361517720134E-4,0,6.2239963818780213E-4,3.0886808893755059E-3]
[2004,3,25,15,1.6462412204876014E-3,7.8088285670962782E-4,0,6.4756704703242043E-4,3.0746911242296496E-3,null,1.7107061446675976E-3,6.6371360223603135E-4,0,6.3273514298660502E-4,3.0071548898902337E-3]
[2004,3,25,19,2.768745144454768E-3,5.9505524781990125E-4,2.502856322634583E-5,4.1310774628538978E-4,3.8019367017864047E-3,null,2.8771660390294667E-3,5.0576889819834044E-4,1.6351977877147786E-5,4.036459083466517E-4,3.8029328234516066E-3]
[2004,3,25,21,2.5382750087911254E-3,6.0278784181243457E-4,7.9037567999999921E-5,4.9613227477871935E-4,3.7162326933822794E-3,null,2.6376709563310815E-3,5.1234123842749902E-4,5.1637824820847935E-5,4.8476883939813293E-4,3.6864188589775617E-3]
[2004,3,26,2,1.2295605074796418E-3,5.4190439385870689E-4,7.9037567999999921E-5,6.5515040471435379E-4,2.5056528740527023E-3,null,1.2777086912955688E-3,4.6059317889371833E-4,5.1637824820847935E-5,6.4014481111160533E-4,2.4300845061217403E-3]
[2004,3,26,3,1.2291697585215956E-3,5.4803308800315486E-4,7.9037567999999921E-5,6.852901925972376E-4,2.5415306071219878E-3,null,1.2773026410550371E-3,4.6580227989095923E-4,5.1637824820847935E-5,6.6959427597096778E-4,2.4643370217378117E-3]
[2004,3,26,6,1.7402898004954485E-3,5.8381311963328329E-4,7.9037567999999921E-5,6.7400655844043007E-4,3.0771470465691618E-3,null,1.8084375595504253E-3,4.9621361941173741E-4,5.1637824820847935E-5,6.5856908266575826E-4,3.0148580864487692E-3]
[2004,3,26,10,1.9865259199441029E-3,7.768339687661876E-4,0,6.9313416618230162E-4,3.4564940548925923E-3,null,{"$f":"E2052*R$5","v":2.0643160039348703E-3},{"$f":"F2052*S$5","v":6.6027223842723406E-4},{"$f":"G2052*T$5","v":0},{"$f":"H2052*V$5","v":6.7725859084102349E-4},3.4018468332031281E-3]
[2004,3,26,13,1.8565883834268458E-3,7.5887851164753526E-4,0,6.4439464931872743E-4,3.2598615443931089E-3,null,1.9292902620346624E-3,6.4501094664496761E-4,0,6.296354060092795E-4,3.2039366146889097E-3]
[2004,3,26,18,2.2475395318438387E-3,7.3316875720963643E-4,0,6.6940265502526475E-4,3.6501109440787399E-3,null,2.3355506104808703E-3,6.2315886782935239E-4,0,6.5407062725632899E-4,3.6127801055665515E-3]
[2004,3,26,21,2.5614237450155863E-3,6.2088735298842395E-4,7.9037567999999921E-5,5.0513329018282726E-4,3.7664819561868375E-3,null,2.6617261706020166E-3,5.2772496936499889E-4,5.1637824820847935E-5,4.9356369515066428E-4,3.7346526599385281E-3]
[2004,3,26,24,1.4685096150806054E-3,5.3938380602979754E-4,7.9037567999999921E-5,6.0159080143256456E-4,2.6885217905429672E-3,null,1.5260147727790179E-3,4.5845079810855559E-4,5.1637824820847935E-5,5.878119393323653E-4,2.6239153350407869E-3]
[2004,3,27,1,1.3009773919584536E-3,4.6648379526708234E-4,7.9037567999999921E-5,5.6516929495579809E-4,2.411668050181334E-3,null,1.351922179325429E-3,3.9648922688103011E-4,5.1637824820847935E-5,5.5222463263729404E-4,2.352273863664601E-3]
[2004,3,27,4,1.2054467200231663E-3,4.6146201636797088E-4,7.9037567999999921E-5,5.8850590982872572E-4,2.3344522142198631E-3,null,1.2526506354896385E-3,3.9222095164086624E-4,5.1637824820847935E-5,5.7502674465968967E-4,2.2715361566110425E-3]
[2004,3,27,7,1.6393173989747833E-3,5.3646717998992162E-4,1.5813836605439983E-5,5.5390990770283867E-4,2.7455083232729833E-3,null,1.7035111942197822E-3,4.5597180352099573E-4,1.0331695990155255E-5,5.4122313088378338E-4,2.7110378246147167E-3]
[2004,3,27,11,2.5054779957096015E-3,6.357565359582163E-4,0,5.4582069670753046E-4,3.6870552283753484E-3,null,2.6035896497114547E-3,5.4036307366757202E-4,0,5.333191955318832E-4,3.6772719189109098E-3]
[2004,3,27,15,1.975565645898516E-3,6.7513168243068795E-4,0,6.0769214029235494E-4,3.2583894686215586E-3,null,2.0529265380876522E-3,5.7383009126088231E-4,0,5.9377353285932234E-4,3.2205301622078566E-3]
[2004,3,27,18,2.3763234990023313E-3,5.6259523408292399E-4,0,4.8009139647754706E-4,3.4190101295628024E-3,null,2.469377610565007E-3,4.7817941731668817E-4,0,4.6909536207708136E-4,3.4166523899587767E-3]
[2004,3,27,22,2.1518645586375627E-3,4.7277880625699252E-4,7.9037567999999921E-5,4.6312513887696223E-4,3.1668060717715179E-3,null,2.236129114701287E-3,4.018396893535112E-4,5.1637824820847935E-5,4.5251770038467565E-4,3.1421243292603217E-3]
[2004,3,28,1,1.6923483597406717E-3,5.6050007569076118E-4,7.9037567999999921E-5,7.0656100211911085E-4,3.0384470055505441E-3,null,1.758618786783259E-3,4.7639863148976288E-4,5.1637824820847935E-5,6.9037789793867041E-4,2.9770331410325403E-3]
[2004,3,28,2,1.6272223485834087E-3,5.5386608585474473E-4,7.9037567999999921E-5,7.2207841543196402E-4,2.9822044178701174E-3,null,1.6909425154823731E-3,4.7076005298413056E-4,5.1637824820847935E-5,7.0553989973645313E-4,2.9188802930238049E-3]
[2004,3,28,5,1.7159817599801536E-3,5.8728091943905606E-4,7.9037567999999921E-5,7.8297107133244769E-4,3.1652713187516573E-3,null,1.7831776439579659E-3,4.9916108570728537E-4,5.1637824820847935E-5,7.6503786757560065E-4,3.0990144220616996E-3]
[2004,3,28,8,2.1318516454901437E-3,6.1150860236816715E-4,0,6.6775288424297027E-4,3.4111131321012812E-3,null,2.2153325187541585E-3,5.1975347363403452E-4,0,6.5245864289638681E-4,3.3875446352845803E-3]
[2004,3,28,13,2.1428478862800453E-3,6.1616399203235522E-4,0,5.2925989196086402E-4,3.2882717702732646E-3,null,2.2267593597622808E-3,5.2371033530321015E-4,0,5.1713770018344777E-4,3.2676073952489387E-3]
[2004,3,28,16,2.215332285800758E-3,5.6180724854104148E-4,0,4.0780883788745339E-4,3.184948372229253E-3,null,2.3020821655026793E-3,4.7750966676701355E-4,0,3.9846836637905781E-4,3.1780601986487506E-3]
[2004,3,28,19,2.7291126632392956E-3,4.4667128760198438E-4,2.1076684826345838E-5,2.9527030435858893E-4,3.4921309400262148E-3,null,2.8359815951582031E-3,3.7964952971167488E-4,1.3770086636105393E-5,2.8850742035778208E-4,3.5179086318637654E-3]
[2004,3,28,23,1.9057028332214209E-3,5.4638934135619352E-4,7.9037567999999921E-5,5.9040622881436115E-4,3.1215359713919755E-3,null,1.9803279775346193E-3,4.6440517275914806E-4,5.1637824820847935E-5,5.7688353865593511E-4,3.0732545137705505E-3]
[2004,3,29,2,1.3202320860621498E-3,5.4157026248101642E-4,7.9037567999999921E-5,6.7253628006712851E-4,2.6133761966102946E-3,null,{"$f":"E2116*R$5","v":1.3719308652378932E-3},{"$f":"F2116*S$5","v":4.6030918298011679E-4},{"$f":"G2116*T$5","v":5.1637824820847935E-5},{"$f":"H2116*V$5","v":6.5713247961280135E-4},2.5410103526516594E-3]
[2004,3,29,5,1.6429111030660866E-3,5.4262018317713747E-4,7.9037567999999921E-5,6.6871397163309454E-4,2.9332828258763185E-3,null,1.7072456236549101E-3,4.6120156605818942E-4,5.1637824820847935E-5,6.5339771749877687E-4,2.8734827320327245E-3]
[2004,3,29,7,2.2553129077460079E-3,6.2815295837822887E-4,1.1861958205439987E-5,6.4709151743550127E-4,3.542419341765178E-3,null,2.3436283828966974E-3,5.339003913047408E-4,7.7498047491128579E-6,6.3227050494042919E-4,3.5175490838909801E-3]
[2004,3,29,10,2.0696648160567709E-3,8.5848943378054559E-4,0,8.1038262930289864E-4,3.7385368791402148E-3,null,2.150710524173342E-3,7.2967553286668485E-4,0,7.9182159002009762E-4,3.6722076470601245E-3]
[2004,3,29,14,1.9226912906664282E-3,7.7432137778209046E-4,0,6.2650978764462479E-4,3.3235224560931435E-3,null,1.9979816835516452E-3,6.5813665458303527E-4,0,6.1216017999134338E-4,3.2682785181260242E-3]
[2004,3,29,17,2.4957726850703332E-3,7.7202948994571185E-4,0,6.909617945629362E-4,3.9587639695789819E-3,null,2.5935042902028487E-3,6.5618865800616912E-4,0,6.7513597531650258E-4,3.9248289235255199E-3]
[2004,3,29,21,2.8522029817315913E-3,6.4672259383423446E-4,7.9037567999999921E-5,5.6320086905990295E-4,4.1411640126257287E-3,null,2.963891989803462E-3,5.4968370570947548E-4,5.1637824820847935E-5,5.5030129165444842E-4,4.1155148119882343E-3]
[2004,3,29,24,1.5226188608198955E-3,5.5865877630710689E-4,7.9037567999999921E-5,6.4676730183860622E-4,2.8070825069656086E-3,null,1.5822428747227391E-3,4.7483361384823128E-4,5.1637824820847935E-5,6.3195371519178469E-4,2.7406680285836033E-3]
[2004,3,30,2,1.2670136747494362E-3,5.1000157596004468E-4,7.9037567999999921E-5,6.3819084225711167E-4,2.4942436609665924E-3,null,1.3166284817784746E-3,4.3347728819761241E-4,5.1637824820847935E-5,6.2357369121668555E-4,2.4253172860136205E-3]
[2004,3,30,5,1.4924571596385591E-3,5.5073143547968231E-4,7.9037567999999921E-5,6.8557769700034387E-4,2.8078038601185855E-3,null,1.5509000758045723E-3,4.6809574799355904E-4,5.1637824820847935E-5,6.6987519536061615E-4,2.7405088439795954E-3]
[2004,3,30,8,2.1736671737683905E-3,7.4684829929831512E-4,0,7.1495399864181057E-4,3.6354694717085165E-3,null,2.2587854953154737E-3,6.3478583348572923E-4,0,6.9857866090091954E-4,3.5921499897021225E-3]
[2004,3,30,11,1.7580952744241174E-3,8.4942867922909219E-4,0,7.5150658323326494E-4,3.3590305368864748E-3,null,1.8269402754825842E-3,7.2197431879769951E-4,0,7.3429404349179114E-4,3.2832086377720749E-3]
[2004,3,30,15,1.6456498758713118E-3,8.3891011999483417E-4,0,7.4037951374364181E-4,3.224939509609788E-3,null,1.7100916436721706E-3,7.1303403949752469E-4,0,7.234218288897623E-4,3.1465475120594577E-3]
[2004,3,30,18,2.4116187135209285E-3,7.4747513761771079E-4,0,6.6913578840090322E-4,3.8282296395395423E-3,null,2.5060549453339914E-3,6.3531861649589638E-4,0,6.5380987295683593E-4,3.7951834347867237E-3]
[2004,3,30,23,1.7970993580729046E-3,5.5013324718093811E-4,7.9037567999999921E-5,5.6430573296587579E-4,2.9905759062197183E-3,null,1.8674717144568469E-3,4.6758731614982783E-4,5.1637824820847935E-5,5.5138084970906241E-4,2.9380777051365853E-3]
[2004,3,31,2,1.2367102850032296E-3,4.9222638455475828E-4,7.9037567999999921E-5,6.1287628900221955E-4,2.4208505265602073E-3,null,1.2851384459332184E-3,4.1836921377048415E-4,5.1637824820847935E-5,5.9883894359977316E-4,2.3539844281243237E-3]
[2004,3,31,5,1.4605248277317112E-3,5.3021154360933099E-4,7.9037567999999921E-5,6.5541028632347626E-4,2.7251842256645182E-3,null,1.517717310285902E-3,4.5065480760955327E-4,5.1637824820847935E-5,6.4039874038095471E-4,2.6604086830972584E-3]
[2004,3,31,6,1.9358423926255257E-3,5.4188402535839276E-4,7.9037567999999921E-5,6.1472962956875157E-4,3.1714936155526705E-3,null,2.0116477676288707E-3,4.6057586662901759E-4,5.1637824820847935E-5,6.0064983517268663E-4,3.1245112942514231E-3]
[2004,3,31,9,1.8924190237810761E-3,7.9448178170407819E-4,0,7.0984684173967794E-4,3.3967476472248322E-3,null,1.9665239893028943E-3,6.7527204716416795E-4,0,6.9358847854445978E-4,3.335384515011522E-3]
[2004,3,31,13,1.6059698314655213E-3,8.0431401359064812E-4,0,6.7495540517309644E-4,3.0852392502292657E-3,null,1.6688577740904312E-3,6.8362898058559399E-4,0,6.5949619697124571E-4,3.0119829516472708E-3]
[2004,3,31,16,1.8569578474451705E-3,7.9870373369612707E-4,0,7.1124055258780204E-4,3.3669021337290996E-3,null,1.9296741938415664E-3,6.7886050725268592E-4,0,6.9495026777819399E-4,3.303484968872446E-3]
[2004,3,31,20,2.6928902895371342E-3,6.5893494621435352E-4,7.9037567999999921E-5,5.4401892705268945E-4,3.9748817308041771E-3,null,2.7983407947119723E-3,5.6006362930536332E-4,5.1637824820847935E-5,5.3155869368823761E-4,3.9416009425264215E-3]
[2004,3,31,24,1.3987592184495101E-3,5.2374009615340064E-4,7.9037567999999921E-5,6.0754676206190082E-4,2.6090836446648119E-3,null,1.45353303035583E-3,4.4515438246159295E-4,5.1637824820847935E-5,5.9363148437823453E-4,2.5439567220165052E-3]
[2004,4,1,3,1.3639101706599936E-3,3.8994172765578126E-4,7.9037567999999678E-5,5.5223476756650338E-4,2.3851242338822779E-3,null,1.4173193336949707E-3,3.3143207908942316E-4,5.1637824820847779E-5,5.3958635823059796E-4,2.3399755958358396E-3]
[2004,4,1,6,2.042773851943402E-3,4.13392529894859E-4,7.9037567999999678E-5,5.1185586090007819E-4,3.0470598107383388E-3,null,2.1227665406475553E-3,3.5136415506687135E-4,5.1637824820847779E-5,5.0013229181337308E-4,3.0259008123486473E-3]
[2004,4,1,7,2.2435506656033606E-3,5.0797072818462127E-4,3.958201405439984E-6,5.5317174613384143E-4,3.3086513413272635E-3,null,2.331405544798563E-3,4.3175116336206549E-4,2.586022267028057E-6,5.4050187619973634E-4,3.3062446066273931E-3]
[2004,4,1,13,1.7136020843654402E-3,6.437831520500725E-4,0,6.0680446798764306E-4,2.9641897044031555E-3,null,1.780704782966671E-3,5.4718531881524921E-4,0,5.9290619184000854E-4,2.9207962936219287E-3]
[2004,4,1,15,1.7017189350439161E-3,6.5990516197578382E-4,0,6.4561387286218136E-4,3.0072379698818817E-3,null,1.7683563031027584E-3,5.6088826694778565E-4,0,6.3082670440322219E-4,2.960071274453766E-3]
[2004,4,1,18,2.450750149797089E-3,5.64246196630025E-4,0,5.5480644037286017E-4,3.5698027867999745E-3,null,2.5467187239189234E-3,4.7958265762332054E-4,0,5.4209912933021124E-4,3.5684005108724552E-3]
[2004,4,1,21,2.6419245521868738E-3,4.6221747599482495E-4,7.9037567999999678E-5,4.5152592462944808E-4,3.6347055208111466E-3,null,2.7453792973520766E-3,3.928630566966693E-4,5.1637824820847779E-5,4.4118415504899758E-4,3.6310643339185914E-3]
[2004,4,2,1,1.2857386367291861E-3,4.1391067056067966E-4,7.9037567999999678E-5,5.6806767170670112E-4,2.3467545469965665E-3,null,1.3360866918626184E-3,3.5180455019761587E-4,5.1637824820847779E-5,5.5505662483997919E-4,2.2945856917210611E-3]
[2004,4,2,4,1.3179517850870734E-3,4.0566300807470308E-4,7.9037567999999678E-5,5.8216824904241114E-4,2.3848206102041873E-3,null,1.3695612702835163E-3,3.4479442603935168E-4,5.1637824820847779E-5,5.6883424193397789E-4,2.3348277630776933E-3]
[2004,4,2,7,2.0515881915710915E-3,5.0802034703879384E-4,2.6409085790941336E-6,5.6355471724601482E-4,3.1258041644349945E-3,null,2.1319260397383443E-3,4.3179333704811677E-4,1.7253918361346525E-6,5.5064703528618676E-4,3.1160918039087821E-3]
[2004,4,2,10,1.9934641128040763E-3,6.0047662585433793E-4,0,5.6307946322445279E-4,3.1570202018828672E-3,null,2.0715258884953661E-3,5.1037681385867522E-4,0,5.5018266650357799E-4,3.1320853688576195E-3]
[2004,4,2,12,1.9065478477641891E-3,5.9611747279204939E-4,0,5.3867296062876232E-4,3.0413382811850008E-3,null,1.9812060818808455E-3,5.0667173933077378E-4,0,5.2633517151374413E-4,3.0142129927253633E-3]
[2004,4,2,16,1.8454933378233113E-3,6.0201056671988764E-4,0,5.6367836294268087E-4,3.0111822674858801E-3,null,1.9177607471293609E-3,5.1168059125466126E-4,0,5.5076784899639355E-4,2.980209187380416E-3]
[2004,4,2,19,2.3659148828497939E-3,5.122292175770794E-4,1.3172928026345802E-5,4.977724684866792E-4,3.3890894969398986E-3,null,2.4585614049032643E-3,4.3537067851784941E-4,8.6063041540205716E-6,4.8637146603747107E-4,3.3889098536126054E-3]
[2004,4,2,22,2.2669574359472874E-3,3.5916538676388583E-4,7.9037567999999678E-5,3.7184285484736851E-4,3.0770032455585414E-3,null,2.3557288975100924E-3,3.0527364072508898E-4,5.1637824820847779E-5,3.633261497918963E-4,3.075966512847925E-3]
[2004,4,3,2,1.2934213436008757E-3,3.4991779239126165E-4,7.9037567999999678E-5,4.9026241753248785E-4,2.2126391215246248E-3,null,1.3440702447523867E-3,2.9741362161936238E-4,5.1637824820847779E-5,4.7903342561970557E-4,2.1721551168123023E-3]
[2004,4,3,3,1.2960881582494324E-3,3.3478929323020628E-4,7.9037567999999678E-5,4.7273775862378037E-4,2.1826527781034187E-3,null,1.3468414888138276E-3,2.8455511078341172E-4,5.1637824820847779E-5,4.619101522672285E-4,2.1449445766853156E-3]
[2004,4,3,7,1.7725389016059225E-3,3.9505946452914715E-4,6.323005439999976E-9,4.5533756494432287E-4,2.6229422540848322E-3,null,1.8419494985925991E-3,3.3578191408238281E-4,4.1310259856678236E-9,4.4490849338693194E-4,2.6226440370878995E-3]
[2004,4,3,10,2.5996490785856925E-3,4.5194169862268203E-4,0,4.3806366833969162E-4,3.4896544455480663E-3,null,{"$f":"E2244*R$5","v":2.7014483645347994E-3},{"$f":"F2244*S$5","v":3.8412913052984532E-4},{"$f":"G2244*T$5","v":0},{"$f":"H2244*V$5","v":4.2803023886772078E-4},3.5136077339323656E-3]
[2004,4,3,13,2.2902590365452913E-3,5.0641873612776336E-4,0,5.0320498451773051E-4,3.2998827571907854E-3,null,2.3799429621486809E-3,4.3043204330475081E-4,0,4.9167955548309135E-4,3.3020545609365234E-3]
[2004,4,3,17,2.4271809059513089E-3,4.6535624804212172E-4,0,4.6682514330146583E-4,3.3593622972948965E-3,null,2.522226535428951E-3,3.955308649142644E-4,0,4.56132959745568E-4,3.3738903600887831E-3]
[2004,4,3,20,2.5662905145660908E-3,3.7583963531782384E-4,7.9037567999999678E-5,3.7859852680951383E-4,3.3997662446934281E-3,null,2.6667835172843354E-3,3.1944596564837562E-4,5.1637824820847779E-5,3.6992708954713467E-4,3.4077943973006937E-3]
[2004,4,3,24,1.6039602104042528E-3,3.4376253240460733E-4,7.9037567999999678E-5,4.6145558393424031E-4,2.4882158947431001E-3,null,1.6667694585658407E-3,2.9218194090907529E-4,5.1637824820847779E-5,4.5088638500158411E-4,2.4614756092973477E-3]
[2004,4,4,4,1.2747497938510296E-3,2.577769398823534E-4,7.9037567999999678E-5,3.6921852665567517E-4,1.9807828283890574E-3,null,1.3246675384600076E-3,2.1909824229412902E-4,5.1637824820847779E-5,3.607619293282016E-4,1.9561655349031857E-3]
[2004,4,4,7,1.7111983064372002E-3,3.0418102720452693E-4,0,3.583988689633293E-4,2.3737782026050564E-3,null,1.7782068758428057E-3,2.5853952812905135E-4,0,3.5019008555016293E-4,2.3869364895220202E-3]
[2004,4,4,8,1.8927226395520815E-3,3.0330040729899981E-4,0,3.1308274920428537E-4,2.5091057960553668E-3,null,1.966839494320393E-3,2.5779104273885987E-4,0,3.0591188818552574E-4,2.5305424252447788E-3]
[2004,4,4,11,2.0979959396086206E-3,4.1932993938736577E-4,0,4.1222084117064538E-4,2.9295467201666315E-3,null,2.180151062134802E-3,3.5641067313083166E-4,0,4.0277931694555273E-4,2.9393410522111866E-3]
[2004,4,4,14,2.1044903107603889E-3,3.3451162758525672E-4,0,2.5689167590970627E-4,2.6958936142553519E-3,null,2.1868997454363849E-3,2.843191080797499E-4,0,2.5100781769807817E-4,2.722226671214213E-3]
[2004,4,4,18,2.4724618266306021E-3,2.3680408768675894E-4,0,1.4590862707366858E-4,2.8551745413910299E-3,null,2.569280605196035E-3,2.0127230699500383E-4,0,1.4256672948000524E-4,2.913119641671044E-3]
[2004,4,4,21,2.5317421698444155E-3,2.5227320564880139E-4,7.9037567999999678E-5,2.1964856427868137E-4,3.0827015077718976E-3,null,2.6308822988796842E-3,2.1442032774841513E-4,5.1637824820847779E-5,2.1461772392923503E-4,3.111558175378182E-3]
[2004,4,5,1,1.5568748580282715E-3,3.837791484060528E-4,7.9037567999999678E-5,5.0180344559718447E-4,2.5214950200315085E-3,null,1.6178402976196869E-3,3.2619417735069508E-4,5.1637824820847779E-5,4.9031011747144933E-4,2.4859824172626787E-3]
[2004,4,5,5,1.9039412508884876E-3,3.3832925170932749E-4,7.9037567999999678E-5,4.3518801998032347E-4,2.7564960905781381E-3,null,1.9784974136514027E-3,2.8756390854834616E-4,5.1637824820847779E-5,4.2522045448449396E-4,2.7429196015050904E-3]
[2004,4,5,8,2.4502374641170964E-3,5.005264639252378E-4,0,4.9987578139069867E-4,3.4506397094330329E-3,null,2.5461859620538145E-3,4.2542388980862698E-4,0,4.8842660457049114E-4,3.4600364564329323E-3]
[2004,4,5,9,2.4524317140251963E-3,5.6258486399401759E-4,0,5.4656147605334799E-4,3.5615780540725617E-3,null,2.5484661362798074E-3,4.7817060323016491E-4,0,5.3404300803507553E-4,3.5606797475450482E-3]
[2004,4,5,12,2.2126519921037533E-3,6.1832719169242257E-4,0,5.9411371155335092E-4,3.4250928953495265E-3,null,2.2992969145686627E-3,5.255489529990689E-4,0,5.805061050476706E-4,3.4053519726154023E-3]
[2004,4,5,18,2.9662347575055673E-3,4.4580021954572963E-4,0,3.7595031021987112E-4,3.787985287271168E-3,null,3.0823891195534505E-3,3.789091629429054E-4,0,3.6733952782640493E-4,3.8286378103227609E-3]
[2004,4,5,20,3.1374299613119183E-3,4.5265720478056233E-4,7.9037567999999678E-5,3.8589259220169728E-4,4.0550173262941776E-3,null,3.2602881318272428E-3,3.8473727702120232E-4,5.1637824820847779E-5,3.7705409134567705E-4,4.0737173250149699E-3]
[2004,4,5,23,2.0529900249404952E-3,3.5843321283545636E-4,7.9037567999999678E-5,3.8197332754379344E-4,2.8724341333197447E-3,null,2.1333827672998912E-3,3.0465132741480726E-4,5.1637824820847779E-5,3.7322459369738646E-4,2.8628965132329325E-3]
[2004,4,6,3,1.809066402006928E-3,4.8475813591388205E-4,7.9037567999999678E-5,6.5050650642350613E-4,3.0233686123443161E-3,null,1.8799073741503742E-3,4.1202155462386581E-4,5.1637824820847779E-5,6.3560727687088034E-4,2.9791740304659681E-3]
[2004,4,6,6,2.3278643784055506E-3,5.35499643986053E-4,7.2457427031785558E-5,6.7886606076096622E-4,3.6146875101843554E-3,null,2.4190208862050456E-3,4.5514944354612497E-4,4.7338803795642072E-5,6.6331728273201994E-4,3.5848264162788327E-3]
[2004,4,6,9,2.392935175556974E-3,6.7502671579353763E-4,0,6.731449334558136E-4,3.7411068248063254E-3,null,2.4866397813827447E-3,5.7374087456946816E-4,0,6.5772719237757805E-4,3.718107848329791E-3]
[2004,4,6,11,2.2610801886694676E-3,7.1196183930111688E-4,0,6.8294464807240704E-4,3.6559866760429915E-3,null,2.3496215039478545E-3,6.0513398771263943E-4,0,6.6730245390080338E-4,3.6220579455612974E-3]
[2004,4,6,14,2.0202046163831796E-3,7.0861770917213349E-4,0,6.722393358458966E-4,3.4010616614012098E-3,null,2.0993135196243746E-3,6.0229163481017472E-4,0,6.5684233661503569E-4,3.3584474910495852E-3]
[2004,4,6,17,2.5371413400246028E-3,6.3843519813114107E-4,0,6.0622105689469826E-4,3.781797595050442E-3,null,2.6364928943916938E-3,5.4263981019045664E-4,0,5.9233614322032346E-4,3.7714688478024737E-3]
[2004,4,6,21,3.0461081504307768E-3,5.8711556500352588E-4,7.9037567999999678E-5,5.8034308183279963E-4,4.2926043652671015E-3,null,3.165390263232828E-3,4.9902054223510076E-4,5.1637824820847779E-5,5.6705087843418242E-4,4.283099508722959E-3]
[2004,4,6,24,2.0057084002341285E-3,4.8650226531472699E-4,7.9037567999999678E-5,5.9671130463875724E-4,3.1679595381876122E-3,null,2.0842496482232765E-3,4.135039823624876E-4,5.1637824820847779E-5,5.830442027471252E-4,3.1324356581537371E-3]
[2004,4,7,4,1.8461381911575082E-3,5.2287125447652259E-4,7.9037567999999678E-5,7.1144964909059622E-4,3.1594966627246264E-3,null,1.9184308521829163E-3,4.4441590801029898E-4,5.1637824820847779E-5,6.9515457512551776E-4,3.1096391601395808E-3]
[2004,4,7,8,2.5571419044616455E-3,6.6149643272474549E-4,0,7.1069371373623502E-4,3.9293320509226261E-3,null,2.6572766580670653E-3,5.6224077204102896E-4,0,6.9441595374766611E-4,3.9139333838557602E-3]
[2004,4,7,11,2.2285267788332568E-3,7.5336519604230824E-4,0,7.4231584133710329E-4,3.7242078162126684E-3,null,2.3157933397981354E-3,6.4032488838518177E-4,0,7.2531380675110093E-4,3.6814320349344179E-3]
[2004,4,7,12,2.1480814288605595E-3,7.5087654327734275E-4,0,7.3845317770515487E-4,3.6374111498430569E-3,null,2.2321978418871624E-3,6.3820965089833278E-4,0,7.2153961373638484E-4,3.5919471065218801E-3]
[2004,4,7,15,1.9649689960805346E-3,7.2736153231841064E-4,0,7.0674316543081056E-4,3.3990736938297557E-3,null,2.0419149355770903E-3,6.1822300053705314E-4,0,6.9055588897388976E-4,3.3506938250880336E-3]
[2004,4,7,19,3.2210976240699268E-3,6.2604398735027148E-4,5.2691712263458341E-6,5.8884571689692621E-4,4.4412564995434702E-3,null,3.3472321246083903E-3,5.3210786538878578E-4,3.4425216719357931E-6,5.7535876877189704E-4,4.4581412804410095E-3]
[2004,4,7,22,2.7597794120101673E-3,6.0810912257301143E-4,7.9037567999999678E-5,6.6308560631718732E-4,4.1100117089003657E-3,null,2.8678492187521314E-3,5.1686407612558036E-4,5.1637824820847779E-5,6.4789826450891048E-4,4.0842493842074695E-3]
[2004,4,8,1,1.6092252576080635E-3,4.5769184348482211E-4,7.9037567999999678E-5,6.0399387114525949E-4,2.7499485402381445E-3,null,1.6722406789990503E-3,3.890164824892816E-4,5.1637824820847779E-5,5.9015996903096835E-4,2.703054955340148E-3]
[2004,4,8,5,1.7396303011512832E-3,4.408962355108423E-4,7.9037567999999678E-5,5.821805583091119E-4,2.8417446629712372E-3,null,1.8077522349658945E-3,3.7474100778219687E-4,5.1637824820847779E-5,5.6884626926869428E-4,2.8029773368376332E-3]
[2004,4,8,9,2.186923678699285E-3,6.6698362957497018E-4,0,6.7708501152532574E-4,3.5309923197995811E-3,null,2.2725611098243733E-3,5.6690463059080778E-4,0,6.6157702672618463E-4,3.5010427671413658E-3]
[2004,4,8,12,2.0056799300801169E-3,6.9542276782959571E-4,0,6.8134563541842413E-4,3.3824483333281365E-3,null,2.0842200632105816E-3,5.9107655693453707E-4,0,6.6574006510277577E-4,3.3410366852478944E-3]
[2004,4,8,13,1.9244838267498611E-3,7.1380983122537383E-4,0,7.1123586144363003E-4,3.3495295194188651E-3,null,1.9998444132988437E-3,6.0670469369806721E-4,0,6.9494568408019384E-4,3.3014947910771047E-3]
[2004,4,8,16,1.9774761860755384E-3,6.6504287215518674E-4,0,6.4944349643047874E-4,3.291962554661204E-3,null,2.0549118928338407E-3,5.6525507830894773E-4,0,6.3456861410535409E-4,3.2547355852481424E-3]
[2004,4,8,20,3.0897986060613126E-3,5.9809577373704404E-4,7.9037567999999678E-5,5.9489154521966592E-4,4.3618234930180222E-3,null,3.2107915871580953E-3,5.0835320183853321E-4,5.1637824820847779E-5,5.8126612317757858E-4,4.3520487369950551E-3]
[2004,4,8,22,2.6402612968516206E-3,5.5726899626377848E-4,7.9037567999999678E-5,6.1702268495034661E-4,3.8935905460657453E-3,null,2.7436509108393604E-3,4.7365236635259542E-4,5.1637824820847779E-5,6.0289037031325426E-4,3.8718314723260577E-3]
[2004,4,9,3,1.4404217979888505E-3,4.6390035279601072E-4,7.9037567999999678E-5,6.3078122580089639E-4,2.6141409445857569E-3,null,1.4968270688804771E-3,3.9429342261421661E-4,5.1637824820847779E-5,6.1633378494074971E-4,2.5590921012562913E-3]
[2004,4,9,7,2.3700946621545115E-3,5.244735970077409E-4,0,6.2552273772699342E-4,3.5200909968892461E-3,null,2.4629048595871516E-3,4.4577782359632185E-4,0,6.1119573750831487E-4,3.5198784206917884E-3]
[2004,4,9,10,2.2914865652726964E-3,6.3253747297268843E-4,0,6.3122037392838678E-4,3.5552444121737716E-3,null,2.3812185594977169E-3,5.3762702193895298E-4,0,6.1676287480026822E-4,3.535608456236938E-3]
[2004,4,9,13,2.1123060264009886E-3,6.2791025798561559E-4,0,6.1277780239010304E-4,3.3529940867767071E-3,null,2.1950215155663957E-3,5.3369410741662445E-4,0,5.9874271272933994E-4,3.32745833571236E-3]
[2004,4,9,14,1.9509518764414787E-3,6.6213662555192907E-4,0,6.6085092937980374E-4,3.2739394313732115E-3,null,2.0273489215576071E-3,5.627849057530253E-4,0,6.4571477071010774E-4,3.2358485980207401E-3]
[2004,4,9,19,2.672681473099904E-3,5.7779183382697418E-4,2.6345855736541337E-6,5.6347908972436702E-4,3.8165869822248998E-3,null,2.7773406241261636E-3,4.9109581043660182E-4,1.7212608101489847E-6,5.5057313994061156E-4,3.8207308353135263E-3]
[2004,4,9,22,2.5466818115260441E-3,4.2839433778773893E-4,7.9037567999999678E-5,4.1102072905973864E-4,3.4651344463735214E-3,null,2.646406959850283E-3,3.6411498429955708E-4,5.1637824820847779E-5,4.0160669225506793E-4,3.463766461225756E-3]
[2004,4,10,1,1.6056866382118281E-3,4.2629401997145653E-4,7.9037567999999678E-5,5.5349959162876621E-4,2.6645178178120502E-3,null,1.6685634913126753E-3,3.6232981320544547E-4,5.1637824820847779E-5,5.4082221270706685E-4,2.6233533420460349E-3]
[2004,4,10,4,1.5228789486968766E-3,4.1181678696835036E-4,7.9037567999999678E-5,5.6547324080507405E-4,2.5792065444703006E-3,null,1.5825131473436453E-3,3.5002484789043028E-4,5.1637824820847779E-5,5.5252161689750784E-4,2.5366974369524309E-3]
[2004,4,10,8,2.356666439484777E-3,4.8244808466730589E-4,0,5.5893534628385303E-4,3.3980498704359362E-3,null,2.4489508030690701E-3,4.1005812000490731E-4,0,5.4613346659913571E-4,3.4051423896731131E-3]
[2004,4,10,11,3.0387318175642839E-3,5.1748937431675358E-4,0,5.1740118293925848E-4,4.0736223748202962E-3,null,3.1577250816040474E-3,4.3984156368073561E-4,0,5.0555060355336474E-4,4.1031172488381479E-3]
[2004,4,10,12,2.8378644537045946E-3,5.5857310048862559E-4,0,5.8324441610211057E-4,3.9796819702953307E-3,null,2.9489919814110065E-3,4.7476079344294239E-4,0,5.6988576041614412E-4,3.9936385352700929E-3]
[2004,4,10,16,2.5194373657015066E-3,5.7679982361773588E-4,0,6.1416013105233195E-4,3.7103973203715746E-3,null,2.6180956526736256E-3,4.9025264854135565E-4,0,6.0009338047526382E-4,3.7084416816902449E-3]
[2004,4,10,19,2.8001437010396054E-3,4.5809233924240164E-4,0,4.2065799675356332E-4,3.6788940370355706E-3,null,2.909794127194739E-3,3.8935688499608449E-4,0,4.1102322754696808E-4,3.7101742397377918E-3]
[2004,4,10,23,2.1293343241058403E-3,4.4529958747491715E-4,7.9037567999999678E-5,5.3077441941507973E-4,3.1844458989958371E-3,null,2.2127166219422954E-3,3.78483649292223E-4,5.1637824820847779E-5,5.1861753883442887E-4,3.1614556348897949E-3]
[2004,4,11,2,1.5103702246574613E-3,4.0371403664217606E-4,7.9037567999999678E-5,5.5681627494851135E-4,2.5499381042481482E-3,null,1.5695145959710578E-3,3.4313789223402752E-4,5.1637824820847779E-5,5.4406293056659556E-4,2.5083532435925286E-3]
[2004,4,11,5,1.5477373437785017E-3,4.1383453335420279E-4,7.9037567999999678E-5,5.7307500632955259E-4,2.6136844514622567E-3,null,1.6083449687580764E-3,3.517398371626955E-4,5.1637824820847779E-5,5.5994927125102036E-4,2.5716719019926401E-3]
[2004,4,11,9,2.4933034280261346E-3,5.0085966762068832E-4,0,5.730560192435311E-4,3.5672191148903541E-3,null,2.590938339875701E-3,4.2570709723607352E-4,0,5.5993071904604985E-4,{"$f":"SUM(K2435:N2435)","v":3.5765761561578242E-3}]
[2004,4,11,13,2.417568844254368E-3,5.3820138604395731E-4,0,5.733106926304666E-4,3.529080922928792E-3,null,2.5122380763846494E-3,4.5744579688280872E-4,0,5.601795593825616E-4,3.5298634326500198E-3]
[2004,4,11,14,2.4304159489968316E-3,5.042658030882767E-4,0,5.1154450556139793E-4,3.4462262576465063E-3,null,2.5255882590617734E-3,4.2860215175221798E-4,0,4.9982806777102513E-4,3.4540184785850168E-3]
[2004,4,11,17,2.8704003929177959E-3,4.6591769445851228E-4,0,4.6489948722876044E-4,3.8012175746050684E-3,null,2.9828019908080916E-3,3.9600806789072017E-4,0,4.5425140898400603E-4,3.8330614676828178E-3]
[2004,4,11,20,3.1702320246137072E-3,3.9083070152645547E-4,7.7720275173653836E-5,3.9055908726708945E-4,4.0293420885809056E-3,null,3.2943746864279866E-3,3.3218766495602168E-4,5.0777194389954381E-5,3.8161370480343127E-4,4.0589532505773936E-3]
[2004,4,11,24,1.5331564499878954E-3,4.1463823623444737E-4,7.9037567999999678E-5,5.3806351637994388E-4,2.5648957706022862E-3,null,1.5931931038357854E-3,3.5242294670875763E-4,5.1637824820847779E-5,5.2573968600272923E-4,2.5229935613681202E-3]
[2004,4,12,3,1.467585479806976E-3,4.4412264913747568E-4,7.9037567999999678E-5,6.1384303762465652E-4,2.6045887345691079E-3,null,1.5250544494245623E-3,3.7748330720910382E-4,5.1637824820847779E-5,5.9978354976936274E-4,2.5539591312238766E-3]
[2004,4,12,6,2.0310750097077847E-3,4.7522521344308788E-4,5.7967206179093908E-5,6.0846611376190701E-4,3.1727335430918741E-3,null,2.1106095851243303E-3,4.039190200905967E-4,3.7871869210728097E-5,5.9452977920658337E-4,3.1469302536322385E-3]
[2004,4,12,11,2.164050383035332E-3,7.2273744247341825E-4,0,7.5307627609748774E-4,3.6398641016062382E-3,null,2.2487921220514066E-3,6.1429274223811321E-4,0,7.3582778404180922E-4,3.5989126483313288E-3]
[2004,4,12,14,2.0478089466928972E-3,6.2535233288626925E-4,0,5.8875549418324201E-4,3.2619167737624084E-3,null,2.1279988039512245E-3,5.3151999171239357E-4,0,5.7527061252320394E-4,3.2347894081868221E-3]
[2004,4,12,15,2.0427806993900299E-3,6.4828945546182041E-4,0,6.3734651983347402E-4,3.3284166746853244E-3,null,2.122773656232365E-3,5.5101546420066897E-4,0,6.227487071908687E-4,3.2965378276239026E-3]
[2004,4,12,18,2.8271301285235076E-3,5.6573886128628999E-4,0,5.6333847052658257E-4,3.9562074603363799E-3,null,2.9378373123275128E-3,4.8085135218797591E-4,0,5.5043574149110034E-4,3.9691244060065887E-3]
[2004,4,12,21,2.9486964558754943E-3,5.1462567396405514E-4,7.9037567999999678E-5,5.2204246471003728E-4,4.0644021625495866E-3,null,3.064164038081664E-3,4.3740755343133294E-4,5.1637824820847779E-5,5.1008558120291128E-4,4.0632949975367557E-3]
[2004,4,13,3,1.4137375151841121E-3,3.8859012876863325E-4,7.9037567999999678E-5,5.4659262353393958E-4,2.4279578354866847E-3,null,1.4690978600670852E-3,3.302832837759402E-4,5.1637824820847779E-5,5.3407344211240564E-4,2.3850924107762786E-3]
[2004,4,13,5,1.6555772397103419E-3,3.972846521928758E-4,7.9037567999999678E-5,5.3338213100670678E-4,2.6652815909099237E-3,null,1.7204077517299857E-3,3.3767321865803659E-4,5.1637824820847779E-5,5.2116552328539394E-4,2.6308843184942639E-3]
[2004,4,13,9,2.0774365054351488E-3,6.2651131663313524E-4,0,6.1813569419544539E-4,3.3220835162637297E-3,null,2.1587865440230339E-3,5.3250507324025128E-4,0,6.0397788714578967E-4,3.2952695044090744E-3]
[2004,4,13,12,1.8767760132305808E-3,6.4427832976932142E-4,0,6.1745602514682153E-4,3.1385103681467238E-3,null,1.950268416342629E-3,5.4760619652432661E-4,0,6.0331378526686397E-4,3.1011883981338197E-3]
[2004,4,13,15,1.7878418459400828E-3,6.4659385522778355E-4,0,6.2680806132692603E-4,3.0612437624947925E-3,null,1.857851688732268E-3,5.4957428396522757E-4,0,6.1245162200014374E-4,3.0198775946976395E-3]
[2004,4,13,16,1.9927103101690883E-3,6.5223728582683568E-4,0,6.4794658900158909E-4,3.2928941849975132E-3,null,2.0707425678109536E-3,5.543709338336198E-4,0,6.3310599190986611E-4,3.2582194935544392E-3]
[2004,4,13,19,2.8741683845786431E-3,4.8244796337894844E-4,0,4.2869259086925185E-4,3.7853089388268433E-3,null,2.9867175327147381E-3,4.1005801691552338E-4,0,4.1887379696665472E-4,3.815649346596916E-3]
[2004,4,13,24,1.5988461997155528E-3,3.8407431736663079E-4,7.9037567999999678E-5,4.8977523042347101E-4,2.5517333155056542E-3,null,1.6614551890650055E-3,3.2644505704719522E-4,5.1637824820847779E-5,4.785573970656004E-4,2.5180954679986491E-3]
[2004,4,14,3,1.1032693669091815E-3,3.1564860820028703E-4,7.9037567999999678E-5,4.4529470893868038E-4,1.9432502520481485E-3,null,1.146472134038805E-3,2.682864311712059E-4,5.1637824820847779E-5,4.350956593956959E-4,1.9014920494265545E-3]
[2004,4,14,6,1.7580059112595335E-3,3.4511362999554334E-4,5.4015327779093917E-5,3.9782000610448309E-4,2.5549548751386537E-3,null,1.8268474129586368E-3,2.9333031014441889E-4,3.5289977969685703E-5,3.887083192373285E-4,2.54417602031007E-3]
[2004,4,14,10,1.7400112947847778E-3,5.9605227987819182E-4,0,5.5179390420110773E-4,2.8878574788640775E-3,null,1.8081481478745176E-3,5.0661632842845348E-4,0,5.3915559241905851E-4,2.8539200687220296E-3]
[2004,4,14,13,1.5865587996499453E-3,6.1436355169626326E-4,0,5.5599563351870353E-4,2.7569179848649121E-3,null,1.6486866284600185E-3,5.2218004592521829E-4,0,5.4326108514408727E-4,2.7141277595293242E-3]
[2004,4,14,16,1.8785590796630799E-3,6.276753242267177E-4,0,6.0743505709458863E-4,3.113669460984386E-3,null,1.9521213056181892E-3,5.3349442480089642E-4,0,5.9352233790639273E-4,3.0791380683254784E-3]
[2004,4,14,17,2.2411974466399129E-3,5.7275332199372244E-4,0,5.6016030265008878E-4,3.3741110712837241E-3,null,2.3289601764707514E-3,4.8681331299153379E-4,0,5.4733036651103588E-4,3.363103855973321E-3]
[2004,4,14,21,2.4484245531357922E-3,3.9844299367567797E-4,7.9037567999999678E-5,3.7541828354936853E-4,3.3013233983608383E-3,null,2.5443020595510369E-3,3.3865775429172887E-4,5.1637824820847779E-5,3.6681968671809683E-4,3.3014173253817104E-3]
[2004,4,15,1,1.414905430821913E-3,4.2755999721479554E-4,7.9037567999999678E-5,5.7495147096849541E-4,2.4964544670052036E-3,null,1.470311509946079E-3,3.6340583415955617E-4,5.1637824820847779E-5,5.6178275726157607E-4,2.4471379261880588E-3]
[2004,4,15,4,1.4868949036234318E-3,4.143968526131534E-4,7.9037567999999678E-5,5.7834095227183777E-4,2.5586702765084228E-3,null,1.5451200082027697E-3,3.5221778201416457E-4,5.1637824820847779E-5,5.650946057364929E-4,2.5140702207742749E-3]
[2004,4,15,7,2.3611195542073116E-3,5.3295351506165117E-4,0,5.971402880578404E-4,3.4912133573268031E-3,null,2.4535782966732533E-3,4.5298535403429633E-4,0,5.8346336071116362E-4,3.4900270114187129E-3]
[2004,4,15,11,1.9266792219410557E-3,6.9039719791851408E-4,0,6.8803106384996869E-4,3.3051074837095384E-3,null,2.002125777655908E-3,5.8680505951298029E-4,0,6.7227237018831893E-4,3.2612032073572072E-3]
[2004,4,15,14,1.7111699649197945E-3,6.8641696528080193E-4,0,6.7235325745940838E-4,3.0699401876600049E-3,null,1.778177424503979E-3,5.834220494763089E-4,0,6.5695364896291536E-4,3.0185531229432036E-3]
[2004,4,15,18,2.5711358313150029E-3,5.9519764804598645E-4,0,6.0044121013139292E-4,3.7667746894923825E-3,null,2.6718185710978763E-3,5.0588993167500357E-4,0,5.8668867832077371E-4,3.7643971810936536E-3]
[2004,4,15,19,2.7857043419417232E-3,5.7168520267628347E-4,0,5.6631779305946271E-4,3.9237073376774696E-3,null,2.8947893393019334E-3,4.85905461943577E-4,0,5.5334682549002217E-4,3.9340416267355325E-3]
[2004,4,15,22,2.3076517544910347E-3,4.6733896116889375E-4,7.9037567999999678E-5,5.1971785299398854E-4,3.3737461366539169E-3,null,2.3980167590454933E-3,3.972160775684588E-4,5.1637824820847779E-5,5.0781421249555825E-4,3.3546848739303579E-3]
[2004,4,16,2,1.3789097190056805E-3,4.6807937969097369E-4,7.9037567999999678E-5,6.2690775724654672E-4,2.5529344239432006E-3,null,1.4329062472061057E-3,3.9784539839453337E-4,5.1637824820847779E-5,6.1254903448004902E-4,2.4949385049015359E-3]
[2004,4,16,5,1.6376353675374674E-3,4.8402324617148645E-4,7.9037567999999678E-5,6.6059135467626544E-4,2.8612875363852189E-3,null,1.7017632963543113E-3,4.1139693299978904E-4,5.1637824820847779E-5,6.4546114131696362E-4,2.8102591954919116E-3]
[2004,4,16,8,2.2753545606909661E-3,6.0908118395758271E-4,0,6.8155760446734364E-4,3.5659933491158924E-3,null,2.3644548440589809E-3,5.176902824606341E-4,0,6.6594717920330244E-4,3.5480923057229176E-3]
[2004,4,16,11,2.1343733277961068E-3,6.6332882003641727E-4,0,6.7020754828890357E-4,3.4679096961214278E-3,null,2.2179529472563879E-3,5.6379821484166346E-4,0,6.5485708520935694E-4,3.4366082473074083E-3]
[2004,4,16,16,2.0425916024179574E-3,6.5154693711905914E-4,0,6.6489454000580946E-4,3.3590330795428263E-3,null,2.1225771544390454E-3,5.5378416998844073E-4,0,6.4966576630099337E-4,3.3260270907284795E-3]
[2004,4,16,19,2.5631053335053262E-3,6.0562848298100782E-4,0,6.1186242838796477E-4,3.780596244874299E-3,null,2.663473608174591E-3,5.147556494578525E-4,0,5.9784830449349249E-4,3.7760775621259362E-3]
[2004,4,16,20,2.7843665844906641E-3,5.419943254064177E-4,6.9816518373653867E-5,5.1850565648638549E-4,3.914683084757121E-3,null,2.8933991967984409E-3,4.6066961646815471E-4,4.5613411907869601E-5,5.0662978018992913E-4,3.9063120053643942E-3]
[2004,4,16,23,1.8948119480138729E-3,4.8405252852995061E-4,7.9037567999999678E-5,5.6457367607438535E-4,3.0224757206182085E-3,null,1.9690106177130107E-3,4.1142182162354511E-4,5.1637824820847779E-5,5.5164265583686342E-4,2.9837129199942669E-3]
[2004,4,17,3,1.2435723827206229E-3,3.813715494902488E-4,7.9037567999999678E-5,5.450103017790222E-4,2.2489918019898934E-3,null,1.292269255552344E-3,3.2414783181318251E-4,5.1637824820847779E-5,5.3252736192435928E-4,2.2005822741107336E-3]
[2004,4,17,8,1.9479182804190982E-3,5.0268171356873713E-4,0,5.7699511555539356E-4,3.0275951095432288E-3,null,2.0241965333830545E-3,4.2725575036532096E-4,0,5.63779594123227E-4,3.0152318778716024E-3]
[2004,4,17,10,2.4756852203889866E-3,5.4113123941295835E-4,0,5.7890155070367845E-4,3.5957180105056236E-3,null,2.5726302233689525E-3,4.5993603407633202E-4,0,5.6564236419726435E-4,3.5982086216425485E-3]
[2004,4,17,14,2.0609563951973064E-3,5.7446389450523084E-4,0,6.1106851526486667E-4,3.246488804967404E-3,null,2.1416610915086531E-3,4.8826721895674224E-4,0,5.9707257519138479E-4,3.22700088565678E-3]
[2004,4,17,17,2.3552119012035231E-3,5.3345434537380859E-4,0,5.7279963527963025E-4,3.461465881856962E-3,null,2.4474393067315781E-3,4.5341103618077303E-4,0,5.5968020731170254E-4,3.4605305502240537E-3]
[2004,4,17,18,2.373387805410489E-3,4.807851660178271E-4,0,5.1148190242116985E-4,3.3656548738494859E-3,null,2.4663269585682491E-3,4.0864471757509646E-4,0,4.9976689849586648E-4,3.3747385746392125E-3]
[2004,4,17,21,2.3583592771982301E-3,4.2083055695561945E-4,7.9037567999999678E-5,4.7341107390307298E-4,3.3316384760569218E-3,null,2.4507099303720976E-3,3.5768612729562279E-4,5.1637824820847779E-5,4.6256804590383434E-4,3.3226019283924026E-3]
[2004,4,18,1,1.427144444432537E-3,4.315186139656564E-4,7.9037567999999678E-5,5.9243733413389624E-4,2.5301379605320892E-3,null,1.4830297893378217E-3,3.6677047171179629E-4,5.1637824820847779E-5,5.7886812345015262E-4,2.4803062093206184E-3]
[2004,4,18,5,1.3635594532519241E-3,4.3079876791413531E-4,7.9037567999999678E-5,6.0869904255717012E-4,2.4820948317232291E-3,null,1.4169548825941482E-3,3.6615863651551136E-4,5.1637824820847779E-5,5.9475737299050416E-4,2.4295087169210116E-3]
[2004,4,18,8,1.9109427544969923E-3,5.0694627283480963E-4,0,6.2807824581646095E-4,3.0459672731482628E-3,null,1.9857730881369644E-3,4.3088042462742542E-4,0,6.1369271412842338E-4,3.0303462268928133E-3]
[2004,4,18,11,2.255441063269983E-3,6.0173220976025008E-4,0,6.9919455883940746E-4,3.5563678318696404E-3,null,2.3437615568444813E-3,5.1144400096611662E-4,0,6.8318017599891816E-4,3.5383857338095164E-3]
[2004,4,18,15,2.1665764429907187E-3,5.1733416036836251E-4,0,5.4314713229554985E-4,3.2270577356546312E-3,null,2.2514170996268063E-3,4.3970963914439994E-4,0,5.3070686655645012E-4,3.2218336053276564E-3]
[2004,4,18,18,2.4784164378434666E-3,4.7531560343588207E-4,0,5.1235062474171557E-4,3.4660826660210644E-3,null,2.5754683921765703E-3,4.0399584732173392E-4,0,5.0061572356228251E-4,3.4800799630605866E-3]
[2004,4,18,22,2.1023832962202651E-3,4.478679678302785E-4,7.9037567999999678E-5,5.3284405051127201E-4,3.1621328825618151E-3,null,2.1847102226156493E-3,3.8066665147100306E-4,5.1637824820847779E-5,5.2063976700922538E-4,3.1376544659167255E-3]
[2004,4,18,23,1.6543279933425319E-3,4.2747055990376186E-4,7.9037567999999678E-5,5.2726338737524379E-4,2.688099508621537E-3,null,1.7191095863025745E-3,3.6332981666298747E-4,5.1637824820847779E-5,5.1518692362641802E-4,2.6492641514128277E-3]
[2004,4,19,2,1.144451695516127E-3,4.1954175602498833E-4,7.9037567999999678E-5,6.0582015101985382E-4,2.2488511705609686E-3,null,1.1892671155535764E-3,3.5659070728366523E-4,5.1637824820847779E-5,5.9194441971121908E-4,2.1894400673693084E-3]
[2004,4,19,6,1.5985656751234939E-3,4.8738577292998397E-4,4.3476985405439825E-5,6.5232169554418418E-4,2.781750129003102E-3,null,1.6611636794506227E-3,4.1425492216976684E-4,2.8404934677451946E-5,6.3738089082032896E-4,2.7412044271181704E-3]
[2004,4,19,9,1.9240362036004647E-3,6.4286457222069199E-4,0,6.9445184049002102E-4,3.2613526163111778E-3,null,1.9993792617386485E-3,5.4640456927994958E-4,0,6.7854608507860923E-4,{"$f":"SUM(K2627:N2627)","v":3.2243299160972074E-3}]
[2004,4,19,13,1.6882924716008717E-3,6.5163633747576525E-4,0,6.5407986498648447E-4,2.9940086740631216E-3,null,1.7544040747006729E-3,5.5386015607557368E-4,0,6.3909879107261415E-4,2.947363021848861E-3]
[2004,4,19,16,1.9855334495478675E-3,6.6358428402145712E-4,0,6.8334516175604543E-4,3.3324628953253698E-3,null,2.0632846695325295E-3,5.6401534718141899E-4,0,6.6769379420146622E-4,3.2949938109154151E-3]
[2004,4,19,19,2.5257886658296811E-3,5.426230821380262E-4,0,5.6437476120683842E-4,3.6327865091745457E-3,null,2.6246956624538919E-3,4.6120403003823156E-4,0,5.5144829692416663E-4,3.6373479894162902E-3]
[2004,4,19,21,2.3922325518202507E-3,5.1905989628253765E-4,7.9037567999999678E-5,5.732062414764463E-4,3.5635362575792344E-3,null,2.4859096437037441E-3,4.4117643328677814E-4,5.1637824820847779E-5,5.6007750058235397E-4,3.5388014023937236E-3]
[2004,4,19,24,1.3208683078221504E-3,4.2970031014280682E-4,7.9037567999999678E-5,5.8593223843825975E-4,2.4155384244032166E-3,null,1.3725920007146746E-3,3.6522499921249181E-4,5.1637824820847779E-5,5.7251202075162531E-4,2.3619668454996391E-3]
[2004,4,20,3,1.0448449644736629E-3,2.9528226835870332E-4,7.9037567999999678E-5,4.268825728002403E-4,1.8460473736326062E-3,null,1.0857598987958003E-3,2.5097600277023102E-4,5.1637824820847779E-5,4.1710523563087844E-4,1.8054789620177575E-3]
[2004,4,20,7,1.843054602930497E-3,4.0638837765194535E-4,0,3.9911755155869433E-4,2.6485605321411366E-3,null,1.9152265141661521E-3,3.4541095597201345E-4,0,3.8997614565354955E-4,2.6506136157917149E-3]
[2004,4,20,10,1.6488239242505431E-3,5.7454994045072233E-4,0,5.2003056997189704E-4,2.7434044346731625E-3,null,1.7133899841573E-3,4.883403539525349E-4,0,5.0811976699008984E-4,2.709850105099925E-3]
[2004,4,20,12,1.6077508754746544E-3,5.9301367438155167E-4,0,5.2674992334536509E-4,2.7275144732015711E-3,null,1.6707085617468386E-3,5.0403365705512209E-4,0,5.1468521999919873E-4,2.6894274388011598E-3]
[2004,4,20,18,2.1181386884691657E-3,4.8623635063388361E-4,0,4.2815546607540125E-4,3.0325305051784506E-3,null,2.2010825780131526E-3,4.1327796742414761E-4,0,4.1834897450263936E-4,3.0327095199399394E-3]
[2004,4,20,21,2.3373986181246796E-3,3.8000352183964562E-4,7.9037567999999678E-5,3.3974891204285228E-4,3.1361886200071769E-3,null,2.4289284758518513E-3,3.2298507282553328E-4,5.1637824820847779E-5,3.3196728806093048E-4,3.1355186615591628E-3]
[2004,4,20,22,1.8949232165230427E-3,3.432421132817168E-4,7.9037567999999678E-5,3.6171006064572949E-4,2.6789129584504886E-3,null,1.9691262433697955E-3,2.9173960919727201E-4,5.1637824820847779E-5,3.5342543755304928E-4,2.6659291149409648E-3]
[2004,4,21,1,1.0193533543800882E-3,3.3515726420843301E-4,7.9037567999999678E-5,4.732744460292246E-4,1.9068226326177454E-3,null,1.0592700663934551E-3,2.8486786876161382E-4,5.1637824820847779E-5,4.6243454736080074E-4,1.8582103073367172E-3]
[2004,4,21,4,1.0344501237912293E-3,3.3224336732223987E-4,7.9037567999999678E-5,4.8407284607295225E-4,1.9298039051864212E-3,null,1.0749580080358224E-3,2.8239119382597908E-4,5.1637824820847779E-5,4.7298562037633747E-4,1.8819726470589867E-3]
[2004,4,21,9,1.6394151254380536E-3,5.9002713875604238E-4,0,5.7671074163320431E-4,2.8061530058273005E-3,null,1.7036127475396313E-3,5.0149524261666799E-4,0,5.6350173351382346E-4,2.768609723670123E-3]
[2004,4,21,12,1.5506435121511888E-3,6.2033627632469477E-4,0,5.7316119348564275E-4,2.7441409819615264E-3,null,1.611364939361851E-3,5.2725658018927405E-4,0,5.6003348437270745E-4,2.6986550039238325E-3]
[2004,4,21,16,1.7280908933827003E-3,6.3805538026913845E-4,0,6.098060380661743E-4,2.975952311718013E-3,null,1.7957609571811646E-3,5.4231698291973697E-4,0,5.9583901382582018E-4,2.9339169539267219E-3]
[2004,4,21,19,2.1753490648426452E-3,4.8291397281984656E-4,0,4.4196318884460643E-4,3.100226226507098E-3,null,2.2605332473214263E-3,4.1045410296356106E-4,0,4.3184044458396834E-4,3.1028277948689557E-3]
[2004,4,21,22,1.8163385559528866E-3,3.7857401386489899E-4,7.9037567999999678E-5,4.2129310895910627E-4,2.6952432467768914E-3,null,1.8874642973311919E-3,3.2177005846173727E-4,5.1637824820847779E-5,4.1164379311470092E-4,2.6725159737284775E-3]
[2004,4,21,23,1.4409413995679545E-3,3.3531499688665024E-4,7.9037567999999678E-5,4.1685648579966494E-4,2.2721504502542693E-3,null,1.4973670174634004E-3,2.8500193409951996E-4,5.1637824820847779E-5,4.0730878656668201E-4,2.2413155629504499E-3]
[2004,4,22,2,9.8058425020901567E-4,3.3227947779260804E-4,7.9037567999999678E-5,4.813497982770675E-4,1.8732510942786908E-3,null,{"$f":"E2692*R$5","v":1.0189828084246212E-3},{"$f":"F2692*S$5","v":2.8242188602284389E-4},{"$f":"G2692*T$5","v":5.1637824820847779E-5},{"$f":"H2692*V$5","v":4.7032494138659535E-4},1.8233674606549081E-3]
[2004,4,22,6,1.5321750005769408E-3,3.8144329198831355E-4,3.6890521431785703E-5,4.7048994140523153E-4,2.4209987554022717E-3,null,1.5921732219879093E-3,3.2420880955320435E-4,2.410178262626057E-5,4.5971381915283665E-4,2.4001976333202107E-3]
[2004,4,22,10,1.5638799060097501E-3,6.0408775352633996E-4,0,5.6847974983073558E-4,2.7364474093668255E-3,null,1.6251196552718161E-3,5.1344610208126182E-4,0,5.5545926470858807E-4,2.6940250220616659E-3]
[2004,4,22,13,1.4236961923981574E-3,6.2471189134214898E-4,0,5.6396484518012957E-4,2.6123729289204358E-3,null,1.4794465076958831E-3,5.3097564660273039E-4,0,5.5104776963211134E-4,2.5614699239307247E-3]
[2004,4,22,17,2.0222561701247134E-3,5.952147472823E-4,0,5.7973584844084672E-4,3.1972067658478601E-3,null,2.1014454098650516E-3,5.059044652194804E-4,0,5.6645755314247044E-4,3.1738074282270023E-3]
[2004,4,22,20,2.3128011521573863E-3,4.7112896805759493E-4,6.0595468826345609E-5,4.3880278814344538E-4,3.283328377184772E-3,null,2.4033678012375698E-3,4.0043740468940315E-4,3.9588999046529241E-5,4.2875242983907353E-4,3.2721466348125759E-3]
[2004,4,22,23,1.42426280473445E-3,3.3474717658912953E-4,7.9037567999999678E-5,4.1460891914799384E-4,2.2526564684715727E-3,null,1.4800353079235029E-3,2.8451931362469203E-4,5.1637824820847779E-5,4.0511269828017317E-4,2.2213051446492156E-3]
[2004,4,23,3,1.1298175524659907E-3,3.5786838185049194E-4,7.9037567999999678E-5,5.2071838384702674E-4,2.0874418861635087E-3,null,1.1740599161916276E-3,3.0417124771467798E-4,5.1637824820847779E-5,5.0879182714605778E-4,2.0386608158732113E-3]
[2004,4,23,4,1.19092215547172E-3,3.5819051328988638E-4,7.9037567999999678E-5,5.1638507846496083E-4,2.144535315226567E-3,null,1.2375573055951161E-3,3.0444504424663774E-4,5.1637824820847779E-5,5.045577719805101E-4,2.0981979466431116E-3]
[2004,4,23,8,1.9017935165483143E-3,4.9596057257622237E-4,0,4.7686832241177228E-4,2.8746224115363088E-3,null,1.9762655764897991E-3,4.2154309748666129E-4,0,4.6594610944106462E-4,2.8637547834175253E-3]
[2004,4,23,11,1.7627722879286849E-3,5.5931672673518226E-4,0,4.7346608040991746E-4,2.7955550950737847E-3,null,1.8318004354891397E-3,4.7539284068354778E-4,0,4.6262179253923365E-4,2.7698150687119213E-3]
[2004,4,23,14,1.5280335528644173E-3,5.8051652503485901E-4,0,5.0575361719705015E-4,2.6143036950963265E-3,null,1.5878695999175453E-3,4.9341166946850073E-4,0,4.9416981416774758E-4,2.5754510835537935E-3]
[2004,4,23,18,2.0644476609478629E-3,4.8504297673436291E-4,0,4.484641772416977E-4,2.9979548149239236E-3,null,2.1452890712347198E-3,4.1226365588835232E-4,0,4.381925340576964E-4,2.9957452611807686E-3]
[2004,4,23,20,2.4256189707418576E-3,3.7286233150380217E-4,5.9278175999999762E-5,2.979491708780625E-4,3.1557086491237219E-3,null,2.5206034366223318E-3,3.1691539781431933E-4,3.8728368615635837E-5,2.9112493000100559E-4,3.1673721330532927E-3]
[2004,4,24,1,1.0885434297716432E-3,3.0478126795384342E-4,7.9037567999999678E-5,4.199064039954559E-4,1.892268669720942E-3,null,1.1311695460379321E-3,2.5904970445897669E-4,5.1637824820847779E-5,4.1028884930235525E-4,1.8521459246201117E-3]
[2004,4,24,2,1.0112688566611843E-3,2.9975802481597085E-4,7.9037567999999678E-5,4.2716556815568658E-4,1.8172300176328413E-3,null,1.0508689889862305E-3,2.5478018468491842E-4,5.1637824820847779E-5,4.1738174924829219E-4,1.7746687477402888E-3]
[2004,4,24,5,1.0888375180985481E-3,2.8695035360307202E-4,7.9037567999999678E-5,4.0027075353627633E-4,1.8550961932378958E-3,null,1.1314751505275113E-3,2.4389426815604685E-4,5.1637824820847779E-5,3.9110293464246059E-4,1.8181101781468664E-3]
[2004,4,24,9,1.9481005988890841E-3,3.948768608739766E-4,0,3.9211739193506875E-4,2.7350948516981291E-3,null,2.0243859912358955E-3,3.3562670958696671E-4,0,3.8313631799295202E-4,2.7431490188158142E-3]
[2004,4,24,12,2.0205007956405484E-3,4.159607317503355E-4,0,3.8980122886084765E-4,2.8262627562517318E-3,null,2.0996212969228642E-3,3.5354700552916725E-4,0,3.808732044193637E-4,2.8340415068713954E-3]
[2004,4,24,17,1.9869358215841158E-3,3.9615733080251403E-4,0,3.7593518021457269E-4,2.7590283326012028E-3,null,2.0647419568544986E-3,3.3671504864002968E-4,0,3.6732474435941138E-4,{"$f":"SUM(K2755:N2755)","v":2.7687817498539395E-3}]
[2004,4,24,20,2.1302050384571364E-3,3.1029821156796392E-4,5.7960883173653907E-5,2.9374789837960917E-4,2.7922120315783628E-3,null,2.2136214324721712E-3,2.6373884635522729E-4,3.7867738184742427E-5,2.8701988363211356E-4,2.8022479006442544E-3]
[2004,4,24,23,1.4998822348481458E-3,2.9989872134352153E-4,7.9037567999999678E-5,3.8268881019140854E-4,2.2615073343830758E-3,null,1.5586159084708792E-3,2.5489977009817268E-4,5.1637824820847779E-5,3.739236888990614E-4,2.2390771922889611E-3]
[2004,4,24,24,1.2786176686443781E-3,2.9057727373654258E-4,7.9037567999999678E-5,3.953275049687194E-4,2.0435600153496398E-3,null,1.3286868748084355E-3,2.4697697922611874E-4,5.1637824820847779E-5,3.8627290645689289E-4,2.0135745853122949E-3]
[2004,4,25,3,1.0723619320125097E-3,2.6402238447762442E-4,7.9037567999999678E-5,4.077458978712468E-4,1.8231677823613806E-3,null,1.1143543993255474E-3,2.2440657566868825E-4,5.1637824820847779E-5,3.9840686794374278E-4,1.788805667758826E-3]
[2004,4,25,6,1.3230786078337277E-3,2.854890834103215E-4,3.0304057379094023E-5,3.9106082743813742E-4,2.0299325760612806E-3,null,1.3748888535478482E-3,2.4265225740483475E-4,1.9798630523431375E-5,3.8210395309559654E-4,2.019443694571711E-3]
[2004,4,25,10,2.0427204028309466E-3,3.6200403971979589E-4,0,3.3274981194236813E-4,2.7374742544931108E-3,null,2.1227109985289603E-3,3.0768636186844173E-4,0,3.251284956561099E-4,2.7555258560535119E-3]
[2004,4,25,14,1.9116154660562385E-3,3.5379514506580969E-4,0,2.840117740462837E-4,2.5494223851683321E-3,null,1.9864721423118138E-3,3.0070918853910173E-4,0,2.7750675591751934E-4,2.5646880867684347E-3]
[2004,4,25,17,2.3079006346720006E-3,2.8589758924930768E-4,0,2.1823676545322537E-4,2.8120349893745334E-3,null,2.3982753850898216E-3,2.4299946810308265E-4,0,2.1323826100599504E-4,2.8545131141988994E-3]
[2004,4,25,21,2.322892548277848E-3,2.5892928505769319E-4,7.9037567999999678E-5,2.5435487914130217E-4,2.9152142804768433E-3,null,2.4138543648934327E-3,2.2007768134926054E-4,5.1637824820847779E-5,2.4852912383411483E-4,2.9340989948976556E-3]
[2004,4,25,24,1.1689044335807814E-3,2.6943270806232763E-4,7.9037567999999678E-5,3.8006381193502029E-4,1.897438521578129E-3,null,1.2146773948860071E-3,2.2900509556807083E-4,5.1637824820847779E-5,3.7135881371786297E-4,1.8666791289927887E-3]
[2004,4,26,1,1.2754348528253626E-3,4.0434600508457321E-4,7.9037567999999678E-5,5.6515993350036043E-4,2.3239783594102958E-3,null,1.3253794235606031E-3,3.4367503560681241E-4,5.1637824820847779E-5,5.5221548559704228E-4,2.2729077695853054E-3]
[2004,4,26,4,1.3277993232251033E-3,3.9068087460744551E-4,7.9037567999999678E-5,5.6368749146248963E-4,2.361205257295038E-3,null,1.3797944267571385E-3,3.3206031914061087E-4,5.1637824820847779E-5,5.5077676843618426E-4,2.3142693391547814E-3]
[2004,4,26,7,2.0288478953570895E-3,4.795308381474348E-4,0,5.5977709091752396E-4,3.0681558244220484E-3,null,2.1082952595217418E-3,4.0757859803861301E-4,0,5.4695593187680035E-4,3.062829789437155E-3]
[2004,4,26,12,1.8324318774660296E-3,6.5622195245074785E-4,0,6.6814064855094874E-4,3.156794478467726E-3,null,1.9041878149165981E-3,5.5775771254945713E-4,0,6.5283752583364895E-4,3.1147830532997044E-3]
[2004,4,26,15,1.7550557271513796E-3,6.0291077321570469E-4,0,5.7928300867826643E-4,2.9372495090453504E-3,null,1.8237817030135142E-3,5.1244572432290736E-4,0,5.6601508524167267E-4,2.9022425125780943E-3]
[2004,4,26,19,2.6504221905533586E-3,5.0517476140188192E-4,0,5.0084389047725351E-4,3.6564408424324939E-3,null,2.7542096935223312E-3,4.293747234528535E-4,0,4.8937254004406878E-4,3.6729569570192536E-3]
[2004,4,26,22,2.1157651673941059E-3,4.4394321887747401E-4,7.9037567999999678E-5,4.7844548698748515E-4,3.1171914412590645E-3,null,2.1986161125662476E-3,3.7733079994992585E-4,5.1637824820847779E-5,4.6748715057016505E-4,3.0950718879071862E-3]
[2004,4,27,1,1.0455752354415694E-3,3.2039173807428111E-4,7.9037567999999678E-5,4.4786155493076407E-4,1.8928660964466141E-3,null,1.0865187663399503E-3,2.7231786788094089E-4,5.1637824820847779E-5,4.376037142346018E-4,1.8480781732763407E-3]
[2004,4,27,4,1.0773966794776864E-3,3.1106835469811919E-4,7.9037567999999678E-5,4.4817657721047766E-4,1.9156791793862827E-3,null,1.1195863017456412E-3,2.6439343169637117E-4,5.1637824820847779E-5,4.3791152123020481E-4,1.873529079493065E-3]
[2004,4,27,6,1.6409977289448693E-3,3.4554155805576684E-4,2.6352178979094038E-5,4.1118477285160632E-4,2.4240762388313365E-3,null,1.7052573239905115E-3,2.936940288147782E-4,1.7216739282388988E-5,4.0176697878073215E-4,2.4179350708684109E-3]
[2004,4,27,9,1.6824805050024609E-3,5.6659269542707464E-4,0,5.3654075744201998E-4,2.7856139578715557E-3,null,1.7483645181346193E-3,4.8157707094133691E-4,0,5.2425180440230366E-4,{"$f":"SUM(K2819:N2819)","v":2.7541933934782598E-3}]
[2004,4,27,13,1.4717311885450079E-3,6.0778724434717751E-4,0,5.3617519870342964E-4,2.6156936315956149E-3,null,1.5293624993773225E-3,5.1659049481320553E-4,0,5.2389461843709451E-4,2.5698476126276223E-3]
[2004,4,27,16,1.7528095157952736E-3,6.2097936130571128E-4,0,5.8038157831571881E-4,2.9541704554167034E-3,null,1.8214475325886146E-3,5.2780317209563611E-4,0,5.6708849319196837E-4,2.9163391978762193E-3]
[2004,4,27,20,2.4049386624725062E-3,4.4093788155001519E-4,5.269171202634564E-5,3.8893358693005555E-4,3.2875018429789223E-3,null,2.4991133111232746E-3,3.7477640495149161E-4,3.4425216564444461E-5,3.80025434997407E-4,3.2883403676366176E-3]
[2004,4,27,23,1.4785050356654673E-3,3.1533280343906857E-4,7.9037567999999678E-5,3.8264457592024917E-4,2.2555199830247845E-3,null,1.536401602607028E-3,2.6801801201733333E-4,5.1637824820847779E-5,3.7388046777158865E-4,2.2299379072167978E-3]
[2004,4,28,1,1.1115644768577432E-3,3.1395478113872821E-4,7.9037567999999678E-5,4.4468999369398681E-4,1.9492468196904578E-3,null,1.1550920710098247E-3,2.6684675804874915E-4,5.1637824820847779E-5,4.3450479457548803E-4,1.9080814484549093E-3]
[2004,4,28,4,1.158041418196463E-3,2.9939314131422254E-4,7.9037567999999678E-5,4.3626739296816393E-4,1.9727395204788491E-3,null,1.2033889962380446E-3,2.5447005091611949E-4,5.1637824820847779E-5,4.2627510546608248E-4,1.9357719774410944E-3]
[2004,4,28,7,1.9148891182287561E-3,4.0499775748483347E-4,0,4.0410492221483658E-4,2.7239917979284258E-3,null,1.9898739869609059E-3,3.4422899441078134E-4,0,3.9484928535345057E-4,2.7289522667251378E-3]
[2004,4,28,10,1.7132507428801551E-3,5.7805895063204628E-4,0,5.3022746598935906E-4,2.8215371595015602E-3,null,1.7803396833504822E-3,4.9132284712384469E-4,0,5.1808311285395884E-4,2.7897456433282858E-3]
[2004,4,28,14,1.4486359273117111E-3,6.2420105031756902E-4,0,5.5954658889073214E-4,2.6323835665200126E-3,null,1.5053628541170719E-3,5.3054145582279372E-4,0,5.4673070927853938E-4,2.5826350192184053E-3]
[2004,4,28,17,2.2005165930694308E-3,5.657556441173669E-4,0,5.3035161175771911E-4,3.2966238489445169E-3,null,2.2866863071815753E-3,4.8086561680292305E-4,0,5.1820441518219567E-4,3.2857563391666938E-3]
[2004,4,28,22,1.9615695217821564E-3,3.4463816636869538E-4,7.9037567999999678E-5,3.6996372748378307E-4,2.7552089836346341E-3,null,2.0383823417515312E-3,2.9292618848417759E-4,5.1637824820847779E-5,3.6149006204385997E-4,2.7444364171004165E-3]
[2004,4,29,1,9.8640161392828368E-4,3.5450215777612542E-4,7.9037567999999678E-5,5.1054266680792908E-4,1.9304840065123379E-3,null,1.0250279734566148E-3,3.0131011600057471E-4,5.1637824820847779E-5,4.988491751763038E-4,1.876825089454341E-3]
[2004,4,29,4,9.7822203224168691E-4,3.6036520637986998E-4,7.9037567999999678E-5,5.361256031348624E-4,1.9537504097564191E-3,null,1.0165280887022244E-3,3.0629343081590207E-4,5.1637824820847779E-5,5.2384615880760488E-4,1.898305503146579E-3]
[2004,4,29,5,1.1100214454100286E-3,3.8436732922929524E-4,7.9037567999999678E-5,5.5652941561646057E-4,2.1299557582557839E-3,null,1.1534886162146406E-3,3.2669410331219635E-4,5.1637824820847779E-5,5.4378264147326701E-4,2.0756031858209516E-3]
[2004,4,29,8,1.6817275899458036E-3,5.6025392517790979E-4,0,5.7389243426108586E-4,2.8158739493847991E-3,null,1.74758211978509E-3,4.7618941516214974E-4,0,5.6074797677735952E-4,2.7845195117245989E-3]
[2004,4,29,12,1.5087108750159134E-3,6.4910670090759649E-4,0,6.2037509766577309E-4,2.778192673589283E-3,null,1.5677902680945471E-3,5.5171008428877351E-4,0,6.061659992208187E-4,2.7256663516041393E-3]
[2004,4,29,15,1.4624596950117597E-3,6.6045270230555265E-4,0,6.3131842130105152E-4,2.7542308186183635E-3,null,1.5197279447566601E-3,5.6135365040641569E-4,0,6.1685867649160933E-4,2.6979402716546851E-3]
[2004,4,29,19,2.0979342651637409E-3,5.2703484861437149E-4,0,5.1372730243648662E-4,3.1386964162145991E-3,null,2.1800869725891684E-3,4.4795476667486831E-4,0,5.0196086977075506E-4,3.1300026090347916E-3]
[2004,4,29,23,1.3920589344426117E-3,3.6278899846211492E-4,7.9037567999999678E-5,4.6645952628825382E-4,2.3003450271929797E-3,null,1.4465703708871137E-3,3.0835353978122946E-4,5.1637824820847779E-5,4.5577571684046162E-4,2.2623374523296526E-3]
[2004,4,30,2,1.1243008408863423E-3,4.2717186753840847E-4,7.9037567999999678E-5,6.1003614593312962E-4,2.24054642235788E-3,null,{"$f":"E2884*R$5","v":1.16832717649333E-3},{"$f":"F2884*S$5","v":3.6307594223858992E-4},{"$f":"G2884*T$5","v":5.1637824820847779E-5},{"$f":"H2884*V$5","v":5.9606385129209885E-4},2.1791047948448664E-3]
[2004,4,30,5,1.2920357729182834E-3,4.6977389235539231E-4,7.9037567999999678E-5,6.7032098584108538E-4,2.5111682191147604E-3,null,1.3426304167058749E-3,3.9928565424708829E-4,5.1637824820847779E-5,6.549679245828685E-4,2.4485218203566792E-3]
[2004,4,30,6,1.5091416004518899E-3,5.2636972726201043E-4,2.1083007831785768E-5,6.9498041045319334E-4,2.7515747459988795E-3,null,1.568237860246183E-3,4.4738944489208543E-4,1.3774217662091015E-5,6.7906254865216333E-4,2.7084640714525226E-3]
[2004,4,30,9,1.751621602812242E-3,6.8032725149381502E-4,0,7.3516943356327679E-4,3.1671182878693339E-3,null,1.8202131022912124E-3,5.7824607994461964E-4,0,7.1833108061434875E-4,3.1167902628501803E-3]
[2004,4,30,12,1.7280052044888277E-3,6.3845407959606487E-4,0,6.1107155045555595E-4,2.9775308345404484E-3,null,1.7956719128081691E-3,5.4265585854520332E-4,0,5.9707554086393336E-4,2.9354033122173059E-3]
[2004,4,30,17,1.8906298678433081E-3,6.4401087847584034E-4,0,6.7949430870995451E-4,3.2141350550291027E-3,null,1.9646647720640005E-3,5.4737887553771021E-4,0,6.6393114126243131E-4,3.1759747888641422E-3]
[2004,4,30,20,2.2367093483491758E-3,5.5790286529770316E-4,4.8739833626345656E-5,5.923138597543065E-4,3.4356659070275313E-3,null,2.3242963293818282E-3,4.7419112513854791E-4,3.1843325323402067E-5,5.7874747713316827E-4,3.4090782569769465E-3]
[2004,4,30,24,1.2924907759105826E-3,4.3566788754002161E-4,7.9037567999999678E-5,5.9687100151668783E-4,2.4040672329672915E-3,null,1.3431032370951844E-3,3.7029715857275368E-4,5.1637824820847779E-5,5.8320024192075976E-4,2.3482384624095454E-3]
[2004,5,1,3,1.1492230768039265E-3,3.3888452294449621E-4,7.9037567999999515E-5,6.563590657812842E-4,2.2235042335297063E-3,null,1.1942253386778724E-3,2.8803586291198114E-4,5.163782482084767E-5,6.4132578895245002E-4,2.175224815363151E-3]
[2004,5,1,4,1.1650493103027863E-3,3.5081401371299978E-4,7.9037567999999515E-5,6.7707768083343043E-4,2.271978572849216E-3,null,1.210671309387696E-3,2.981753674775798E-4,5.163782482084767E-5,6.61569863936778E-4,2.2220543656229015E-3]
[2004,5,1,9,2.0588407305856273E-3,5.2025587272243497E-4,0,8.1345416769498401E-4,3.3925507710030464E-3,null,2.1394625798894489E-3,4.4219295685915929E-4,0,7.9482277776214108E-4,3.3764783145107495E-3]
[2004,5,1,11,2.2044927101563423E-3,5.4999174256809924E-4,0,8.3389942127556113E-4,3.5883838740000027E-3,null,2.2908181244680375E-3,4.6746704390218744E-4,0,8.1479975235803379E-4,3.5730849207282586E-3]
[2004,5,1,15,1.8912191612340682E-3,5.1556709802548322E-4,0,7.6440359548648985E-4,3.1711898547460413E-3,null,1.9652771415102511E-3,4.3820771948655272E-4,0,7.4689566201073922E-4,3.150380523007543E-3]
[2004,5,1,18,2.1526847430244863E-3,4.6303118974159714E-4,0,7.1179633624518447E-4,3.3275122690112676E-3,null,2.2369814165711524E-3,3.9355467500717343E-4,0,6.9549332174231252E-4,3.3260294133206384E-3]
[2004,5,1,21,2.1061574597082576E-3,4.1838807476805709E-4,7.9037567999999515E-5,6.9029826844471329E-4,3.2938813709210276E-3,null,2.1886321780311361E-3,3.5561013262218978E-4,5.163782482084767E-5,6.7448764662959187E-4,3.2703677821037656E-3]
[2004,5,2,1,1.362740194261722E-3,3.0545686770714573E-4,7.9037567999999515E-5,5.758764872247985E-4,2.3231111171936659E-3,null,1.4161035423584823E-3,2.596239323884045E-4,5.163782482084767E-5,5.6268658690497597E-4,2.2900518864727108E-3]
[2004,5,2,2,1.2747123851070633E-3,2.9628173858816065E-4,7.9037567999999515E-5,5.7338381978956307E-4,2.2234155114847867E-3,null,1.324628664832394E-3,2.5182550533085323E-4,5.163782482084767E-5,5.6025101163399899E-4,2.1883430066180938E-3]
[2004,5,2,6,1.4513847799285417E-3,3.2444670843683024E-4,1.7131129431785753E-5,5.9966223623645059E-4,2.392624854033608E-3,null,1.508219348659837E-3,2.7576440145913754E-4,1.1192326421048607E-5,5.8592754607808485E-4,2.381103622618108E-3]
[2004,5,2,9,2.1004905830202905E-3,3.9088871927115846E-4,0,6.1905311613442591E-4,3.1104324184258749E-3,null,2.1827433929305492E-3,3.3223697730293722E-4,0,6.0487429641244411E-4,3.1198546666459303E-3]
[2004,5,2,12,2.1000710423996474E-3,4.2345570373414977E-4,0,6.2890090048112429E-4,3.1524276466149215E-3,null,2.1823074235788288E-3,3.5991737825702609E-4,0,6.1449652667456775E-4,3.1567213285104223E-3]
[2004,5,2,16,2.1746323249287438E-3,3.688393420479577E-4,0,5.0195397146949369E-4,3.0454256384461953E-3,null,2.2597884406918871E-3,3.1349604649862127E-4,0,4.9045719569257751E-4,3.063741682883086E-3]
[2004,5,2,19,2.6168925390187133E-3,3.0296583483347496E-4,0,4.4746112465765162E-4,3.3673194985098399E-3,null,2.7193670591653249E-3,2.5750667192140053E-4,0,4.3721245543402657E-4,3.4140861865207522E-3]
[2004,5,2,23,1.5951687566855843E-3,2.9263774604429584E-4,7.9037567999999515E-5,5.0130368855749719E-4,2.4681477592873769E-3,null,1.6576337415701063E-3,2.4872828351707086E-4,5.163782482084767E-5,4.8982180688891699E-4,2.4478216567969417E-3]
[2004,5,3,3,1.2159965369516405E-3,2.5285931041084956E-4,7.9037567999999515E-5,5.1958942617192716E-4,2.0674828415344166E-3,null,1.2636135711882801E-3,2.1491848915580704E-4,5.163782482084767E-5,5.0768872716706187E-4,2.0378586123319968E-3]
[2004,5,3,6,1.7336580918172475E-3,2.8082099384687929E-4,1.5813836605439906E-5,4.8817461830434307E-4,2.5184675405739098E-3,null,1.8015461607418814E-3,2.3868460142021278E-4,1.0331695990155204E-5,4.7699344543664763E-4,2.5275559035888972E-3]
[2004,5,3,7,2.0438741039125624E-3,2.9362025736659366E-4,0,4.2230150581568142E-4,2.7597958670948376E-3,null,2.1239098772259991E-3,2.4956337180637937E-4,0,4.1262909360544747E-4,2.786102342637826E-3]
[2004,5,3,10,1.8577264656168236E-3,4.5541170494655075E-4,0,5.9944701677878075E-4,2.9125851873421553E-3,null,1.9304729102221224E-3,3.8707847226171678E-4,0,5.8571725601631246E-4,2.9032686385001517E-3]
[2004,5,3,13,1.6987489767718597E-3,4.4906376358188179E-4,0,5.6282361539294358E-4,2.7106363557466854E-3,null,1.7652700446600812E-3,3.8168302146685549E-4,0,5.4993267862202245E-4,2.6968857447489591E-3]
[2004,5,3,17,2.2541683896030538E-3,3.7118385034002683E-4,0,4.5880550662209726E-4,3.0841577465651779E-3,null,2.3424390467317001E-3,3.154887679812752E-4,0,4.482970051764238E-4,3.1062248198893989E-3]
[2004,5,3,20,2.5997861428628415E-3,3.1511760098121923E-4,4.3470662399999742E-5,4.0338199450962186E-4,3.3617564007536824E-3,null,2.7015907960923468E-3,2.6783510007698024E-4,2.8400803651466225E-5,3.9414291561610181E-4,3.3919696154368949E-3]
[2004,5,4,1,1.1738601769541296E-3,2.6064283995962025E-4,7.9037567999999515E-5,4.9210319634779493E-4,2.0056437812615443E-3,null,1.2198271995043555E-3,2.2153412220567715E-4,5.163782482084767E-5,4.8083204315629515E-4,1.9738311896871754E-3]
[2004,5,4,4,1.2118168956153797E-3,2.52669600744518E-4,7.9037567999999515E-5,4.8629197799370915E-4,2.0298160423536066E-3,null,1.2592702598755369E-3,2.147572448860193E-4,5.163782482084767E-5,4.7515392520225609E-4,2.00081925478466E-3]
[2004,5,4,7,2.007514866085627E-3,3.3260692504538035E-4,0,4.6268250463350318E-4,2.8028042957645104E-3,null,2.0861268532123339E-3,2.8270020074548435E-4,0,4.5208520425534161E-4,2.8209122582131597E-3]
[2004,5,4,8,2.012669344057793E-3,3.9776520606298103E-4,0,5.1507019553404139E-4,2.9255047456548154E-3,null,2.0914831746491926E-3,3.3808166678499376E-4,0,5.0327300518590774E-4,2.9328378466200941E-3]
[2004,5,4,11,1.8085381699872681E-3,5.1247467789651959E-4,0,6.6170420152575739E-4,2.9827170494095452E-3,null,1.8793584571687094E-3,4.3557930821361209E-4,0,6.4654849947340821E-4,2.9614862648557295E-3]
[2004,5,4,17,2.336724938252357E-3,4.5154671584300986E-4,0,6.0373228565756254E-4,3.3920039397529293E-3,null,2.4282284154458923E-3,3.8379341379427494E-4,0,5.8990437490875403E-4,3.4019262041489213E-3]
[2004,5,4,19,2.4771521601847438E-3,3.4925850173051306E-4,0,4.3448494232502363E-4,3.2608956042402804E-3,null,2.5741546068500779E-3,2.9685325564947818E-4,0,4.2453348015064624E-4,3.2955413426502024E-3]
[2004,5,4,22,2.0624577899368886E-3,2.7271837578942727E-4,7.9037567999999515E-5,4.2071057847738072E-4,2.834924312203696E-3,null,2.1432212791498142E-3,2.3179775818598622E-4,5.163782482084767E-5,4.1107460493667707E-4,2.8377314670933254E-3]
[2004,5,5,2,1.2600294736749822E-3,2.9822420202751942E-4,7.9037567999999515E-5,5.7149670026416133E-4,2.2087879439666625E-3,null,1.3093707873744166E-3,2.5347650764889746E-4,5.163782482084767E-5,5.5840711477697115E-4,2.1728922346211329E-3]
[2004,5,5,5,1.4875353271412756E-3,3.2284087697428602E-4,7.9037567999999515E-5,5.9704860152003071E-4,2.4864623736355917E-3,null,1.5457855099734279E-3,2.7439952044602356E-4,5.163782482084767E-5,5.83373774165837E-4,2.4551966294061364E-3]
[2004,5,5,8,2.1599254793251261E-3,4.3988057077604039E-4,0,6.1959915409275058E-4,3.2194052041939168E-3,null,2.2445056918275774E-3,3.7387774065575493E-4,0,6.0540782789342349E-4,3.2237912603767559E-3]
[2004,5,5,10,1.8570453212512338E-3,5.019808274208177E-4,0,6.4970321427651717E-4,3.0087293629485687E-3,null,{"$f":"E3012*R$5","v":1.9297650930218734E-3},{"$f":"F3012*S$5","v":4.2666003019295977E-4},{"$f":"G3012*T$5","v":0},{"$f":"H3012*V$5","v":6.3482238336245631E-4},2.9912475065772895E-3]
[2004,5,5,13,1.6803779469651441E-3,4.9976297706286969E-4,0,6.3483633506633888E-4,2.8149772590943529E-3,null,1.7461796263282454E-3,4.2477496198119657E-4,0,6.202960158057301E-4,2.7912506041151723E-3]
[2004,5,5,16,1.9176154675980518E-3,4.9986401902490484E-4,0,6.5448742918174205E-4,3.0719669158046983E-3,null,1.9927070970546888E-3,4.2486084288384816E-4,0,6.3949702039966887E-4,3.0570649603382056E-3]
[2004,5,5,20,2.7063624427278638E-3,3.792821415700255E-4,4.0836076826345599E-5,5.0020779145772761E-4,3.6266884525819627E-3,null,2.8123405020200288E-3,3.22371933616217E-4,2.6679542841317232E-5,4.8875101026438369E-4,3.6501429887419471E-3]
[2004,5,5,23,1.7627711555849429E-3,3.0232360098203341E-4,7.9037567999999515E-5,5.0418448347703789E-4,2.648316808044014E-3,null,1.8317992588041112E-3,2.5696080343503848E-4,5.163782482084767E-5,4.9263661995527653E-4,2.6330345070152742E-3]
[2004,5,6,3,1.0795320419206189E-3,2.6129885194613184E-4,7.9037567999999515E-5,5.1222612082733085E-4,1.932094582694081E-3,null,1.1218052825406519E-3,2.2209170145708019E-4,5.163782482084767E-5,5.0049407129101333E-4,1.896028880109593E-3]
[2004,5,6,6,1.7089252939285753E-3,3.0905685207016371E-4,1.054466537909408E-5,5.1176093343536708E-4,2.5402877448132003E-3,null,1.7758448547628941E-3,2.6268374932386646E-4,6.8891743182194157E-6,5.0003953857147699E-4,2.5454573169764573E-3]
[2004,5,6,7,1.8982056100012715E-3,3.5915060103469627E-4,0,5.1465796165531318E-4,2.7720141726912807E-3,null,1.9725371716241371E-3,3.0526107355256397E-4,0,5.0287021313001742E-4,2.7806684583067186E-3]
[2004,5,6,11,1.7402571541984325E-3,5.2426811391279807E-4,0,6.8542549110570865E-4,2.9499507592169391E-3,null,1.8084036348617399E-3,4.4560317265607995E-4,0,6.6972647559646699E-4,2.9237332831142868E-3]
[2004,5,6,14,1.5208088084787521E-3,5.0677020094592649E-4,0,6.5121196107898035E-4,2.6787909705036591E-3,null,1.5803619428012027E-3,4.3073077182531941E-4,0,6.3629657376198623E-4,2.6473892883885084E-3]
[2004,5,6,18,2.2154464259418736E-3,4.1199992836241924E-4,0,5.4643521422185137E-4,3.1738815685261441E-3,null,2.302200775241234E-3,3.5018050943855055E-4,0,5.3391963811010501E-4,3.1863009227898896E-3]
[2004,5,6,21,2.4135401684019912E-3,3.2823100896614278E-4,7.9037567999999515E-5,4.6156271964492199E-4,3.2823714650130559E-3,null,2.5080516421915528E-3,2.7898087844371004E-4,5.163782482084767E-5,4.5099106687124967E-4,3.2896614123273603E-3]
[2004,5,6,24,1.2233487829755975E-3,2.7813477281502549E-4,7.9037567999999515E-5,5.1092993863614995E-4,2.0914510624267723E-3,null,1.2712537227613078E-3,2.3640144022370971E-4,5.163782482084767E-5,4.9922757691358633E-4,2.0585205647194516E-3]
[2004,5,7,4,1.3177832618942288E-3,3.279765867363778E-4,7.9037567999999515E-5,6.372008745472805E-4,2.3619982911778866E-3,null,1.3693861479150988E-3,2.7876463154680956E-4,5.163782482084767E-5,6.2260639777069772E-4,2.3223950020534539E-3]
[2004,5,7,8,2.0818346240401527E-3,4.5107228251929578E-4,0,6.3321173200862467E-4,3.1661186385680733E-3,null,2.1633568879245967E-3,3.8339016784310899E-4,0,6.1870862272770061E-4,3.1654556784954063E-3]
[2004,5,7,11,1.9582655132913489E-3,4.9601242273323524E-4,0,6.2475560717898141E-4,3.0790335432035656E-3,null,2.0349489520654291E-3,4.2158716767489991E-4,0,6.1044617735201887E-4,3.0669822970923475E-3]
[2004,5,7,12,1.9465774884610313E-3,4.7500340443799584E-4,0,5.9065250752451265E-4,3.0122334004235398E-3,null,2.0228032375447288E-3,4.0373049289664812E-4,0,5.7712417658770815E-4,3.0036579070290849E-3]
[2004,5,7,15,1.8123345564906583E-3,4.873358863510025E-4,0,6.2086162112152217E-4,2.9205320639631828E-3,null,1.8833035058274711E-3,4.1421252093025375E-4,0,6.0664137932199959E-4,2.9041574060797246E-3]
[2004,5,7,19,2.3876515073099104E-3,4.1166955745698832E-4,0,5.5733570766501497E-4,3.356656772431914E-3,null,2.4811492107275164E-3,3.4989970974902797E-4,0,5.4457046617337949E-4,3.3756193866499237E-3]
[2004,5,7,21,2.5421032295844621E-3,3.260504335443148E-4,7.9037567999999515E-5,4.6003760485209793E-4,3.4072288359808744E-3,null,2.6416490858741904E-3,2.7712749216978524E-4,5.163782482084767E-5,4.4950088337452796E-4,3.4199152862393512E-3]
[2004,5,8,2,1.1783120847777761E-3,2.5885082269410932E-4,7.9037567999999515E-5,5.1150129331077826E-4,2.0277017687826632E-3,null,{"$f":"E3076*R$5","v":1.2244534389488702E-3},{"$f":"F3076*S$5","v":2.2001099204045226E-4},{"$f":"G3076*T$5","v":5.163782482084767E-5},{"$f":"H3076*V$5","v":4.9978584525568889E-4},1.9958881010658592E-3]
[2004,5,8,6,1.3526434361082363E-3,2.9176445656999001E-4,6.5927869790941038E-6,5.2809818503556127E-4,2.1790988646928815E-3,null,1.4056114066985121E-3,2.479860286477187E-4,4.3072830771770322E-6,5.1600260104451147E-4,2.1739073194679192E-3]
[2004,5,8,9,2.2017773487312845E-3,3.483517230669847E-4,0,5.0174460016542716E-4,3.0518736719636961E-3,null,2.2879964325938276E-3,2.9608253654861698E-4,0,4.9025261983804173E-4,3.0743315889804859E-3]
[2004,5,8,10,2.375293651455754E-3,3.4702510031450078E-4,0,4.7566267081756449E-4,3.1979814225878197E-3,null,2.468307435365847E-3,2.9495496977173898E-4,0,4.6476807214384727E-4,3.2280304772814333E-3]
[2004,5,8,13,2.1152021299494909E-3,3.8356967438382829E-4,0,5.2529955974104519E-4,3.0240713640743641E-3,null,2.1980310272189767E-3,3.2601613431047349E-4,0,5.132680755864814E-4,3.0373152371159316E-3]
[2004,5,8,18,2.2807444364354706E-3,2.98446349531878E-4,0,4.1417557430170897E-4,2.9933663602690576E-3,null,2.3700557811758317E-3,2.5366532255125917E-4,0,4.0468927878325295E-4,3.0284103825103442E-3]
[2004,5,8,21,2.2719262191688832E-3,2.427104393528322E-4,7.9037567999999515E-5,3.6943856082889616E-4,2.9631127873506109E-3,null,2.3608922526022385E-3,2.0629242737116416E-4,5.163782482084767E-5,3.6097692382906901E-4,2.9797994286233196E-3]
[2004,5,8,24,1.4660809632240875E-3,2.5092164580128092E-4,7.9037567999999515E-5,4.8420527519850572E-4,2.2802454522238736E-3,null,1.52349101769228E-3,2.1327156561677448E-4,5.163782482084767E-5,4.7311501633939129E-4,2.2615154244692934E-3]
[2004,5,9,3,9.3654978104770249E-4,2.2837669922298168E-4,7.9037567999999515E-5,4.9813050313044361E-4,1.7420945514011273E-3,null,9.7322399979199426E-4,1.9410942423137841E-4,5.163782482084767E-5,4.8672130024005224E-4,1.7056925490842726E-3]
[2004,5,9,7,1.3225999161209756E-3,2.9867245362835687E-4,0,5.2371264899043796E-4,2.1449850187397704E-3,null,1.3743914168148743E-3,2.5385750037033264E-4,0,5.1171751150930374E-4,2.1399664286945105E-3]
[2004,5,9,10,1.780961815252917E-3,3.4113437911728703E-4,0,4.936471745686106E-4,2.6157433689388146E-3,null,1.8507022439087748E-3,2.8994813455698572E-4,0,4.8234065803222647E-4,2.6229910364979868E-3]
[2004,5,9,11,1.739528102765613E-3,3.7513614106146587E-4,0,5.3252225883845925E-4,2.6471865026655378E-3,null,1.8076460346082767E-3,3.1884802870683855E-4,0,5.2032534566699967E-4,2.646819408982115E-3]
[2004,5,9,15,1.7025857445297577E-3,3.047409286153681E-4,0,3.9473763236687749E-4,2.4020643055120035E-3,null,1.7692570558571123E-3,2.5901541792365166E-4,0,3.8569654432299378E-4,2.4139690181037578E-3]
[2004,5,9,18,1.9744454150579429E-3,2.4895957012417442E-4,0,3.5657757077098794E-4,2.5799825559531054E-3,null,2.0517624402880312E-3,2.1160389382154606E-4,0,3.4841050245149627E-4,2.6117768365610736E-3]
[2004,5,9,22,1.6620635212463285E-3,2.1944171197433522E-4,7.9037567999999515E-5,3.9319441017480534E-4,2.3537372113954687E-3,null,1.727148028635681E-3,1.865151064386684E-4,5.163782482084767E-5,3.8418866815969054E-4,2.3494896280548874E-3]
[2004,5,10,1,1.0871283330539537E-3,2.5938379649372148E-4,7.9037567999999515E-5,5.2063701556280442E-4,1.946186713110479E-3,null,1.1296990357505434E-3,2.2046399463539787E-4,5.163782482084767E-5,5.0871232252458595E-4,1.9105131777313749E-3]
[2004,5,10,4,1.1199583773934237E-3,2.5470907552222014E-4,7.9037567999999515E-5,5.2365687304373719E-4,1.9773618939593804E-3,null,1.1638146670944155E-3,2.1649070226665887E-4,5.163782482084767E-5,5.1166301305733243E-4,1.9436062072392545E-3]
[2004,5,10,8,1.7316695527343714E-3,3.8809901931600478E-4,0,5.4356753960577229E-4,2.6633361116561484E-3,null,1.7994797527418557E-3,3.2986586390163321E-4,0,5.3111764483920125E-4,2.6604632614826902E-3]
[2004,5,10,12,1.5838258933328724E-3,4.593871812309215E-4,0,6.0040503858560859E-4,2.6436181131494025E-3,null,1.6458467046558795E-3,3.9045743962235483E-4,0,5.8665333524966041E-4,2.6229574795278948E-3]
[2004,5,10,13,1.5205871799731235E-3,4.4297268979397197E-4,0,5.6006090142049546E-4,2.5236207711875906E-3,null,1.5801316355766636E-3,3.7650589599851856E-4,0,5.4723324197156458E-4,2.5038707735467467E-3]
[2004,5,10,16,1.8007611176523463E-3,4.4059175700810816E-4,0,5.6754772985582742E-4,2.8089006045162821E-3,null,1.8712768643552263E-3,3.7448221541389645E-4,0,5.5454859176006118E-4,2.800307671529184E-3]
[2004,5,10,19,2.3487697180002132E-3,3.1434174145604922E-4,0,3.9892927848495381E-4,3.0620407379412162E-3,null,2.4407448549988529E-3,2.6717565606965555E-4,0,3.8979218479454715E-4,3.0977126958630558E-3]
[2004,5,10,23,1.4629299954529616E-3,2.4001209274762388E-4,7.9037567999999515E-5,4.3507519643160518E-4,2.2170548526321901E-3,null,1.5202166616254829E-3,2.0399896000914452E-4,5.163782482084767E-5,4.2511021505128367E-4,2.2009636615067589E-3]
[2004,5,11,2,1.0046446197331156E-3,2.9094132121673509E-4,7.9037567999999515E-5,5.6181780954615314E-4,1.9364413184960036E-3,null,1.0439853545130124E-3,2.4728640241602156E-4,5.163782482084767E-5,5.4894990979645884E-4,1.8918594915463404E-3]
[2004,5,11,5,1.1421554245761431E-3,3.260906615519312E-4,7.9037567999999515E-5,6.0887606580456183E-4,2.1561597199326356E-3,null,1.1868809252687234E-3,2.7716168407913047E-4,5.163782482084767E-5,5.9493034168967387E-4,2.1106107758583756E-3]
[2004,5,11,10,1.6103727163668609E-3,5.2370011068730805E-4,0,6.9468300369432835E-4,2.8287558307484974E-3,null,1.6734330709310455E-3,4.4512039670110482E-4,0,6.7877195371074687E-4,2.7973254213428974E-3]
[2004,5,11,13,1.4957760093793891E-3,5.2282838312915007E-4,0,6.8189169840658225E-4,2.7004960909151211E-3,null,1.5543488879070811E-3,4.4437946938681935E-4,0,6.6627362104030425E-4,2.6650019783342046E-3]
[2004,5,11,14,1.4479591004214773E-3,5.1811964656607882E-4,0,6.7303952698296969E-4,2.6391182739705257E-3,null,1.504659523459578E-3,4.4037726536940081E-4,0,6.5762420013921108E-4,2.60266098896819E-3]
[2004,5,11,17,2.0785934718808192E-3,5.0976311379000898E-4,0,7.167012731861274E-4,3.3050578588569557E-3,null,2.1599888159520506E-3,4.3327460659881495E-4,0,7.0028591579244246E-4,3.293549338343308E-3]
[2004,5,11,20,2.357472016448666E-3,4.1936276932024792E-4,3.1615027199999809E-5,5.8563486230892709E-4,3.3940846752778409E-3,null,2.4497879255059138E-3,3.5643857702554154E-4,2.0655129928339071E-5,5.7222145573820101E-4,3.3991030881979955E-3]
[2004,5,11,24,1.1485490516685056E-3,2.9308099941424199E-4,7.9037567999999515E-5,5.3980937360784034E-4,2.0604769926905876E-3,null,1.1935249194887066E-3,2.4910502797796202E-4,5.163782482084767E-5,5.2744555604010922E-4,2.0217133283276256E-3]
[2004,5,12,2,9.6126588436395316E-4,2.7842196140524708E-4,7.9037567999999515E-5,5.4270242628229293E-4,1.8614278400514929E-3,null,9.9890795745818961E-4,2.3664553698175641E-4,5.163782482084767E-5,5.3027234610922443E-4,1.817463665370018E-3]
[2004,5,12,8,1.6787390093488442E-3,4.4863365625444406E-4,0,6.1272104934541826E-4,2.7400937149487069E-3,null,1.744476509788556E-3,3.8131745052213695E-4,0,5.9868725955887958E-4,2.7244812198695726E-3]
[2004,5,12,11,1.5641942425423166E-3,5.3266408658826669E-4,0,6.9682186066084839E-4,2.7936801897914315E-3,null,1.6254463008636424E-3,4.5273935348119274E-4,0,6.8086182220350108E-4,2.7590474765483361E-3]
[2004,5,12,14,1.3835551952512556E-3,5.0867039709048345E-4,0,6.4465913920676689E-4,2.5368847315485059E-3,null,1.4377336349906606E-3,4.323458489360824E-4,0,6.2989383800932347E-4,2.4999733219360663E-3]
[2004,5,12,15,1.5121615751432344E-3,5.0916250767845078E-4,0,6.5878538689954057E-4,2.6801094697212254E-3,null,1.571376093693948E-3,4.3276411972821446E-4,0,6.4369653750540176E-4,2.6478367509275643E-3]
[2004,5,12,18,1.9612661730463213E-3,4.4311667304288154E-4,0,6.0136564361163466E-4,3.005748489700838E-3,null,2.0380671142259952E-3,3.7662827496992801E-4,0,5.8759193853604081E-4,3.0022873277319637E-3]
[2004,5,12,23,1.3917893871386157E-3,2.7759993370990134E-4,7.9037567999999515E-5,4.90011734061491E-4,2.2384386229100076E-3,null,1.4462902684188449E-3,2.3594685220704561E-4,5.163782482084767E-5,4.7878848381392275E-4,2.212663429260661E-3]
[2004,5,13,2,9.3559848409039911E-4,2.672573151241694E-4,7.9037567999999515E-5,5.3139176474639456E-4,1.8132851319609625E-3,null,9.7223545113338369E-4,2.2715611416086249E-4,5.163782482084767E-5,5.1922074446120018E-4,1.7702501345762942E-3]
[2004,5,13,5,1.0619701676081287E-3,3.0094272963971145E-4,7.7726598179093668E-5,5.7839024266864898E-4,2.0190297380955828E-3,null,1.1035557053071536E-3,2.5578712791512906E-4,5.0781325415939936E-5,5.6514276718389381E-4,1.9752669258221167E-3]
[2004,5,13,9,1.5384768600347496E-3,4.9131121817706433E-4,0,6.6323066872673751E-4,2.6930187469385515E-3,null,1.5987218550576803E-3,4.1759136550814175E-4,0,6.4804000440267029E-4,{"$f":"SUM(K3203:N3203)","v":2.6643532249684926E-3}]
[2004,5,13,12,1.4881049916665682E-3,5.0359214316839432E-4,0,6.4180956498972592E-4,2.6335066998246885E-3,null,1.5463774819102795E-3,4.2802957258971568E-4,0,6.2710953056512443E-4,2.6015165850651195E-3]
[2004,5,13,15,1.4669957555930263E-3,5.0491454366129174E-4,0,6.3888250259963651E-4,2.6107928018539546E-3,null,1.5244416322845783E-3,4.2915355064506442E-4,0,6.2424950974039085E-4,2.5778446926700335E-3]
[2004,5,13,16,1.6839531302211995E-3,5.1062638112244819E-4,0,6.6139272202362168E-4,2.8559722333672691E-3,null,1.7498948096733903E-3,4.340083431202187E-4,0,6.4624415411145008E-4,2.830147306905059E-3]
[2004,5,13,20,2.2137979061866604E-3,3.970773631409731E-4,2.8980441626345682E-5,5.3836770179881426E-4,3.1782234127527937E-3,null,2.3004877013370257E-3,3.3749703273954667E-4,1.8933869118190092E-5,5.2603690434542495E-4,3.1829555075401877E-3]
[2004,5,13,24,1.0723585253333565E-3,2.718009736274084E-4,7.9037567999999515E-5,5.0623506353224116E-4,1.9294321304930055E-3,null,1.1143508592447329E-3,2.3101800961240589E-4,5.163782482084767E-5,4.9464023343496241E-4,1.8916469271129488E-3]
[2004,5,14,3,1.1374245852720402E-3,3.2325429128430406E-4,7.9037567999999515E-5,6.3817232642846109E-4,2.1778887709848049E-3,null,1.1819648317058574E-3,2.74750903113168E-4,5.163782482084767E-5,6.2355559947538646E-4,2.1319091591152596E-3]
[2004,5,14,6,1.5859728712750254E-3,3.824915635915803E-4,0,6.6840482753144901E-4,2.6368692623980547E-3,null,1.6480777557997812E-3,3.2509979098012105E-4,0,6.530956540471937E-4,2.626273200827096E-3]
[2004,5,14,10,1.7471030675564967E-3,5.209514965590085E-4,0,6.9388477240527198E-4,2.9619393365207776E-3,null,1.8155176263605275E-3,4.4278420431504394E-4,0,6.7799200514614337E-4,2.9362938358217152E-3]
[2004,5,14,13,1.6686738350957307E-3,4.9934471303595838E-4,0,6.2542230596180975E-4,2.7934408540934989E-3,null,1.7340171948183893E-3,4.2441945728340259E-4,0,6.1109760603668558E-4,2.7695342581384773E-3]
[2004,5,14,17,1.9321854458018231E-3,4.8538316775935397E-4,0,6.6257804128023437E-4,3.0801466548414113E-3,null,2.007847618948243E-3,4.1255280221639005E-4,0,6.4740232476382439E-4,3.0678027459284576E-3]
[2004,5,14,18,2.0102152801059637E-3,4.6643655806838391E-4,0,6.5120153015916864E-4,3.1278533683335163E-3,null,2.088933012358542E-3,3.9644907748981442E-4,0,6.3628638175241929E-4,3.121668471600776E-3]
[2004,5,14,21,2.1719771778298327E-3,3.8859017523565727E-4,7.9037567999999515E-5,5.8796930170675749E-4,3.2275742227722472E-3,null,2.2570293210679975E-3,3.3028332327071923E-4,5.163782482084767E-5,5.7450242703368116E-4,3.2134528961932454E-3]
[2004,5,15,1,1.0819109043625525E-3,2.9507309220556618E-4,7.9037567999999515E-5,5.6930201990582497E-4,2.0253235844739431E-3,null,1.1242772985162507E-3,2.5079821290468639E-4,5.163782482084767E-5,5.5626270147381498E-4,1.9829760377155997E-3]
[2004,5,15,4,9.9601507971982606E-4,2.9659489462005578E-4,7.9037567999999515E-5,5.8883015690272945E-4,1.9604776992426108E-3,null,1.035017891578257E-3,2.5209167318971347E-4,5.163782482084767E-5,5.7534356516448972E-4,1.9140909547533079E-3]
[2004,5,15,7,1.3571948732489568E-3,3.5450993051902178E-4,0,5.9397865590883842E-4,2.3056834596768168E-3,null,1.4103410729143736E-3,3.0131672246547876E-4,0,5.8037414272356326E-4,2.2920319381034156E-3]
[2004,5,15,10,1.927760822111715E-3,4.546738828123645E-4,0,6.8512756702890907E-4,3.0675622719529881E-3,null,2.0032497320527443E-3,3.8645135824290778E-4,0,6.694353751857886E-4,3.0591364654814408E-3]
[2004,5,15,15,1.6377977106593988E-3,4.4587421796535911E-4,0,6.5273025799076441E-4,2.7364021866155223E-3,null,1.7019319966473038E-3,3.7897205810986939E-4,0,6.3778009553471426E-4,2.7186841502918877E-3]
[2004,5,15,16,1.7636835204921705E-3,4.3278835080452186E-4,0,6.2383407072202728E-4,2.8203059420187195E-3,null,1.8327473508780729E-3,3.6784968814480417E-4,0,6.0954574780649096E-4,2.810142786829368E-3]
[2004,5,15,19,1.9606024730145269E-3,3.3208525825401944E-4,0,5.0367230950067957E-4,2.796360040769226E-3,null,2.0373774244597099E-3,2.8225680857432055E-4,0,4.9213617683413534E-4,2.8117704098681658E-3]
[2004,5,15,22,1.7203716612394556E-3,3.1386717808885189E-4,7.9037567999999515E-5,5.4621398885551563E-4,2.6594903961838228E-3,null,1.7877394487319637E-3,2.6677229958766156E-4,5.163782482084767E-5,5.3370347969926215E-4,2.6398530528397349E-3]
[2004,5,16,2,1.0337044977920906E-3,2.7775459780993714E-4,7.9037567999999515E-5,5.5837795547546772E-4,1.948874619077495E-3,null,{"$f":"E3268*R$5","v":1.0741831841749713E-3},{"$f":"F3268*S$5","v":2.3607830939820985E-4},{"$f":"G3268*T$5","v":5.163782482084767E-5},{"$f":"H3268*V$5","v":5.4558884229427139E-4},1.9074881606883001E-3]
[2004,5,16,7,1.3537302821522053E-3,3.4693986852958272E-4,0,6.1851502334690312E-4,2.3191851740286913E-3,null,1.4067408123910599E-3,2.9488252677403845E-4,0,6.0434852812572598E-4,2.3059718672908242E-3]
[2004,5,16,9,1.650686173460312E-3,4.1089371759062181E-4,0,6.6478528104941344E-4,2.7263651721003476E-3,null,1.7153251569171648E-3,3.4924028245075919E-4,0,6.4955900981652646E-4,2.7141244491844505E-3]
[2004,5,16,13,1.7189253765939405E-3,3.9842285867437515E-4,0,5.7986865488916827E-4,2.6972168901574843E-3,null,1.7862365292331502E-3,3.3864064049017606E-4,0,5.6658731778607503E-4,2.6914644875094015E-3]
[2004,5,16,16,1.7977392893376027E-3,3.6621687194224398E-4,0,5.0542913011840829E-4,2.6693852913982547E-3,null,1.8681367046982891E-3,3.1126707058288188E-4,0,4.9385275915538604E-4,2.6732565344365572E-3]
[2004,5,16,17,2.063520271164296E-3,3.4473446824235919E-4,0,4.96951638445265E-4,2.9052063778519203E-3,null,2.1443253659274384E-3,2.930080405352532E-4,0,4.855694363233249E-4,2.9229028427860165E-3]
[2004,5,16,20,2.2231793433388036E-3,3.2138812505340885E-4,2.5028563226345704E-5,5.0996199390139247E-4,3.0795580255199503E-3,null,2.3102365048430092E-3,2.7316474982418717E-4,1.6351977877147705E-5,4.9828180202748527E-4,3.0980350345718296E-3]
[2004,5,16,24,1.100533331378852E-3,2.6845592143308399E-4,7.9037567999999515E-5,5.1227970258699437E-4,1.9603065233989299E-3,null,1.1436289584849956E-3,2.2817487299788529E-4,5.163782482084767E-5,5.0054642581170354E-4,1.923988082115432E-3]
[2004,5,17,4,9.9436931114793114E-4,2.8033160446042235E-4,7.9037567999999515E-5,5.7409761667480625E-4,1.9278361002831594E-3,null,1.0333076765905605E-3,2.3826864352103429E-4,5.163782482084767E-5,5.6094845968407729E-4,1.8841626046165196E-3]
[2004,5,17,7,1.523811021248999E-3,3.8113416359390864E-4,0,6.0008967995947723E-4,2.5050348648023848E-3,null,1.5834817187913458E-3,3.2394606499626985E-4,0,5.8634519961133272E-4,2.4937729833989482E-3]
[2004,5,17,10,1.5012884424825831E-3,4.8161800893624823E-4,0,6.608137697030346E-4,2.6437202211218656E-3,null,1.5600771815886777E-3,4.0935259477938192E-4,0,6.4567846214020513E-4,2.6151082385082649E-3]
[2004,5,17,14,1.4116201773665242E-3,4.2034087109314234E-4,0,5.1828018045005353E-4,2.35024122890972E-3,null,1.4668976097211414E-3,3.5726991740580883E-4,0,5.0640946846662203E-4,2.330576995593572E-3]
[2004,5,17,17,1.8130272166138389E-3,4.2115855706798227E-4,0,5.6526870103772902E-4,2.7994544747195504E-3,null,1.8840232897292131E-3,3.5796491192284264E-4,0,5.5232176191796474E-4,2.7943099635700202E-3]
[2004,5,17,18,1.980968472552276E-3,3.7323140803559535E-4,0,4.9628432752278802E-4,2.8504842081106593E-3,null,2.058540933256559E-3,3.1722909546091563E-4,0,4.849174095194828E-4,2.8606874382369574E-3]
[2004,5,17,21,1.9750559919413614E-3,3.4886129529813074E-4,7.9037567999999515E-5,5.2548451337948692E-4,2.9284393686189788E-3,null,2.0523969266641813E-3,2.9651564891397032E-4,5.163782482084767E-5,5.1344879303867662E-4,2.913999193437676E-3]
[2004,5,18,1,9.7541318062181498E-4,2.6511493569882961E-4,7.9037567999999515E-5,5.2037267470357075E-4,1.839938359024215E-3,null,1.0136092456640509E-3,2.253351926826524E-4,5.163782482084767E-5,5.0845403613998541E-4,1.7990362993075362E-3]
[2004,5,18,5,1.0705306607726114E-3,3.0251841232474482E-4,7.1140134205439554E-5,5.8586526273177652E-4,2.0300544700345723E-3,null,1.1124514175974388E-3,2.5712638388915705E-4,4.6478173364748567E-5,5.7244657905966079E-4,1.9885025539110052E-3]
[2004,5,18,8,1.6369419076706117E-3,4.4093609506897467E-4,0,6.0592276098786469E-4,2.6838007637274511E-3,null,1.701042681391846E-3,3.7477488652685656E-4,0,5.920446794960225E-4,2.667862247414725E-3]
[2004,5,18,12,1.4951904130616742E-3,5.0717979098701934E-4,0,6.4551664331609457E-4,2.647886847364788E-3,null,1.5537403603070293E-3,4.3107890404422771E-4,0,6.3073170180692317E-4,2.6155509661581803E-3]
[2004,5,18,15,1.4738433463014375E-3,5.0930540126968462E-4,0,6.4189997924369712E-4,2.6250487268148189E-3,null,1.5315573668168347E-3,4.3288557254198717E-4,0,6.2719787396705727E-4,2.591640813325879E-3]
[2004,5,18,18,1.9079862729648861E-3,4.4465345942592665E-4,0,5.9135818475511241E-4,2.943997917145925E-3,null,{"$f":"E3332*R$5","v":1.9827008341679669E-3},{"$f":"F3332*S$5","v":3.7793447092159232E-4},{"$f":"G3332*T$5","v":0},{"$f":"H3332*V$5","v":5.778136909560691E-4},2.9384489960456285E-3]
[2004,5,18,20,2.2155764075152411E-3,4.0620368166402991E-4,2.2393977573654009E-5,5.5140368846936345E-4,3.1955777552222881E-3,null,2.3023358467444172E-3,3.4525397309243731E-4,1.46307170153609E-5,5.3877431420554787E-4,3.2009948510577633E-3]
[2004,5,18,23,1.3639684394401294E-3,2.6888230841796913E-4,7.9037567999999515E-5,4.8056340698583749E-4,2.1924517228439355E-3,null,1.4173798842139229E-3,2.2853728182688318E-4,5.163782482084767E-5,4.6955656163598874E-4,2.1671115524976425E-3]
[2004,5,19,2,9.8507364947678566E-4,2.8386910574389261E-4,7.9037567999999515E-5,5.5319361628391019E-4,1.901173939504588E-3,null,1.0236480074353503E-3,2.4127535278554527E-4,5.163782482084767E-5,5.4052324543492878E-4,1.8570844304766723E-3]
[2004,5,19,6,1.4655189505150101E-3,3.6453649452198927E-4,0,6.2703114446923563E-4,2.4570865895062349E-3,null,1.5229069972080185E-3,3.0983882902125659E-4,0,6.1266959563637804E-4,2.4454154218656529E-3]
[2004,5,19,9,1.6190524118128327E-3,5.1009486727621851E-4,0,6.9440034208296728E-4,2.8235476211720184E-3,null,1.6824526533278886E-3,4.3355658141679761E-4,0,6.7849576619332915E-4,2.7945050009380154E-3]
[2004,5,19,11,1.5999412330357536E-3,5.4081667714258382E-4,0,7.1257421992158853E-4,2.8533321300999257E-3,null,1.6625931026381625E-3,4.5966867098108167E-4,0,6.9625338873687622E-4,2.8185151623561205E-3]
[2004,5,19,17,2.0387835698947149E-3,5.0446566253130928E-4,0,7.016154201376013E-4,3.2448646525636256E-3,null,2.118620003715608E-3,4.2877202285354421E-4,0,6.8554558978376552E-4,3.2329376163529175E-3]
[2004,5,19,20,2.3232048457236037E-3,4.1285924987192899E-4,2.107668482634573E-5,5.7512920458684439E-4,3.3322699850087227E-3,null,2.41417889155014E-3,3.5091089219654685E-4,1.3770086636105323E-5,5.6195642006133539E-4,3.3408162904441274E-3]
[2004,5,19,21,2.1673250730971589E-3,3.754459028670915E-4,7.9037567999999515E-5,5.5305652410044361E-4,3.1748650680646934E-3,null,2.2521950452323667E-3,3.1911131163343934E-4,5.163782482084767E-5,5.4038929321684475E-4,3.1633334749034984E-3]
[2004,5,19,24,1.1261668386530097E-3,2.8779974841476266E-4,7.9037567999999515E-5,5.2994637099968388E-4,2.022950526067456E-3,null,1.170266244599296E-3,2.4461621368903404E-4,5.163782482084767E-5,5.1780845607625524E-4,1.984328739185433E-3]
[2004,5,20,4,9.7853256439051398E-4,2.9524071704180131E-4,7.9037567999999515E-5,5.7637681946052621E-4,1.929187668892841E-3,null,1.0168507809349932E-3,2.5094068611039951E-4,5.163782482084767E-5,5.6317545950923336E-4,1.8826047513754737E-3]
[2004,5,20,8,1.7049637896316065E-3,4.5347291201481915E-4,0,6.2203564909081414E-4,2.7804723507372396E-3,null,1.7717282224865233E-3,3.8543058970205669E-4,0,6.0778851730319318E-4,2.7649473294917731E-3]
[2004,5,20,11,1.5888646389701764E-3,5.3829051275704448E-4,0,7.0769317995996188E-4,2.834848331687183E-3,null,1.6510827618119504E-3,4.5752155038577045E-4,0,6.9148414432860031E-4,2.8000884565263211E-3]
[2004,5,20,15,1.5358485739278885E-3,5.1453211484114522E-4,0,6.6922335970547758E-4,2.7196040484745113E-3,null,1.5959906482715812E-3,4.3732803258905164E-4,0,6.5389543852440964E-4,2.6872141193850425E-3]
[2004,5,20,18,1.9902273479898871E-3,4.4828551890941547E-4,0,6.115290126427423E-4,3.050041879542045E-3,null,2.0681623756713843E-3,3.8102155019681107E-4,0,5.9752252531712136E-4,3.0467064511853167E-3]
[2004,5,20,21,2.1533173629123378E-3,3.7321114267629567E-4,7.9037567999999515E-5,5.4873246875925344E-4,3.1542985423478865E-3,null,2.237638809130589E-3,3.1721187086121308E-4,5.163782482084767E-5,5.3616427622883093E-4,3.1426527810414807E-3]
[2004,5,20,22,1.7803576829744626E-3,3.2032058217874171E-4,7.9037567999999515E-5,5.1466675526951598E-4,2.6943825884227198E-3,null,1.8500744545009516E-3,2.7225738872540178E-4,5.163782482084767E-5,5.0287880533489481E-4,2.6768484733820956E-3]
[2004,5,21,1,9.375093547969917E-4,2.6764618188799459E-4,7.9037567999999515E-5,5.1394489830761017E-4,1.7981380029925961E-3,null,9.7422114935230271E-4,2.2748663257139056E-4,5.163782482084767E-5,5.0217348181650322E-4,1.7555190885610442E-3]
[2004,5,21,5,1.0371550880152274E-3,2.9434797114906994E-4,6.7188255805439583E-5,5.6665719231900299E-4,1.9653485072887401E-3,null,1.0777688955664656E-3,2.5018189420293867E-4,4.3896282123706186E-5,5.5367845113403675E-4,1.9255255230271472E-3]
[2004,5,21,9,1.4236283778260733E-3,4.5033654865362554E-4,0,6.0475862358374752E-4,2.4787235500634466E-3,null,1.4793760375826832E-3,3.8276482875405709E-4,0,5.9090720554606519E-4,{"$f":"SUM(K3395:N3395)","v":2.4530480718828055E-3}]
[2004,5,21,12,1.4406057557058405E-3,4.1187262900105011E-4,0,4.7786581989926996E-4,2.3303442046061608E-3,null,1.4970182301713604E-3,3.5007231098474831E-4,0,4.6692076020236103E-4,2.3140113013584698E-3]
[2004,5,21,16,1.393852404988344E-3,4.1643546324691776E-4,0,4.9695005790701687E-4,2.3072379261422785E-3,null,1.4484340716890871E-3,3.5395050491320951E-4,0,4.855678919857941E-4,2.2879524685880909E-3]
[2004,5,21,19,1.7507478598657992E-3,3.6507939430652372E-4,0,4.8097198104243811E-4,2.5967992352147608E-3,null,1.8193051445698663E-3,3.1030026823528268E-4,0,4.6995577769447803E-4,2.5995611904996272E-3]
[2004,5,21,22,1.5937989643077814E-3,2.6631630023215273E-4,7.9037567999999515E-5,4.185188456636501E-4,2.357671678203584E-3,null,1.6562103096887614E-3,2.2635629588034622E-4,5.163782482084767E-5,4.0893307166743576E-4,2.3431375020573912E-3]
[2004,5,22,2,9.8586831195846252E-4,2.7401789859348482E-4,7.9037567999999515E-5,5.5718963594218621E-4,1.8961134144941331E-3,null,1.0244737879913364E-3,2.3290229128471916E-4,5.163782482084767E-5,5.4442774008369669E-4,1.8534416441805999E-3]
[2004,5,22,3,9.4742375244339793E-4,2.7690716744458826E-4,7.9037567999999515E-5,5.670483686446181E-4,1.8704168565326037E-3,null,9.845237834762142E-4,2.3535803355197103E-4,5.163782482084767E-5,5.5406066793993404E-4,1.8255803097889669E-3]
[2004,5,22,7,1.2866996893563208E-3,3.5359272418383243E-4,0,6.0742877894907866E-4,2.2477211924892319E-3,null,1.3370853782119381E-3,3.0053714033546842E-4,0,5.9351620355580284E-4,2.2311387221032094E-3]
[2004,5,22,10,1.8773223811741312E-3,4.4009029616545742E-4,0,6.730347012898312E-4,2.9904473786294197E-3,null,1.9508361794302305E-3,3.7405599734623585E-4,0,6.5761948497395988E-4,2.9825116617504259E-3]
[2004,5,22,13,1.7488840008398885E-3,4.3561063428374322E-4,0,6.43328427872979E-4,2.8278230629966107E-3,null,1.8173682989553002E-3,3.7024849600494626E-4,0,6.2859360534628611E-4,2.8162104003065323E-3]
[2004,5,22,17,1.8888733723347437E-3,3.95717319565901E-4,0,5.9420334700206149E-4,2.8787940389027062E-3,null,1.9628394941993798E-3,3.3634105983957463E-4,0,5.8059368748213276E-4,2.8797742415210873E-3]
[2004,5,22,19,1.8869170637322084E-3,3.2762463629358314E-4,0,5.1152110242460311E-4,2.7260628024503948E-3,null,1.9608065787884584E-3,2.7846549026820585E-4,0,4.998052006607019E-4,2.739077269717366E-3]
[2004,5,22,22,1.6657239926020644E-3,3.0372791379284039E-4,7.9037567999999515E-5,5.4414424762999039E-4,2.5926337220248952E-3,null,1.7309518398649871E-3,2.5815440309767451E-4,5.163782482084767E-5,5.3168114391753977E-4,2.5724252117010492E-3]
[2004,5,23,1,1.0168582390103617E-3,2.5039203110102502E-4,7.9037567999999515E-5,5.2307489859534549E-4,1.8693627367067319E-3,null,1.0566772451583136E-3,2.1282141809786858E-4,5.163782482084767E-5,5.1109436817723059E-4,1.8322308562542604E-3]
[2004,5,23,4,8.9672970613364415E-4,2.5506792769851207E-4,7.9037567999999515E-5,5.4577656009144099E-4,1.7766117619235967E-3,null,9.3184461626736898E-4,2.1679570969325361E-4,5.163782482084767E-5,5.3327606982278444E-4,1.7335542206042549E-3]
[2004,5,23,8,1.315335632596136E-3,3.5105999073446921E-4,0,5.8408163497989437E-4,2.2504772583104996E-3,null,1.366842672251869E-3,2.9838443634570003E-4,0,5.7070380359603291E-4,2.235930912193602E-3]
[2004,5,23,11,1.6501722291759355E-3,3.9841758463426443E-4,0,5.7899084508943033E-4,2.6275806588996302E-3,null,1.7147910871621629E-3,3.386361578048025E-4,0,5.6572961338048871E-4,2.6191568583474544E-3]
[2004,5,23,14,1.5448420346831485E-3,3.6517009391192907E-4,0,5.0799956174176256E-4,2.4180116903368401E-3,null,1.6053362826685218E-3,3.1037735862253821E-4,0,4.9636431750010662E-4,2.4120779587911666E-3]
[2004,5,23,16,1.6696380606147055E-3,3.3197763131362433E-4,0,4.4897971860904511E-4,2.4505954105373748E-3,null,1.7350191783063662E-3,2.8216533075060666E-4,0,4.3869626744295578E-4,2.4558807764999287E-3]
[2004,5,23,22,1.5415568382264376E-3,2.5420898783067318E-4,7.9037567999999515E-5,4.6150147328232572E-4,2.3363048673394359E-3,null,1.6019224416742651E-3,2.1606565131267953E-4,5.163782482084767E-5,4.5093122329802841E-4,2.3205571411058206E-3]
[2004,5,23,23,1.2218067577344416E-3,2.3366565797978408E-4,7.9037567999999515E-5,4.5156081813743605E-4,1.9860708018516614E-3,null,1.2696513135745807E-3,1.9860478975053776E-4,5.163782482084767E-5,4.4121824935454824E-4,1.9611121775005144E-3]
[2004,5,24,2,9.4829251535611617E-4,2.7394392887371776E-4,7.9037567999999515E-5,5.6097842439101426E-4,1.8622524366208478E-3,null,{"$f":"E3460*R$5","v":9.8542656615140806E-4},{"$f":"F3460*S$5","v":2.3283942051128477E-4},{"$f":"G3460*T$5","v":5.163782482084767E-5},{"$f":"H3460*V$5","v":5.4812974995572649E-4},1.818033561439267E-3]
[2004,5,24,5,1.113141660676474E-3,3.0753244502632358E-4,6.4553670231785466E-5,6.049852492942306E-4,2.0902130252288134E-3,null,1.1567310155438304E-3,2.6138807522672419E-4,4.217502131355721E-5,5.9112864061133612E-4,2.0514227526954479E-3]
[2004,5,24,9,1.6063945503759229E-3,4.5553981601342494E-4,0,6.3876107818629669E-4,2.7006954445756444E-3,null,1.6692991245078176E-3,3.8718736062691878E-4,0,6.2413086643713946E-4,2.6806173515718759E-3]
[2004,5,24,13,1.4641752479120306E-3,4.4664510414709439E-4,0,5.6849004058271877E-4,2.4793103926418437E-3,null,1.5215106767472529E-3,3.796272750098144E-4,0,5.554693197607365E-4,2.4566072715178039E-3]
[2004,5,24,16,1.7012728011516235E-3,4.5725918376214575E-4,0,6.0104932655906872E-4,2.7595813114728381E-3,null,1.7678926991172724E-3,3.886487421289797E-4,0,5.8728286642311962E-4,2.7438243076693715E-3]
[2004,5,24,20,2.1285672519971901E-3,3.8501309725469857E-4,1.4490220773654055E-5,5.4679341784811088E-4,3.0748639878736537E-3,null,2.2119195121668017E-3,3.2724297567975638E-4,9.4669345332761316E-6,5.3426963742479879E-4,3.0828990598046327E-3]
[2004,5,24,23,1.3465774084679713E-3,2.6619174704219957E-4,7.9037567999999515E-5,4.8632047515560024E-4,2.1781271986657707E-3,null,1.3993078403506526E-3,2.2625043154273977E-4,5.163782482084767E-5,4.7518176966390144E-4,2.1523778663781416E-3]
[2004,5,24,24,1.1219418271722469E-3,2.745220172249242E-4,7.9037567999999515E-5,5.2478328201705285E-4,2.0002846944142238E-3,null,1.1658757864990599E-3,2.3333076834751033E-4,5.163782482084767E-5,5.1276362271012192E-4,1.9636080023775399E-3]
[2004,5,25,3,9.2131118018829751E-4,2.7317442623545063E-4,7.9037567999999515E-5,5.5746357256021486E-4,1.8309867469839627E-3,null,9.5738867274399364E-4,2.3218537955804058E-4,5.163782482084767E-5,5.4469540244541184E-4,1.7859072795682939E-3]
[2004,5,25,6,1.367887930589429E-3,3.7614584643568764E-4,0,6.6331896575601496E-4,2.4073527427811315E-3,null,1.421452858155792E-3,3.1970623065782721E-4,0,6.4812627907291664E-4,2.389285367886536E-3]
[2004,5,25,11,1.5631588208295988E-3,5.3605327169507029E-4,0,6.9636558910959434E-4,2.7955776816342634E-3,null,1.6243703332203684E-3,4.55620000990039E-4,0,6.804160011158678E-4,2.7604063353262754E-3]
[2004,5,25,14,1.3785203326089849E-3,5.1764711691756416E-4,0,6.4244046389802783E-4,2.5386079134245769E-3,null,1.4325016128832694E-3,4.3997563745237816E-4,0,6.2772597933716094E-4,2.5002032296728084E-3]
[2004,5,25,18,1.9228920757000663E-3,4.6337087582540797E-4,0,6.2152737542504942E-4,3.0077903269505237E-3,null,1.9981903310976592E-3,3.9384339215902065E-4,0,6.0729188515976063E-4,2.9993256084164402E-3]
[2004,5,25,21,2.0673515727961124E-3,3.9050997864805792E-4,7.9037567999999515E-5,5.7370356680841938E-4,3.1106026862525891E-3,null,2.1483066969511396E-3,3.3191506563448234E-4,5.163782482084767E-5,5.6056343515311215E-4,3.0924230225595813E-3]
[2004,5,25,24,1.1056617009147331E-3,2.7639426342869288E-4,7.9037567999999515E-5,5.209105251316636E-4,1.9820040574750892E-3,null,1.1489581491090522E-3,2.3492208932670571E-4,5.163782482084767E-5,5.0897956761828452E-4,1.9444976308748902E-3]
[2004,5,26,3,9.565978451944511E-4,2.6603000323868785E-4,7.9037567999999515E-5,5.4372051715635792E-4,1.8453859335894962E-3,null,9.9405712321140116E-4,2.2611295693749557E-4,5.163782482084767E-5,5.3126711858525911E-4,1.8030750235550033E-3]
[2004,5,26,5,1.1337914283673265E-3,3.0250461416621966E-4,6.3236377405439612E-5,5.9082093784750705E-4,2.0903533577864928E-3,null,1.1781894045302492E-3,2.5711465610512359E-4,4.1314390882663806E-5,5.7728874917519781E-4,2.0539072006932344E-3]
[2004,5,26,8,1.7078523545437404E-3,4.4253288755374126E-4,0,6.1313276228958395E-4,2.7635180043870658E-3,null,1.7747299002983539E-3,3.761320848351323E-4,0,5.9908954261171546E-4,2.7499515277452013E-3]
[2004,5,26,12,1.6090169590104993E-3,4.964691920613122E-4,0,6.2105130992527236E-4,2.7265374609970836E-3,null,1.6720242236665365E-3,4.2197540006279777E-4,0,6.0682672348506947E-4,2.7008263472144039E-3]
[2004,5,26,15,1.6020222679888256E-3,4.9384094849568439E-4,0,6.0715789387012819E-4,2.7030211103546381E-3,null,1.6647556285409181E-3,4.1974151697840432E-4,0,5.9325152284058099E-4,2.6777486683599036E-3]
[2004,5,26,19,2.1939528387541949E-3,3.893555554223163E-4,0,4.9702999869924945E-4,3.0803383928757607E-3,null,2.2798655237511638E-3,3.3093386033450887E-4,0,4.8564600181061541E-4,3.0964453858962878E-3]
[2004,5,26,22,1.8317115907521679E-3,2.9488803849273665E-4,7.9037567999999515E-5,4.7231620083403427E-4,2.6779533980789381E-3,null,1.9034393225984669E-3,2.5064092597580336E-4,5.163782482084767E-5,4.6149824985558714E-4,2.6672163232507049E-3]
[2004,5,26,24,1.164039093906732E-3,2.6172958410092164E-4,7.9037567999999515E-5,4.9278474284731514E-4,1.997590988854968E-3,null,1.2096215340724708E-3,2.2245780347558144E-4,5.163782482084767E-5,4.8149797948489955E-4,1.9652151418537993E-3]
[2004,5,27,3,1.0047487777680567E-3,2.5621689270009535E-4,7.9037567999999515E-5,5.2484305113647102E-4,1.8648462896046227E-3,null,1.0440935912575265E-3,2.1777227576009908E-4,5.163782482084767E-5,5.1282202287500757E-4,1.8263257147134808E-3]
[2004,5,27,6,1.4860948183470447E-3,3.510712868967711E-4,0,6.1470465905976628E-4,2.4518707643035819E-3,null,1.544288592501632E-3,2.9839403755093638E-4,0,6.0062543658933427E-4,2.4433080666419024E-3]
[2004,5,27,10,1.6993267786390442E-3,4.7278108707092092E-4,0,5.9923364215412004E-4,2.7713415078640851E-3,null,1.7658704725878305E-3,4.0184162793778852E-4,0,5.8550876853341301E-4,2.753220869059032E-3]
[2004,5,27,13,1.6307741037457993E-3,4.6663219660797505E-4,0,5.4827892806603659E-4,2.6456852284198109E-3,null,1.6946333533164888E-3,3.9661536102227068E-4,0,5.3572112345154257E-4,2.6269698377903022E-3]
[2004,5,27,16,1.9707634087594364E-3,4.6208022624153405E-4,0,5.5519919753682146E-4,2.988042832537792E-3,null,2.047936250832215E-3,3.9274640087898807E-4,0,5.4248289076686386E-4,2.9831655424780671E-3]
[2004,5,27,21,2.3264814948688048E-3,3.2168592786635335E-4,7.9037567999999515E-5,4.4092042391133456E-4,3.1681254146464924E-3,null,2.4175838505299395E-3,2.7341786817098798E-4,5.163782482084767E-5,4.3082156318446105E-4,3.1734611067062361E-3]
[2004,5,27,24,1.2437490008658399E-3,2.416326141370313E-4,7.9037567999999515E-5,4.5423712579238873E-4,2.0186563087952595E-3,null,1.2924527898622146E-3,2.0537632676732409E-4,5.163782482084767E-5,4.4383325874159611E-4,1.9933002001919827E-3]
[2004,5,28,3,9.945788982842047E-4,2.8485747222088491E-4,7.9037567999999515E-5,5.7489330319516888E-4,1.933367241700258E-3,null,1.0335254709194865E-3,2.421154176802185E-4,5.163782482084767E-5,5.617259217654809E-4,1.8890046351860337E-3]
[2004,5,28,4,1.011206857833733E-3,2.9892884017611874E-4,7.9037567999999515E-5,5.9707339822467507E-4,1.9862466642345264E-3,null,1.0508045623555747E-3,2.5407541684489441E-4,5.163782482084767E-5,5.8339800292567072E-4,1.9399158069469875E-3]
[2004,5,28,7,1.529808100581821E-3,4.1821601752229553E-4,0,6.5536597290976662E-4,2.6033900910138832E-3,null,1.5897136368948658E-3,3.5546389207740899E-4,0,6.4035544192361609E-4,2.5855329708958908E-3]
[2004,5,28,11,1.5463722283773683E-3,4.6401826499892538E-4,0,5.7882390036937369E-4,2.5892143937456674E-3,null,1.6069263969984606E-3,3.9439364242602534E-4,0,5.6556649236962206E-4,2.5668865317941079E-3]
[2004,5,28,14,1.4041328374367675E-3,4.5662680931649096E-4,0,5.6058153676483407E-4,2.4213411835180927E-3,null,1.4591170741194049E-3,3.8811125367257271E-4,0,5.4774195266114282E-4,2.3949702804531205E-3]
[2004,5,28,18,1.7871891970428417E-3,4.1870618717565754E-4,0,5.707794931091362E-4,2.7766748773276357E-3,null,1.8571734828503315E-3,3.5588051316665982E-4,0,5.5770633456607953E-4,2.7707603305830711E-3]
[2004,5,28,22,1.7311469258442717E-3,2.8819167353071382E-4,7.9037567999999515E-5,4.6436891667951658E-4,2.562745084054502E-3,null,1.7989366603802168E-3,2.4494933155463911E-4,5.163782482084767E-5,4.5373299064589148E-4,2.549256807401595E-3]
[2004,5,29,1,1.2105090058771076E-3,2.8016702771933681E-4,7.9037567999999515E-5,5.6454410469727694E-4,2.1342577062937211E-3,null,1.2579111546703184E-3,2.3812876105245198E-4,5.163782482084767E-5,5.5161376176387318E-4,2.0992915023074913E-3]
[2004,5,29,4,1.0961031217126111E-3,2.9109006864966053E-4,7.9037567999999515E-5,5.9969313520358974E-4,2.065923893565861E-3,null,1.1390252668729247E-3,2.474128307191685E-4,5.163782482084767E-5,5.8595773733392559E-4,2.0240336597468662E-3]
[2004,5,29,5,1.1496266831174111E-3,2.9164697569170799E-4,6.0601791831785489E-5,5.9045609533498725E-4,2.0923315459758919E-3,null,1.1946447497531824E-3,2.4788617544150676E-4,3.959313007251483E-5,5.7693226303158571E-4,2.0590563182987897E-3]
[2004,5,29,8,1.6792102081077929E-3,3.9367840511723469E-4,0,6.4892220938756319E-4,2.7218108226125907E-3,null,1.7449661601522217E-3,3.346080787121907E-4,0,6.3405926664373169E-4,2.713633505508144E-3]
[2004,5,29,11,2.1363261521027857E-3,4.448823114753574E-4,0,6.8173058890966763E-4,3.2629390524878108E-3,null,2.2199822419304103E-3,3.7812898437108305E-4,0,6.6611620160237283E-4,3.2642274279038662E-3]
[2004,5,29,16,2.0085911777762634E-3,3.9132463855768126E-4,0,5.7208285434486885E-4,2.9719986706788137E-3,null,2.0872453120383155E-3,3.3260748813878949E-4,0,5.58979843558907E-4,2.9788326437360118E-3]
[2004,5,29,19,2.2063530548310372E-3,2.9024684243307921E-4,0,4.5016504048841913E-4,2.9467649377525355E-3,null,2.2927513181134119E-3,2.4669612820111696E-4,0,4.3985444065801956E-4,2.9793018869725485E-3]
[2004,5,29,23,1.6266551261426788E-3,2.8702015053000884E-4,7.9037567999999515E-5,5.5800297705968982E-4,2.5507158217323769E-3,null,1.6903530812593238E-3,2.4395359225236194E-4,5.163782482084767E-5,5.4522245240057397E-4,2.5311669507331073E-3]
[2004,5,30,2,9.3842118698434049E-4,2.3998743844909693E-4,7.9037567999999515E-5,5.163901706947599E-4,1.7738363641281968E-3,null,9.7516868784568416E-4,2.0397800501807854E-4,5.163782482084767E-5,5.0456274757765447E-4,1.7353472652622648E-3]
[2004,5,30,3,8.8110052993831144E-4,2.370920754755186E-4,7.9037567999999515E-5,5.1717144220616326E-4,1.7144016156199929E-3,null,9.1560341939979882E-4,2.0151708303411817E-4,5.163782482084767E-5,5.0532612481209616E-4,1.6740844520668609E-3]
[2004,5,30,8,1.2985488247681126E-3,3.4968164892272091E-4,0,5.8299761577650111E-4,2.2312280894673346E-3,null,1.3493985122202984E-3,2.9721291080748709E-4,0,5.6964461281601647E-4,2.2162560358438021E-3]
[2004,5,30,10,1.6084932652826271E-3,3.8472106024488339E-4,0,5.8094836890391574E-4,2.5741626944314261E-3,null,1.6714800226909775E-3,3.2699475799370371E-4,0,5.676423019836753E-4,2.5661170826683562E-3]
[2004,5,30,14,1.5329913000327725E-3,3.6156069074687764E-4,0,5.0277738703167877E-4,2.3973293778113288E-3,null,1.5930214867972223E-3,3.0730953614953289E-4,0,4.9126175170861343E-4,2.3915927746553686E-3]
[2004,5,30,17,1.8918406160017029E-3,3.0839976315505922E-4,0,4.4403472820444124E-4,2.644275107361203E-3,null,1.9659229317361276E-3,2.6212525473394676E-4,0,4.338645373154532E-4,2.6619127237855278E-3]
[2004,5,30,20,2.0366334259214894E-3,2.8815377877585856E-4,7.9037567999999522E-6,4.7027648441249113E-4,2.802967445909839E-3,null,2.1163856625624768E-3,2.4491712280010606E-4,5.1637824820847679E-6,4.5950525118841965E-4,2.825971819033087E-3]
[2004,5,30,24,1.0059330015259815E-3,2.2867808413951784E-4,7.9037567999999515E-5,4.7059288192161477E-4,1.7842415355871135E-3,null,1.0453241878639844E-3,1.9436558719730226E-4,5.163782482084767E-5,4.5981440191511795E-4,1.7511420017972523E-3]
[2004,5,31,1,1.0106063383325166E-3,2.4851248969579904E-4,7.9037567999999515E-5,5.2031992022708354E-4,1.8584763162553988E-3,null,1.0501805271972157E-3,2.1122389654147183E-4,5.163782482084767E-5,5.0840248995434134E-4,1.8214447385138765E-3]
[2004,5,31,5,9.5660680776829511E-4,2.6057820493835207E-4,5.7967206179093793E-5,5.4803469164407977E-4,1.8231869105298209E-3,null,9.9406643674939061E-4,2.2147918548574803E-4,3.7871869210728022E-5,5.3548248103130582E-4,1.7888999724771724E-3]
[2004,5,31,8,1.3020732865011194E-3,3.5074732169189035E-4,0,5.8455071399967186E-4,2.2373713221926815E-3,null,1.3530609878455381E-3,2.981186824047925E-4,0,5.711621388093689E-4,2.2223418090596995E-3]
[2004,5,31,11,1.6413821840700962E-3,3.9577908345528751E-4,0,5.7511740157673193E-4,2.6122786691021157E-3,null,1.705656833938926E-3,3.3639355623280519E-4,0,5.6194488738788419E-4,2.6039952775596151E-3]
[2004,5,31,15,1.5629245840250484E-3,3.4070061774933204E-4,0,4.6676357624913134E-4,2.3703887780235121E-3,null,1.6241269239703358E-3,2.8957945785014992E-4,0,4.5607280282770034E-4,2.3697791846481859E-3]
[2004,5,31,18,1.7819458037285549E-3,3.0220202682115668E-4,0,4.6181317498133014E-4,2.545961005531042E-3,null,1.8517247642482043E-3,2.5685747113165776E-4,0,4.512357857676484E-4,2.5598180211475106E-3]
[2004,5,31,22,1.5296060802470956E-3,2.5331336057615288E-4,7.9037567999999515E-5,4.6074201512182885E-4,2.3226990239450769E-3,null,1.5895037056747861E-3,2.1530441038358143E-4,5.163782482084767E-5,4.501891598005474E-4,2.3066351006797627E-3]
[2004,6,1,2,1.0931651232686677E-3,2.0686757193907285E-4,7.9037567999999583E-5,4.3627432821349865E-4,1.8153445914212388E-3,null,{"$f":"E3652*R$5","v":1.1359722197686922E-3},{"$f":"F3652*S$5","v":1.7582768039759754E-4},{"$f":"G3652*T$5","v":5.1637824820847718E-5},{"$f":"H3652*V$5","v":4.2628188186625388E-4},1.7897196068533913E-3]
[2004,6,1,5,1.0111064271353042E-3,2.5881281006173213E-4,5.7967206179093834E-5,5.2765975482756415E-4,1.8555461982036944E-3,null,1.0507001989058097E-3,2.1997868309558459E-4,3.7871869210728049E-5,5.1557421266122672E-4,1.8241249638733491E-3]
[2004,6,1,6,1.2000053177489778E-3,3.2281868579024767E-4,0,5.8942250318250698E-4,2.1122465067217322E-3,null,1.2469961541231073E-3,2.743806589861139E-4,0,5.7592234431909654E-4,2.0972991574283177E-3]
[2004,6,1,9,1.4876406218089673E-3,4.6451262098667862E-4,0,6.4945936395183928E-4,2.6016126067474853E-3,null,1.5458949278599316E-3,3.948138217020837E-4,0,6.3458411819630951E-4,2.5752928677583247E-3]
[2004,6,1,12,1.6500835543277323E-3,5.2218312645911798E-4,0,7.0829876673226123E-4,2.8805654475191119E-3,null,1.7146989399082788E-3,4.4383103164720959E-4,0,6.9207586071490745E-4,2.8506058322703958E-3]
[2004,6,1,16,1.8753887152263375E-3,5.2718686603155508E-4,0,7.1637212290783273E-4,3.1189477041657252E-3,null,1.9488267933345251E-3,4.4808397431042411E-4,0,6.9996430438655749E-4,3.0968750720315069E-3]
[2004,6,1,19,2.0378297685554889E-3,4.1806648682741272E-4,0,5.7625507428623094E-4,3.0321513296691326E-3,null,2.1176288526063417E-3,3.5533679803853645E-4,0,5.6305650279174957E-4,3.0360221534366273E-3]
[2004,6,1,24,1.2693948418059805E-3,2.2125007604416981E-4,7.9037567999999583E-5,4.2810623051074963E-4,1.9977887163608993E-3,null,1.3191028926147574E-3,1.8805213061666291E-4,5.1637824820847718E-5,4.1830086663151989E-4,1.9770937146837879E-3]
[2004,6,2,3,9.87673450690366E-4,2.2233995439139149E-4,7.9037567999999583E-5,4.7404594466798645E-4,1.7630969177497434E-3,null,1.0263496138923124E-3,1.8897847581379219E-4,5.1637824820847718E-5,4.6318837556090449E-4,1.7301542900878568E-3]
[2004,6,2,6,1.1833332300885003E-3,3.1664701240786443E-4,0,5.8214282691538167E-4,2.0821230694117463E-3,null,1.2296712065696935E-3,2.691350276635031E-4,0,5.6880940207646087E-4,2.0676156363096578E-3]
[2004,6,2,7,1.3260987695475983E-3,3.8066522123005888E-4,0,6.0373713105999589E-4,2.3105011218376532E-3,null,1.3780272813417277E-3,3.2354748610203816E-4,0,5.8990910933187754E-4,2.2914838767756434E-3]
[2004,6,2,10,1.5367413184308155E-3,4.8850277851264848E-4,0,6.7020946522819403E-4,2.6954535621716577E-3,null,1.5969183516286402E-3,4.1520432423771834E-4,0,6.5485895824298585E-4,2.6669816341093442E-3]
[2004,6,2,16,1.8507681955443238E-3,5.1807742699352987E-4,0,7.0562185476724952E-4,3.0744674773051034E-3,null,1.9232421622484104E-3,4.4034138072378395E-4,0,6.8946026085894461E-4,3.0530438038311389E-3]
[2004,6,2,18,2.0323147108077216E-3,4.688810866848045E-4,0,6.6846460283375656E-4,3.1696604003262829E-3,null,2.1118978315020909E-3,3.9852681153126858E-4,0,6.5315406025335556E-4,3.1635787032867151E-3]
[2004,6,2,21,2.0025099186111945E-3,3.7308698764171528E-4,7.9037567999999583E-5,5.8074999404981781E-4,3.0353844683027272E-3,null,2.0809259177165538E-3,3.1710634493689675E-4,5.1637824820847718E-5,5.6744847071593587E-4,3.0171185581902341E-3]
[2004,6,3,1,1.1886597059272395E-3,1.9187699051908259E-4,7.9037567999999583E-5,3.9927988655898399E-4,1.8588541510053058E-3,null,1.2352062611129492E-3,1.6308639313743429E-4,5.1637824820847718E-5,3.90134762525873E-4,1.8400652415971042E-3]
[2004,6,3,4,9.4866084720944576E-4,2.2260465011838569E-4,7.9037567999999583E-5,4.7838744091490462E-4,1.7286905062427356E-3,null,9.8580932145903E-4,1.8920345469884554E-4,5.1637824820847718E-5,4.6743043398737665E-4,1.6940810349661E-3]
[2004,6,3,7,1.3144545549247577E-3,3.7622322887581914E-4,0,5.9865281801141769E-4,2.2893306018119943E-3,null,1.3659270925861443E-3,3.1977200208262949E-4,0,5.8494124761234855E-4,2.2706403422811223E-3]
[2004,6,3,9,1.4545030068018167E-3,4.515192630114961E-4,0,6.349902036145563E-4,2.541012473427869E-3,null,1.5114596817326531E-3,3.8377008018214735E-4,0,6.2044636014197091E-4,2.5156761220567715E-3]
[2004,6,3,12,1.6132807450674911E-3,5.0795750376938099E-4,0,6.9222924127202606E-4,2.8134674901088984E-3,null,1.6764549747110787E-3,4.3173992323276676E-4,0,6.7637439237058056E-4,2.7845692903144259E-3]
[2004,6,3,16,1.8351754653056383E-3,5.1230818958293242E-4,0,6.9881346756524786E-4,3.0462971224538182E-3,null,1.9070388385194839E-3,4.3543780099855199E-4,0,6.828078132560156E-4,3.0252844527740514E-3]
[2004,6,3,19,1.9985084202576286E-3,4.0392826002659727E-4,0,5.5908585757956321E-4,2.961522537863789E-3,null,2.0767677252620511E-3,3.433199720081392E-4,0,5.4628053057752788E-4,2.9663682278477182E-3]
[2004,6,3,22,1.752839910317848E-3,2.8937572268898448E-4,7.9037567999999583E-5,4.9000429931035064E-4,2.6112575003171823E-3,null,1.8214791173259454E-3,2.4595571750012107E-4,5.1637824820847718E-5,4.7878121934864857E-4,2.5978538789955628E-3]
[2004,6,4,2,1.1767730229378837E-3,2.219103643831323E-4,7.9037567999999583E-5,4.1822366131430801E-4,1.8959446166353236E-3,null,1.2228541092068124E-3,1.8861334456597901E-4,5.1637824820847718E-5,4.0864464823337702E-4,1.8717499268270162E-3]
[2004,6,4,5,1.0411718255968188E-3,2.6982523027758532E-4,5.6649913431785558E-5,4.9659664977348564E-4,1.8642436190796751E-3,null,1.0819429239997413E-3,2.2933872093992762E-4,3.701123883147247E-5,4.852225783276528E-4,1.8335154620987941E-3]
[2004,6,4,6,1.1995782284640755E-3,3.2061822551364638E-4,0,5.3337016799310632E-4,2.0535666219708283E-3,null,1.246552340510065E-3,2.7251037152338959E-4,0,5.2115383427318168E-4,2.0402165463066363E-3]
[2004,6,4,10,1.6764668635998728E-3,4.9244863728636738E-4,0,6.5533070629623393E-4,2.8242462071824742E-3,null,1.742115389409615E-3,4.1855811811104636E-4,0,6.4032098305814649E-4,2.8009944905788078E-3]
[2004,6,4,13,1.8595383332474539E-3,5.2890003071423553E-4,0,7.0330984432007246E-4,3.0917482082817617E-3,null,1.9323557285178068E-3,4.495400834988836E-4,0,6.8720120480044843E-4,3.0690970168171386E-3]
[2004,6,4,17,2.0964979970008132E-3,5.0863284239481164E-4,0,7.1610353086871471E-4,3.3212343702643393E-3,null,2.1785944618069497E-3,4.3231392921581831E-4,0,6.9970186419128315E-4,3.3106102552140511E-3]
[2004,6,4,20,1.9940700907696957E-3,4.0420853050396788E-4,2.6345855736541303E-6,5.6093608162144295E-4,2.9618492884687609E-3,null,2.0721555958653536E-3,3.4355818869651663E-4,1.7212608101489824E-6,5.4808837700680648E-4,2.9655234223788258E-3]
[2004,6,4,23,1.5665505873041601E-3,2.6698266704891591E-4,7.9037567999999583E-5,4.7606811156214977E-4,2.3886389339152253E-3,null,1.6278949173925414E-3,2.2692267624913553E-4,5.1637824820847718E-5,4.6516422665583701E-4,2.3716196451183617E-3]
[2004,6,5,3,1.0574326667010297E-3,2.4097786900974705E-4,7.9037567999999583E-5,4.7344343189820214E-4,1.8508915356089785E-3,null,1.09884052105189E-3,2.0481982428651995E-4,5.1637824820847718E-5,4.6259966277002393E-4,1.8178978329292815E-3]
[2004,6,5,7,1.1869491884616481E-3,3.2695219743654773E-4,0,5.3059801632223465E-4,2.0444994022204305E-3,null,1.2334287617389013E-3,2.7789394895153896E-4,0,5.184451760857589E-4,2.0297678867761994E-3]
[2004,6,5,10,1.7797431936613782E-3,4.4654017950339993E-4,0,6.600833215811468E-4,2.8863666947459249E-3,null,1.8494359024888627E-3,3.7953809401085738E-4,0,6.4496474423413649E-4,2.8739387407338566E-3]
[2004,6,5,11,1.8776544036143788E-3,4.6353146880543706E-4,0,6.7755657854272398E-4,3.0187424509625399E-3,null,1.9511812034896639E-3,3.9397988861857676E-4,0,6.6203779295193478E-4,3.0071988850601753E-3]
[2004,6,5,14,1.8543991125165025E-3,4.5169640521500144E-4,0,6.4083434140035304E-4,2.9469298591318568E-3,null,1.9270152617782861E-3,3.8392064270120681E-4,0,6.261566435396132E-4,2.9370925480191063E-3]
[2004,6,5,18,1.9384074661213224E-3,3.9951866500316182E-4,0,5.8328279777998505E-4,2.9212089289044692E-3,null,2.0143132864703221E-3,3.3957202419207554E-4,0,5.6992326299838529E-4,2.9238085736607829E-3]
[2004,6,5,20,1.9644299345943543E-3,3.367511508067693E-4,1.3172928263458489E-6,5.1035320944625988E-4,2.812851587673729E-3,null,2.0413547650593765E-3,2.862225972034637E-4,8.6063043089340347E-7,4.9866405715435537E-4,2.8271020498480889E-3]
[2004,6,6,1,1.3568520010712201E-3,2.4570442807487434E-4,7.9037567999999583E-5,4.597047514938452E-4,2.1412987486399393E-3,null,1.4099847742541347E-3,2.0883717659018762E-4,5.1637824820847718E-5,4.4917565370419072E-4,2.1196354293693607E-3]
[2004,6,6,5,1.1277904648055355E-3,2.4236275889317447E-4,5.5332620605439717E-5,4.6398291052562239E-4,1.8894687548297721E-3,null,1.1719534500957943E-3,2.0599691537685701E-4,3.6150608400579073E-5,4.5335582559387534E-4,1.8674567994671056E-3]
[2004,6,6,8,1.4413771153842757E-3,3.826010791101609E-4,0,5.8533067269997613E-4,2.4093088671944128E-3,null,1.4978197954129701E-3,3.2519287400622837E-4,0,5.719242333013945E-4,2.394936902720593E-3]
[2004,6,6,9,1.6968997646714878E-3,4.1569488589872328E-4,0,6.177960053053834E-4,2.7303906558755944E-3,null,1.7633484195279131E-3,3.5332104909242774E-4,0,6.0364597850496356E-4,{"$f":"SUM(K3779:N3779)","v":2.7203154471253043E-3}]
[2004,6,6,12,2.0473401548403137E-3,4.5117349724869906E-4,0,6.2065655028869713E-4,3.1191702023777102E-3,null,2.1275116547456257E-3,3.8347619558987584E-4,0,6.0644100544052346E-4,3.1174288557760249E-3]
[2004,6,6,15,2.121252692611313E-3,4.1753894214181195E-4,0,5.47629788335158E-4,3.0864214230882829E-3,null,2.2043185229975175E-3,3.5488840993446678E-4,0,5.3508685164552964E-4,3.0942937845775138E-3]
[2004,6,6,21,2.383020832709424E-3,3.2020755024361161E-4,7.9037567999999583E-5,4.9890116037229427E-4,3.2811671113253298E-3,null,2.4763372042035502E-3,2.7216131691105945E-4,5.1637824820847718E-5,4.8747430631463658E-4,3.2876106522500941E-3]
[2004,6,6,23,1.8167416686464745E-3,2.3595797281331928E-4,7.9037567999999583E-5,3.9536431975766435E-4,2.527101529217458E-3,null,1.8878831954570146E-3,2.0055314925485006E-4,5.1637824820847718E-5,3.8630887803829721E-4,2.5263830475710097E-3]
[2004,6,7,2,1.3089260714494516E-3,2.2639080587591665E-4,7.9037567999999583E-5,4.0521171141469305E-4,2.019566156740061E-3,null,1.3601821200182127E-3,1.9242150853991224E-4,5.1637824820847718E-5,3.9593072460493265E-4,2.0001721779839051E-3]
[2004,6,7,6,1.3720327079312599E-3,3.2845162127291631E-4,0,5.4108361520202391E-4,2.2415679444062002E-3,null,1.4257599402399408E-3,2.7916838850052347E-4,0,5.2869061234893475E-4,2.2336189410893988E-3]
[2004,6,7,9,1.8821177776177226E-3,4.8563564393401472E-4,0,6.4554210887504964E-4,3.0132955304267867E-3,null,1.9558193581163644E-3,4.1276739505822672E-4,0,6.3075658410159912E-4,2.9993433372761903E-3]
[2004,6,7,10,2.0623481345805484E-3,5.2026015307339026E-4,0,6.9347397961057452E-4,3.2760822672645131E-3,null,2.1431073298150802E-3,4.4219659495561251E-4,0,6.7759062116763192E-4,3.2628945459383246E-3]
[2004,6,7,14,2.2510374856965355E-3,5.4734117194303253E-4,0,7.0281464892024562E-4,3.5011933065598137E-3,null,2.3391855402075112E-3,4.6521418387020165E-4,0,6.8671735137777723E-4,3.4911170754554901E-3]
[2004,6,7,17,2.755121015003591E-3,5.2517126034185371E-4,0,7.197908488605231E-4,4.0000831242059673E-3,null,2.8630084042443457E-3,4.4637080452893335E-4,0,7.033047276900911E-4,4.0126839364633699E-3]
[2004,6,7,21,2.7048601657451974E-3,3.6221484450879376E-4,7.9037567999999583E-5,5.0115366614297211E-4,3.6472662443969629E-3,null,2.8107793975881527E-3,3.0786553599766254E-4,5.1637824820847718E-5,4.8967522059435384E-4,3.6599579790010167E-3]
[2004,6,7,24,1.6505459800304116E-3,2.5034682551352264E-4,7.9037567999999583E-5,4.0105788062206655E-4,2.3809882541660004E-3,null,1.7151794736728213E-3,2.1278299548035994E-4,5.1637824820847718E-5,3.9187203333495657E-4,2.3714723273089854E-3]
[2004,6,8,4,1.3583030014224702E-3,3.4786535090676463E-4,7.9037567999999583E-5,5.6379300598278137E-4,2.348998926312016E-3,null,1.4114925941203285E-3,2.9566914314944925E-4,5.1637824820847718E-5,5.5087986624727562E-4,2.309679428337901E-3]
[2004,6,8,7,1.7245458849807116E-3,4.7568327974881674E-4,0,6.0549322423507801E-4,2.8057223889646063E-3,null,1.792077130302875E-3,4.0430835484833402E-4,0,5.9162498087185998E-4,2.7880104660230691E-3]
[2004,6,8,11,2.5066127179245558E-3,6.8785073134445488E-4,0,8.3131092047981556E-4,4.0257743697488264E-3,null,2.6047688063511108E-3,5.8464068301486633E-4,0,8.1227053869803879E-4,4.001680028064016E-3]
[2004,6,8,12,2.5606684694421834E-3,7.0320490422386497E-4,0,8.5962839965972185E-4,4.1235017733257696E-3,null,2.6609413193006046E-3,5.9769100586878118E-4,0,8.3993943309287845E-4,4.0985717582622642E-3]
[2004,6,8,15,2.8073507711528283E-3,7.1470977071446166E-4,0,8.8034453385897116E-4,4.4024050757262611E-3,null,2.9172834179343357E-3,6.0746959982318528E-4,0,8.6018108404587303E-4,4.3849341018033939E-3]
[2004,6,8,18,3.2035308414014667E-3,6.292582379619371E-4,0,7.8072939245215928E-4,4.6135184718155628E-3,null,3.3289774468133137E-3,5.348398268265706E-4,0,7.6284753220670046E-4,4.6266648058465847E-3]
[2004,6,8,22,2.6757037499297387E-3,4.5232592974960787E-4,7.9037567999999583E-5,6.0372231186043841E-4,3.8107895595397845E-3,null,2.7804812498615303E-3,3.8445570886762282E-4,5.1637824820847718E-5,5.8989462955191666E-4,3.8064694131019175E-3]
[2004,6,9,1,1.6253931395629336E-3,2.6704163989272234E-4,7.9037567999999583E-5,4.3358654373809699E-4,2.4050588911937523E-3,null,1.6890416767278429E-3,2.2697280038524705E-4,5.1637824820847718E-5,4.2365565852435597E-4,{"$f":"SUM(K3843:N3843)","v":2.3913079604582937E-3}]
[2004,6,9,4,1.2301929018733262E-3,2.9589980465393015E-4,7.9037567999999583E-5,5.1606641103927198E-4,2.1211966855665277E-3,null,1.2783658495307444E-3,2.5150087949853253E-4,5.1637824820847718E-5,5.0424640332751513E-4,2.08575095717764E-3]
[2004,6,9,9,1.9849131069643124E-3,5.3707619300379919E-4,0,6.6473891766120723E-4,3.1867282176293189E-3,null,2.0626400350425896E-3,4.5648943586210316E-4,0,6.4951370833739709E-4,3.16864317924209E-3]
[2004,6,9,12,2.3935618295019214E-3,5.9610219886153189E-4,0,7.3394725390259078E-4,3.7236112822660442E-3,null,2.4872909743797736E-3,5.0665875721014322E-4,0,7.1713689381021264E-4,3.7110866254001294E-3]
[2004,6,9,13,2.4176195097966413E-3,6.0126605612818526E-4,0,7.3043955401021698E-4,3.7493251199350436E-3,null,2.5122907259316368E-3,5.1104779236238723E-4,0,7.1370953443001227E-4,3.7370480527240363E-3]
[2004,6,9,16,2.7960718509894887E-3,5.9360003984101602E-4,0,7.3028940879298261E-4,4.1199612996234876E-3,null,2.9055628281516761E-3,5.0453204004302339E-4,0,7.1356282814541839E-4,4.1236576963401177E-3]
[2004,6,9,19,2.9302458798752774E-3,4.883579409506719E-4,0,5.9648272065737314E-4,4.0150865414833228E-3,null,3.0449909586183284E-3,4.1508121914049083E-4,0,5.8282085426327585E-4,4.0428930320220947E-3]
[2004,6,9,23,2.0601409227819041E-3,3.3408564767148092E-4,7.9037567999999583E-5,4.8398166885551581E-4,2.9572458073089006E-3,null,2.1408136861257275E-3,2.8395704524199769E-4,5.1637824820847718E-5,4.7289653148588801E-4,2.9493050876744607E-3]
[2004,6,10,1,1.3771739180814628E-3,2.1505432217595974E-4,7.9037567999999583E-5,3.9084003493761643E-4,2.0621058431950388E-3,null,1.4311024743020964E-3,1.827860320167206E-4,5.1637824820847718E-5,3.818882176361909E-4,2.0474145487758555E-3]
[2004,6,10,7,1.4343687038873897E-3,3.9236819113266957E-4,0,5.6290302069734067E-4,2.3896399157173997E-3,null,1.4905369425340155E-3,3.3349445861421604E-4,0,5.5001026522384514E-4,2.3740416663720768E-3]
[2004,6,10,10,1.8653794823558062E-3,5.2891489191813973E-4,0,6.9524361207704845E-4,3.0895379863509946E-3,null,1.9384256103475294E-3,4.4955271482135671E-4,0,6.7931972189448229E-4,3.0672980470633684E-3]
[2004,6,10,13,2.0468665871987541E-3,5.4169375165654743E-4,0,6.8953911773735976E-4,3.2780994565926613E-3,null,2.1270195427366143E-3,4.6041414295564274E-4,0,6.7374588354333399E-4,3.2611795692355909E-3]
[2004,6,10,14,2.078165412233878E-3,5.4688800815994271E-4,0,6.9801386960255103E-4,3.3230672899963718E-3,null,2.1595439939787009E-3,4.6482901602550752E-4,0,6.8202652932012459E-4,3.3063995393243333E-3]
[2004,6,10,17,2.5136576761493022E-3,5.4490522131844549E-4,0,7.4832224975593462E-4,3.8068851472236823E-3,null,2.6120896370860078E-3,4.6314374071727306E-4,0,7.3118264412808207E-4,3.8064160219313629E-3]
[2004,6,10,22,2.0807380814948919E-3,3.1969742061123212E-4,7.9037567999999583E-5,4.9895577189709717E-4,2.978428842003221E-3,null,2.162217406026852E-3,2.7172773078094437E-4,5.1637824820847718E-5,4.8752766701468027E-4,2.9731106286433242E-3]
[2004,6,11,1,1.4062909371145562E-3,1.9472898524439626E-4,7.9037567999999583E-5,3.3635406619329604E-4,2.0164115565522479E-3,null,1.4613596825133952E-3,1.6551045415559028E-4,5.1637824820847718E-5,3.2865019790960146E-4,2.0071581593994348E-3]
[2004,6,11,4,1.080459333387082E-3,2.3987875218132952E-4,7.9037567999999583E-5,4.5710238083927209E-4,1.8564780344076832E-3,null,1.1227688856808445E-3,2.0388562681605544E-4,5.1637824820847718E-5,4.466328878612231E-4,1.8249252251789708E-3]
[2004,6,11,8,1.6001150037956164E-3,4.1613237996098601E-4,0,5.5579045942555133E-4,2.572037843182154E-3,null,1.6627736780623235E-3,3.536928984133935E-4,0,5.4306061036736304E-4,2.5595271868430803E-3]
[2004,6,11,11,1.880609910287119E-3,5.2518739042663643E-4,0,6.9324452218663809E-4,3.0990418229003935E-3,null,1.9542524444249171E-3,4.4638451434031353E-4,0,6.7736641924659674E-4,3.0780033780118273E-3]
[2004,6,11,14,2.0359739042916398E-3,5.2817264532125307E-4,0,6.8570083709284515E-4,3.2498473867057379E-3,null,2.11570031481958E-3,4.4892184021790737E-4,0,6.6999551504703817E-4,3.2346176700845256E-3]
[2004,6,11,15,2.0156811555797397E-3,5.4153669124253653E-4,0,7.324011568905853E-4,3.2896190037128613E-3,null,2.0946129252671785E-3,4.6028064901060836E-4,0,7.1562620867197794E-4,3.2705197829497644E-3]
[2004,6,11,19,2.1984378391315148E-3,4.3153428466739601E-4,0,5.9255689136277466E-4,3.2225290151616853E-3,null,2.2845261516159215E-3,3.6678379106925408E-4,0,5.7898494233501736E-4,3.2302948850201933E-3]
[2004,6,11,23,1.6848765457962345E-3,2.5589638789805301E-4,7.9037567999999583E-5,4.4634387914604522E-4,2.4661543808403323E-3,null,1.7508543851466774E-3,2.1749986179317731E-4,5.1637824820847718E-5,4.3612079936261746E-4,2.4561128711233201E-3]
[2004,6,12,2,1.0499270269110198E-3,1.5309140083595292E-4,7.9037567999999583E-5,3.9848326852036186E-4,1.6805392642673341E-3,null,1.0910409689882936E-3,1.3012047101192009E-4,5.1637824820847718E-5,3.89356390261745E-4,1.6621556550828064E-3]
[2004,6,12,5,8.8402170320323156E-4,1.8097813952989752E-4,5.4015327779093849E-5,4.4711162456853451E-4,1.5661267950807575E-3,null,9.1863898247023228E-4,1.5382288377990255E-4,3.5289977969685655E-5,4.3687096031027874E-4,1.5446228045300993E-3]
[2004,6,12,9,1.4280951984840596E-3,3.4329950451196468E-4,0,6.1253252662903058E-4,2.3839272296250547E-3,null,1.4840177738310817E-3,2.9178838903644674E-4,0,5.9850305477505625E-4,2.3743092176425847E-3]
[2004,6,12,12,1.7265569661016865E-3,3.6903734827904071E-4,0,6.2636301572736419E-4,2.7219573301080916E-3,null,1.7941669630614412E-3,3.1366434245718675E-4,0,6.1201676974451276E-4,2.7198480752631407E-3]
[2004,6,12,16,1.7004661028872958E-3,3.8790960388414568E-4,0,6.5521844484583752E-4,2.7435941516172793E-3,null,1.7670544114711463E-3,3.2970486971727113E-4,0,6.4021129284893348E-4,2.7369705740373507E-3]
[2004,6,12,17,1.6953929633346044E-3,3.6651124990516549E-4,0,6.3116778283959607E-4,2.6930719960793657E-3,null,1.7617826135732813E-3,3.1151727796867697E-4,0,6.167114882600816E-4,2.6900113798020396E-3]
[2004,6,12,20,1.7034103702464915E-3,2.7170918447578932E-4,0,5.0850941122918848E-4,2.4836289659514693E-3,null,1.7701139729741856E-3,2.3093999316225103E-4,0,4.9686248937251196E-4,2.4979164555089485E-3]
[2004,6,12,24,1.2506058826638868E-3,1.6690004981799876E-4,7.9037567999999583E-5,4.129819688626484E-4,1.9095254693445333E-3,null,1.2995781793125553E-3,1.4185717143905545E-4,5.1637824820847718E-5,4.0352301173551705E-4,1.8965961873079755E-3]
[2004,6,13,3,9.4192064405007885E-4,1.8531785639957913E-4,7.9037567999999583E-5,4.2971968361946796E-4,1.6359957520691254E-3,null,9.7880517964947099E-4,1.5751143846068729E-4,5.1637824820847718E-5,4.198773651394743E-4,1.6078318080704802E-3]
[2004,6,13,6,9.2708838104138276E-4,2.1031913065267891E-4,0,4.4821212581739895E-4,1.5856196375114606E-3,null,9.6339210217787964E-4,1.7876134253072396E-4,0,4.3794625563027409E-4,1.5800997003388778E-3]
[2004,6,13,9,1.3704048783704089E-3,3.2616000575198676E-4,0,5.5472378124414654E-4,2.2512886653665424E-3,null,1.4240683667344526E-3,2.7722062337894683E-4,0,5.4201836342980688E-4,2.2433073535432064E-3]
[2004,6,13,14,1.6756113096838782E-3,3.365048751588865E-4,0,4.9089279983068415E-4,2.5030089846734488E-3,null,1.7412263329803555E-3,2.8601327451697518E-4,0,4.796493696140971E-4,2.5068889771114279E-3]
[2004,6,13,15,1.7341525401777071E-3,3.3264874705150421E-4,0,4.7804541230955214E-4,2.5448466995387636E-3,null,1.8020599711348739E-3,2.8273574747838886E-4,0,4.6709623922020166E-4,2.5518919578334642E-3]
[2004,6,13,18,1.9307998861239591E-3,2.8532054525207102E-4,0,4.6240445360521819E-4,2.6785248849812483E-3,null,2.0064078023373923E-3,2.4250900791848029E-4,0,4.5181352172000299E-4,2.7007303319758753E-3]
[2004,6,13,21,1.9431425623541614E-3,2.466959794525964E-4,7.3768396773653743E-5,4.4181344811233965E-4,2.7054203866927517E-3,null,2.0192338036583869E-3,2.0967994850028311E-4,4.819530314891192E-5,4.316941335200006E-4,2.7088031888275821E-3]
[2004,6,14,1,1.2965676467709729E-3,1.8198570619803125E-4,7.9037567999999583E-5,3.5520216396283299E-4,1.9127930849318366E-3,null,1.3473397535577112E-3,1.5467926793157649E-4,5.1637824820847718E-5,3.4706659802119706E-4,1.9007234443313324E-3]
[2004,6,14,6,1.2171059275056084E-3,2.937914663154994E-4,0,5.0428673936405452E-4,2.0151841331851623E-3,null,1.2647664042080649E-3,2.4970889133883788E-4,0,4.9273653376897218E-4,2.0072118293158752E-3]
[2004,6,14,8,1.562972125184386E-3,4.1210980693145923E-4,0,5.4789624654491759E-4,2.5229781786607628E-3,null,1.6241763267871231E-3,3.5027390104042712E-4,0,5.3534720688476673E-4,2.5097974347123167E-3]
[2004,6,14,12,1.9342299463802517E-3,5.0986662031245406E-4,0,6.3926889479971123E-4,3.0833654614924166E-3,null,2.0099721798320109E-3,4.3336258226158776E-4,0,6.2462705199656894E-4,3.0679618140901674E-3]
[2004,6,14,15,2.0542936662415971E-3,5.082064515842229E-4,0,6.3742869279927877E-4,3.1999288106250986E-3,null,2.1347374577039969E-3,4.3195151713515276E-4,0,6.2282899806346073E-4,3.1895179729026103E-3]
[2004,6,14,16,2.2418641571127361E-3,5.2030378959067795E-4,0,6.6984711947121775E-4,3.4320150661746318E-3,null,2.3296529945634943E-3,4.4223368393743511E-4,0,6.5450491166911887E-4,3.4263915901700482E-3]
[2004,6,14,19,2.5508332680862699E-3,3.5194638898102307E-4,0,4.1176218605571433E-4,3.3145418431230074E-3,null,2.6507209827033832E-3,2.9913783305326113E-4,0,4.0233116688748942E-4,3.3521899826441338E-3]
[2004,6,14,23,1.782250714716065E-3,2.0379268756680341E-4,7.9037567999999583E-5,3.3613323396097778E-4,2.4012142042438458E-3,null,1.8520416152014052E-3,1.7321417369087121E-4,5.1637824820847718E-5,3.2843442362841735E-4,2.4053280373415413E-3]
[2004,6,15,3,1.0612901657630976E-3,2.3356015928792647E-4,7.9037567999999583E-5,4.6445657815651406E-4,1.8383444712075376E-3,null,1.1028490753672621E-3,1.9851512083771382E-4,5.1637824820847718E-5,4.5381864432057523E-4,1.8068206653463988E-3]
[2004,6,15,6,1.2826173941093363E-3,3.2364150202633706E-4,0,5.6472746716271639E-4,2.1709863632983898E-3,null,1.3328432249500393E-3,2.750800139832697E-4,0,5.5179292448736248E-4,2.1597161634206714E-3]
[2004,6,15,10,1.6785720162667821E-3,4.8476094490089043E-4,0,6.4716025499660242E-4,2.8104932161642747E-3,null,1.7443029774483099E-3,4.1202394213035281E-4,0,6.3233766813341617E-4,2.7886645877120792E-3]
[2004,6,15,13,1.7519252144599482E-3,5.0162983344508884E-4,0,6.4968602077537536E-4,2.9032410686804125E-3,null,1.8205286030239479E-3,4.2636170186625559E-4,0,6.3480558366201868E-4,2.8816958885522223E-3]
[2004,6,15,16,2.0329382826794755E-3,5.039242169356037E-4,0,6.6882075830522968E-4,3.2056832579203092E-3,null,2.1125458217354635E-3,4.28311819631444E-4,0,6.5350205832429009E-4,3.1943596996911977E-3]
[2004,6,15,17,2.2111421456729209E-3,4.9842542771639641E-4,0,6.9089899892720952E-4,3.4004665723165271E-3,null,2.2977279442776841E-3,4.2363810811471922E-4,0,6.7507461795477059E-4,3.3964406703471737E-3]
[2004,6,15,20,2.3946974354333078E-3,3.6600232387806573E-4,0,4.9205253666563943E-4,3.2527522959770131E-3,null,2.4884710493411869E-3,3.1108471484628838E-4,0,4.8078254378572155E-4,3.2803383079731967E-3]
[2004,6,15,24,1.354405039785357E-3,2.1933045504703131E-4,7.9037567999999583E-5,4.005725122994073E-4,2.0533455751317953E-3,null,1.40744199276173E-3,1.8642054329727004E-4,5.1637824820847718E-5,3.9139778190964649E-4,2.0368981427894943E-3]
[2004,6,16,4,9.2504046807210822E-4,1.9426249727831971E-4,7.9037567999999583E-5,4.3737847201958193E-4,1.6357190053700094E-3,null,9.612639952779414E-4,1.651139613837179E-4,5.1637824820847718E-5,4.2736073631417782E-4,1.6053765177966848E-3]
[2004,6,16,7,1.3167127394999568E-3,3.2750798203930485E-4,0,5.2198643493449131E-4,2.1662071564737531E-3,null,1.3682737050877086E-3,2.7836633965341401E-4,0,5.1003083473580171E-4,2.1566708794769243E-3]
[2004,6,16,11,1.5683077814377579E-3,4.3568767213559298E-4,0,5.7834204407062977E-4,2.5823374976439808E-3,null,1.6297209212395533E-3,3.7031397454595965E-4,0,5.6509567252867755E-4,2.5651305683141905E-3]
[2004,6,16,14,1.6132286782842083E-3,4.446687056742964E-4,0,5.7284186810927504E-4,2.6307392520677798E-3,null,1.6764008690520864E-3,3.7794742951370266E-4,0,5.5972147283876489E-4,2.6140697714045541E-3]
[2004,6,16,17,2.0047206028896707E-3,4.3965002711336069E-4,0,6.1323608341205978E-4,3.0576067134150914E-3,null,2.0832231698640785E-3,3.7368178941477807E-4,0,5.991904972626707E-4,3.0560954565415272E-3]
[2004,6,16,19,2.0386918282764566E-3,3.2991162497252182E-4,0,4.3364407502453293E-4,2.8022475282735112E-3,null,2.1185246696004594E-3,2.8040932279228939E-4,0,4.237118721116842E-4,2.8226458645044332E-3]
[2004,6,16,22,1.7918050050607644E-3,2.238296299206375E-4,7.9037567999999583E-5,3.7614812282451952E-4,2.4708203258059207E-3,null,1.8619700406333564E-3,1.9024462976144685E-4,5.1637824820847718E-5,3.6753280972248091E-4,2.4713853049381316E-3]
[2004,6,17,1,1.3026278480768863E-3,2.0855842566307393E-4,7.9037567999999583E-5,3.9121992320119588E-4,1.9814437649411558E-3,null,1.3536372654186267E-3,1.77264826323351E-4,5.1637824820847718E-5,3.8225940492232042E-4,{"$f":"SUM(K4035:N4035)","v":1.9647993214851459E-3}]
[2004,6,17,5,1.0906930763735444E-3,2.7029758420787117E-4,5.4015327779093849E-5,5.1683948838768408E-4,1.9318454767481936E-3,null,1.133403370343247E-3,2.2974019950474254E-4,3.5289977969685655E-5,5.0500177407843409E-4,1.9034353218961094E-3]
[2004,6,17,8,1.5658764309579812E-3,4.2174351543188004E-4,0,5.8433410054260944E-4,2.5719540469324709E-3,null,1.6271943618545546E-3,3.5846209894587014E-4,0,5.709504866764271E-4,2.5566069474768521E-3]
[2004,6,17,10,1.7132337283012641E-3,4.8848945350162475E-4,0,6.4516668895154606E-4,2.8468898707544347E-3,null,1.7803220025001333E-3,4.1519299860674774E-4,0,6.3038976281248838E-4,2.8259047639193693E-3]
[2004,6,17,16,2.0703258560494718E-3,5.0849163933711517E-4,0,6.6838006769029293E-4,3.2471975630768797E-3,null,2.1513974497364432E-3,4.3219391327582778E-4,0,6.5307146130652539E-4,3.2366628243187963E-3]
[2004,6,17,19,2.2705197061519402E-3,3.8410394282933729E-4,0,5.0220866827877843E-4,3.1568323172600559E-3,null,2.3594306621435046E-3,3.2647023729337672E-4,0,4.9070605891497201E-4,3.1766069583518534E-3]
[2004,6,17,20,2.4022420543341433E-3,3.8011262965759749E-4,0,5.1252154855048319E-4,3.2948762325422237E-3,null,2.4963111068930267E-3,3.2307780932533311E-4,0,5.0078273252463792E-4,3.3201716487429979E-3]
[2004,6,17,23,1.601744929881774E-3,2.3051222938186798E-4,7.9037567999999583E-5,3.9180348883365257E-4,2.3030982160972941E-3,null,1.6644674301906524E-3,1.9592452415611035E-4,5.1637824820847718E-5,3.8282960454193767E-4,2.2948593837095483E-3]
[2004,6,18,3,1.1290197517972093E-3,2.2665891728220516E-4,7.9037567999999583E-5,4.3116743343604616E-4,1.86588367051546E-3,null,1.1732308745607178E-3,1.9264939059128436E-4,5.1637824820847718E-5,4.2129195563075911E-4,1.838810045603609E-3]
[2004,6,18,6,1.2542738956846666E-3,3.1754613476898524E-4,0,5.2235663655584761E-4,2.0941766670094994E-3,null,1.3033898275298865E-3,2.698992392683845E-4,0,5.1039255724298638E-4,2.0836816240412575E-3]
[2004,6,18,11,1.8550804337759447E-3,5.1974629122432652E-4,0,6.8616521998002766E-4,3.0609919449802988E-3,null,1.9277232627993488E-3,4.4175983661732496E-4,0,6.7044926168820609E-4,3.0399323611048799E-3]
[2004,6,18,14,2.0087769620815397E-3,5.2265914971613865E-4,0,6.7850966417634813E-4,3.2099457759740269E-3,null,2.0874383714445943E-3,4.4423562896670588E-4,0,6.629690490704065E-4,3.1946430494817065E-3]
[2004,6,18,17,2.231322575498274E-3,4.8796855913119618E-4,0,6.6762196937316775E-4,3.3869131040026382E-3,null,2.3186986166643464E-3,4.1475026295694953E-4,0,6.5233072650650384E-4,3.3857796061277996E-3]
[2004,6,18,20,2.1268971078912328E-3,3.8259210898663716E-4,0,5.1093173321148594E-4,3.0204209500893559E-3,null,2.2101839671269958E-3,3.2518524982425885E-4,0,4.9922933038589021E-4,3.0345985473371447E-3]
[2004,6,18,21,2.0537507605077852E-3,3.4403189491971718E-4,7.1133811199999627E-5,4.8440110394136682E-4,2.9533175705688691E-3,null,2.134173292402309E-3,2.9241088634394399E-4,4.6474042338762944E-5,4.7330635981213739E-4,2.9463645808971532E-3]
[2004,6,18,24,1.4412190844138512E-3,2.3794293044767669E-4,7.9037567999999583E-5,4.4165497183411609E-4,2.1998545546956438E-3,null,1.4976555761304078E-3,2.022402696346424E-4,5.1637824820847718E-5,4.3153928698940386E-4,2.1830729575753015E-3]
[2004,6,19,4,1.1843079747772968E-3,2.6481709379448437E-4,7.9037567999999583E-5,4.9079865364442643E-4,2.0189612902162071E-3,null,1.2306841211461566E-3,2.2508204111000449E-4,5.1637824820847718E-5,4.7955737975621842E-4,1.9869613668332272E-3]
[2004,6,19,8,1.595722496279025E-3,3.9879560761999611E-4,0,5.8884209137262421E-4,2.5833601952716455E-3,null,1.6582091649729805E-3,3.3895745951533716E-4,0,5.753552262867626E-4,2.5725218507750801E-3]
[2004,6,19,11,2.1553547384140456E-3,4.902299653543388E-4,0,6.9724242651307154E-4,3.3428271302814558E-3,null,2.239755965927777E-3,4.1667235160005965E-4,0,6.8127275539700007E-4,3.3377010729248365E-3]
[2004,6,19,15,2.1681747872464062E-3,4.7402592737510714E-4,0,6.4083357431439514E-4,3.2830342889359084E-3,null,2.253078033216289E-3,4.028996834904247E-4,0,6.2615589402302573E-4,3.2821336107297398E-3]
[2004,6,19,18,2.2563506082294545E-3,4.0972131979436876E-4,0,5.687505172698381E-4,3.2348224452936614E-3,null,{"$f":"E4100*R$5","v":2.3447067185447565E-3},{"$f":"F4100*S$5","v":3.4824379961352099E-4},{"$f":"G4100*T$5","v":0},{"$f":"H4100*V$5","v":5.5572383047839031E-4},3.2486743486366677E-3]
[2004,6,19,19,2.2086703984805045E-3,3.886349328280371E-4,0,5.5772561304289273E-4,3.1550309443514344E-3,null,2.2951594062909611E-3,3.3032136511350086E-4,0,5.4495144114138211E-4,3.1704322125458441E-3]
[2004,6,20,1,1.3706397961227574E-3,2.403868733844457E-4,7.9037567999999583E-5,4.3931986195684393E-4,2.1293840994640466E-3,null,1.4243124835974206E-3,2.0431750587601301E-4,5.1637824820847718E-5,4.2925766057117247E-4,2.1095254748654539E-3]
[2004,6,20,2,1.2388895324308047E-3,2.428346128412773E-4,7.9037567999999583E-5,4.5817890172565807E-4,2.0189406149977397E-3,null,1.2874030301987002E-3,2.0639796898039525E-4,5.1637824820847718E-5,4.4768475206601391E-4,1.9931235760659569E-3]
[2004,6,20,6,1.1646083317439064E-3,2.6860753167051911E-4,0,4.7914285023882704E-4,1.9123587136532527E-3,null,1.2102130626125854E-3,2.2830373454985726E-4,0,4.681685413830137E-4,1.9066853385454564E-3]
[2004,6,20,9,1.718212793724331E-3,3.97652477722394E-4,0,5.9933287790182258E-4,2.7151981493485477E-3,null,1.7854960424330052E-3,3.3798585301169574E-4,0,5.8560573138119801E-4,2.7090876268258991E-3]
[2004,6,20,12,2.0815932003554545E-3,4.3096076035958078E-4,0,5.8926053221162653E-4,3.1018144929266618E-3,null,2.1631060103644061E-3,3.6629632245467348E-4,0,5.7576408313843677E-4,3.1051664159575162E-3]
[2004,6,20,16,2.2854621699946475E-3,4.0769952501072232E-4,0,5.1356140317407447E-4,3.2067230981794445E-3,null,2.3749582557877832E-3,3.4652536939405086E-4,0,5.0179877027232511E-4,3.2232823954541591E-3]
[2004,6,20,18,2.4012523451917194E-3,3.4581490240332704E-4,0,4.834049126578944E-4,3.230472160252941E-3,null,2.49528264187204E-3,2.9392635861944888E-4,0,4.7233298533751194E-4,3.2615419858290006E-3]
[2004,6,20,21,2.3818205515438009E-3,3.1842088429475144E-4,7.1133811199999627E-5,4.9153482484812878E-4,3.2629100718866806E-3,null,2.4750899213996655E-3,2.7064273511262282E-4,4.6474042338762944E-5,4.8027668966238462E-4,3.2724833885134359E-3]
[2004,6,20,24,1.5346702467398379E-3,2.2802744056882906E-4,7.9037567999999583E-5,3.9654754749722428E-4,2.2382828028058906E-3,null,1.5947661791379326E-3,1.9381257084617734E-4,5.1637824820847718E-5,3.87465005077817E-4,2.2276815798827746E-3]
[2004,6,21,3,1.0488045351193832E-3,2.1050862036838658E-4,7.9037567999999583E-5,4.3037823331009827E-4,1.7687289567978677E-3,null,1.0898745217013505E-3,1.7892239985285417E-4,5.1637824820847718E-5,4.2052083137910815E-4,1.7409555777541605E-3]
[2004,6,21,7,1.3707280838455927E-3,3.4817351331652992E-4,0,5.0039711050934264E-4,2.2192987076714655E-3,null,1.4244042285665498E-3,2.9593106666499534E-4,0,4.8893599314413759E-4,2.2092712883756828E-3]
[2004,6,21,10,1.8030808100836051E-3,4.9008703805304113E-4,0,6.2416947495731582E-4,2.9173373230939621E-3,null,1.8736873932901766E-3,4.1655087013432241E-4,0,6.0987346992846445E-4,2.9001117333529638E-3]
[2004,6,21,13,1.8955498504942866E-3,5.2498595050393929E-4,0,6.6281084741460529E-4,3.0833466484128311E-3,null,1.9697774156109734E-3,4.4621329990580689E-4,0,6.4762979869628342E-4,3.0636205142130636E-3]
[2004,6,21,15,2.0323213717922577E-3,5.0486814402831803E-4,0,6.3244601947475487E-4,3.1696355352953307E-3,null,2.1119047533231664E-3,4.2911411314521566E-4,0,6.1796044810728866E-4,3.1589793145756708E-3]
[2004,6,21,21,2.4157124021322064E-3,3.2100626645695078E-4,7.1133811199999627E-5,4.4002262799675999E-4,3.2478751077859168E-3,null,2.5103089381113041E-3,2.7284018802542021E-4,4.6474042338762944E-5,4.2994433042688884E-4,3.2595674989023761E-3]
[2004,6,21,22,2.0581859824997432E-3,2.6741952008376368E-4,7.9037567999999583E-5,4.1120806683172785E-4,2.815851137415234E-3,null,2.1387821926170418E-3,2.2729398072702901E-4,5.1637824820847718E-5,4.0178973923451138E-4,2.8195037373994298E-3]
[2004,6,22,1,1.2888372242840318E-3,2.0583826032648191E-4,7.9037567999999583E-5,3.9008856210453628E-4,1.9638016147150495E-3,null,1.3393066165637477E-3,1.7495281406861349E-4,5.1637824820847718E-5,3.8115395656983724E-4,1.947051212023046E-3]
[2004,6,22,4,1.0321629050348863E-3,2.3940166839539129E-4,7.9037567999999583E-5,4.7568706173139341E-4,1.8262892031616707E-3,null,1.0725812244077729E-3,2.0348012809699313E-4,5.1637824820847718E-5,4.6479190440711614E-4,1.7924910817327297E-3]
[2004,6,22,8,1.5385250116724287E-3,4.2113968651397339E-4,0,5.8938936723390101E-4,2.5490540654203031E-3,null,1.598771892258443E-3,3.5794887284185909E-4,0,5.7588996731771063E-4,2.5326107324180128E-3]
[2004,6,22,12,1.7947720433239599E-3,5.0722589473193994E-4,0,6.7031270972905998E-4,2.9723106477849599E-3,null,1.865053264722964E-3,4.3111809005318526E-4,0,6.5495983802727593E-4,2.9511311928034252E-3]
[2004,6,22,16,2.0415808988592777E-3,5.0615051295145228E-4,0,6.705538709924296E-4,3.2182852828031593E-3,null,2.1215268728844634E-3,4.3020406625413049E-4,0,6.5519547572249256E-4,3.2069264148610866E-3]
[2004,6,22,19,2.2413057543027299E-3,3.8242954779945369E-4,0,5.0498931580308308E-4,3.1287246179052671E-3,null,2.3290727253378251E-3,3.2504708048144098E-4,0,4.9342301836642817E-4,3.1475428241856942E-3]
[2004,6,22,22,1.9616058406908658E-3,2.7872689176786634E-4,7.9037567999999583E-5,4.3931399481588352E-4,2.7586842952746151E-3,null,2.0384200828671853E-3,2.3690471340964976E-4,5.1637824820847718E-5,4.2925192781146596E-4,2.7562145489091489E-3]
[2004,6,22,23,1.5947822424983785E-3,2.2451991971476849E-4,7.9037567999999583E-5,3.8425236605777125E-4,2.2825920962709178E-3,null,1.6572320919291999E-3,1.9083134353280553E-4,5.1637824820847718E-5,3.7545143301328751E-4,2.2751526932961409E-3]
[2004,6,23,2,1.4744832641134531E-3,2.8138147957777065E-4,7.9037567999999583E-5,4.649239073155158E-4,2.2998262190067394E-3,null,1.5322223430788027E-3,2.3916098785929955E-4,5.1637824820847718E-5,4.5427526975202337E-4,2.2772964255109735E-3]
[2004,6,23,5,1.2925871115196399E-3,3.3015177266799474E-4,5.5332620605439717E-5,5.548228705454703E-4,2.232894375338545E-3,null,1.3432033450965597E-3,2.8061343700822006E-4,3.6150608400579073E-5,5.4211518318542725E-4,2.202082573690786E-3]
[2004,6,23,10,2.1504248851860986E-3,5.7533618167543486E-4,0,6.9761887793647244E-4,3.4233799447980057E-3,null,2.2346330652833258E-3,4.8900862191487591E-4,0,6.8164058456048917E-4,3.405282271758691E-3]
[2004,6,23,13,2.4830421639098514E-3,6.1331655744381879E-4,0,7.356000985295891E-4,3.8319588198832593E-3,null,2.5802752563874967E-3,5.2129015018626153E-4,0,7.1875188161138481E-4,3.820317288185143E-3]
[2004,6,23,17,3.0590869080137509E-3,5.9070397974501064E-4,0,7.4096697479631346E-4,4.3907578625550746E-3,null,3.1788772541251889E-3,5.0207052553787588E-4,0,7.2399583470871909E-4,4.4049436143717841E-3]
[2004,6,23,20,2.9699940606840725E-3,4.7142091495341859E-4,0,5.6640927897544651E-4,4.0078242546129376E-3,null,3.0862956327467189E-3,4.0068554578281279E-4,0,5.5343621600857391E-4,4.0404173945381055E-3]
[2004,6,23,23,2.1122216366677429E-3,3.4298264021519469E-4,7.9037567999999583E-5,4.8818063066044309E-4,3.0224224755433802E-3,null,2.1949338212276723E-3,2.9151906932732243E-4,5.1637824820847718E-5,4.769993200854798E-4,3.0150900354613225E-3]
[2004,6,23,24,1.8021813091126289E-3,3.2693303588137172E-4,7.9037567999999583E-5,4.9453698980304547E-4,2.7026889027970454E-3,null,1.8727526688895038E-3,2.778776625332868E-4,5.1637824820847718E-5,4.8321009289950686E-4,2.6854782491431452E-3]
[2004,6,24,6,1.3839880377338276E-3,3.3518686290947495E-4,0,5.4779305626151647E-4,2.2669679569048192E-3,null,1.4381834270900163E-3,2.8489302626164248E-4,0,5.3524638007614229E-4,2.2583228334278008E-3]
[2004,6,24,7,1.5226273895776429E-3,4.0185408001321452E-4,0,5.7086117145924305E-4,2.4953426410501004E-3,null,1.5822517374568896E-3,3.4155701681384923E-4,0,5.5778614215167336E-4,2.4815948964224122E-3]
[2004,6,24,11,2.0461490542384954E-3,5.636470203446664E-4,0,7.1946422379948823E-4,3.3292602983826499E-3,null,2.1262739120059292E-3,4.7907338603755999E-4,0,7.0298558366377914E-4,3.3083328817072686E-3]
[2004,6,24,14,2.1941264920078358E-3,5.670186327501463E-4,0,7.0891354831021595E-4,3.4700586730681982E-3,null,2.2800459770676933E-3,4.8193909757899916E-4,0,6.9267656130863795E-4,3.4546616359553304E-3]
[2004,6,24,18,2.7071581588185185E-3,5.0044498278550864E-4,0,6.5662019192179921E-4,3.8642233335258263E-3,null,2.8131673774431159E-3,4.2535463468245884E-4,0,6.4158093424839034E-4,3.8801029463739652E-3]
[2004,6,24,21,2.5464724805550534E-3,4.1596033293890409E-4,6.9816518373653786E-5,5.9574889598423624E-4,3.6279982278518475E-3,null,2.6461894317177793E-3,3.5354666655825823E-4,4.5613411907869547E-5,5.8210383714263608E-4,3.6274533473265435E-3]
[2004,6,24,23,1.8600272065495966E-3,2.7506870650897264E-4,7.9037567999999583E-5,4.4339765016881868E-4,2.6575311312273878E-3,null,1.9328637455395721E-3,2.3379542845741277E-4,5.1637824820847718E-5,4.3324205094309916E-4,2.6515390497609316E-3]
[2004,6,25,2,1.2958971544444397E-3,2.3006184619448191E-4,7.9037567999999583E-5,4.2073080320445045E-4,2.0257273718433718E-3,null,{"$f":"E4228*R$5","v":1.3466430055181905E-3},{"$f":"F4228*S$5","v":1.9554171968663318E-4},{"$f":"G4228*T$5","v":5.1637824820847718E-5},{"$f":"H4228*V$5","v":4.1109436643571102E-4},2.0049169164613823E-3]
[2004,6,25,5,1.1472324817348978E-3,2.8210329077752919E-4,5.5332620605439717E-5,5.0718784999383983E-4,1.9918562431117067E-3,null,1.1921567941816267E-3,2.3977449333891106E-4,3.6150608400579073E-5,4.9557119723365789E-4,1.9636530931547748E-3]
[2004,6,25,9,1.8091507935470419E-3,4.7486599473451068E-4,0,6.212151259387096E-4,2.9052319142202623E-3,null,1.8799950703667211E-3,4.0361370112884491E-4,0,6.0698678744935041E-4,2.8905955589449165E-3]
[2004,6,25,12,2.0208857340403286E-3,5.3036257093865067E-4,0,6.9890304851482384E-4,3.2501513534938034E-3,null,2.1000213090703107E-3,4.5078317371711671E-4,0,6.828953424395937E-4,3.2336998252270213E-3]
[2004,6,25,15,2.0929326049669091E-3,5.5752802861147198E-4,0,7.5386544064592117E-4,3.4043260742243021E-3,null,2.1748894530970219E-3,4.7387253163232472E-4,0,7.3659887353081461E-4,3.3853608582601613E-3]
[2004,6,25,20,2.2297915850948515E-3,4.0052577613054242E-4,0,5.3427865118337763E-4,3.1645960124087715E-3,null,2.3171076744269836E-3,3.4042802115559235E-4,0,5.2204150952461933E-4,3.1795772051071954E-3]
[2004,6,25,23,1.7454208719834316E-3,2.6672255699481442E-4,7.9037567999999583E-5,4.6096684788786261E-4,2.5521478448661079E-3,null,1.8137695579319392E-3,2.267015949697834E-4,5.1637824820847718E-5,4.5040884298704737E-4,2.5425178207096177E-3]
[2004,6,26,2,1.4344466480894454E-3,2.5774188696152942E-4,7.9037567999999583E-5,4.492145886741741E-4,2.2204406917251483E-3,null,1.4906179389419165E-3,2.1906844896450335E-4,5.1637824820847718E-5,4.3892575803381232E-4,2.2002499707610796E-3]
[2004,6,26,3,1.2922717789712855E-3,2.8326987132802379E-4,7.9037567999999583E-5,5.047126937459648E-4,2.1592919120452738E-3,null,1.3428756644861058E-3,2.4076603179159239E-4,5.1637824820847718E-5,4.93152732073038E-4,2.1284322531715839E-3]
[2004,6,26,6,1.2818214032294241E-3,3.0778369758067763E-4,0,5.1357440523639548E-4,2.103179506046497E-3,null,1.3320160639772617E-3,2.6160162804900541E-4,0,5.0181147453484058E-4,2.0954291665611076E-3]
[2004,6,26,10,2.1716461484178416E-3,4.9424471429316955E-4,0,7.0140970166897591E-4,3.3673005643799869E-3,null,2.2566853289226717E-3,4.2008469886491384E-4,0,6.8534458309996789E-4,3.3621146108875535E-3]
[2004,6,26,13,2.3421103316190149E-3,4.8880908737340895E-4,0,6.575440049427845E-4,3.4884634239352084E-3,null,2.433824694660104E-3,4.1546467232402262E-4,0,6.42483588215427E-4,3.4917729551995538E-3]
[2004,6,26,17,2.42904211292989E-3,4.7436619132407588E-4,0,6.5485824458325884E-4,3.5582665488372248E-3,null,2.5241606251450461E-3,4.0318889180040443E-4,0,6.3985934262896632E-4,3.567208859574417E-3]
[2004,6,26,21,2.2922949348808609E-3,3.4396855880168087E-4,6.9816518373653786E-5,5.2622506792877649E-4,3.2323050799849722E-3,null,2.3820585839355937E-3,2.9235705363050648E-4,4.5613411907869547E-5,5.1417238589409047E-4,3.2342014353680601E-3]
[2004,6,26,24,1.7221056503129882E-3,2.6688350810631412E-4,7.9037567999999583E-5,4.5496563735823741E-4,2.5229923637775393E-3,null,1.7895413388352864E-3,2.2683839582420025E-4,5.1637824820847718E-5,4.4454508444658999E-4,2.5125626439269242E-3]
[2004,6,27,1,1.6481397940104204E-3,2.9312121736436032E-4,7.9037567999999583E-5,5.091157811027132E-4,2.5294143604774931E-3,null,1.7126790641590849E-3,2.4913921133890818E-4,5.1637824820847718E-5,4.9745497092385958E-4,2.5109110712427003E-3]
[2004,6,27,4,1.3483227397534355E-3,2.8444488658908721E-4,7.9037567999999583E-5,5.1333339993755501E-4,2.2251385942800772E-3,null,1.4011215168139596E-3,2.4176473935048136E-4,5.1637824820847718E-5,5.0157598923193452E-4,2.1961000702172234E-3]
[2004,6,27,7,1.4780056969999162E-3,3.7137888589182009E-4,0,5.6365423063618725E-4,2.4130388135279236E-3,null,1.5358827104101874E-3,3.1565453900253982E-4,0,5.5074426941730621E-4,2.4022815188300337E-3]
[2004,6,27,10,2.2395366888626196E-3,5.0484465062400211E-4,0,6.9353213374942295E-4,3.4379134732360449E-3,null,2.3272343853175093E-3,4.2909414485948198E-4,0,6.776474433415337E-4,3.433975973518525E-3]
[2004,6,27,15,2.7383373427990812E-3,5.0856525847436723E-4,0,6.6603357340702511E-4,3.9129361746804737E-3,null,2.8455675026237207E-3,4.3225648607065769E-4,0,6.5077871123123251E-4,3.9286026999256103E-3]
[2004,6,27,18,3.0585263280875296E-3,4.6411649706856213E-4,0,6.569573333580508E-4,4.1796001585141422E-3,null,{"$f":"E4292*R$5","v":3.1782947225299221E-3},{"$f":"F4292*S$5","v":3.9447713505265109E-4},{"$f":"G4292*T$5","v":0},{"$f":"H4292*V$5","v":6.4191035378239995E-4},4.2146822113649732E-3]
[2004,6,27,22,2.601718621251897E-3,3.4774481116602859E-4,7.9037567999999583E-5,5.3940039191591378E-4,3.5679013923338391E-3,null,2.7035989481258718E-3,2.9556669005440553E-4,5.1637824820847718E-5,5.2704594168279139E-4,3.5778494046839167E-3]
[2004,6,28,1,1.7463967632952201E-3,2.7305764972749582E-4,7.9037567999999583E-5,4.649811186787881E-4,2.5634730997015033E-3,null,1.8147836640318399E-3,2.3208612503338908E-4,5.1637824820847718E-5,4.5433117074372215E-4,2.5528387846297986E-3]
[2004,6,28,2,1.5997000510164809E-3,2.7589890122954049E-4,7.9037567999999583E-5,4.7858500339953625E-4,2.4332215236455572E-3,null,1.6623424762067388E-3,2.3450105481841039E-4,5.1637824820847718E-5,4.6762347149219573E-4,2.4161048273381928E-3]
[2004,6,28,7,1.9321634287180903E-3,4.3825712534904029E-4,0,6.3224876298362395E-4,3.0026693170507545E-3,null,2.0078247397006819E-3,3.7249788860351749E-4,0,6.1776770958748173E-4,2.9980903378916809E-3]
[2004,6,28,9,2.3142181259546441E-3,5.5985679381930788E-4,0,7.5641580835563284E-4,3.6304907281295849E-3,null,2.404840262108817E-3,4.7585187223581483E-4,0,7.3909082750665063E-4,3.619782961851282E-3]
[2004,6,28,13,2.6805816108885733E-3,6.3881632210012018E-4,0,8.5231190493277034E-4,4.171709837921464E-3,null,2.7855501222790492E-3,5.4296374759051113E-4,0,8.3279051568203519E-4,4.1613043855515952E-3]
[2004,6,28,16,3.0955863665008037E-3,6.3535354458584708E-4,0,8.6855293067089764E-4,4.5994928417575484E-3,null,3.2168059896797189E-3,5.4002055000588957E-4,0,8.4865955625436785E-4,4.6054860959399762E-3]
[2004,6,28,19,3.4175453972722768E-3,4.49320220846955E-4,0,5.7519285617955117E-4,4.442058474298783E-3,null,3.5513725680265105E-3,3.8190099804779687E-4,0,5.6201861377517127E-4,4.4952921798494788E-3]
[2004,6,28,23,2.3687368012343863E-3,3.0747062218547595E-4,7.9037567999999583E-5,4.6279689887768297E-4,3.2180418902975449E-3,null,2.4614938263857267E-3,2.6133552872753183E-4,5.1637824820847718E-5,4.5219697840873563E-4,3.2266641583428421E-3]
[2004,6,28,24,2.0025751320365496E-3,3.0486047032354536E-4,7.9037567999999583E-5,4.8219830320159153E-4,2.8686714735616861E-3,null,2.0809936848250926E-3,2.5911702273808708E-4,5.1637824820847718E-5,4.7115401211711492E-4,2.8629025445011426E-3]
[2004,6,29,4,1.3299249717760669E-3,3.1967248281953594E-4,7.9037567999999583E-5,5.2941304260564672E-4,2.2580480652012493E-3,null,1.3820033132752759E-3,2.7170653483405392E-4,5.1637824820847718E-5,5.172873430591455E-4,2.2226350159893233E-3]
[2004,6,29,7,1.6814982883209231E-3,4.4421918044152309E-4,0,5.7137009289363004E-4,2.6970875616560766E-3,null,1.7473438389707212E-3,3.7756535426518572E-4,0,5.5828340722720716E-4,2.6831926004631142E-3]
[2004,6,29,10,2.2567668468013433E-3,5.991011359812047E-4,0,7.0978912143274499E-4,3.5656571042152929E-3,null,2.3451392565432688E-3,5.092077123337893E-4,0,6.9353208026596831E-4,3.5478790491430268E-3]
[2004,6,29,14,2.6904521511975448E-3,6.289605737756325E-4,0,7.277072332405964E-4,4.047119958213774E-3,null,2.7958071816623306E-3,5.3458682630587613E-4,0,7.1103979485513148E-4,4.0414338028233378E-3]
[2004,6,29,17,3.2095793129701899E-3,6.1272456630865485E-4,0,7.5093609037220181E-4,4.5732399696510467E-3,null,3.3352627696139401E-3,5.2078698563931905E-4,0,7.3373661722423811E-4,4.589786372477497E-3]
[2004,6,29,21,2.9072869019778399E-3,5.001943018520551E-4,6.9816518373653786E-5,6.4821935092709382E-4,4.1255170731306426E-3,null,3.0211329333935679E-3,4.2514156771098583E-4,4.5613411907869547E-5,6.3337250648426652E-4,4.1252604194966895E-3]
[2004,6,30,1,1.4252222029235509E-3,2.2126410031951538E-4,7.9037567999999583E-5,3.9428932728744024E-4,2.1198131985305062E-3,null,1.4810322750488866E-3,1.8806405058933024E-4,5.1637824820847718E-5,3.8525850724275748E-4,2.1059926577018219E-3]
[2004,6,30,4,1.1259721127953575E-3,2.5991346325237154E-4,7.9037567999999583E-5,4.8870251151915899E-4,1.9536256555668877E-3,null,1.1700638934996723E-3,2.2091418640148377E-4,5.1637824820847718E-5,4.7750924776211935E-4,1.9201251524841232E-3]
[2004,6,30,5,1.1606420315389762E-3,2.8305030570947458E-4,5.9284499005439688E-5,5.1658491159852393E-4,2.0195617478524146E-3,null,1.2060914466259802E-3,2.4057941137040846E-4,3.8732499641621453E-5,5.0475302812721793E-4,1.9901563857652278E-3]
[2004,6,30,8,1.6881692668177352E-3,4.5620477672540089E-4,0,6.1168800418870926E-4,2.7560620477318455E-3,null,1.7542760453590788E-3,3.8775254587294997E-4,0,5.9767787531374652E-4,2.7397064665457753E-3]
[2004,6,30,11,2.005871731567552E-3,5.5683673398848859E-4,0,7.1474603375801715E-4,3.2774544993140579E-3,null,2.0844193754249937E-3,4.7328496380382861E-4,0,6.9837545925394531E-4,3.2560797984827676E-3]
[2004,6,30,15,2.1993188245610041E-3,5.6232697596984523E-4,0,7.2637867893175594E-4,3.4880244794626052E-3,null,2.2854416354276706E-3,4.7795141057146295E-4,0,7.0974166981244754E-4,3.4731347158115811E-3]
[2004,6,30,18,2.6581937459162733E-3,4.9059785962381934E-4,0,6.5530145612103889E-4,3.8040930616611316E-3,null,2.7622855741086675E-3,4.1698504437944503E-4,0,6.4029240283024701E-4,3.8195630213183592E-3]
[2004,6,30,23,1.8273141418074508E-3,2.6792784768502769E-4,7.9037567999999583E-5,4.4189837097601269E-4,2.6161779284684908E-3,null,1.898869674580322E-3,2.2772603521567866E-4,5.1637824820847718E-5,4.3177711130667958E-4,2.6100106459235281E-3]
[2004,7,1,2,1.1955277174808226E-3,1.8693125169990039E-4,7.9037567999999528E-5,3.6179085742213326E-4,1.8232873946028559E-3,null,1.2423432161473291E-3,1.5888274837920569E-4,5.1637824820847677E-5,3.5350438375654275E-4,1.8063681731039253E-3]
[2004,7,1,5,1.0835418216889289E-3,2.5844112333010604E-4,5.9284499005439648E-5,5.1437394482339621E-4,1.9156413888478706E-3,null,1.1259720807006324E-3,2.1966276690222572E-4,3.8732499641621426E-5,5.0259270143207491E-4,1.8869600486765546E-3]
[2004,7,1,6,1.3882410776826046E-3,3.2207113551701883E-4,0,5.872380499705015E-4,2.2975502631701248E-3,null,1.4426030112210312E-3,2.7374527650789188E-4,0,5.7378792391926323E-4,2.2901362116481863E-3]
[2004,7,1,9,1.7476431022272274E-3,4.4223051443278809E-4,0,6.1279858242581386E-4,2.8026721990858294E-3,null,1.8160788081715861E-3,3.7587508194205716E-4,0,5.9876301681820144E-4,2.7907169069318447E-3]
[2004,7,1,15,2.3310233657055247E-3,5.6722633810108391E-4,0,8.5294820259307802E-4,3.7511979063996866E-3,null,2.4223035758362721E-3,4.8211563733203635E-4,0,8.3341223955282491E-4,3.7378314527211336E-3]
[2004,7,1,17,2.9206297919795467E-3,5.8372366439247178E-4,0,9.3979764349997252E-4,4.4441510998719912E-3,null,3.0349983157138957E-3,4.9613758667570315E-4,0,9.1827247705620013E-4,4.4494083794457987E-3]
[2004,7,1,20,3.102406286429191E-3,4.3319111234601805E-4,0,6.5915311404350641E-4,4.1947505128187151E-3,null,3.2238929698758393E-3,3.6819201646108324E-4,0,6.4405584221073468E-4,4.2361408285476569E-3]
[2004,7,1,24,1.8511316265252965E-3,2.6045709537992083E-4,7.9037567999999528E-5,5.0422509049928869E-4,2.6948513804045055E-3,null,1.9236198247711167E-3,2.2137624807253559E-4,5.1637824820847677E-5,4.9267629691250874E-4,2.6893101945770085E-3]
[2004,7,2,3,1.1123101055200834E-3,2.0129873978730773E-4,7.9037567999999528E-5,4.7689897138865892E-4,1.8695453846960496E-3,null,1.1558668976381652E-3,1.710944356913813E-4,5.1637824820847677E-5,4.6597605643244048E-4,1.8445752145828346E-3]
[2004,7,2,6,1.2821422525007172E-3,3.0279219439183403E-4,0,6.1750144083796163E-4,2.2024358877305128E-3,null,1.3323494773392177E-3,2.5735908573478486E-4,0,6.0335816075502238E-4,2.193066723829025E-3]
[2004,7,2,7,1.4251071270027017E-3,3.5524854040978253E-4,0,6.3681882780648117E-4,2.4171744952189655E-3,null,1.480912692886534E-3,3.0194450604022595E-4,0,6.2223310144520524E-4,2.4050903003719651E-3]
[2004,7,2,12,1.7450617482794454E-3,4.5019351224523542E-4,0,6.9870591699059423E-4,2.8939611775152751E-3,null,1.8133963713542619E-3,3.8264325455243669E-4,0,6.8270272602444064E-4,2.8787423519311393E-3]
[2004,7,2,15,1.6734054178095285E-3,4.4825592003293292E-4,0,6.8892354048776709E-4,2.8105848783302285E-3,null,1.738934060902024E-3,3.8099639254766618E-4,0,6.7314440550206355E-4,2.7930748589517535E-3]
[2004,7,2,18,1.9838120314934734E-3,4.0204033534927883E-4,0,6.4512371859760053E-4,3.030976085440353E-3,null,2.061495842715083E-3,3.4171532506581398E-4,0,6.3034777665341418E-4,3.0335589444343111E-3]
[2004,7,2,21,1.9705167164143032E-3,3.0409741701728358E-4,7.1133811199999586E-5,5.2062603105724938E-4,2.8663739756888359E-3,null,2.0476798982968698E-3,2.5846846341290081E-4,4.6474042338762917E-5,5.0870158960862784E-4,2.8613239936571616E-3]
[2004,7,3,1,1.3294371295776803E-3,1.9821852746939575E-4,7.9037567999999528E-5,4.050490372018456E-4,2.0117422622489213E-3,null,1.381496367734111E-3,1.6847640048212154E-4,5.1637824820847677E-5,3.9577177628939074E-4,{"$f":"SUM(K4419:N4419)","v":1.9973823693264711E-3}]
[2004,7,3,4,1.0552132638410206E-3,2.2902807300496513E-4,7.9037567999999528E-5,4.9483892635093091E-4,1.8581178311969163E-3,null,1.0965342089131465E-3,1.9466306122766747E-4,5.1637824820847677E-5,4.8350511387945742E-4,1.8263402088411192E-3]
[2004,7,3,5,1.0237873790849626E-3,2.3307826158225071E-4,6.0601791831785495E-5,4.9020662865982242E-4,1.8076740611588211E-3,null,1.0638777224367109E-3,1.981055305138962E-4,3.959313007251483E-5,4.789789145378264E-4,1.7805552975609484E-3]
[2004,7,3,9,1.7187708040166119E-3,3.9075116423824936E-4,0,6.4208386460657546E-4,2.7516058328614368E-3,null,1.7860759037704038E-3,3.321200620119773E-4,0,6.2737754761151953E-4,2.7455735133939006E-3]
[2004,7,3,12,2.1157188166270229E-3,4.0200900401875505E-4,0,6.2404312985273828E-4,3.1417709504985162E-3,null,2.1985679467561147E-3,3.4168869491243547E-4,0,6.0975001863770341E-4,3.1500066603062536E-3]
[2004,7,3,16,2.0953785152752302E-3,4.2145692543292372E-4,0,6.4990946566423824E-4,3.1667449063723921E-3,null,2.1774311424568055E-3,3.5821851096216976E-4,0,6.3502391075934736E-4,3.1706735641783227E-3]
[2004,7,3,19,2.0457003409725463E-3,3.2894734563760345E-4,0,5.2903309469767726E-4,2.9036807813078271E-3,null,2.1258076276414631E-3,2.7958973083244383E-4,0,5.1691609749472374E-4,2.9223134559686306E-3]
[2004,7,3,22,1.9135787744299039E-3,2.394963230677387E-4,7.9037567999999528E-5,4.2381088686757471E-4,2.6559235523652171E-3,null,1.9885123315969006E-3,2.0356058010463085E-4,5.1637824820847677E-5,4.1410390372753072E-4,2.6578146402499096E-3]
[2004,7,4,2,1.3039326710711835E-3,2.3586257246693726E-4,7.9037567999999528E-5,4.8814877480548576E-4,2.106981586343606E-3,null,1.3549931837896821E-3,2.0047206345944846E-4,5.1637824820847677E-5,4.7696819385842153E-4,2.0840712659283998E-3]
[2004,7,4,6,1.212535890925187E-3,2.647188724774547E-4,0,5.1849693378251845E-4,1.9957516971851603E-3,null,1.2600174102197072E-3,2.2499855762258766E-4,0,5.0662125727125396E-4,1.9916372251135486E-3]
[2004,7,4,7,1.3044948828437178E-3,3.0646895392674896E-4,0,5.5707288106041238E-4,2.1680367178308789E-3,null,1.3555774111324978E-3,2.6048415794568817E-4,0,5.4431365936085557E-4,2.1603752284390415E-3]
[2004,7,4,10,1.9962313485596102E-3,4.0960737497401054E-4,0,6.4854191495981775E-4,3.0543806384934384E-3,null,2.0744014860395303E-3,3.4814695188978588E-4,0,6.3368768249623809E-4,3.0562361204255544E-3]
[2004,7,4,13,2.185838366779492E-3,4.0624862689445958E-4,0,5.8527756429704837E-4,3.1773645579709999E-3,null,2.2714332983305502E-3,3.4529217441871241E-4,0,5.7187234129565652E-4,3.1885978140449192E-3]
[2004,7,4,17,2.6676323181805011E-3,3.5505647764125155E-4,0,5.043502989381997E-4,3.5270390947599525E-3,null,2.7720937500724072E-3,3.0178126174453955E-4,0,4.9279863757184365E-4,3.5666736493887904E-3]
[2004,7,4,19,2.6225064207324217E-3,2.7451197217042865E-4,0,4.0057626390102027E-4,3.2975946568038705E-3,null,2.7252007740690455E-3,2.3332223052490786E-4,0,3.9140144758441158E-4,3.3499244521783648E-3]
[2004,7,4,24,1.6446291404415036E-3,2.1388126096023841E-4,7.9037567999999528E-5,3.9834062657773003E-4,2.3358885959794714E-3,null,1.7090309374098553E-3,1.8178898530422081E-4,5.1637824820847677E-5,3.8921701539642315E-4,2.3316747629313472E-3]
[2004,7,5,4,1.0835784902704052E-3,2.1507537211679941E-4,7.9037567999999528E-5,4.7513806081135807E-4,1.8528294911985621E-3,null,1.126010185181839E-3,1.8280392347373172E-4,5.1637824820847677E-5,4.6425547782823098E-4,1.8247074113046495E-3]
[2004,7,5,7,1.1741802285626254E-3,2.7987180456614971E-4,0,5.2790753926689425E-4,1.9819595723956692E-3,null,1.2201597839679508E-3,2.378778352947898E-4,0,5.1581632183489131E-4,1.9738539410976319E-3]
[2004,7,5,8,1.3723749549149791E-3,3.2617194945466072E-4,0,5.8723361298227198E-4,2.285780517351912E-3,null,1.4261155892242791E-3,2.772307749629618E-4,0,5.7378358855600668E-4,2.2771299527432473E-3]
[2004,7,5,11,1.956127032488179E-3,3.6097203079608463E-4,0,5.3456958888852739E-4,2.8516686521727909E-3,null,2.0327267307987591E-3,3.0680920295220903E-4,0,5.2232578357981055E-4,2.8618617173307788E-3]
[2004,7,5,14,2.0156101661214184E-3,3.589765262857512E-4,0,5.0545016523796335E-4,2.8800368576451327E-3,null,2.0945391559428258E-3,3.0511311822522142E-4,0,4.9387331248564026E-4,2.8935255866536875E-3]
[2004,7,5,20,2.5215721008046785E-3,2.4457901531272296E-4,0,3.8798793217164625E-4,3.1541390482890475E-3,null,2.620313981562968E-3,2.0788062881614978E-4,0,3.7910143955705819E-4,3.207296049936176E-3]
[2004,7,5,22,2.1105628714739814E-3,2.0555215524148776E-4,7.9037567999999528E-5,3.4316666336827437E-4,2.7383192580837431E-3,null,2.193210100685255E-3,1.7470963823891267E-4,5.1637824820847677E-5,3.3530675906010156E-4,2.7548643228051169E-3]
[2004,7,6,1,1.28858290062375E-3,1.5300781346132703E-4,7.9037567999999528E-5,3.5335635834778584E-4,1.8739846404328625E-3,null,1.3390423338796769E-3,1.3004942568541856E-4,5.1637824820847677E-5,3.4526306881890907E-4,1.8659926532048521E-3]
[2004,7,6,5,1.0178566102370589E-3,2.2364333045289702E-4,6.3236377405439625E-5,5.223397642588213E-4,1.8270760823542167E-3,null,1.0577147114608912E-3,1.9008628399963859E-4,4.1314390882663813E-5,5.103760713897911E-4,1.7994914577329848E-3]
[2004,7,6,8,1.4954404585862575E-3,3.6056662540127655E-4,0,5.7646270710832049E-4,2.4324697910958547E-3,null,1.5540001973284984E-3,3.0646462748529739E-4,0,5.6325937998257577E-4,2.4237242047963716E-3]
[2004,7,6,9,1.5512981951995902E-3,3.9554485005956203E-4,0,6.1485249177974457E-4,2.561695537038897E-3,null,1.6120452590499817E-3,3.3619446889274494E-4,0,6.0076988334221071E-4,2.5490096112849372E-3]
[2004,7,6,13,1.7093341525381749E-3,4.3705255241156484E-4,0,6.3496221590004847E-4,2.7813489208497882E-3,null,1.7762697238082308E-3,3.7147405841360056E-4,0,6.2041901345930364E-4,2.7681627956811349E-3]
[2004,7,6,16,2.0032289229156533E-3,4.3331858624195339E-4,0,6.3454538471018735E-4,3.0710928938677941E-3,null,2.0816730774075956E-3,3.6830036326103579E-4,0,6.200117293892962E-4,3.0699851700579273E-3]
[2004,7,6,20,2.4377376259859611E-3,2.8665715663376E-4,0,3.9179088803619041E-4,3.1161856706559115E-3,null,2.5331966445515169E-3,2.4364506455912485E-4,0,3.8281729235369321E-4,3.1596590014643347E-3]
[2004,7,6,23,1.6075796628850767E-3,1.6441953737388097E-4,7.9037567999999528E-5,3.2715797702243589E-4,2.1781947452813931E-3,null,1.6705306446679867E-3,1.397488528410344E-4,5.1637824820847677E-5,3.1966473636842695E-4,2.1815820586982958E-3]
[2004,7,7,3,1.0920847950648634E-3,2.121434629326657E-4,7.9037567999999528E-5,4.9224417210969507E-4,1.8755099981072236E-3,null,1.1348495871474787E-3,1.8031193893429666E-4,5.1637824820847677E-5,4.8096979000316188E-4,1.8477691409057848E-3]
[2004,7,7,6,1.3125774237329369E-3,2.9876640868031317E-4,0,6.0353294539109564E-4,2.2148767778043454E-3,null,1.3639764550828239E-3,2.5393735773363159E-4,0,5.8970960034049281E-4,2.2076234131569485E-3]
[2004,7,7,10,1.7325910102884755E-3,4.5386044145899538E-4,0,6.8086104042642799E-4,2.8673124921738988E-3,null,1.8004372935203506E-3,3.8575997145395038E-4,0,6.6526656929572934E-4,2.8514638342700305E-3]
[2004,7,7,11,1.8000341427409469E-3,4.5842477061188851E-4,0,6.7150560779737881E-4,2.9299645211502143E-3,null,1.8705214219373882E-3,3.8963943598288434E-4,0,6.5612541390592063E-4,2.9162862718261932E-3]
[2004,7,7,14,1.8575593238071345E-3,4.6575129870547852E-4,0,6.6157139712020956E-4,2.9848820196328226E-3,null,1.9302992233302457E-3,3.9586663934776536E-4,0,6.4641873682578957E-4,2.9725845995038002E-3]
[2004,7,7,17,2.3109052485818563E-3,4.587226323846189E-4,0,6.9958518497106859E-4,3.4692130659375441E-3,null,2.4013976562454551E-3,3.8989260444272263E-4,0,6.8356185521252792E-4,3.4748521159007058E-3]
[2004,7,7,21,2.3689852105135312E-3,3.044753113021606E-4,7.2451104026345441E-5,4.8300528599815284E-4,3.2289169118401902E-3,null,2.4617519630882566E-3,2.5878965573377847E-4,4.7334672769656328E-5,4.7194251174431163E-4,3.2398188033360034E-3]
[2004,7,7,24,1.4313993437022592E-3,1.9012690242150898E-4,7.9037567999999528E-5,3.9429378652725743E-4,2.0948576006510253E-3,null,1.4874513055986643E-3,1.615989007876017E-4,5.1637824820847677E-5,3.8526286434795029E-4,2.0859508955550637E-3]
[2004,7,8,4,1.1580552336467585E-3,2.5772338732074152E-4,7.9037567999999528E-5,5.4859599477784108E-4,2.0434121837453407E-3,null,1.2034033526855798E-3,2.1905272514226559E-4,5.1637824820847677E-5,5.3603092805347419E-4,2.0101248307021671E-3]
[2004,7,8,7,1.6383377974002042E-3,4.0195760440366605E-4,0,6.6582587015719867E-4,2.7061212719610688E-3,null,1.7024932325674417E-3,3.4164500766358484E-4,0,6.5057576522574944E-4,2.6947140054567761E-3]
[2004,7,8,11,1.9866859185153287E-3,5.083913622139952E-4,0,7.3089218478183775E-4,3.2259694655111617E-3,null,2.0644822678672317E-3,4.321086824501848E-4,0,7.1415179812658869E-4,3.2107427484440055E-3]
[2004,7,8,12,2.0538787009267336E-3,5.1625671655460416E-4,0,7.555458182797205E-4,3.3256812357610587E-3,null,2.1343062428217994E-3,4.3879386271430932E-4,0,7.3824076372159251E-4,3.3113408692577008E-3]
[2004,7,8,15,2.0910858372996948E-3,5.2272025967468059E-4,0,7.651017449924717E-4,3.3789078419668469E-3,null,2.1729703681192193E-3,4.4428756954955755E-4,0,7.4757782106981709E-4,3.3648357587385937E-3]
[2004,7,8,19,2.593114755276067E-3,3.8017182230086206E-4,0,5.2740436466880891E-4,3.5006909422457383E-3,null,2.6946581645945315E-3,3.2312812028061842E-4,0,5.1532467196986837E-4,3.5331109568450185E-3]
[2004,7,8,22,2.2283544450667362E-3,2.8989203574219385E-4,7.9037567999999528E-5,4.8937330240608258E-4,3.0866573512150124E-3,null,2.3156142576383331E-3,2.4639455924633515E-4,5.1637824820847677E-5,4.7816467482514975E-4,3.0918113165306657E-3]
[2004,7,8,24,1.5652031435346107E-3,2.2676565549456604E-4,7.9037567999999528E-5,4.3548816221706529E-4,2.3064945292462415E-3,null,1.6264947092653999E-3,1.9274011303808107E-4,5.1637824820847677E-5,4.2551372225028202E-4,2.2963863693746108E-3]
[2004,7,9,6,1.5403898197922554E-3,3.5505879301757842E-4,0,6.3449943914031923E-4,2.5299480519501531E-3,null,1.6007097241323581E-3,3.0178322970522562E-4,0,6.1996683615877536E-4,2.522459789996359E-3]
[2004,7,9,9,2.121906502073099E-3,4.9736787708336782E-4,0,7.3059840726054088E-4,3.3498727864170082E-3,null,2.2049979348903797E-3,4.2273923995009847E-4,0,7.1386474929852387E-4,3.3416019241390019E-3]
[2004,7,9,12,2.3722775598471772E-3,5.532756939533865E-4,0,8.2202808982081022E-4,3.7475813436213742E-3,null,2.4651732370579316E-3,4.70258247710504E-4,0,8.0320032239956777E-4,3.7386318071680035E-3]
[2004,7,9,13,2.4374257575671839E-3,5.5730498823864695E-4,0,8.1423381643959424E-4,3.8089645622454253E-3,null,2.5328725637219942E-3,4.7368295783387364E-4,0,7.9558456939771149E-4,3.8021400909535796E-3]
[2004,7,9,16,2.6079934963857462E-3,5.655114031296721E-4,0,8.5718728367713303E-4,4.0306921831925512E-3,null,2.7101195401964058E-3,4.8065802348164091E-4,0,8.3755422853781574E-4,4.0283317922158619E-3]
[2004,7,9,21,2.5495880442419384E-3,3.7486402535181481E-4,7.3768396773653703E-5,5.6964504975461408E-4,3.5678655161220209E-3,null,2.6494269973168709E-3,3.1861674318644877E-4,4.8195303148911893E-5,5.5659787455190305E-4,3.5728369182041345E-3]
[2004,7,9,24,1.7813103194413505E-3,2.7087151173957205E-4,7.9037567999999528E-5,5.2639686452267984E-4,2.6576162637036017E-3,null,1.8510643951228107E-3,2.3022801084061014E-4,5.1637824820847677E-5,5.1434024765127249E-4,2.6472704784355409E-3]
[2004,7,10,3,1.446586270733294E-3,2.9548780321395947E-4,7.9037567999999528E-5,5.7238639524560863E-4,2.3934980371928616E-3,null,1.5032329353302505E-3,2.5115069770429826E-4,5.1637824820847677E-5,5.5927643214554368E-4,2.3652978900009403E-3]
[2004,7,10,7,1.6110624673842634E-3,3.8605391287568577E-4,0,6.4674756926383272E-4,2.6438639495237819E-3,null,1.674149831809753E-3,3.2812761987335512E-4,0,6.3193443457276917E-4,2.6342118862558773E-3]
[2004,7,10,10,2.4399612711215597E-3,5.0254729838400403E-4,0,7.9002412509479201E-4,3.7325326946003557E-3,null,2.5355073650885122E-3,4.2714150379723729E-4,0,7.719293778852439E-4,3.7345782467709931E-3]
[2004,7,10,13,2.6340042811858152E-3,4.963557753899187E-4,0,7.3647717403781067E-4,3.8668372306135449E-3,null,2.7371488775932212E-3,4.218790012407755E-4,0,7.196088685436998E-4,3.8786367473776966E-3]
[2004,7,10,14,2.5708048287338518E-3,4.9959987967870432E-4,0,7.404459522901422E-4,3.8108506607026985E-3,null,2.6714746068340557E-3,4.2463633689623085E-4,0,7.2348674572487981E-4,3.8195976894551667E-3]
[2004,7,10,18,2.6959240682987448E-3,4.325151709256165E-4,0,6.4914982111211994E-4,3.7775890603364815E-3,null,2.8014933727816141E-3,3.6761749813073386E-4,0,6.3428166513936676E-4,3.8033925360517148E-3]
[2004,7,10,22,2.443749456512866E-3,3.1464001257880511E-4,7.9037567999999528E-5,5.3260915215827293E-4,3.3700361892499433E-3,null,2.539443891489016E-3,2.6742917245771084E-4,5.1637824820847677E-5,5.2041024877840544E-4,3.3789211375459798E-3]
[2004,7,11,1,1.6552467954251244E-3,2.6266099576460576E-4,7.9037567999999528E-5,5.0958266277368919E-4,2.506528021963419E-3,null,1.7200643676243293E-3,2.2324945946489754E-4,5.1637824820847677E-5,4.9791115911656733E-4,{"$f":"SUM(K4611:N4611)","v":2.4928628110266419E-3}]
[2004,7,11,4,1.3326601658479717E-3,2.6156720543549011E-4,7.9037567999999528E-5,5.3174047728068129E-4,2.2050054165641429E-3,null,1.3848456144201105E-3,2.2231978926764512E-4,5.1637824820847677E-5,5.1956147006830794E-4,2.1783646985769111E-3]
[2004,7,11,8,1.6323609491677039E-3,3.9017837309542313E-4,0,6.3018855642107605E-4,2.6527278786842032E-3,null,1.6962823377910034E-3,3.3163321655306174E-4,0,6.1575469008639768E-4,2.6436702444304632E-3]
[2004,7,11,11,2.520370916573895E-3,4.6631195253378987E-4,0,6.8421954252320953E-4,3.6709024116308945E-3,null,2.6190657603309235E-3,3.9634316866173173E-4,0,6.6854814811319124E-4,3.6839570771058463E-3]
[2004,7,11,15,2.7722110191147711E-3,4.5506113887046942E-4,0,6.5025960395791139E-4,3.8775317619431518E-3,null,2.8807676333789016E-3,3.8678050762953355E-4,0,6.3536602947018611E-4,3.9029141704786212E-3]
[2004,7,11,16,2.9555379974741162E-3,4.6654680311043772E-4,0,6.6854769774176218E-4,4.0906324983263163E-3,null,3.0712734866279075E-3,3.965427805764701E-4,0,6.5323525195194396E-4,4.1210515191563209E-3]
[2004,7,11,19,3.1249474088577362E-3,3.5972799044263525E-4,0,5.4973846457243101E-4,4.034413863872802E-3,null,3.2473167768892462E-3,3.0575182731997397E-4,0,5.3714723066978316E-4,4.0902158348790039E-3]
[2004,7,11,23,2.234193854850134E-3,2.5917671595506039E-4,7.9037567999999528E-5,4.4843106204775751E-4,3.0208392008529514E-3,null,2.3216823320331243E-3,2.2028798594332994E-4,5.1637824820847677E-5,4.3816017733561054E-4,3.0317683201329126E-3]
[2004,7,12,2,1.5418581236468813E-3,2.3961165980705205E-4,7.9037567999999528E-5,4.5727299359274063E-4,2.3177803450466737E-3,null,1.602235525087338E-3,2.0365861089383577E-4,5.1637824820847677E-5,4.4679959289270358E-4,2.3043315536947252E-3]
[2004,7,12,5,1.3961547445078275E-3,3.067630227765248E-4,6.8505548631785451E-5,6.0221027077483739E-4,2.3736335866909753E-3,null,1.4508265681920753E-3,2.6073410259988707E-4,4.4756912554599604E-5,5.8841722032165441E-4,2.3447348036682164E-3]
[2004,7,12,8,2.0680784716047423E-3,4.5116535425600068E-4,0,7.0156472342369249E-4,3.2208085492844356E-3,null,2.1490620602861109E-3,3.8346927443010087E-4,0,6.8549605422961555E-4,3.2180273889458274E-3]
[2004,7,12,13,2.5410833923965211E-3,5.7633213176898573E-4,0,8.5637319262514989E-4,3.973788716790657E-3,null,2.6405893130278671E-3,4.8985513252598517E-4,0,8.3675878346299115E-4,3.9672032290168436E-3]
[2004,7,12,14,2.6358961018954252E-3,5.6367825868224052E-4,0,8.1861413018602185E-4,4.0181884907636882E-3,null,2.739114779839054E-3,4.790999371513167E-4,0,7.9986455624598185E-4,4.0180792732363527E-3]
[2004,7,12,17,3.2306178509054189E-3,5.3731850577291818E-4,0,8.228095748395981E-4,4.5907459315179351E-3,null,3.3571251526430556E-3,4.5669539028852949E-4,0,8.0396390825121142E-4,4.6177844511827966E-3]
[2004,7,12,20,3.2843380575216306E-3,4.1213706174258639E-4,0,6.0512903807593188E-4,4.3016041573401484E-3,null,3.4129489811363955E-3,3.5029706634456462E-4,0,5.9126913604847517E-4,4.3545151835294353E-3]
[2004,7,12,24,1.949551015461309E-3,2.5930598599142749E-4,7.9037567999999528E-5,4.4467654354612556E-4,2.7325711129988616E-3,null,2.0258932044629448E-3,2.2039785937794459E-4,5.1637824820847677E-5,4.344916524904033E-4,2.7324205411521402E-3]
[2004,7,13,5,1.2913253245254211E-3,2.9550748559546209E-4,6.9822841379093726E-5,5.8506683688776435E-4,2.2417224883877415E-3,null,1.3418921479661462E-3,2.5116742680036616E-4,4.5617542933855176E-5,5.7166644039619669E-4,2.2103435580965642E-3]
[2004,7,13,7,1.6805803236465714E-3,4.0585154557234125E-4,0,6.4030852522826748E-4,2.7267403944471803E-3,null,1.7463899278491565E-3,3.4495467402102884E-4,0,6.2564287068419405E-4,2.7169874725543794E-3]
[2004,7,13,11,2.2691104663313862E-3,5.6209832244709184E-4,0,8.0678011930019851E-4,3.6379889080786769E-3,null,2.3579662381026474E-3,4.7775706586028553E-4,0,7.88301592064496E-4,3.6240248960274289E-3]
[2004,7,13,14,2.4360184684048118E-3,5.6417980106912829E-4,0,7.9164567298601837E-4,3.7918439424599586E-3,null,2.5314101667248635E-3,4.7952622452773319E-4,0,7.7351378577245273E-4,3.7844501770250495E-3]
[2004,7,13,15,2.4887583418512216E-3,5.6816525797451212E-4,0,8.1479882499429959E-4,3.8717224248200335E-3,null,2.5862152733222075E-3,4.8291367494555226E-4,0,7.9613663697170002E-4,3.8652655852394599E-3]
[2004,7,13,18,3.0265604244839764E-3,4.9107082242623402E-4,0,7.0492872127342939E-4,4.2225599681836399E-3,null,{"$f":"E4676*R$5","v":3.1450770706852832E-3},{"$f":"F4676*S$5","v":4.1738704045685539E-4},{"$f":"G4676*T$5","v":0},{"$f":"H4676*V$5","v":6.88783002925066E-4},4.2512471140672041E-3]
[2004,7,13,21,2.8569828051154557E-3,4.0336189623463412E-4,7.6402982426345412E-5,6.2768157359095397E-4,3.9644292573673898E-3,null,2.9688589856066536E-3,3.4283858949434726E-4,4.9916564010698708E-5,6.133051273009664E-4,3.9749192664126657E-3]
[2004,7,14,2,1.6202760036458652E-3,2.788244649402431E-4,7.9037567999999528E-5,5.0763845906577805E-4,2.4857764956518857E-3,null,1.6837241596182693E-3,2.3698764600467773E-4,5.1637824820847677E-5,4.9601148553564986E-4,2.4683611159794444E-3]
[2004,7,14,5,1.3868832567187537E-3,3.3185173301869043E-4,7.1140134205439567E-5,6.2355744235315829E-4,2.4134325662960423E-3,null,1.4411920195405226E-3,2.8205832313720093E-4,4.6478173364748573E-5,6.0927545534591467E-4,2.3790039713883866E-3]
[2004,7,14,9,2.2251723674066E-3,5.4197203003872752E-4,0,7.5315665471062507E-4,3.5203010521559527E-3,null,2.3123075734548374E-3,4.6065066645705421E-4,0,7.3590632165966606E-4,3.5088645615715575E-3]
[2004,7,14,12,2.686360934572727E-3,5.9865022496201283E-4,0,8.2837135770858351E-4,4.1133825172433233E-3,null,2.7915557576716418E-3,5.088244592321695E-4,0,8.0939830380144051E-4,4.109778520705252E-3]
[2004,7,14,15,2.9725888234845665E-3,5.9786761021519443E-4,0,8.211448999722083E-4,4.3916013336719696E-3,null,3.0889920034920981E-3,5.0815927360501592E-4,0,8.0233736116999265E-4,4.3994886382671067E-3]
[2004,7,14,16,3.1485013449457323E-3,5.9254304479721125E-4,0,8.1017649494927971E-4,4.551220884692223E-3,null,3.2717930581871403E-3,5.0363364410304159E-4,0,7.9162017697675458E-4,4.5670468792669361E-3]
[2004,7,14,19,3.3301028297919445E-3,4.7809487101675339E-4,0,6.271704330528769E-4,4.4353681338615749E-3,null,3.4605058495696559E-3,4.0635809369688245E-4,0,6.128056939481907E-4,4.4796696372147293E-3]
[2004,7,14,23,2.3387927860424899E-3,3.3157550044164935E-4,7.9037567999999528E-5,5.1739164270588674E-4,3.2667974971900254E-3,null,2.4303772377914836E-3,2.8182353847367863E-4,5.1637824820847677E-5,5.0554128182991659E-4,3.2693798829159263E-3]
[2004,7,15,3,1.2894184353008109E-3,2.6224173133511679E-4,7.9037567999999528E-5,5.3399202919718878E-4,2.1646897638331157E-3,null,1.3399105871394923E-3,2.2289310447209094E-4,5.1637824820847677E-5,5.2176145234097266E-4,2.1362029687734038E-3]
[2004,7,15,6,1.4860498664659406E-3,3.4043050541156738E-4,0,6.1442744940699346E-4,2.4409078212845013E-3,null,1.5442418803562536E-3,2.8934987510138578E-4,0,6.0035457615860628E-4,2.4339463316162459E-3]
[2004,7,15,10,2.1389657644619118E-3,5.4166379720454398E-4,0,7.9311010478372627E-4,3.4737396664501824E-3,null,2.2227252184918648E-3,4.6038868308407379E-4,0,7.7494467616003981E-4,3.4580585777359784E-3]
[2004,7,15,13,2.3564514797156121E-3,5.5108086841184256E-4,0,7.7821736328363678E-4,3.6857497114110918E-3,null,2.4487274257210907E-3,4.6839274950684774E-4,0,7.6039303866442479E-4,3.6775132138923633E-3]
[2004,7,15,16,2.6957032848408881E-3,5.6251161140892026E-4,0,8.2185505708278351E-4,4.0800699533325921E-3,null,2.8012639436959513E-3,4.7810834198738018E-4,0,8.0303125281096157E-4,4.0824035384942935E-3]
[2004,7,15,18,2.975586090034238E-3,4.8177418635756352E-4,0,7.0335690664671065E-4,4.1607171830385118E-3,null,3.0921066395733225E-3,4.094853382222664E-4,0,6.8724718920949322E-4,4.1888391670050823E-3]
[2004,7,15,21,2.8089889755722182E-3,3.9409098810653452E-4,7.9037567999999528E-5,6.2424975563498135E-4,3.9063672873137336E-3,null,2.9189857725659624E-3,3.3495875479592926E-4,5.1637824820847677E-5,6.0995191185396784E-4,3.9155342640367075E-3]
[2004,7,16,1,1.6332394094157069E-3,1.9739526036410284E-4,7.9037567999999528E-5,3.5191380648937623E-4,2.2615860442691854E-3,null,1.6971951975380457E-3,1.6777666226740545E-4,5.1637824820847677E-5,3.4385355723153102E-4,2.2604632418578301E-3]
[2004,7,16,4,1.2236139545417613E-3,2.5565329660625258E-4,7.9037567999999528E-5,5.2390165562529983E-4,2.0822064747733132E-3,null,1.2715292781428533E-3,2.1729324565918646E-4,5.1637824820847677E-5,5.1190218912791142E-4,2.052362537750799E-3]
[2004,7,16,7,1.60015320580259E-3,3.8913335137663396E-4,0,6.220640823367459E-4,2.6113506395159698E-3,null,1.6628133760162168E-3,3.3074499737468843E-4,0,6.078162993128131E-4,2.6013746727037183E-3]
[2004,7,16,9,1.9856406130867392E-3,4.7173598338332229E-4,0,6.9130827901135912E-4,3.1486848754814206E-3,null,2.0633960294730719E-3,4.0095333908979277E-4,0,6.7547452386992294E-4,{"$f":"SUM(K4739:N4739)","v":3.1398238924327873E-3}]
[2004,7,16,15,2.2927145357889067E-3,5.5394600583228933E-4,0,8.4294167379945573E-4,3.6896022154206515E-3,null,2.3824946159355029E-3,4.7082798119606526E-4,0,8.2363490073355172E-4,3.67695749786512E-3]
[2004,7,16,18,2.5360283825399186E-3,4.7766454421773862E-4,0,7.2936455985376841E-4,3.7430574866114258E-3,null,2.6353363547642634E-3,4.0599233621167361E-4,0,7.1265916198686937E-4,3.7539878529628062E-3]
[2004,7,16,19,2.5155386150048035E-3,4.3932380376758107E-4,0,6.5949258539254923E-4,3.6143550041649341E-3,null,2.6140442313567656E-3,3.7340451495536273E-4,0,6.4438753829311078E-4,3.6318362846052389E-3]
[2004,7,16,22,2.2369574376625129E-3,2.8540242722803689E-4,7.9037567999999528E-5,4.6275287831951345E-4,3.0641503112100628E-3,null,2.3245541335890556E-3,2.425786037365464E-4,5.1637824820847677E-5,4.5215396609936105E-4,3.0709245282458104E-3]
[2004,7,17,2,1.1668904513127553E-3,1.6688459851763022E-4,7.9037567999999528E-5,4.2691608143561433E-4,1.8397286992659994E-3,null,1.2125845473747879E-3,1.4184403856241625E-4,5.1637824820847677E-5,4.1713797678299828E-4,1.8232043875410502E-3]
[2004,7,17,5,9.45520755351846E-4,1.9985098596129932E-4,7.5092012605439565E-5,4.9401462426266866E-4,1.7144783781812534E-3,null,9.8254626719409947E-4,1.6986391321447623E-4,4.9060064605790974E-5,4.8269969164237641E-4,1.6841699366567432E-3]
[2004,7,17,10,1.7195121570953316E-3,3.7748999105168988E-4,0,6.9294836932890002E-4,2.7899505174759213E-3,null,1.7868462873881572E-3,3.2084869019237525E-4,0,6.7707704948690079E-4,2.784772027067433E-3]
[2004,7,17,13,1.8255715501837365E-3,3.8547541694029081E-4,0,6.7929195186278851E-4,2.8903389189868156E-3,null,1.897058845060787E-3,3.2763592560979075E-4,0,6.6373341920536759E-4,2.8884281898759454E-3]
[2004,7,17,16,1.8881203010347224E-3,4.0090949367616274E-4,0,7.144517119394596E-4,3.0034815066503451E-3,null,1.962056933488175E-3,3.4075416297348033E-4,0,6.9808787859522816E-4,3.0008989750568834E-3]
[2004,7,17,19,1.8344381942571265E-3,3.1729341293446067E-4,0,6.0224830975757451E-4,2.7539799169491617E-3,null,1.9062726967795749E-3,2.6968443762724875E-4,0,5.8845438805786262E-4,2.7644115224646861E-3]
[2004,7,17,20,1.9160447398624339E-3,2.7574800489285471E-4,1.3172928263458481E-6,5.2578113603116768E-4,2.7188911736128018E-3,null,1.9910748614166297E-3,2.3437280004840819E-4,8.6063043089340294E-7,5.137386218321342E-4,2.7400469137280653E-3]
[2004,7,17,23,1.7041572766410211E-3,1.7245430403367213E-4,7.9037567999999528E-5,3.9466156380955485E-4,2.3503107124842474E-3,null,1.7708901273692475E-3,1.4657802558708041E-4,5.1637824820847677E-5,3.8562221804324423E-4,2.3547281958204202E-3]
[2004,7,18,3,1.0609732304666893E-3,1.9899871526530955E-4,7.9037567999999528E-5,4.7352639203977515E-4,1.8125359057717737E-3,null,1.1025197292469731E-3,1.6913952331545977E-4,5.1637824820847677E-5,4.6268072278887593E-4,1.7859778001721564E-3]
[2004,7,18,7,1.1098421984356561E-3,2.6582686314827723E-4,0,5.3270541487528437E-4,1.9083744764592178E-3,null,1.1533023501336703E-3,2.2594029744061136E-4,0,5.2050430668992463E-4,1.8997469542642062E-3]
[2004,7,18,10,1.715380545538435E-3,3.5941622338844895E-4,0,6.1376545959075668E-4,2.6885622285176404E-3,null,1.7825528866460296E-3,3.0548684002666286E-4,0,5.9970774858615367E-4,2.687747475258846E-3]
[2004,7,18,14,1.9110223519010344E-3,3.4377151892273387E-4,0,5.1831449238961289E-4,2.7731083632133811E-3,null,1.9858558024843515E-3,2.9218957902568405E-4,0,5.0644299452401291E-4,2.7844883760340484E-3]
[2004,7,18,17,2.3032308490528218E-3,3.1298429519487851E-4,0,4.8839622533590151E-4,3.1046113695836017E-3,null,2.3934227360043834E-3,2.6602189076401194E-4,0,4.772099767710361E-4,3.1366546035394315E-3]
[2004,7,18,18,2.2222357472154357E-3,2.8097602256922562E-4,0,4.6435236625522527E-4,2.9675641360398866E-3,null,2.3092559585741875E-3,2.3881636852314561E-4,0,4.5371681929324404E-4,3.0017891463905775E-3]
[2004,7,18,24,1.4221471321803404E-3,1.7814034393270466E-4,7.9037567999999528E-5,3.7679787705212884E-4,2.0561229211651733E-3,null,1.4778367880508515E-3,1.5141089135102689E-4,5.1637824820847677E-5,3.6816768195076455E-4,2.0490531861734906E-3]
[2004,7,19,1,1.3967592790088881E-3,1.7345621217511027E-4,7.9037567999999528E-5,3.5483814065845836E-4,2.0040911998424563E-3,null,1.4514547755730821E-3,1.4742960025791583E-4,5.1637824820847677E-5,3.4671091232255091E-4,{"$f":"SUM(K4803:N4803)","v":1.9972331129743965E-3}]
[2004,7,19,5,1.098923802491172E-3,2.4798198882275321E-4,7.7726598179093682E-5,5.23469735501353E-4,1.9481021249943718E-3,null,1.141956402286118E-3,2.1077299581748584E-4,5.0781325415939943E-5,5.1148016172142632E-4,1.9149908852409702E-3]
[2004,7,19,8,1.6600489112999057E-3,3.9943872713006531E-4,0,5.8391286788415215E-4,2.6434005063141232E-3,null,1.7250545288668968E-3,3.3950408076976563E-4,0,5.7053890194925334E-4,2.6350975115859159E-3]
[2004,7,19,11,1.9593842891390515E-3,5.0262871981118947E-4,0,7.0837872819208623E-4,3.170391737142327E-3,null,2.0361115378963218E-3,4.2721070817055922E-4,0,6.9215399073394967E-4,3.1554762368008306E-3]
[2004,7,19,15,2.1776198213004252E-3,4.9174504283496152E-4,0,6.8329722953717792E-4,3.3526620936725647E-3,null,2.262892924006121E-3,4.179600960084437E-4,0,6.6764695982424183E-4,3.3484999798388065E-3]
[2004,7,19,18,2.6781241901216979E-3,4.106951509891444E-4,0,5.6885312521634014E-4,3.6576724663271824E-3,null,2.7829964717243135E-3,3.4907151020378526E-4,0,5.5582408828798555E-4,3.6878920702160846E-3]
[2004,7,19,21,2.6446572752425084E-3,2.9515851204926069E-4,7.9037567999999528E-5,4.1656616896472171E-4,3.4354195242564905E-3,null,2.7482190307184691E-3,2.5087081574347813E-4,5.1637824820847677E-5,4.0702511916125886E-4,3.4577527904440537E-3]
[2004,7,19,23,1.9353539812060699E-3,1.876010574168002E-4,7.9037567999999528E-5,3.1383231097423698E-4,2.5158249175971066E-3,null,2.0111402305765902E-3,1.5945205165093467E-4,5.1637824820847677E-5,3.0664428195982459E-4,2.5288743890081971E-3]
[2004,7,20,2,1.3787955566734449E-3,2.2386964767051961E-4,7.9037567999999528E-5,4.5920610143678034E-4,2.1409088737807443E-3,null,1.4327876144074523E-3,1.9027864296163356E-4,5.1637824820847677E-5,4.4868842474990239E-4,2.1233925069398356E-3]
[2004,7,20,6,1.4950809531376157E-3,3.4485512263116708E-4,6.3230054399999636E-9,6.5111513080907436E-4,2.491057529583297E-3,null,1.5536266140574813E-3,2.931105910757513E-4,4.1310259856678153E-9,6.362019612968289E-4,2.4829432974560472E-3]
[2004,7,20,9,1.8964260035571532E-3,4.7294423050525544E-4,0,6.9881639583737221E-4,3.0681866298997809E-3,null,1.9706878778261469E-3,4.0198029216322636E-4,0,6.8281067445886674E-4,3.05547884444824E-3]
[2004,7,20,13,2.0849677242164126E-3,5.1616703341777429E-4,0,7.3013445633194696E-4,3.3312692139661339E-3,null,2.1666126767219394E-3,4.3871763627740688E-4,0,7.1341142472234611E-4,3.3187417377216924E-3]
[2004,7,20,14,2.0950644409642727E-3,5.2139309388020102E-4,0,7.4061992819910263E-4,3.3570774630435765E-3,null,2.1771047693548867E-3,4.4315954121259274E-4,0,7.2365673688199134E-4,3.3439210474494707E-3]
[2004,7,20,20,2.7990180029265361E-3,3.8294975018130173E-4,3.9518783999999769E-6,5.4638964654745857E-4,3.7323092780552963E-3,null,2.908624348030481E-3,3.2548922797357951E-4,2.5818912410423844E-6,5.3387511411972502E-4,3.7705705813648282E-3]
[2004,7,20,21,2.6125994218948144E-3,3.6274645354916421E-4,7.9037567999999528E-5,5.7715841223981382E-4,3.6315418556837919E-3,null,2.7149058284828276E-3,3.0831737861161391E-4,5.1637824820847677E-5,5.6393915065322553E-4,3.6388001825685148E-3]
[2004,7,20,24,1.6324410973116692E-3,2.2341879152045209E-4,7.9037567999999528E-5,4.2117526735385979E-4,2.3560727241859806E-3,null,1.6963656244446594E-3,1.8989543649618179E-4,5.1637824820847677E-5,4.1152865055874921E-4,2.349427536320438E-3]
[2004,7,21,3,1.1719756478417772E-3,2.43886827821359E-4,7.9037567999999528E-5,5.2042055125054191E-4,2.0153205949136775E-3,null,1.2178688743863929E-3,2.0729230209163733E-4,5.1637824820847677E-5,5.0850081612042498E-4,1.9852998174193026E-3]
[2004,7,21,7,1.6095438543205492E-3,3.8634421053389067E-4,0,6.4514652823866264E-4,2.6410345930931024E-3,null,1.6725717515945712E-3,3.2837435919256587E-4,0,6.3037006386145703E-4,2.6313161746485941E-3]
[2004,7,21,11,1.9311382850360063E-3,4.9640401527409816E-4,0,7.2083747977989853E-4,3.1483797800900028E-3,null,2.006759452563971E-3,4.2192000286736406E-4,0,7.043273865289867E-4,3.1330068419603216E-3]
[2004,7,21,15,2.0592805267456247E-3,5.0295880730082902E-4,0,7.3540038180701481E-4,3.2976397158534683E-3,null,2.1399195979642884E-3,4.2749126697002481E-4,0,7.1855673920938345E-4,3.2859676041436968E-3]
[2004,7,21,18,2.5299368868717835E-3,4.3822151199850222E-4,0,6.5494450218373565E-4,3.6231029010540213E-3,null,{"$f":"E4868*R$5","v":2.629006323089678E-3},{"$f":"F4868*S$5","v":3.7246761893506436E-4},{"$f":"G4868*T$5","v":0},{"$f":"H4868*V$5","v":6.3994362458157875E-4},3.641417566606321E-3]
[2004,7,21,21,2.5144269326017581E-3,3.4017700442936518E-4,7.9037567999999528E-5,5.3597628719440006E-4,3.4696177922255234E-3,null,2.6128890167417132E-3,2.891344112214682E-4,5.1637824820847677E-5,5.2370026280599148E-4,3.4773615155900208E-3]
[2004,7,21,22,2.206943414837079E-3,2.7231266833589176E-4,7.9037567999999528E-5,4.5412460674177811E-4,3.0124182579147484E-3,null,2.2933647959423797E-3,2.3145292598340122E-4,5.1637824820847677E-5,4.4372331683225545E-4,3.0201788635788838E-3]
[2004,7,22,1,1.5501105115553098E-3,2.0679273587194961E-4,7.9037567999999528E-5,3.9543252476286573E-4,2.2313733401901248E-3,null,1.6108110670719738E-3,1.7576407326976682E-4,5.1637824820847677E-5,3.863755208730682E-4,2.2245884860356566E-3]
[2004,7,22,4,1.1751486281457576E-3,2.6058746418108084E-4,7.9037567999999528E-5,5.4166619504026953E-4,2.0564398553671076E-3,null,1.2211661049716658E-3,2.2148705540540715E-4,5.1637824820847677E-5,5.2925984875301472E-4,2.023550833950935E-3]
[2004,7,22,9,1.9298418001867431E-3,4.7552935573017419E-4,0,6.9261000264663277E-4,3.09798115856355E-3,null,2.005412198850177E-3,4.0417752669145225E-4,0,6.7674643276996406E-4,3.0863361583115933E-3]
[2004,7,22,12,2.1624218832112505E-3,5.4230811857198678E-4,0,7.966287149811218E-4,3.5013587167643592E-3,null,2.2470998520359464E-3,4.609363258605909E-4,0,7.7838269595515721E-4,3.4864188738516948E-3]
[2004,7,22,16,2.54745275193428E-3,5.542263452186049E-4,0,8.249978932567386E-4,3.9266769904096237E-3,null,2.6472080894035517E-3,4.7106625645379615E-4,0,8.0610210532735193E-4,3.9243764511847001E-3]
[2004,7,22,19,2.8197032666145171E-3,4.2486634062921524E-4,0,6.1650743072964398E-4,3.8610770379733763E-3,null,2.9301196229966965E-3,3.6111635309304181E-4,0,6.0238691749782034E-4,3.8936228935875583E-3]
[2004,7,22,22,2.3124804823312422E-3,3.0987540197412774E-4,7.9037567999999528E-5,5.2151915479670098E-4,3.2229126071020705E-3,null,2.4030345743476299E-3,2.633794781399134E-4,5.1637824820847677E-5,5.0957425720278104E-4,3.2276261345111721E-3]
[2004,7,22,23,1.9928634733272221E-3,2.4641817378995902E-4,7.9037567999999528E-5,4.3554147874773829E-4,2.753860693864919E-3,null,2.0709017286632608E-3,2.0944382678818977E-4,5.1637824820847677E-5,4.2556581761679814E-4,2.7575491978890964E-3]
[2004,7,23,5,1.3404811342596855E-3,3.0720225765187728E-4,7.9037567999999528E-5,5.9674949917398572E-4,2.323470459085548E-3,null,1.3929728430137471E-3,2.6110743152988339E-4,5.1637824820847677E-5,5.8308152247304372E-4,2.2887996218375218E-3]
[2004,7,23,7,1.7353209076031086E-3,4.1481831672203733E-4,0,6.6044088269605816E-4,2.810580107021204E-3,null,1.8032740904929542E-3,3.5257600663072132E-4,0,6.4531411575359033E-4,2.8011642128772658E-3]
[2004,7,23,10,2.2026232818518742E-3,5.3330242904032089E-4,0,7.840286162011039E-4,3.5199543270932991E-3,null,2.2888754914883323E-3,4.5328191446159167E-4,0,7.6607119039020404E-4,3.5082285963401283E-3]
[2004,7,23,13,2.4679917806050599E-3,5.6270017883382933E-4,0,8.226591662177054E-4,3.8533511256565946E-3,null,2.5646355172783742E-3,4.7826861540582619E-4,0,8.0381694459499115E-4,3.8467210772791917E-3]
[2004,7,23,17,2.7899772266690511E-3,5.3456628732497988E-4,0,8.1482423807085211E-4,4.1393677520648832E-3,null,2.8992295453103404E-3,4.5435613440075317E-4,0,7.9616146798603261E-4,4.1497471476971259E-3]
[2004,7,23,20,2.6579533900868723E-3,4.1970810107473406E-4,7.9037567999999539E-6,6.0588868267066269E-4,3.6914539306322691E-3,null,2.7620358062197667E-3,3.5673209273121633E-4,5.1637824820847687E-6,5.9201138171009228E-4,3.7159430631431597E-3]
[2004,7,23,22,2.4058138785579878E-3,3.1048901316796032E-4,7.9037567999999528E-5,5.0258478915193904E-4,3.2979252488778868E-3,null,2.5000227996700999E-3,2.6390101871713519E-4,5.1637824820847677E-5,4.9107356509915808E-4,3.3066352083072409E-3]
[2004,7,24,1,1.7248727247815027E-3,2.7376350529354035E-4,7.9037567999999528E-5,4.9272824474715711E-4,2.5704020428221996E-3,null,1.7924167687766157E-3,2.326860689768018E-4,5.1637824820847677E-5,4.8144277541970539E-4,2.5581834379939704E-3]
[2004,7,24,4,1.4133022970681801E-3,2.9994394206087944E-4,7.9037567999999528E-5,5.8183233782835265E-4,2.3741161449574119E-3,null,1.4686455993072828E-3,2.5493820557534501E-4,5.1637824820847677E-5,5.6850602444509838E-4,2.3437276541485742E-3]
[2004,7,24,8,1.9095238865229674E-3,4.3293442994650141E-4,0,6.9533999535847956E-4,3.0377983118279484E-3,null,1.9842986589151536E-3,3.6797384852648211E-4,0,6.7941389760900841E-4,3.0316864050506436E-3]
[2004,7,24,11,2.5842731906916641E-3,5.2490084959674584E-4,0,8.2168875988679617E-4,3.9308628001752059E-3,null,2.6854703744488484E-3,4.4614096814800017E-4,0,8.0286876449324452E-4,3.9344801070900935E-3]
[2004,7,24,14,2.5902402858062274E-3,5.0266663398918117E-4,0,7.4444499279981786E-4,3.8373519125952265E-3,null,2.6916711341864012E-3,4.2724293343384231E-4,0,7.2739419203533449E-4,3.846308259655578E-3]
[2004,7,24,19,2.6588513245761631E-3,4.1267273507614659E-4,0,6.3850752925869575E-4,3.7100315889110054E-3,null,2.762968902797122E-3,3.5075236341605768E-4,0,6.238831248052963E-4,3.7376043910184761E-3]
[2004,7,24,22,2.4610735356005451E-3,3.1721563357878761E-4,7.9037567999999528E-5,5.3614540630121243E-4,3.3934721434805445E-3,null,2.5574463617085517E-3,2.6961832884295445E-4,5.1637824820847677E-5,5.2386550840136429E-4,3.4025680237737181E-3]
[2004,7,25,1,1.5499334672133332E-3,2.4355820839400748E-4,7.9037567999999528E-5,4.8666290277731098E-4,2.3591921463846513E-3,null,1.6106270898759657E-3,2.0701299107588365E-4,5.1637824820847677E-5,4.7551635430834649E-4,2.3447942600810434E-3]
[2004,7,25,2,1.3939364452300223E-3,2.4840796615084641E-4,7.9037567999999528E-5,5.1544738249913072E-4,2.2368293618799991E-3,null,1.4485214028505532E-3,2.1113505645752978E-4,5.1637824820847677E-5,5.0364155304420623E-4,2.2149358371731367E-3]
[2004,7,25,5,1.2367647309944945E-3,2.5029970475190738E-4,7.9037567999999528E-5,5.156344076259824E-4,2.0817364113723839E-3,null,1.2851950239672577E-3,2.1274294505517382E-4,5.1637824820847677E-5,5.038242945393501E-4,2.0534000883826293E-3]
[2004,7,25,9,1.9198932086111815E-3,4.135635438097418E-4,0,6.7477181903965967E-4,3.0082285714605828E-3,null,1.9950740318019355E-3,3.5150950882960807E-4,0,6.5931681570266087E-4,3.0059003563342045E-3]
[2004,7,25,12,2.3466581856572194E-3,4.3913118589683595E-4,0,6.5078000835658929E-4,3.4365693799106446E-3,null,2.4385506374632513E-3,3.7324079884897259E-4,0,6.3587451450369315E-4,3.4476659508159173E-3]
[2004,7,25,16,2.5936821858115531E-3,4.0541703462360144E-4,0,5.537005594154048E-4,3.5527997798505593E-3,null,2.6952478150610898E-3,3.4458536020587571E-4,0,5.4101857751870646E-4,3.5808517527856718E-3]
[2004,7,25,20,2.886785769219081E-3,2.9923516776972651E-4,1.053834237365408E-5,4.6633872460804393E-4,3.6628980039705057E-3,null,2.9998289997132609E-3,2.5433578085323543E-4,6.885043292233749E-6,4.5565768200723329E-4,3.7167075058659634E-3]
[2004,7,25,23,2.0699117616290899E-3,2.3077535224361477E-4,7.9037567999999528E-5,4.0452844531808121E-4,2.7842531271907857E-3,null,2.15096713985196E-3,1.9614816617987877E-4,5.1637824820847677E-5,3.9526310806496391E-4,2.7940162389176503E-3]
[2004,7,25,24,1.7476383778471916E-3,2.2604764751174561E-4,7.9037567999999528E-5,4.271197795213355E-4,2.4798433728802725E-3,null,1.8160738987902292E-3,1.921298401135095E-4,5.1637824820847677E-5,4.1733700935883043E-4,2.4771785730834167E-3]
[2004,7,26,3,1.3302299479595124E-3,2.6019684378504729E-4,7.9037567999999528E-5,5.2415286661990003E-4,2.1936172263644594E-3,null,1.3823202319774104E-3,2.2115504649020221E-4,5.1637824820847677E-5,5.1214764637487389E-4,2.1672607496633343E-3]
[2004,7,26,6,1.5181051412134763E-3,3.380016746595049E-4,6.5927869790941046E-6,6.1291656915682966E-4,2.4756161720089049E-3,null,1.5775524030167026E-3,2.8728548350433414E-4,4.307283077177033E-6,5.9887830117595544E-4,2.4680234707741694E-3]
[2004,7,26,9,2.1051018495009603E-3,4.9084095583116084E-4,0,7.3197897750534716E-4,3.3279217828374686E-3,null,2.1875352313349143E-3,4.1719166469141397E-4,0,7.1521369890189493E-4,3.319940594928223E-3]
[2004,7,26,14,2.5260773279837277E-3,5.4871382795926207E-4,0,7.9197101601546731E-4,3.8667621719584572E-3,null,2.6249956282878872E-3,4.6638087675036232E-4,0,7.7383167713088652E-4,3.8652081821691359E-3]
[2004,7,26,17,3.1031095928174988E-3,5.2142190942153308E-4,0,7.9321114770095253E-4,4.4177426499399843E-3,null,3.2246238169382803E-3,4.4318403306380138E-4,0,7.7504340478585848E-4,4.4428512547879401E-3]
[2004,7,26,21,3.0845499484659883E-3,3.4880634085233551E-4,7.9037567999999528E-5,5.1569328060904892E-4,4.0280871379273723E-3,null,3.2053373981317033E-3,2.9646894022666311E-4,5.1637824820847677E-5,5.0388181909303046E-4,4.057325982272245E-3]
[2004,7,26,24,1.8747479596525087E-3,2.4915389471955919E-4,7.9037567999999528E-5,4.2665419791527136E-4,2.6295936202873388E-3,null,1.9481609465049491E-3,2.1176906056339173E-4,5.1637824820847677E-5,4.1688209145429074E-4,2.6284499233434791E-3]
[2004,7,27,1,1.4497532645487185E-3,2.077604028524797E-4,7.9037567999999528E-5,4.1329257058238391E-4,2.1498438059835818E-3,null,1.5065239450029193E-3,1.76586544568623E-4,5.1637824820847677E-5,4.0382649941984156E-4,{"$f":"SUM(K4995:N4995)","v":2.1385748138122319E-3}]
[2004,7,27,6,1.4081440157563217E-3,3.335423461485955E-4,7.9100798054399533E-6,6.3640297639936392E-4,2.3859994181097211E-3,null,1.4632853255962975E-3,2.8349526456931902E-4,5.1679135080704363E-6,6.2182677471695478E-4,2.3737752783906415E-3]
[2004,7,27,8,1.7062319600892916E-3,4.2473643176701732E-4,0,6.5957206815977522E-4,2.7905404600160845E-3,null,1.7730460530495347E-3,3.6100593668659761E-4,0,6.444652005835503E-4,2.7785171903196822E-3]
[2004,7,27,12,1.9915986635336488E-3,5.092752436287759E-4,0,7.5302083724022438E-4,3.2538947444026491E-3,null,2.0695873903641259E-3,4.3285993996943102E-4,0,7.35773614958564E-4,3.238220945292121E-3]
[2004,7,27,15,2.0648055409388027E-3,5.0443929417950766E-4,0,7.3672755445641455E-4,3.3059723895747248E-3,null,2.14566096539697E-3,4.2874961099802846E-4,0,7.1985351423821495E-4,3.2942640906332135E-3]
[2004,7,27,19,2.5319379079838116E-3,3.7265368785926285E-4,0,5.2053499220024158E-4,3.425126588043316E-3,null,2.6310857019008478E-3,3.1673806055597002E-4,0,5.0861263590959373E-4,3.4564363983664113E-3]
[2004,7,27,22,2.2127193297351686E-3,2.7334197954673829E-4,7.9037567999999528E-5,4.5493128848462649E-4,3.0200301657665328E-3,null,2.2993668890647426E-3,2.3232779197092143E-4,5.1637824820847677E-5,4.4451152230108669E-4,3.0278440281575987E-3]
[2004,7,27,23,1.7967868006790702E-3,2.2362209846394238E-4,7.9037567999999528E-5,3.9938862417725516E-4,2.4988350913202674E-3,null,1.8671469176727916E-3,1.90068237810315E-4,5.1637824820847677E-5,3.9024100961296634E-4,2.4990939899169205E-3]
[2004,7,28,3,1.2550060192666537E-3,2.5722563458902616E-4,7.9037567999999528E-5,5.3083654929493465E-4,2.1221057711506138E-3,null,1.3041506202343665E-3,2.1862965879402782E-4,5.1637824820847677E-5,5.1867824568879077E-4,2.0930963495380327E-3]
[2004,7,28,6,1.4405794005839276E-3,3.3399168005249577E-4,9.2273726317858012E-6,6.0909168933428602E-4,2.3928901426024949E-3,null,1.4969908430130031E-3,2.8387717719731686E-4,6.0285439389638387E-6,5.9514102656861654E-4,2.3820375907179004E-3]
[2004,7,28,9,1.9212940346411472E-3,4.9712708832105976E-4,0,7.372559269701155E-4,3.1556770499323221E-3,null,1.9965297125777836E-3,4.2253458085759023E-4,0,7.2036978488468914E-4,3.1394340783200631E-3]
[2004,7,28,13,2.2974097354456456E-3,5.4276828452435981E-4,0,7.7306512008887805E-4,3.6132431400588833E-3,null,2.3873736742431582E-3,4.6132744521895771E-4,0,7.5535880267376266E-4,3.6040599221358787E-3]
[2004,7,28,16,2.6306010753902455E-3,5.5381995702633643E-4,0,8.1538524481427298E-4,3.9998062772308544E-3,null,2.7336124061493067E-3,4.7072084565539135E-4,0,7.9670962540639794E-4,4.0010428772110961E-3]
[2004,7,28,20,2.9191992884730778E-3,3.9476475691685231E-4,1.4490220773654058E-5,5.5625736159920934E-4,3.8847116277627935E-3,null,3.0335117953254921E-3,3.355314265101664E-4,9.4669345332761333E-6,5.435168185931585E-4,3.9220269749620932E-3]
[2004,7,28,24,1.7156040911240813E-3,2.4693922377215294E-4,7.9037567999999528E-5,4.6450325822452662E-4,2.5060841411207605E-3,null,1.7827851860212482E-3,2.0988669470064995E-4,5.1637824820847677E-5,4.5386425522626276E-4,2.4981739607690089E-3]
[2004,7,29,3,1.4230140569953806E-3,2.9504058126671358E-4,7.9037567999999528E-5,5.6091620817433059E-4,2.3580084144364244E-3,null,1.4787376606505637E-3,2.5077058013985801E-4,5.1637824820847677E-5,5.4806895874199841E-4,2.3292150243532676E-3]
[2004,7,29,4,1.3555101974251579E-3,3.0437628524409085E-4,7.9037567999999528E-5,5.8487219936061033E-4,2.3237962500298587E-3,null,1.4085904271112684E-3,2.5870548825442867E-4,5.1637824820847677E-5,5.7147626085550095E-4,2.2904100010420455E-3]
[2004,7,29,7,1.7259652544644609E-3,4.2046167870051437E-4,0,6.2919251034648847E-4,2.7756194435114637E-3,null,1.7935520806729578E-3,3.5737259817486078E-4,0,6.1478145749478642E-4,2.7657061363426049E-3]
[2004,7,29,10,2.3232093999964701E-3,5.6402919055404007E-4,0,7.8224071852254899E-4,3.6694793090730595E-3,null,2.4141836241631251E-3,4.7939821269260975E-4,0,7.643242427984912E-4,3.6579060796542262E-3]
[2004,7,29,14,2.7777353748474902E-3,5.9026613800966152E-4,0,7.9695971973772035E-4,4.1649612325948722E-3,null,2.8865083165665654E-3,5.0169838071118281E-4,0,7.7870611936429362E-4,4.1669128166420414E-3]
[2004,7,29,17,3.323170293170084E-3,5.7258075593409554E-4,0,8.1064920643035858E-4,4.7064002555345374E-3,null,3.4533018427390914E-3,4.8666663997896275E-4,0,7.9208206145333889E-4,{"$f":"SUM(K5059:N5059)","v":4.7320505441713935E-3}]
[2004,7,29,22,2.733712808363529E-3,3.7866154882224776E-4,7.9037567999999528E-5,5.7849103344359359E-4,3.7699029586293698E-3,null,2.8407618767065279E-3,3.2184445904738767E-4,5.1637824820847677E-5,5.6524124944250871E-4,3.7794854100172718E-3]
[2004,7,30,1,1.7021370284671152E-3,2.0975917229689838E-4,7.9037567999999528E-5,3.7094372998083044E-4,2.3618774987448437E-3,null,1.7687907685864377E-3,1.7828540433561073E-4,5.1637824820847677E-5,3.6244761852073464E-4,2.3611616162636309E-3]
[2004,7,30,4,1.2859192550053813E-3,2.6745104017561613E-4,7.9037567999999528E-5,5.421355185868884E-4,2.1745433817678852E-3,null,1.3362743829440232E-3,2.2732077131863498E-4,5.1637824820847677E-5,5.2971842289253857E-4,2.1449514019760444E-3]
[2004,7,30,5,1.2940694175875911E-3,2.9832024195152845E-4,7.9037567999999528E-5,5.8307494368385496E-4,2.254502171222974E-3,null,1.3447436965755314E-3,2.5355813705511994E-4,5.1637824820847677E-5,5.6972016960158886E-4,2.219659828053088E-3]
[2004,7,30,8,1.9172041786335581E-3,4.4120723357368897E-4,0,6.5428668298177109E-4,3.012698095189018E-3,null,1.9922797024845389E-3,3.7500534146913447E-4,0,6.3930087209946619E-4,3.0065859160531396E-3]
[2004,7,30,14,2.4331135759410069E-3,5.5789730421389573E-4,0,8.1562373261127061E-4,3.8066346127661735E-3,null,2.5283915219931042E-3,4.7418639847956898E-4,0,7.9694265086843372E-4,3.799520571341107E-3]
[2004,7,30,16,2.5569673403094237E-3,5.5673368368184249E-4,0,8.429235944604406E-4,3.9566246184517071E-3,null,2.6570952581822073E-3,4.7319737590297006E-4,0,8.2361723548451027E-4,3.9539098695696873E-3]
[2004,7,30,19,2.6306701743142326E-3,4.5675691081427665E-4,0,6.8720883312879612E-4,3.7746359182573054E-3,null,2.7336842109081617E-3,3.8822183381018193E-4,0,6.71468971875645E-4,3.7933750165939882E-3]
[2004,7,30,23,2.0179709320870078E-3,2.7849173329370469E-4,7.9037567999999528E-5,5.1317352857733339E-4,2.8886737619580453E-3,null,2.0969923668047548E-3,2.3670483979654496E-4,5.1637824820847677E-5,5.0141977957235905E-4,2.8867548109945068E-3]
[2004,7,31,2,1.5706760679077758E-3,2.5506229290171294E-4,7.9037567999999528E-5,4.819965904655624E-4,2.3867725192750506E-3,null,1.6321819471002668E-3,2.1679092038170798E-4,5.1637824820847677E-5,4.7095691941843838E-4,2.3715676117212611E-3]
[2004,7,31,5,1.29974375829947E-3,2.8966848433798154E-4,8.0033927999999529E-5,5.5483282944729113E-4,2.2242790000847421E-3,null,1.350640237982673E-3,2.4620455109530478E-4,5.2288779353488413E-5,5.4212491398812407E-4,2.1912584824195901E-3]
[2004,7,31,6,1.3657879837269218E-3,3.1160357842819394E-4,1.4679289487561939E-5,5.6865677449168808E-4,2.2607276261343658E-3,null,1.4192706797748482E-3,2.6484834662610465E-4,9.5904592997248956E-6,5.5563223478894233E-4,2.24934172048962E-3]
[2004,7,31,11,2.4813524042875596E-3,5.0728204565097883E-4,0,7.9690984375470255E-4,3.7855442936932408E-3,null,2.5785193277101611E-3,4.3116581568632465E-4,0,7.7865738574297834E-4,3.7883425291394641E-3]
[2004,7,31,14,2.4862021698292564E-3,4.8625036331342224E-4,0,7.2303774599998959E-4,3.6954902791426682E-3,null,2.5835590045261265E-3,4.1328987754092584E-4,0,7.0647725775507494E-4,3.7033261398221268E-3]
[2004,7,31,17,2.6434356010051792E-3,4.6797751301115706E-4,0,7.1340096146982194E-4,3.8248140754861583E-3,null,2.7469495171146469E-3,3.9775881652066072E-4,0,6.9706119456043017E-4,3.8417695281957381E-3]
[2004,7,31,20,2.6227022902036569E-3,3.5113497104004342E-4,2.0008481999999882E-5,5.3350846665662017E-4,3.5273542099003206E-3,null,2.7254043135648527E-3,2.9844816606941184E-4,1.3072194838372103E-5,5.2128896533804102E-4,3.5582136398106777E-3]
[2004,7,31,24,1.892525972667759E-3,2.5984991226017651E-4,8.0033927999999529E-5,4.7957858863680725E-4,2.7119884015647422E-3,null,1.9666351261857138E-3,2.2086017105514468E-4,5.2288779353488413E-5,4.6859429960961622E-4,2.7083783762039634E-3]
[2004,8,1,3,1.1922468921182132E-3,2.1994970576339929E-4,8.0033928000000057E-5,4.9763046576356638E-4,1.9898609916451787E-3,null,1.2389339174142219E-3,1.8694687720269046E-4,5.2288779353488759E-5,4.862327157509563E-4,1.9644022897213572E-3]
[2004,8,1,4,1.1521741341150456E-3,2.2330468934232979E-4,8.0033928000000057E-5,5.0306300072176162E-4,1.9585757521791373E-3,null,1.1972919560195899E-3,1.897984550257681E-4,5.2288779353488759E-5,4.9154082369021234E-4,1.9309200140890592E-3]
[2004,8,1,8,1.4575295523561859E-3,3.3640074754673067E-4,0,6.2230629643948091E-4,2.4162365963423973E-3,null,1.5146047433509269E-3,2.8592477095723843E-4,0,6.0805296573311618E-4,2.4085824800412817E-3]
[2004,8,1,11,2.062057033941207E-3,3.7278527448911573E-4,0,5.795790900490639E-4,3.0144213984793864E-3,null,2.1428048300074936E-3,3.168499029857984E-4,0,5.6630438515176801E-4,3.0259591181450596E-3]
[2004,8,1,15,2.2105764825526026E-3,3.6083085260536763E-4,0,5.2388867770768015E-4,3.0952960128656504E-3,null,2.2971401304362508E-3,3.0668920814797836E-4,0,5.1188950845708608E-4,3.1157188470413151E-3]
[2004,8,1,18,2.4633555335508268E-3,3.054902708732655E-4,0,4.8904290924839378E-4,3.2578887136724861E-3,null,2.5598177200897429E-3,2.59652323504333E-4,0,4.7784184900683484E-4,3.297311892600911E-3]
[2004,8,1,21,2.457999438739855E-3,2.6959773036426435E-4,8.0033928000000057E-5,4.8297051828602618E-4,3.2906016153901453E-3,null,2.5542518867291632E-3,2.2914535674236424E-4,5.2288779353488759E-5,4.7190854035338833E-4,3.3075945631784046E-3]
[2004,8,2,1,1.3459550611488367E-3,1.6916482312258747E-4,8.0033928000000057E-5,3.8415235494444928E-4,1.9793061672158736E-3,null,1.3986611226219799E-3,1.437821219426052E-4,5.2288779353488759E-5,3.7535371255889127E-4,1.9700857364769652E-3]
[2004,8,2,5,1.055568103395505E-3,2.4023198248156828E-4,8.0033928000000057E-5,5.4817553818644238E-4,1.9240095520635157E-3,null,1.0969029435789254E-3,2.0418585591312928E-4,5.2288779353488759E-5,5.3562010161828497E-4,1.8889976804638284E-3]
[2004,8,2,6,1.2081482535334501E-3,2.8361963861629183E-4,1.7347087140917988E-5,5.7614252746047848E-4,2.0852575067511385E-3,null,1.2554579579637404E-3,2.4106331749180473E-4,1.1333418646367103E-5,5.6294653374343014E-4,2.0708012278453421E-3]
[2004,8,2,9,1.6935721124349513E-3,4.3313821925380702E-4,0,6.7646020064983446E-4,2.8031705323385931E-3,null,1.7598904602340291E-3,3.6814705982711037E-4,0,6.6096652654638822E-4,2.7890040466075276E-3]
[2004,8,2,12,1.9743263681806849E-3,4.8255061573266141E-4,0,7.3370544986023681E-4,3.190582433773583E-3,null,2.0516387316711565E-3,4.1014526657515599E-4,0,7.1690062805824964E-4,3.1786846263045622E-3]
[2004,8,2,16,2.2868562491031278E-3,4.9469012390074198E-4,0,7.6980894357280331E-4,3.5513553165766728E-3,null,2.3764069254404137E-3,4.2046327602610046E-4,0,7.5217720576741941E-4,3.5490474072339337E-3]
[2004,8,2,18,2.5632244486465572E-3,4.1055208961976209E-4,0,6.3866051343995005E-4,3.6124370517062691E-3,null,2.6635973877285777E-3,3.4894991478649865E-4,0,6.2403260503015364E-4,3.63657990754523E-3]
[2004,8,2,23,1.859136806428254E-3,1.8614496173662592E-4,8.0033928000000057E-5,3.593953762529667E-4,2.4847110724178466E-3,null,1.9319384783674E-3,1.5821443899138545E-4,5.2288779353488759E-5,3.5116376879313428E-4,2.4936054655054084E-3]
[2004,8,3,3,1.1761570644504625E-3,2.2726284129550878E-4,8.0033928000000057E-5,5.3664332403225812E-4,2.0200971577782291E-3,null,1.2222140304891992E-3,1.9316269752189821E-4,5.2288779353488759E-5,5.2435202180286069E-4,1.9920175291674468E-3]
[2004,8,3,6,1.3997455453565719E-3,3.1496245920972635E-4,1.8680985887562039E-5,6.5223748799834167E-4,2.385626478452202E-3,null,1.4545579806969848E-3,2.6770323688760415E-4,1.2204898267399398E-5,6.3729861196780955E-4,2.3717647278197976E-3]
[2004,8,3,7,1.6067887797959538E-3,3.7188388965394561E-4,0,6.6862149164536027E-4,2.6472941610952597E-3,null,1.6697087915012463E-3,3.1608376838467201E-4,0,6.5330735567673763E-4,2.6390999155626559E-3]
[2004,8,3,10,1.857582741528291E-3,4.776066585464396E-4,0,7.531702790894364E-4,3.0883596791641673E-3,null,1.930323558062591E-3,4.0594313612092299E-4,0,7.3591963398510749E-4,3.0721863281686218E-3]
[2004,8,3,13,1.9477869152613664E-3,4.9303092485257559E-4,0,7.4945930874399842E-4,3.1902771488579403E-3,null,2.0240600241159252E-3,4.1905303508199098E-4,0,7.3229365986721487E-4,3.1754067190651312E-3]
[2004,8,3,19,2.5048225616319587E-3,3.6818980939981252E-4,0,5.5157861264696067E-4,3.4245909836787317E-3,null,2.6029085495846362E-3,3.1294397437926796E-4,0,5.3894523191210973E-4,3.4547977558760136E-3]
[2004,8,3,21,2.4947771894004082E-3,3.3314883524163157E-4,8.0033928000000057E-5,5.6988115320258425E-4,3.477841105844624E-3,null,2.592469812060559E-3,2.8316079885613805E-4,5.2288779353488759E-5,5.5682857027614606E-4,3.4847479605463316E-3]
[2004,8,4,1,1.3991149172711012E-3,1.7880735125081572E-4,8.0033928000000057E-5,4.1342864282625628E-4,2.0713848393481733E-3,null,1.4539026579366331E-3,1.5197781611575622E-4,5.2288779353488759E-5,4.0395945505907252E-4,{"$f":"SUM(K5187:N5187)","v":2.0621287084649506E-3}]
[2004,8,4,4,1.0893837991167103E-3,2.2122626292281377E-4,8.0033928000000057E-5,5.3569495257034972E-4,1.9263389426098735E-3,null,1.132042823285826E-3,1.8803189058652281E-4,5.2288779353488759E-5,5.2342537188250894E-4,1.8957888651083468E-3]
[2004,8,4,7,1.5508694867456857E-3,3.5514803546112585E-4,0,6.4506195652340404E-4,2.5510794787302156E-3,null,1.6115997628631299E-3,3.0185908157362088E-4,0,6.3028742918047381E-4,2.5437462736172247E-3]
[2004,8,4,8,1.6381342422193532E-3,3.9411996077841002E-4,0,6.5644501939450669E-4,2.6886992223922701E-3,null,1.7022817063984167E-3,3.3498338020068963E-4,0,6.4140977388034556E-4,2.6786748604794518E-3]
[2004,8,4,12,1.9132664793157798E-3,4.7533577906210298E-4,0,7.4654076023753511E-4,3.1351430186154182E-3,null,1.9881878073631292E-3,4.0401299565255127E-4,0,7.2944195792374342E-4,3.1216427609394239E-3]
[2004,8,4,15,1.9834060320109495E-3,4.7211263746273934E-4,0,7.2980147660198582E-4,3.1853201460756747E-3,null,2.0610739447569698E-3,4.0127347729451679E-4,0,7.1308607157472362E-4,3.1754334936262103E-3]
[2004,8,4,19,2.4304227679602312E-3,3.4792132697781977E-4,0,5.2178166664593021E-4,3.3001257615839809E-3,null,2.5255953450479844E-3,2.9571672017004823E-4,0,5.0983075646910238E-4,3.331142821687135E-3]
[2004,8,4,22,2.126372298919787E-3,2.4561731079630352E-4,8.0033928000000057E-5,4.5778997754073863E-4,2.9098135152568292E-3,null,2.2096386072362E-3,2.0876313101180101E-4,5.2288779353488759E-5,4.4730473581768308E-4,2.9179952534191728E-3]
[2004,8,5,2,1.3992595236933547E-3,2.2294908873101378E-4,8.0033928000000057E-5,4.8290178922827116E-4,2.1851443296526398E-3,null,1.454052926981065E-3,1.8949621127606103E-4,5.2288779353488759E-5,4.7184138546898645E-4,2.1676793030796014E-3]
[2004,8,5,5,1.2536985811632279E-3,2.8419106530790035E-4,8.0033928000000057E-5,6.1561183844009032E-4,2.2335354129112187E-3,null,1.3027919843494988E-3,2.4154900323153193E-4,5.2288779353488759E-5,6.0151183789334487E-4,2.1981416048278647E-3]
[2004,8,5,9,1.9280223048178222E-3,4.6865654850257422E-4,0,7.3490264102112816E-4,3.1315814943415243E-3,null,2.0035214541226907E-3,3.9833596466545883E-4,0,7.1807039870028634E-4,3.1199278174884357E-3]
[2004,8,5,10,2.0051746224499646E-3,5.03470798800913E-4,0,7.8283387675561215E-4,3.2914792980064896E-3,null,2.0836949683113097E-3,4.2792643559988415E-4,0,7.6490381530936998E-4,3.2765252192205638E-3]
[2004,8,5,13,2.1220346817888763E-3,5.1094291305860834E-4,0,7.671223893834882E-4,3.4000999842309729E-3,null,2.2051311339772893E-3,4.3427738033849855E-4,0,7.4955218453308153E-4,3.3889606988488693E-3]
[2004,8,5,16,2.4166157031164722E-3,5.2389153798543177E-4,0,8.1379455314875798E-4,3.7543017942506616E-3,null,2.5112476113294431E-3,4.4528310087691347E-4,0,7.9515536701255346E-4,3.7516860792189098E-3]
[2004,8,5,20,2.8119290000459536E-3,3.8040770601786996E-4,2.8011874800000024E-5,5.8907748582250844E-4,3.8094260666863317E-3,null,2.9220409250369974E-3,3.2332861031594053E-4,1.8301072773721067E-5,5.7558522925184297E-4,3.8392558373785022E-3]
[2004,8,5,23,1.9071310353068012E-3,2.3232910120048937E-4,8.0033928000000057E-5,4.4327138702369875E-4,2.6627654515309889E-3,null,1.9818121063809153E-3,1.9746877951935332E-4,5.2288779353488759E-5,4.3311867973459258E-4,2.6646883449883496E-3]
[2004,8,6,3,1.4855895021677538E-3,2.6987521514114067E-4,8.0033928000000057E-5,5.6076161215647038E-4,2.3962602574653649E-3,null,1.5437634887184471E-3,2.2938120571669348E-4,5.2288779353488759E-5,5.4791790359811146E-4,2.3733513773867409E-3]
[2004,8,6,6,1.6254504516218164E-3,3.636039173223092E-4,2.2682682287562044E-5,6.7770841635222555E-4,2.6894454675839134E-3,null,1.6891012330614312E-3,3.0904618238130992E-4,1.4819337235073837E-5,6.621861530615883E-4,2.6751529057394028E-3]
[2004,8,6,10,2.308843750196177E-3,5.4412971674442929E-4,0,8.4578935137364774E-4,3.698762818314254E-3,null,2.3992554319397369E-3,4.6248459840168984E-4,0,8.264173549756928E-4,3.6881573853171194E-3]
[2004,8,6,11,2.4350212035765028E-3,5.8175186226947699E-4,0,9.1430478643357137E-4,3.9310778522795506E-3,null,2.5303738501459699E-3,4.9446164786016305E-4,0,8.9336350950609746E-4,3.9181990075122302E-3]
[2004,8,6,14,2.6354679594181268E-3,5.8304722816494793E-4,0,9.0385666189651533E-4,4.1223718494795905E-3,null,2.7386698717918054E-3,4.9556264778263467E-4,0,8.8315468927166528E-4,4.1173872088461055E-3]
[2004,8,6,18,2.8601837441635282E-3,5.2269435777048076E-4,0,8.5039926457267426E-4,4.2332773665066832E-3,null,{"$f":"E5252*R$5","v":2.9721852697684741E-3},{"$f":"F5252*S$5","v":4.4426555415250595E-4},{"$f":"G5252*T$5","v":0},{"$f":"H5252*V$5","v":8.3092168252063016E-4},4.2473725064416101E-3]
[2004,8,6,21,2.6804822368339826E-3,3.9197088512781517E-4,8.0033928000000057E-5,6.403098485642893E-4,3.7927968985260871E-3,null,2.7854468568500874E-3,3.3315676724680269E-4,5.2288779353488759E-5,6.2564416371046962E-4,3.7965365671608483E-3]
[2004,8,6,23,2.1677446025461962E-3,2.992923814974095E-4,8.0033928000000057E-5,5.8120066242135554E-4,3.1282715744649615E-3,null,2.2526310029750141E-3,2.5438440982360091E-4,5.2288779353488759E-5,5.678888169593268E-4,3.1271930091114307E-3]
[2004,8,7,5,1.3797020371812681E-3,2.9795166193696072E-4,8.0033928000000057E-5,5.9377590000894676E-4,2.3514635271271755E-3,null,1.433729591655656E-3,2.5324486142474975E-4,5.2288779353488759E-5,5.8017603075369501E-4,2.3194392631875897E-3]
[2004,8,7,8,1.934534406775339E-3,4.2904599840751792E-4,0,7.2919458874154419E-4,3.0927749939244011E-3,null,2.0102885625481052E-3,3.6466886509444526E-4,0,7.124930839004541E-4,3.0874505115430044E-3]
[2004,8,7,11,2.612465907166241E-3,5.2307096161774566E-4,0,8.6646526276743224E-4,4.0020021315514184E-3,null,2.7147670854701196E-3,4.4458564966226956E-4,0,8.4661970438812298E-4,4.005972439520512E-3]
[2004,8,7,12,2.7755167971862753E-3,5.0035176706368645E-4,0,8.1101865075406917E-4,4.0868872150040311E-3,null,2.8842028619404576E-3,4.2527540571490755E-4,0,7.924430440080563E-4,4.1019213116634213E-3]
[2004,8,7,15,2.6324906844497763E-3,5.0324880141754992E-4,0,7.946790603208932E-4,3.9304185461882194E-3,null,2.7355760101393715E-3,4.2773774829328901E-4,0,7.7647769627077327E-4,3.9397914547034335E-3]
[2004,8,7,20,2.7368819533609618E-3,3.6506841709436314E-4,3.2013571200000026E-5,5.9508445466495625E-4,3.7290483963202813E-3,null,2.8440551217990334E-3,3.1029093812262495E-4,2.0915511741395504E-5,5.8145461421647349E-4,3.7567161858795277E-3]
[2004,8,7,23,2.3614386011963193E-3,2.7499271304309408E-4,8.0033928000000057E-5,5.07062995454851E-4,3.2235282376942643E-3,null,2.45390983717761E-3,2.3373083759522227E-4,5.2288779353488759E-5,4.9544920236850587E-4,3.2353786564948265E-3]
[2004,8,8,2,1.6884694171412115E-3,2.9921740474132114E-4,8.0033928000000057E-5,6.0999233064353313E-4,2.6777130805260658E-3,null,1.7545879492260848E-3,2.5432068311678465E-4,5.2288779353488759E-5,5.9602103954981684E-4,2.6572184512461748E-3]
[2004,8,8,6,1.5257958914159982E-3,3.2171647798545232E-4,2.5350479940917994E-5,6.0782396536340896E-4,2.4806868147057774E-3,null,1.5855443142049432E-3,2.734438343314968E-4,1.6562296581715978E-5,5.9390233860316742E-4,2.4694527837213235E-3]
[2004,8,8,9,2.3784642888784492E-3,4.9065406172161836E-4,0,8.2755264724200712E-4,3.6966709978420746E-3,null,2.4716022313252821E-3,4.1703281351211695E-4,0,8.0859834511529702E-4,3.6972333899526963E-3]
[2004,8,8,10,2.5758430302233646E-3,5.1298787785391371E-4,0,8.312446183354116E-4,3.9200755264126898E-3,null,2.6767100985341302E-3,4.360155039751949E-4,0,8.1220575514085803E-4,3.9249313576501833E-3]
[2004,8,8,13,2.9775409887963862E-3,5.3712597035011998E-4,0,8.4046367915513985E-4,4.3551306383016464E-3,null,3.0941380899361191E-3,4.5653174425900608E-4,0,8.2121366218724753E-4,4.3718834963823727E-3]
[2004,8,8,17,3.5615303343296432E-3,4.9008016926924613E-4,0,7.856793486366565E-4,4.8372898522355458E-3,null,3.7009957906127228E-3,4.1654503199202442E-4,0,7.6768411437765592E-4,4.8852249369824036E-3]
[2004,8,8,21,3.3252592811632052E-3,4.0941558380228575E-4,8.0033928000000057E-5,7.2847646279153148E-4,4.5431852557570223E-3,null,3.4554726331138524E-3,3.4798393843857642E-4,5.2288779353488759E-5,7.1179140593869556E-4,4.5675367568446127E-3]
[2004,8,8,24,2.2606109013590609E-3,3.1343988663946177E-4,8.0033928000000057E-5,6.1165759876759328E-4,3.2657423147661162E-3,null,2.3491338398828701E-3,2.6640912200648847E-4,5.2288779353488759E-5,5.976481662997293E-4,3.2654799075425762E-3]
[2004,8,9,3,1.1650948165348304E-3,2.158653512865885E-4,8.0033928000000057E-5,4.9597203925999067E-4,1.9569661350814097E-3,null,1.2107185975917634E-3,1.8347536851310865E-4,5.2288779353488759E-5,4.8461227392075271E-4,1.9310950193791136E-3]
[2004,8,9,7,1.5205802092254966E-3,3.4982531944191699E-4,0,5.8508224423922553E-4,2.455487772906639E-3,null,1.5801243918625288E-3,2.9733502397338824E-4,0,5.7168149485700432E-4,2.4491409106929215E-3]
[2004,8,9,10,2.0132654153964483E-3,4.8466815158609632E-4,0,7.298813426280114E-4,3.227814909610556E-3,null,{"$f":"E5316*R$5","v":2.0921025874600292E-3},{"$f":"F5316*S$5","v":4.1194507218885487E-4},{"$f":"G5316*T$5","v":0},{"$f":"H5316*V$5","v":7.1316410834578641E-4},3.2172117679946702E-3]
[2004,8,9,14,2.2017267761063248E-3,5.047519778272571E-4,0,7.4313085218211073E-4,3.4496096061156925E-3,null,2.2879438796026899E-3,4.2901537735264223E-4,0,7.2611015055197006E-4,3.4430694075073022E-3]
[2004,8,9,15,2.2727128407468932E-3,4.9666949421874225E-4,0,7.3758180328934418E-4,3.5069641382549795E-3,null,2.3617096773819626E-3,4.2214564745048371E-4,0,7.2068819731841013E-4,3.5045435221508566E-3]
[2004,8,9,18,2.7721494405619196E-3,4.2072230135968048E-4,0,6.3314065292323514E-4,3.8260123948448349E-3,null,2.8807036434803182E-3,3.5759411514434369E-4,0,6.1863917164080014E-4,3.8569369302654619E-3]
[2004,8,9,22,2.3166180040352859E-3,2.6072072870949827E-4,8.0033928000000057E-5,4.5815553333088539E-4,3.1155281940756698E-3,null,2.4073341166715102E-3,2.2160032396988674E-4,5.2288779353488759E-5,4.4766191890197997E-4,3.1288851388968654E-3]
[2004,8,10,1,1.3711839429206467E-3,1.7093733032111439E-4,8.0033928000000057E-5,4.0205149502620037E-4,2.0242066962679614E-3,null,1.4248779385618363E-3,1.4528866947097674E-4,5.2288779353488759E-5,3.928428899512008E-4,2.0152982773375024E-3]
[2004,8,10,4,1.0634410755335805E-3,2.1378464253788671E-4,8.0033928000000057E-5,5.2520496210870318E-4,1.8824646081801702E-3,null,1.1050842123053962E-3,1.8170686420168871E-4,5.2288779353488759E-5,5.131756446224593E-4,1.8522555004830332E-3]
[2004,8,10,7,1.517100095677859E-3,3.4504131971025114E-4,0,6.3083446072073786E-4,2.4929758761088479E-3,null,1.5765080010468977E-3,2.9326884981203022E-4,0,6.163858005656524E-4,2.4861626514245802E-3]
[2004,8,10,12,1.8717505002115511E-3,4.6282533941259524E-4,0,7.2916094202238129E-4,3.0637367816465279E-3,null,1.9450461099790363E-3,3.9337971193529985E-4,0,7.1246020782722249E-4,3.0508860297415582E-3]
[2004,8,10,13,1.838495747111544E-3,4.6043128789609013E-4,0,7.0538003867326611E-4,3.0043070736809003E-3,null,1.9104891387650995E-3,3.913448810483041E-4,0,6.8922398333138321E-4,2.9910580031447869E-3]
[2004,8,10,16,2.1421909823989287E-3,4.6043749408826743E-4,0,7.1464919340732437E-4,3.3172776698945205E-3,null,2.2260767322761646E-3,3.9135015601897449E-4,0,6.982808369388919E-4,3.315707725234031E-3]
[2004,8,10,19,2.385493297436024E-3,3.3568132757333125E-4,0,5.0378750900129609E-4,3.2249621340106512E-3,null,2.4789064878222751E-3,2.853132979072634E-4,0,4.9224873780033735E-4,3.2564685235298759E-3]
[2004,8,10,23,1.69973831691851E-3,1.852256196373553E-4,8.0033928000000057E-5,3.8780512662579158E-4,2.3528029911816569E-3,null,1.7662981262358418E-3,1.5743304156262743E-4,5.2288779353488759E-5,3.7892282099744317E-4,2.3549427681494009E-3]
[2004,8,11,4,1.0492144209229897E-3,2.0970375586800235E-4,8.0033928000000057E-5,5.1945239144281642E-4,1.8584044962338087E-3,null,1.0903004581644369E-3,1.7823830298445466E-4,5.2288779353488759E-5,5.0755483108739661E-4,1.8283823715897771E-3]
[2004,8,11,7,1.4985814698734745E-3,3.3949895089770593E-4,0,6.230323211384427E-4,2.4611127419096233E-3,null,1.557264207026859E-3,2.885580976961557E-4,0,6.0876236153053142E-4,2.4545846662535459E-3]
[2004,8,11,10,1.7333791407367176E-3,4.3868570642537931E-4,0,6.990937813611943E-4,2.8711586285232911E-3,null,1.8012562862559402E-3,3.7286216230677914E-4,0,6.8308170673248578E-4,2.8572001552952049E-3]
[2004,8,11,13,1.8159296013955345E-3,4.5370021048913537E-4,0,6.9627867804085972E-4,2.9659084899255296E-3,null,1.8870393285808985E-3,3.8562378268596577E-4,0,6.8033108066206324E-4,2.9529941919289272E-3]
[2004,8,11,14,1.8580854562939666E-3,4.4929590057206001E-4,0,6.8150479025216014E-4,2.9888861471181866E-3,null,1.9308459585637774E-3,3.8188032696106572E-4,0,6.6589557464721979E-4,2.9786218601720628E-3]
[2004,8,11,17,2.306076964206134E-3,4.4406027533767624E-4,0,7.2372951181658087E-4,3.4738667513603914E-3,null,2.3963803017733663E-3,3.7743029242078528E-4,0,7.0715317933706394E-4,3.4809637735312158E-3]
[2004,8,11,20,2.5197092287820222E-3,3.0512648767611875E-4,3.868306517332205E-5,4.5944524591369929E-4,3.3229640275451622E-3,null,2.6183781616015752E-3,2.5934312494255564E-4,2.5272910003423305E-5,4.4892209185123374E-4,3.3519162883987878E-3]
[2004,8,12,1,1.4225408413676213E-3,1.8540799781519829E-4,8.0033928000000057E-5,4.2297072538766996E-4,2.1109534925704897E-3,null,1.4782459144398105E-3,1.5758805441294847E-4,5.2288779353488759E-5,4.1328298534300896E-4,{"$f":"SUM(K5379:N5379)","v":2.1014057335492567E-3}]
[2004,8,12,4,1.111142373647398E-3,2.2746765221351659E-4,8.0033928000000057E-5,5.4449307618116701E-4,1.9631370300420815E-3,null,1.1546534387203188E-3,1.9333677714344482E-4,5.2288779353488759E-5,5.3202198288428159E-4,1.9323009781015339E-3]
[2004,8,12,8,1.6676339511110029E-3,4.0330036588507174E-4,0,6.6912595238847745E-4,2.7400602693845523E-3,null,1.7329365901656347E-3,3.4278629159895362E-4,0,6.5380026222887008E-4,2.7295231439934584E-3]
[2004,8,12,11,1.8959344266747222E-3,4.7248122479339149E-4,0,7.3082216362238084E-4,3.0992378150904946E-3,null,1.9701770513549802E-3,4.0158675914321368E-4,0,7.1408338073483885E-4,3.085847191233033E-3]
[2004,8,12,14,1.9575942049745347E-3,4.7866398432080921E-4,0,7.2106986970629739E-4,3.1573280590016413E-3,null,2.034251356082381E-3,4.0684181316628779E-4,0,7.0455445378631932E-4,3.1456476230349883E-3]
[2004,8,12,15,2.0196872764513727E-3,4.8249020590541741E-4,0,7.4399057535509943E-4,3.2461680577118898E-3,null,2.0987759212522709E-3,4.100939210708898E-4,0,7.2695018258769949E-4,3.2358200249108602E-3]
[2004,8,12,18,2.4723228124884458E-3,4.2250646338299171E-4,0,6.7172180390395189E-4,3.5665510797753893E-3,null,2.5691361474189951E-3,3.5911056872414731E-4,0,6.5633665824738692E-4,3.5845833743905296E-3]
[2004,8,12,22,2.1589331978581101E-3,2.5455448097818002E-4,8.0033928000000057E-5,4.7187682603623521E-4,2.9653984328725253E-3,null,2.2434745537527083E-3,2.1635930419481073E-4,5.2288779353488759E-5,4.6106893851742672E-4,2.9731915758184342E-3]
[2004,8,13,2,1.3227047999909973E-3,2.0475473066803673E-4,8.0033928000000057E-5,4.3781913988674248E-4,2.0453125985457768E-3,null,1.3745004078173407E-3,1.740318649575439E-4,5.2288779353488759E-5,4.2779131110518237E-4,2.028612363233556E-3]
[2004,8,13,5,1.1247254326590304E-3,2.5844658537186568E-4,8.0033928000000057E-5,5.4790804725292081E-4,2.0111139932838169E-3,null,1.1687683947944351E-3,2.1966740938013482E-4,5.2288779353488759E-5,5.3535873730883627E-4,1.9760833208368953E-3]
[2004,8,13,9,1.8259067173484406E-3,4.3381050560008201E-4,0,6.7360323081281314E-4,2.9333204537613355E-3,null,1.8974071369884916E-3,3.6871847151682323E-4,0,6.5817499287181317E-4,2.9243006013771277E-3]
[2004,8,13,12,2.0397783719363505E-3,4.8426565355227111E-4,0,7.5753063340532989E-4,3.2815746588939513E-3,null,2.1196537610679174E-3,4.1160296784166934E-4,0,7.4018011855451614E-4,3.2714368474641028E-3]
[2004,8,13,15,2.111093025349274E-3,5.0975388930746171E-4,0,8.1639301714938174E-4,3.4372399318061174E-3,null,2.193761014780222E-3,4.3326676622367085E-4,0,7.9769431567974509E-4,3.4247220966836379E-3]
[2004,8,13,17,2.3758467766813321E-3,4.6258133282290215E-4,0,7.4446254616155781E-4,3.5828906556657921E-3,null,2.4688822203429157E-3,3.9317231784126514E-4,0,7.2741134335410726E-4,3.5894658815382881E-3]
[2004,8,13,20,2.2563601361169478E-3,3.5307662501179727E-4,4.2684761573322052E-5,5.4307067951707823E-4,3.1951922022191454E-3,null,2.3447166195334317E-3,3.0009848037816596E-4,2.7887348971097742E-5,5.3063216485576962E-4,3.203334613738465E-3]
[2004,8,13,24,1.5371720887409276E-3,2.2693595068126168E-4,8.0033928000000057E-5,4.83002995102951E-4,2.3271449625251405E-3,null,1.5973659904116315E-3,1.9288485591575349E-4,5.2288779353488759E-5,4.7194027331987396E-4,2.3144798990007479E-3]
[2004,8,14,3,1.412564553944583E-3,2.7888628958546634E-4,8.0033928000000057E-5,5.8346132528716327E-4,2.3549460968172124E-3,null,1.4678789670063677E-3,2.3704019403750429E-4,5.2288779353488759E-5,5.7009770150370927E-4,2.3273056419010701E-3]
[2004,8,14,6,1.3652132111760392E-3,3.0812840487498734E-4,3.4687771487562048E-5,5.8572018137016506E-4,2.2937495689087537E-3,null,1.4186733997879641E-3,2.6189461299297938E-4,2.2662654138097148E-5,5.7230482064791859E-4,2.2755354875669594E-3]
[2004,8,14,10,2.3771656127555877E-3,4.8509899216077541E-4,0,8.1014829568097353E-4,3.6724129005973371E-3,null,2.4702527005301205E-3,4.1231126635914904E-4,0,7.9159262358572638E-4,3.6741565904749958E-3]
[2004,8,14,12,2.6566343555973668E-3,4.8196295475159636E-4,0,7.8370826079959192E-4,3.9223055711485547E-3,null,2.7606651198475974E-3,4.0964578245499005E-4,0,7.6575817242285817E-4,3.9360690747254458E-3]
[2004,8,14,17,2.6589840050844226E-3,4.6567516231386409E-4,0,7.5602296592824686E-4,3.8806821333265337E-3,null,2.7631067789224023E-3,3.9580192700543968E-4,0,7.3870698275945053E-4,{"$f":"SUM(K5443:N5443)","v":3.8976156886872926E-3}]
[2004,8,14,18,2.6187530795220544E-3,4.204566015582992E-4,0,6.7753396119105754E-4,3.7167436422714112E-3,null,{"$f":"E5444*R$5","v":2.7213004563077718E-3},{"$f":"F5444*S$5","v":3.5736828284341286E-4},{"$f":"G5444*T$5","v":0},{"$f":"H5444*V$5","v":6.6201569362908284E-4},3.7406844327802675E-3]
[2004,8,14,21,2.517778949128345E-3,3.3468092267473475E-4,8.0033928000000057E-5,5.9269180345110318E-4,3.5251856032541828E-3,null,2.6163722944033923E-3,2.8446300092195136E-4,5.2288779353488759E-5,5.7911676439095794E-4,3.5322408390697901E-3]
[2004,8,15,1,1.2689192832259048E-3,1.925860401290722E-4,8.0033928000000057E-5,4.6055997717507695E-4,2.0020992285300541E-3,null,1.3186087117043538E-3,1.6368905186757115E-4,5.2288779353488759E-5,4.5001129125891163E-4,1.9845978341843252E-3]
[2004,8,15,4,1.046533999243293E-3,1.9980308171114048E-4,8.0033928000000057E-5,4.9963302583248814E-4,1.8260040347869216E-3,null,1.0875150742360724E-3,1.6982319686097692E-4,5.2288779353488759E-5,4.8818940909623246E-4,1.7978164595467707E-3]
[2004,8,15,9,1.5704102079497147E-3,3.3650662006132805E-4,0,6.4597915892208944E-4,2.5528959869331323E-3,null,1.6319056763701842E-3,2.8601475760176194E-4,0,6.3118362393519366E-4,2.54910405790714E-3]
[2004,8,15,12,1.9315049937693987E-3,3.5973195808451793E-4,0,6.251652021225109E-4,2.9164021539764278E-3,null,2.0071405211921347E-3,3.0575519962846263E-4,0,6.1084639091499792E-4,2.9237421117355952E-3]
[2004,8,15,15,2.0116094244301674E-3,3.3474189850744379E-4,0,5.394308860514473E-4,2.8857822089890586E-3,null,2.0903817497806691E-3,2.8451482750417031E-4,0,5.2707573737930725E-4,2.9019723146641464E-3]
[2004,8,15,16,2.1288528851238805E-3,3.4032177828748305E-4,0,5.4586504373833249E-4,3.0150397071496957E-3,null,2.2122163303601922E-3,2.8925746217342004E-4,0,5.333625268363468E-4,3.0348363193699593E-3]
[2004,8,15,19,2.3015577679932689E-3,2.392455160932871E-4,0,4.301217239784996E-4,2.9709250080650553E-3,null,2.3916841390032367E-3,2.0334740600425348E-4,0,4.2027019714849028E-4,3.0153017421559805E-3]
[2004,8,15,22,2.0289847598638478E-3,1.9566791021611841E-4,8.0033928000000057E-5,3.9398709723413339E-4,2.6986736953140992E-3,null,2.1084374834861182E-3,1.663084961024156E-4,5.2288779353488759E-5,3.8496319947984659E-4,2.7119979584218691E-3]
[2004,8,16,2,1.1493107314698987E-3,1.6617975160017169E-4,8.0033928000000057E-5,4.0553949521856712E-4,1.8010639062886373E-3,null,1.1943164258003554E-3,1.4124495192273435E-4,5.2288779353488759E-5,3.9625100083418707E-4,1.7841011579107658E-3]
[2004,8,16,6,1.1183193359311145E-3,2.7298126065535878E-4,3.7355569140917999E-5,5.7039085854948459E-4,1.999047024276876E-3,null,1.1621114426422258E-3,2.3202119792453541E-4,2.4405613484739291E-5,5.5732660130942665E-4,1.975864855360927E-3]
[2004,8,16,9,1.5866758877382517E-3,4.2234219267405372E-4,0,6.782610957286573E-4,2.6872791761409628E-3,null,1.6488083015840057E-3,3.5897094636845811E-4,0,6.6272617384534316E-4,2.6705054217978069E-3]
[2004,8,16,13,1.8146953169026739E-3,4.9318708081817677E-4,0,7.8000610284350745E-4,3.0878885005643582E-3,null,1.8857567109183549E-3,4.191857602885303E-4,0,7.6214080885496675E-4,3.0670832800618517E-3]
[2004,8,16,16,2.139897497587368E-3,4.8608369820430123E-4,0,7.7855096281312689E-4,3.404532158604796E-3,null,2.2236934372213387E-3,4.1314822005799961E-4,0,7.6071899741566066E-4,3.3975606546949987E-3]
[2004,8,16,17,2.35307957282527E-3,4.5979054130767692E-4,0,7.5443375199564218E-4,3.567303866128589E-3,null,2.4452234788117509E-3,3.9080027666537763E-4,0,7.3715416825245695E-4,3.5731779237295857E-3]
[2004,8,16,23,1.7531650793368345E-3,1.8138573012576437E-4,8.0033928000000057E-5,3.674010164544236E-4,2.3819857539170227E-3,null,1.8218170195919761E-3,1.5416931656466135E-4,5.2288779353488759E-5,3.5898604746031074E-4,2.387261162970437E-3]
[2004,8,16,24,1.4506661423937671E-3,1.8667075996228063E-4,8.0033928000000057E-5,4.0601206684902716E-4,2.123382897205075E-3,null,1.5074725701007608E-3,1.5866134268686301E-4,5.2288779353488759E-5,3.9671274866329734E-4,2.1151354408044101E-3]
[2004,8,17,4,1.1186742421595375E-3,2.2962814402504225E-4,8.0033928000000057E-5,5.4753859921431107E-4,1.9758749133988911E-3,null,1.1624802465928182E-3,1.9517309329574364E-4,5.2288779353488759E-5,5.3499775112430582E-4,1.9449398703663564E-3]
[2004,8,17,7,1.5889963694748278E-3,3.6655886216716352E-4,0,6.6112531065970481E-4,2.6166805423016963E-3,null,1.651219650732567E-3,3.1155774614600957E-4,0,6.4598286754914041E-4,2.608760264427717E-3]
[2004,8,17,10,1.8371601643495099E-3,4.7120694426798894E-4,0,7.44278565481136E-4,3.0526456740986351E-3,null,{"$f":"E5508*R$5","v":1.9091012561089679E-3},{"$f":"F5508*S$5","v":4.0050368079092675E-4},{"$f":"G5508*T$5","v":0},{"$f":"H5508*V$5","v":7.2723157657525873E-4},3.0368365134751532E-3]
[2004,8,17,14,1.9696969081064524E-3,4.8223582679124475E-4,0,7.2588196571141063E-4,3.1778147006091073E-3,null,2.0468279872329041E-3,4.098777108202095E-4,0,7.0925633333348561E-4,3.1659620313865991E-3]
[2004,8,17,17,2.4360074730862846E-3,4.7988816308265462E-4,0,7.7755545186474905E-4,3.6934510880336884E-3,null,2.5313987408422329E-3,4.0788230738232026E-4,0,7.5974628769370496E-4,3.6990273359182582E-3]
[2004,8,17,20,2.6367964663860815E-3,3.3764402504768876E-4,5.0688154373322068E-5,5.0788104653952143E-4,3.5330096923466138E-3,null,2.7400504015738505E-3,2.8698149820083162E-4,3.3116226906446628E-5,4.9624851677525542E-4,3.556396643456384E-3]
[2004,8,17,22,2.1702044232718644E-3,2.5764812954873456E-4,8.0033928000000057E-5,4.7675307051195848E-4,2.9846395513325576E-3,null,2.2551871474681857E-3,2.1898875958517106E-4,5.2288779353488759E-5,4.658334972758188E-4,2.9922981836826641E-3]
[2004,8,18,1,1.4327521684307522E-3,1.8828521936038885E-4,8.0033928000000057E-5,4.2713011425508403E-4,2.1282014300462253E-3,null,1.4888571053969502E-3,1.6003355703831813E-4,5.2288779353488759E-5,4.1734710738538394E-4,2.118526549174141E-3]
[2004,8,18,5,1.1549733763999244E-3,2.5350943056231607E-4,8.0033928000000057E-5,5.8641276904623687E-4,2.0749295040084774E-3,null,1.2002008134321975E-3,2.1547106062527719E-4,5.2288779353488759E-5,5.7298154526548258E-4,2.040942198676446E-3]
[2004,8,18,8,1.6804926819241398E-3,4.0730205289615855E-4,0,6.7465347379744019E-4,2.7624482086177383E-3,null,1.7462988541770681E-3,3.4618753684121815E-4,0,6.5920118104505947E-4,2.751687572063346E-3]
[2004,8,18,12,1.9632644442518559E-3,4.9040215128925849E-4,0,7.6747135431399236E-4,3.2211379498551067E-3,null,2.0401436354474767E-3,4.1681870152455595E-4,0,7.4989315675551272E-4,3.2068554937275456E-3]
[2004,8,18,13,1.9292030839989835E-3,4.8748769348928731E-4,0,7.4196409318024088E-4,3.1586548706685116E-3,null,2.0047484712666973E-3,4.1434154983866221E-4,0,7.2497011504945002E-4,3.1440601361548098E-3]
[2004,8,18,19,2.4845318197775595E-3,3.6266207495099623E-4,0,5.4345223776305343E-4,3.390646132491609E-3,null,2.5818232454759811E-3,3.0824566078241524E-4,0,5.3100498387494491E-4,3.4210738901333413E-3]
[2004,8,18,20,2.6386687016954754E-3,3.3829547527002501E-4,5.3355952026678012E-5,5.0859405185265814E-4,3.5389141808448367E-3,null,2.7419959514775852E-3,2.8753520016781565E-4,3.4859186253088764E-5,4.9694519138342955E-4,3.5613355292819192E-3]
[2004,8,18,23,1.7702072723825026E-3,2.0525298180221289E-4,8.0033928000000057E-5,4.1818529804249786E-4,2.4736794802272134E-3,null,1.8395265654343532E-3,1.7445535492436898E-4,5.2288779353488759E-5,4.0860716363562693E-4,2.4748778633478376E-3]
[2004,8,19,2,1.1265205168197565E-3,1.5446170867692427E-4,8.0033928000000057E-5,4.0524561021512581E-4,1.7662617637118066E-3,null,1.1706337723987209E-3,1.3128516805384989E-4,5.2288779353488759E-5,3.959638469857536E-4,1.7501715667918132E-3]
[2004,8,19,6,1.1904586357439429E-3,2.5691713578609516E-4,4.1357265540918014E-5,5.6640312703567413E-4,2.0551361641066301E-3,null,1.2370756349647039E-3,2.1836744936015498E-4,2.7020052452413736E-5,5.5343020497309995E-4,2.0358933417503723E-3]
[2004,8,19,10,1.6129265001642455E-3,4.009402076600296E-4,0,6.4665042671204094E-4,2.6605171345363164E-3,null,1.6760868579824015E-3,3.4078026841131406E-4,0,6.318395169782441E-4,2.6487066433719597E-3]
[2004,8,19,14,1.7285442621506725E-3,4.1106439089234686E-4,0,6.2999868799494172E-4,2.7696073410379612E-3,null,1.7962320793517908E-3,3.4938534670837497E-4,0,6.1556917041502264E-4,2.7611865964751884E-3]
[2004,8,19,17,2.1552739922178405E-3,4.0247690743273868E-4,0,6.6125681192433434E-4,3.2190077115749134E-3,null,2.2396720578028392E-3,3.4208639074827723E-4,0,6.461113569030375E-4,3.2278698054541539E-3]
[2004,8,19,20,2.3655793164755229E-3,2.6401060454850583E-4,5.4689850773322063E-5,3.9489620867069899E-4,3.0791759804680496E-3,null,2.4582126981334026E-3,2.2439656328447185E-4,3.5730665874121058E-5,3.8585148858819783E-4,3.1041914158801932E-3]
[2004,8,19,21,2.2154241562517499E-3,2.5522146326278493E-4,8.0033928000000057E-5,4.4536272247536462E-4,2.9960422699898993E-3,null,2.3021776334955042E-3,2.1692620768224043E-4,5.2288779353488759E-5,4.3516211514735303E-4,3.0065547356785864E-3]
[2004,8,19,24,1.3368404993337351E-3,1.5576153526612401E-4,8.0033928000000057E-5,3.7113707955783862E-4,1.9437730421576981E-3,null,1.3891896449861397E-3,1.3238995935562734E-4,5.2288779353488759E-5,3.6263653961055123E-4,1.9365049233058072E-3]
[2004,8,20,4,1.0622352022926379E-3,2.1286587735733215E-4,8.0033928000000057E-5,5.3149386366731959E-4,1.8866288713172896E-3,null,1.1038311184469155E-3,1.8092595712663218E-4,5.2288779353488759E-5,5.1932050490396248E-4,1.8563663598309991E-3]
[2004,8,20,7,1.4493687145959993E-3,3.5319186081744601E-4,0,6.7323458670627285E-4,2.4757951621197181E-3,null,1.5061243365136765E-3,3.0019642537851586E-4,0,6.5781479220605689E-4,2.4641355540982492E-3]
[2004,8,20,11,1.7545286864319759E-3,4.5973873696083053E-4,0,7.7360306252277904E-4,2.9878704859155852E-3,null,1.8232340239820617E-3,3.9075624541362017E-4,0,7.5588442405056481E-4,2.9698746934462466E-3]
[2004,8,20,15,1.7038186460489875E-3,4.4236366912717623E-4,0,7.3256445997834881E-4,2.8787467751545124E-3,null,1.7705382363903588E-3,3.7598825715279153E-4,0,7.1578577145865719E-4,2.8623122650018075E-3]
[2004,8,20,18,2.0070329695319944E-3,4.0103448107423501E-4,0,6.9641533192340514E-4,3.1044827825296344E-3,null,2.085626086140574E-3,3.4086039636751104E-4,0,6.8046460461808952E-4,3.1069510871261745E-3]
[2004,8,20,21,1.9797273663857682E-3,3.0511068752005742E-4,8.0033928000000057E-5,5.7101684512126641E-4,2.935888827027092E-3,null,2.0572512267914272E-3,2.5932969555502941E-4,5.2288779353488759E-5,5.5793825025731423E-4,2.9268079519572596E-3]
[2004,8,20,22,1.8934522790330431E-3,2.4231315176636664E-4,8.0033928000000057E-5,4.986959015453121E-4,2.7144952603447214E-3,null,1.9675977056492914E-3,2.0595475165851269E-4,5.2288779353488759E-5,4.8727374874482968E-4,2.7131149854061221E-3]
[2004,8,21,4,1.0115092056547743E-3,2.1017408875398318E-4,8.0033928000000057E-5,5.265716738904533E-4,1.828288896299211E-3,null,1.051118749771638E-3,1.7863806375692154E-4,5.2288779353488759E-5,5.145110531776198E-4,1.7965566460596679E-3]
[2004,8,21,6,9.9338232050888865E-4,2.3551467910418576E-4,4.5358961940918009E-5,5.3354512616996289E-4,1.8078010877239552E-3,null,1.0322820365264397E-3,2.0017637050755201E-4,2.963449142008817E-5,5.2132478520028227E-4,1.7834176836543621E-3]
[2004,8,21,9,1.6375644158808629E-3,3.7112976765065321E-4,0,6.9873914052596964E-4,2.7074333240574857E-3,null,1.7016895663119476E-3,3.154428002458148E-4,0,6.8273518860650472E-4,2.6998675551642673E-3]
[2004,8,21,12,2.0047421167335468E-3,3.8961589915534247E-4,0,6.9697721617049892E-4,3.0913352320593879E-3,null,2.0832455261654858E-3,3.3115514022992682E-4,0,6.8101361944374506E-4,3.0954142858391574E-3]
[2004,8,21,16,1.9835239710220311E-3,4.0702370301868462E-4,0,7.2536055230847617E-4,3.1159082263491921E-3,null,2.0611965021248954E-3,3.4595095257217856E-4,0,7.0874686240599981E-4,3.115894317103074E-3]
[2004,8,21,19,1.9269455892367664E-3,3.2172704409580199E-4,0,6.0839470558531723E-4,2.8570673389178855E-3,null,2.0024025755904025E-3,2.7345281502700258E-4,0,5.9446000656600197E-4,2.8703153971834068E-3]
[2004,8,21,21,1.8884164875291574E-3,2.6877513938798115E-4,8.0033928000000057E-5,5.4112246699246976E-4,2.7783480219096082E-3,null,1.9623647183071263E-3,2.2844619320542059E-4,5.2288779353488759E-5,5.2872857427626826E-4,2.7718282651423036E-3]
[2004,8,21,24,1.449233130251292E-3,1.8701568763536134E-4,8.0033928000000057E-5,4.5237113122428705E-4,2.1686538771109407E-3,null,1.5059834428410332E-3,1.5895451494239945E-4,5.2288779353488759E-5,4.420100029949198E-4,2.1592367401318414E-3]
[2004,8,22,3,1.0990409336676069E-3,2.0089641650695566E-4,8.0033928000000057E-5,4.9539193178128199E-4,1.8753632099558445E-3,null,1.1420781201855155E-3,1.7075247987640663E-4,5.2288779353488759E-5,4.8404545324917837E-4,1.8491648326645893E-3]
[2004,8,22,7,1.150025250676649E-3,2.6736357488420036E-4,0,5.5713489268630946E-4,1.974523718247159E-3,null,1.1950589247623901E-3,2.2724642994574227E-4,0,5.4437425066975343E-4,1.9666796053778857E-3]
[2004,8,22,10,1.7709330251363289E-3,3.6175873732944994E-4,0,6.4906337545337799E-4,2.7817551379191569E-3,null,1.8402807378363249E-3,3.0747786640496129E-4,0,6.3419719943578394E-4,2.7819558036770702E-3]
[2004,8,22,13,1.9312706993595643E-3,3.608175375061882E-4,0,6.016734214801192E-4,2.8937616583458716E-3,null,2.0068970520810609E-3,3.0667789094160797E-4,0,5.8789266704672722E-4,2.9014676100693961E-3]
[2004,8,22,18,2.274343528106685E-3,2.8879892751377216E-4,0,5.0728535081435088E-4,3.070427806434808E-3,null,{"$f":"E5636*R$5","v":2.3634042205945309E-3},{"$f":"F5636*S$5","v":2.4546546880250511E-4},{"$f":"G5636*T$5","v":0},{"$f":"H5636*V$5","v":4.9566646489109976E-4},3.1045361542881354E-3]
[2004,8,22,21,2.2871937912389531E-3,2.4866155009024924E-4,8.0033928000000057E-5,4.8536936545639082E-4,3.101258634785593E-3,null,2.3767576853403936E-3,2.1135059084715569E-4,5.2288779353488759E-5,4.7425244422295588E-4,3.1146494997639938E-3]
[2004,8,22,22,2.0567366838038321E-3,1.9927661939050749E-4,8.0033928000000057E-5,3.9199855202411691E-4,2.7280457832184564E-3,null,2.1372761410410647E-3,1.6937572871608615E-4,5.2288779353488759E-5,3.8302019999653266E-4,2.741960849107172E-3]
[2004,8,23,1,1.3544663403826642E-3,1.6986377080610723E-4,8.0033928000000057E-5,3.8390444064969855E-4,1.9882684798384702E-3,null,1.4075056938203478E-3,1.4437619451164346E-4,5.2288779353488759E-5,3.751114765040204E-4,1.9792821441895004E-3]
[2004,8,23,4,1.0249654520646102E-3,2.1856010507593422E-4,8.0033928000000057E-5,5.1374558855764806E-4,1.8373050736981927E-3,null,1.0651019274074461E-3,1.857657821510801E-4,5.2288779353488759E-5,5.0197873706579548E-4,1.8051352259778105E-3]
[2004,8,23,8,1.6149008072563233E-3,3.8949424360428724E-4,0,6.1813516316288513E-4,2.6225302140234956E-3,null,1.6781384766831396E-3,3.3105173874873272E-4,0,6.0397736827602242E-4,2.6131675837078945E-3]
[2004,8,23,11,1.8964446105815018E-3,4.9388259656601649E-4,0,7.5503322865767613E-4,3.1453604358051943E-3,null,1.9707072134802972E-3,4.1977691587408855E-4,0,7.3773991447473222E-4,3.128224043829118E-3]
[2004,8,23,15,2.1079661176238332E-3,4.8333339075157087E-4,0,7.3489241349459795E-4,3.3261919218700018E-3,null,2.1905116609229934E-3,4.1081058842602861E-4,0,7.1806040542547224E-4,3.3193826547744942E-3]
[2004,8,23,19,2.6718124895486078E-3,3.2562554912233599E-4,0,4.4788931772218556E-4,3.4453273563931296E-3,null,2.7764376121724374E-3,2.7676636044839776E-4,0,4.3763084114583099E-4,3.490834813766666E-3]
[2004,8,23,22,2.1644380933948412E-3,2.5207844564604392E-4,8.0033928000000057E-5,4.583826601156528E-4,2.9549331271565382E-3,null,2.2491950147053566E-3,2.1425479093083619E-4,5.2288779353488759E-5,4.4788384356490792E-4,2.9636224285545893E-3]
[2004,8,23,23,1.8707431066281549E-3,1.8666620230715745E-4,8.0033928000000057E-5,3.5851851052078894E-4,2.495961747456101E-3,null,1.9439992680145859E-3,1.5865746889494458E-4,5.2288779353488759E-5,3.5030698683214334E-4,2.5052525030951622E-3]
[2004,8,24,2,1.3415718725142333E-3,2.2530743593022134E-4,8.0033928000000057E-5,4.8771330328245918E-4,2.1346265397269139E-3,null,1.3941062933313902E-3,1.9150069517714807E-4,5.2288779353488759E-5,4.7654269639425698E-4,2.1144384642562842E-3]
[2004,8,24,5,1.2163690727982786E-3,2.7874725507203026E-4,8.0033928000000057E-5,6.0674836784386349E-4,2.1818986237141721E-3,null,1.2640006951127826E-3,2.369220212578679E-4,5.2288779353488759E-5,5.9285137661638254E-4,2.1460628723405217E-3]
[2004,8,24,8,1.7838011582589114E-3,4.2662007773256767E-4,0,6.9444019003166992E-4,2.904861426023149E-3,null,1.853652772340893E-3,3.626069469257015E-4,0,6.7853470146286713E-4,2.8947944207294617E-3]
[2004,8,24,13,2.064495724034417E-3,5.0071831072108551E-4,0,7.5627955195565783E-4,3.3214935867111601E-3,null,2.1453390164167968E-3,4.255869505377177E-4,0,7.389576919292365E-4,3.309883658883751E-3]
[2004,8,24,16,2.3714671557953887E-3,5.0817718224862717E-4,0,7.8786241499893036E-4,3.6675067530429462E-3,null,2.4643310985099447E-3,4.3192663958022066E-4,0,7.6981717969222476E-4,3.6660749177823901E-3]
[2004,8,24,20,2.7327914601785251E-3,3.6386508010069187E-4,6.5361041226678036E-5,5.5933911514669573E-4,3.721356696652591E-3,null,2.8398044495799024E-3,3.0926815842665523E-4,4.270250315611209E-5,5.4652798752223564E-4,3.7383030986849054E-3]
[2004,8,24,23,1.8423599313638071E-3,2.3234880721075088E-4,8.0033928000000057E-5,4.4646283871060987E-4,2.601205505285168E-3,null,1.9145046400550723E-3,1.9748552869875197E-4,5.2288779353488759E-5,4.3623703427209804E-4,2.6005159823794112E-3]
[2004,8,24,24,1.5801685707883247E-3,2.2777989717444544E-4,8.0033928000000057E-5,4.6117633907065999E-4,2.3491587350334305E-3,null,1.6420461655416081E-3,1.9360217063494925E-4,5.2288779353488759E-5,4.5061353597460621E-4,2.3385506515046523E-3]
[2004,8,25,5,1.1700357830518463E-3,2.6649532138611683E-4,8.0033928000000057E-5,5.919970053255792E-4,2.1085620377635423E-3,null,1.2158530467089787E-3,2.2650845541868545E-4,5.2288779353488759E-5,5.7843787995217298E-4,2.0730881614333257E-3]
[2004,8,25,7,1.6131680374682292E-3,3.7917041352585377E-4,0,6.7119993243931243E-4,2.6635383834333953E-3,null,1.6763378536110791E-3,3.2227697004769856E-4,0,6.5582673974966146E-4,2.6544415634084393E-3]
[2004,8,25,11,1.9403830210822589E-3,4.8480346751404615E-4,0,7.500202539712427E-4,3.1752067425675477E-3,null,2.0163662019050369E-3,4.1206008434619426E-4,0,7.3284175718037279E-4,3.1612680434316039E-3]
[2004,8,25,14,2.0084350947506108E-3,4.8469725426323332E-4,0,7.415884610066344E-4,3.2347208100204786E-3,null,2.0870831169798156E-3,4.1196980809195656E-4,0,7.2460308637162208E-4,3.2236560114433941E-3]
[2004,8,25,18,2.5282156682516345E-3,4.3065181877379257E-4,0,6.9510726108002179E-4,3.6539747481054486E-3,null,2.6272177035160937E-3,3.660337366762534E-4,0,6.791864938866716E-4,3.6724379340790187E-3]
[2004,8,25,21,2.5079532483544371E-3,3.3543135935112147E-4,8.0033928000000057E-5,5.7576321720062323E-4,3.4991817529061819E-3,null,2.6061618304201064E-3,2.8510083670673649E-4,5.2288779353488759E-5,5.6257591122240217E-4,3.5061273577027337E-3]
[2004,8,25,24,1.5231749478882607E-3,2.1685131543630154E-4,8.0033928000000057E-5,4.5013999830376432E-4,2.2702001896283265E-3,null,1.5828207375249721E-3,1.8431339154288679E-4,5.2288779353488759E-5,4.3982997204066034E-4,2.2592528804620082E-3]
[2004,8,26,2,1.2770413687327111E-3,1.9727746534151184E-4,8.0033928000000057E-5,4.6642854592538223E-4,2.0207813079996051E-3,null,1.3270488487942837E-3,1.6767654205334572E-4,5.2288779353488759E-5,4.5574544605317993E-4,2.0027596162542982E-3]
[2004,8,26,5,1.1493496503982049E-3,2.51942963467221E-4,8.0033928000000057E-5,5.8420580047050918E-4,2.0655323423359353E-3,null,1.1943568687494013E-3,2.1413963746809501E-4,5.2288779353488759E-5,5.7082512519480511E-4,2.03161041076579E-3]
[2004,8,26,8,1.6733071886923963E-3,4.0506584902344896E-4,0,6.7156469271562318E-4,2.7499377304314684E-3,null,1.7388319852449624E-3,3.4428686900744837E-4,0,6.5618314554060622E-4,2.739301999793017E-3]
[2004,8,26,12,1.954782906623557E-3,4.8784629401767669E-4,0,7.6392076126568327E-4,3.2065499619069169E-3,null,2.031329970501909E-3,4.1464634337640735E-4,0,7.4642388664610177E-4,3.192400200524418E-3]
[2004,8,26,15,2.0266646719116527E-3,4.844859364058315E-4,0,7.4671937245101465E-4,3.257869980768499E-3,null,2.1060265435420842E-3,4.1179019787878843E-4,0,7.2961647919525194E-4,3.2474332206161244E-3]
[2004,8,26,19,2.4753528091734688E-3,3.6016144689780409E-4,0,5.3977608508607843E-4,3.3752903411573515E-3,null,2.5722847953102541E-3,3.06120244865321E-4,0,5.2741302996010971E-4,3.4058180701356851E-3]
[2004,8,26,23,1.7636761804260736E-3,2.0339682012792456E-4,8.0033928000000057E-5,4.1536966089496811E-4,2.4624765894489665E-3,null,1.8327397233833789E-3,1.7287770503669517E-4,5.2288779353488759E-5,4.0585601596481059E-4,2.4637622237383733E-3]
[2004,8,27,2,1.3231864851770063E-3,2.0494832613046149E-4,8.0033928000000057E-5,4.435040486582936E-4,2.0516727879657613E-3,null,1.3750009552445622E-3,1.7419641197075907E-4,5.2288779353488759E-5,4.3334601247690474E-4,2.0348321590457148E-3]
[2004,8,27,3,1.2283257445187333E-3,2.2181763186237017E-4,8.0033928000000057E-5,4.9356174490009484E-4,2.0237390492811981E-3,null,1.2764255764287154E-3,1.8853452629654125E-4,5.2288779353488759E-5,4.8225718504858511E-4,1.9995060671273305E-3]
[2004,8,27,6,1.3869433068932494E-3,3.1834855193085473E-4,5.3362354740918012E-5,6.2543106895352504E-4,2.3840852825185469E-3,null,1.4412544212112012E-3,2.7058125601446152E-4,3.4863369355437045E-5,6.1110616832045429E-4,2.3578052149015542E-3]
[2004,8,27,10,1.8815373011608523E-3,4.628756749350097E-4,0,7.2511512888299621E-4,3.0695281049788583E-3,null,1.9552161508650549E-3,3.934224947555591E-4,0,7.0850706016942059E-4,3.0571457057900348E-3]
[2004,8,27,13,1.9016369036273014E-3,4.5184685635622052E-4,0,6.6915536424946723E-4,3.0226391242329891E-3,null,1.976102830785842E-3,3.8404851907605743E-4,0,6.538290004393059E-4,3.0139803503012054E-3]
[2004,8,27,16,2.0677857863853569E-3,4.6160761019230809E-4,0,7.1186145035373937E-4,3.2412548469314046E-3,null,2.1487579138481376E-3,3.9234469952543539E-4,0,6.9555694447446929E-4,3.2366595578480423E-3]
[2004,8,27,21,2.1731111681972254E-3,3.2014613466018274E-4,8.0033928000000057E-5,5.2949149457082114E-4,3.1027827254282289E-3,null,2.2582077172017779E-3,2.72109116561467E-4,5.2288779353488759E-5,5.1736399815706889E-4,3.0999696112738026E-3]
[2004,8,27,24,1.4975120611645325E-3,2.2032566203836819E-4,8.0033928000000057E-5,4.7181802072724196E-4,2.2696896719301427E-3,null,1.5561529214954432E-3,1.872664223065416E-4,5.2288779353488759E-5,4.6101148008780967E-4,2.2567196032432834E-3]
[2004,8,28,3,1.1671648069185485E-3,2.3169361082299182E-4,8.0033928000000057E-5,5.2213754106759968E-4,2.0010298868091401E-3,null,1.2128696464324554E-3,1.9692864266782545E-4,5.2288779353488759E-5,5.1017847992741022E-4,1.9722655483811798E-3]
[2004,8,28,4,1.1268979505474764E-3,2.3597543085628869E-4,8.0033928000000057E-5,5.2821138109199444E-4,1.9711186904957595E-3,null,1.1710259859997289E-3,2.0056798776806322E-4,5.2288779353488759E-5,5.1611320445350362E-4,1.9399959575747846E-3]
[2004,8,28,7,1.2947527216745993E-3,3.1963685838427017E-4,0,5.9595308507029931E-4,2.2103426651291689E-3,null,1.3454537580694205E-3,2.7167625574410503E-4,0,5.8230334947291669E-4,2.1994333632864424E-3]
[2004,8,28,13,2.1416115657177572E-3,4.1635422797919327E-4,0,6.7481597650272324E-4,3.2327817701996737E-3,null,2.2254746263001587E-3,3.5388145876665022E-4,0,6.593599617812538E-4,3.2387160468480627E-3]
[2004,8,28,15,2.104280535776088E-3,4.2058661346431616E-4,0,6.8037028100022365E-4,3.2052374302406275E-3,null,2.1866817559035179E-3,3.5747878683224378E-4,0,6.6478705024494624E-4,3.2089475929807081E-3]
[2004,8,28,18,2.1908345013873488E-3,3.6452508319665598E-4,0,6.0280841483889732E-4,3.158167999422902E-3,null,2.2766250758579744E-3,3.0982912993287459E-4,0,5.8900166446783809E-4,3.1754558702586869E-3]
[2004,8,28,22,2.0078206082158254E-3,2.5290952041202131E-4,8.0033928000000057E-5,4.7667861461383044E-4,2.8174426712416767E-3,null,2.0864445678548203E-3,2.1496116528892949E-4,5.2288779353488759E-5,4.6576074671884692E-4,2.819455259216085E-3]
[2004,8,29,1,1.3558105829744186E-3,2.0834002046582993E-4,8.0033928000000057E-5,4.5562137848327648E-4,2.0998059099235251E-3,null,1.4089025754152316E-3,1.770791922055517E-4,5.2288779353488759E-5,4.4518580644814206E-4,2.0834563534224142E-3]
[2004,8,29,4,1.1201969253765364E-3,2.1651230616800016E-4,8.0033928000000057E-5,4.9837382157663743E-4,1.915116981121174E-3,null,1.1640625563438345E-3,1.8402524965230438E-4,5.2288779353488759E-5,4.8695904570988317E-4,1.887335631059511E-3]
[2004,8,29,5,1.0742780941080377E-3,2.1228502705841661E-4,8.0033928000000057E-5,4.8625873019650498E-4,1.8528557793629596E-3,null,1.1163455961381431E-3,1.8043226176510567E-4,5.2288779353488759E-5,4.7512143891405723E-4,1.8241880761707947E-3]
[2004,8,29,10,1.8637412419740338E-3,3.781701183456808E-4,0,6.4418715835962831E-4,2.8860985186793431E-3,null,1.9367232183452744E-3,3.2142676631787226E-4,0,6.2943266743220757E-4,2.8875826520953544E-3]
[2004,8,29,13,2.0377831505733464E-3,3.7513907545802224E-4,0,5.8938441918106907E-4,3.0023066452124379E-3,null,2.1175804091173134E-3,3.1885052280552709E-4,0,5.7588513259529785E-4,3.0123160645181384E-3]
[2004,8,29,16,2.2794200513997164E-3,3.5735744001465632E-4,0,5.2540260468784603E-4,3.1621800961022187E-3,null,2.3686795347361393E-3,3.0373697124992817E-4,0,5.1336876038730135E-4,3.1857852663733691E-3]
[2004,8,29,19,2.4516249777271873E-3,2.5335337606699314E-4,0,4.1093432545841793E-4,3.1159126792525984E-3,null,2.5476278091106446E-3,2.1533842166368908E-4,0,4.0152226764562129E-4,3.1644884984199551E-3]
[2004,8,29,23,1.8327211757194714E-3,1.9257266185728985E-4,8.0033928000000057E-5,3.7280498657352005E-4,2.4781327521502809E-3,null,1.9044884417589133E-3,1.6367768096746743E-4,5.2288779353488759E-5,3.6426624481079547E-4,2.4847211468906651E-3]
[2004,8,30,2,1.4437120287152968E-3,2.2194733829406979E-4,8.0033928000000057E-5,4.5100324801637296E-4,2.1966965430257395E-3,null,1.5002461412807167E-3,1.8864477064660842E-4,5.2288779353488759E-5,4.4067344984399153E-4,2.1818531411248055E-3]
[2004,8,30,3,1.2981242880959647E-3,2.5034362203076119E-4,8.0033928000000057E-5,5.3193455890804134E-4,2.1604363970347674E-3,null,1.3489573511774077E-3,2.1278027267108705E-4,5.2288779353488759E-5,5.1975110644156307E-4,2.1337775096435464E-3]
[2004,8,30,7,1.7036653082193314E-3,3.7522463408873818E-4,0,6.319003795633776E-4,2.7107903218714473E-3,null,1.7703788940265921E-3,3.1892324360674191E-4,0,6.1742730555637191E-4,2.706729443189706E-3]
[2004,8,30,10,2.255548228119803E-3,5.0825717275839789E-4,0,7.9961289244718571E-4,3.5634182933253862E-3,null,2.3438729181473076E-3,4.3199462774122131E-4,0,7.8129852368966025E-4,3.5571660695781892E-3]
[2004,8,30,14,2.4645343991917595E-3,5.3327226658672242E-4,0,8.1046643673192268E-4,3.8082731025104047E-3,null,2.5610427487614733E-3,4.532562777984762E-4,0,7.9190347792009179E-4,3.8062025044800409E-3]
[2004,8,30,17,3.0226306060607963E-3,5.0938506354114186E-4,0,8.189037197542273E-4,4.3509193893561653E-3,null,3.1409933650652947E-3,4.3295328171590091E-4,0,8.001475130420165E-4,{"$f":"SUM(K5827:N5827)","v":4.3740941598232122E-3}]
[2004,8,30,20,3.030107872251997E-3,3.7989230443550594E-4,8.0033928000000057E-5,5.868486340386386E-4,4.0768827387261414E-3,null,3.1487634324523896E-3,3.2289054327696058E-4,5.2288779353488759E-5,5.7340742718698246E-4,4.0973501822698212E-3]
[2004,8,30,24,1.8267414515476398E-3,2.4128497105516366E-4,8.0033928000000057E-5,4.4175766802564238E-4,2.5898180186284458E-3,null,1.8982745584246474E-3,2.0508084654237581E-4,5.2288779353488759E-5,4.3163963102285543E-4,2.5872838153433676E-3]
[2004,8,31,4,1.1389003255991186E-3,2.5370142118118281E-4,8.0033928000000057E-5,5.7306091758754557E-4,2.0456965923678471E-3,null,1.1834983603370498E-3,2.1563424359715149E-4,5.2288779353488759E-5,5.5993550519817812E-4,2.0113568884858679E-3]
[2004,8,31,5,1.172920345819932E-3,2.780800263009775E-4,8.0033928000000057E-5,6.1363276904665017E-4,2.14466706916756E-3,null,1.2188505656573756E-3,2.3635490826858169E-4,5.2288779353488759E-5,5.9957809719208893E-4,2.1070723504715352E-3]
[2004,8,31,8,1.6961033518916614E-3,4.3413839372903672E-4,0,7.2505149516051165E-4,2.8552932407812097E-3,null,1.7625208201341031E-3,3.6899716096342724E-4,0,7.0844488391650663E-4,2.8399628650140371E-3]
[2004,8,31,11,1.9361782117925321E-3,5.048535455587157E-4,0,7.8854413736319294E-4,3.2295758947144407E-3,null,2.0119967370905421E-3,4.2910170513450871E-4,0,7.7048328785755775E-4,3.2115817300826088E-3]
[2004,8,31,15,2.0776792819721382E-3,5.0729675800021009E-4,0,7.9770940677611362E-4,3.3826854467484619E-3,null,2.1590388274116651E-3,4.3117832048934562E-4,0,7.7943863553788027E-4,3.3696557834388911E-3]
[2004,8,31,18,2.5080626917703608E-3,4.5741844600975676E-4,0,7.5106101828955035E-4,3.7165421560696678E-3,null,2.6062755595150796E-3,3.8878410752873698E-4,0,7.3385868378708868E-4,3.728918350830905E-3]
[2004,8,31,21,2.4615106381857682E-3,3.6865377771138681E-4,8.0033928000000057E-5,6.4890023389769255E-4,3.5590985777948472E-3,null,2.5579005807313082E-3,3.1333832556363885E-4,5.2288779353488759E-5,6.3403779448144488E-4,3.5575654801298807E-3]
[2004,9,1,2,1.1839087281398613E-3,3.0403513475430773E-4,8.003392800000003E-5,4.9598109787027291E-4,2.0639588887644421E-3,null,1.2302692404668255E-3,2.5841552642656549E-4,5.2288779353488739E-5,4.8462112505222776E-4,2.0255946712991074E-3]
[2004,9,1,5,1.2962068625105377E-3,3.7471840751447801E-4,8.003392800000003E-5,5.9239497580936863E-4,2.3433541738343841E-3,null,1.3469648413980927E-3,3.1849297489196238E-4,5.2288779353488739E-5,5.7882673530254775E-4,2.2965733309460914E-3]
[2004,9,1,6,1.5845849666104035E-3,4.3444443691801487E-4,6.1365747540917994E-5,6.2086338372065175E-4,2.7012585347899881E-3,null,1.6466355023751717E-3,3.6925728324124546E-4,4.00922472907859E-5,6.0664310155048137E-4,2.6626281344576839E-3]
[2004,9,1,9,1.8734291579615026E-3,5.3574363911570012E-4,0,5.90832940068847E-4,3.0000057371460495E-3,null,1.9467905020474025E-3,4.5535682789966107E-4,0,5.7730047649713373E-4,2.9794478064441971E-3]
[2004,9,1,12,1.5982180725014478E-3,6.0514484287372964E-4,0,6.6620815150747741E-4,2.8695710668826548E-3,null,1.6608024651072831E-3,5.1434457817484353E-4,0,6.5094929078721555E-4,2.8260963340693422E-3]
[2004,9,1,18,2.4762879787246445E-3,6.094292546553724E-4,0,6.942818180094971E-4,3.7799990513895138E-3,null,2.5732565850319499E-3,5.1798612613894999E-4,0,6.7837995680043598E-4,3.769622667971336E-3]
[2004,9,1,20,2.5589648536114493E-3,5.0368041399817673E-4,8.003392800000003E-5,5.5295737341854475E-4,3.6956365690281705E-3,null,2.6591709918215448E-3,4.2810459863223136E-4,5.2288779353488739E-5,5.4029241348651266E-4,3.6798567832937775E-3]
[2004,9,1,24,1.4023581464797509E-3,2.9429040406384098E-4,8.003392800000003E-5,4.3485952578463274E-4,2.2115420043282248E-3,null,1.4572728882933721E-3,2.5013296489532328E-4,5.2288779353488739E-5,4.2489948413426822E-4,2.1845941166764526E-3]
[2004,9,2,3,9.6191670713310299E-4,2.847268684941889E-4,8.003392800000003E-5,4.7249960673371728E-4,1.7991771103610091E-3,null,9.9958426570294638E-4,2.420044106717203E-4,5.2288779353488739E-5,4.6167745501850016E-4,1.7555549107466555E-3]
[2004,9,2,6,1.3771439476275376E-3,4.1311186560764841E-4,6.2699646287562045E-5,5.7015900645392028E-4,2.4231144659766684E-3,null,1.4310713302394581E-3,3.5112560365870178E-4,4.0963726911818194E-5,5.5710005956442765E-4,2.3802607203744059E-3]
[2004,9,2,7,1.5921694784153957E-3,4.3238383289595381E-4,0,5.1547675085411744E-4,2.5400300621654672E-3,null,1.6545170149916892E-3,3.6750586699934326E-4,0,5.0367024874510232E-4,2.5256931307361345E-3]
[2004,9,2,11,1.6071102461337038E-3,6.3459254875027115E-4,0,6.8778612171218386E-4,2.9294889165961588E-3,null,1.6700428460932762E-3,5.3937373943375717E-4,0,6.7203303821600051E-4,2.8814496237430341E-3]
[2004,9,2,14,1.6500846753385267E-3,6.4234507653468137E-4,0,6.7771435428820419E-4,2.9701441061614122E-3,null,1.7147001048165745E-3,5.459630224459455E-4,0,6.6219195499482087E-4,2.9228550822573409E-3]
[2004,9,2,18,2.198236726641282E-3,5.7555098245213644E-4,0,6.1837842246843756E-4,3.3921661315618559E-3,null,2.2843171637904869E-3,4.8919119244519643E-4,0,6.0421505595977182E-4,3.3777234121954553E-3]
[2004,9,2,21,2.2543255157480178E-3,4.0870701982646183E-4,8.003392800000003E-5,4.4090472995974667E-4,3.1839711935342263E-3,null,2.3426023257568712E-3,3.4738169247457823E-4,5.2288779353488739E-5,4.308062286878286E-4,3.1730790262727666E-3]
[2004,9,3,1,1.2325840742953937E-3,3.0133613931459656E-4,8.003392800000003E-5,4.6808264002195723E-4,2.0820367816319473E-3,null,1.2808506575312263E-3,2.5612150758581707E-4,5.2288779353488739E-5,4.5736165470602278E-4,2.0466225991765553E-3]
[2004,9,3,4,1.0880098031732721E-3,3.3362872257789827E-4,8.003392800000003E-5,5.4007290156050534E-4,2.0417453553116757E-3,null,1.1306150232320209E-3,2.835686804607658E-4,5.2288779353488739E-5,5.2770304813698878E-4,1.994175531183264E-3]
[2004,9,3,8,1.8296765922101367E-3,5.3405213484357048E-4,0,6.2145580547825422E-4,2.9851845325319613E-3,null,1.901324635839979E-3,4.539191290386778E-4,0,6.0722195445416568E-4,2.9624657193328225E-3]
[2004,9,3,9,1.7945841417973062E-3,5.4179445656105747E-4,0,5.8042865091913274E-4,2.9168072492774966E-3,null,1.8648580051873393E-3,4.6049973737529338E-4,0,5.6713448764240926E-4,2.8924922302050416E-3]
[2004,9,3,12,1.5233668372082493E-3,6.1747921646679977E-4,0,6.4458702062963912E-4,2.7854330743046878E-3,null,1.58302014101136E-3,5.2482821404729256E-4,0,6.2982337123924914E-4,2.7376717262979017E-3]
[2004,9,3,16,1.7301602408740281E-3,6.468196855004101E-4,0,6.8642528750147527E-4,3.0634052138759135E-3,null,1.7979113379545354E-3,5.4976622904693998E-4,0,6.7070337261173653E-4,3.0183809396132121E-3]
[2004,9,3,19,2.1966253322630771E-3,6.0480899302330765E-4,8.003392800000003E-6,6.7013883852366221E-4,3.479576556610047E-3,null,2.2826426690506084E-3,5.1405912164046233E-4,5.2288779353488744E-6,6.547899491755921E-4,3.4567206178020117E-3]
[2004,9,3,22,2.013866850387634E-3,3.5060659961188732E-4,8.003392800000003E-5,4.1481522142852457E-4,2.8593225994280459E-3,null,2.0927275739578981E-3,2.9799907527315882E-4,5.2288779353488739E-5,4.0531427540422275E-4,2.8483297039887685E-3]
[2004,9,4,2,1.0478942469010989E-3,2.8077546418451253E-4,8.003392800000003E-5,4.4130418408165107E-4,1.8500078231672625E-3,null,1.088928587637097E-3,2.3864590335435259E-4,5.2288779353488739E-5,4.311965336950059E-4,1.8110598040399443E-3]
[2004,9,4,5,1.0019620640410725E-3,3.1642766276136959E-4,8.003392800000003E-5,4.8652037593667924E-4,1.8849440307391213E-3,null,1.0411977530068177E-3,2.6894859080838022E-4,5.2288779353488739E-5,4.7537709190872344E-4,1.8378122150774102E-3]
[2004,9,4,9,1.6824302173585994E-3,5.2092546441790842E-4,0,6.4419185980602966E-4,2.8475475415825372E-3,null,1.7483122612841138E-3,4.42762078222769E-4,0,6.2943726119647433E-4,2.8205116007033572E-3]
[2004,9,4,10,1.8626739123375556E-3,5.26704501338819E-4,0,6.2696577969967304E-4,3.0163441933760476E-3,null,1.9356140933004232E-3,4.4767398706962807E-4,0,6.126057279843642E-4,2.9958938083544154E-3]
[2004,9,4,13,1.8517474251834088E-3,5.1765047798740013E-4,0,5.705075488977809E-4,2.9399054520685901E-3,null,1.924259737400688E-3,4.3997849420323269E-4,0,5.5744061897686789E-4,2.9216788505807886E-3]
[2004,9,4,17,1.8957190435587191E-3,5.3588066960412386E-4,0,6.1144170321137715E-4,3.0430414163742201E-3,null,1.9699532340823841E-3,4.554732973525456E-4,0,5.9743721562480136E-4,3.0228637470597307E-3]
[2004,9,4,20,2.0483131672769223E-3,4.0717640961183103E-4,8.003392800000003E-5,4.5752972380220798E-4,2.993053228690961E-3,null,2.1285227692368859E-3,3.460807459748017E-4,5.2288779353488739E-5,4.4705044294219377E-4,2.9739427375073701E-3]
[2004,9,4,22,1.830775194321507E-3,3.2283605925850588E-4,8.003392800000003E-5,4.0063066035378225E-4,2.6342758419337954E-3,null,1.9024662579540876E-3,2.74395425614811E-4,5.2288779353488739E-5,3.9145459813843381E-4,2.6206050610608211E-3]
[2004,9,5,4,1.0024476306208553E-3,2.9253873224606311E-4,8.003392800000003E-5,4.864604867613692E-4,1.8614807776282877E-3,null,1.0417023338187559E-3,2.4864412645800435E-4,5.2288779353488739E-5,4.7531857443771128E-4,1.8179538140679604E-3]
[2004,9,5,7,1.2512241975562695E-3,3.6648109612162866E-4,0,5.1773596116071912E-4,2.1354412548386173E-3,null,1.3002207067092542E-3,3.1149164867470499E-4,0,5.0587771399975858E-4,2.1175900693837179E-3]
[2004,9,5,10,1.7742141042347396E-3,4.8324441163722449E-4,0,6.0624935678045533E-4,2.8637078726524191E-3,null,1.8436903002412373E-3,4.107349603750359E-4,0,5.9236379492425602E-4,2.8467890555405294E-3]
[2004,9,5,11,1.8225479023094683E-3,4.8645165284221886E-4,0,5.8574944773919586E-4,2.8947490028908831E-3,null,1.8939167945924544E-3,4.1346096414770958E-4,0,5.7233341669874957E-4,2.8797111754389135E-3]
[2004,9,5,14,1.7879114361563473E-3,4.598818816032407E-4,0,5.135712191143432E-4,2.7613645368739313E-3,null,1.8579240040218444E-3,3.908779116090533E-4,0,5.0180836138786751E-4,2.7506102770187653E-3]
[2004,9,5,19,2.3984035565091689E-3,4.1392069830001007E-4,1.333898802667798E-5,5.0544346356607274E-4,3.3311067064019299E-3,null,2.4923222978814703E-3,3.5181307330314456E-4,8.7147965763443827E-6,4.9386676430913652E-4,3.346716932070096E-3]
[2004,9,5,22,1.9621221294977651E-3,2.3493640134118643E-4,8.003392800000003E-5,2.7854048136631863E-4,2.5556329402052699E-3,null,2.0389565889535315E-3,1.9968486168023503E-4,5.2288779353488739E-5,2.721607779650527E-4,2.5630910079523076E-3]
[2004,9,6,1,1.1591802871993063E-3,2.8366730883655489E-4,8.003392800000003E-5,4.3938696496803386E-4,1.9622684890038952E-3,null,1.2045724620490627E-3,2.4110383493092932E-4,5.2288779353488739E-5,4.2932322665205119E-4,1.9272883029855322E-3]
[2004,9,6,5,1.0022313466753171E-3,3.024207244101249E-4,8.003392800000003E-5,4.8959383905222882E-4,1.8742798381376708E-3,null,1.0414775804411702E-3,2.5704335376863362E-4,5.2288779353488739E-5,4.7838016029028049E-4,1.829189873853573E-3]
[2004,9,6,8,1.4253668147410047E-3,4.1258451940347424E-4,0,5.5246727243447803E-4,2.3904186065789573E-3,null,1.4811825496997891E-3,3.5067738425448444E-4,0,5.398135377968795E-4,2.3716734717511533E-3]
[2004,9,6,9,1.6161535200903462E-3,4.5893150945744708E-4,0,5.9494191787151521E-4,2.6700269474193086E-3,null,1.6794402443196176E-3,3.900701401041091E-4,0,5.8131534209200067E-4,2.6508257265157277E-3]
[2004,9,6,12,1.8743803360776398E-3,4.7233484629274257E-4,0,5.6075885926531186E-4,2.9074740416356942E-3,null,1.9477789272111625E-3,4.0146234432078439E-4,0,5.4791521375929277E-4,2.8971564852912396E-3]
[2004,9,6,16,1.9846908666241426E-3,4.604920208900094E-4,0,5.1422887094757744E-4,2.9594117584617295E-3,null,2.0624090920247683E-3,3.913965012290039E-4,0,5.0245095033467043E-4,2.9562565435884429E-3]
[2004,9,6,20,2.3127958778328159E-3,3.4917244114983668E-4,8.003392800000003E-5,4.1703375882910299E-4,3.1590360058117556E-3,null,2.4033623203764789E-3,2.9678010821446865E-4,5.2288779353488739E-5,4.0748199932687913E-4,3.159913207271315E-3]
[2004,9,6,23,1.5568719688273543E-3,2.6102733055042052E-4,8.003392800000003E-5,3.5720280716783256E-4,2.2551360345456073E-3,null,1.6178372952809648E-3,2.2186092107551173E-4,5.2288779353488739E-5,3.4902141840648636E-4,2.2410084141164517E-3]
[2004,9,7,2,1.0244128689458224E-3,2.7407530229620937E-4,8.003392800000003E-5,4.3682608776648984E-4,1.8153481870085216E-3,null,1.06452770576545E-3,2.3295108172491084E-4,5.2288779353488739E-5,4.2682100389424465E-4,1.7765885707380943E-3]
[2004,9,7,6,1.3271079314309073E-3,4.2784942575079844E-4,6.9369140340917997E-5,5.8621977323788617E-4,2.4105462707605099E-3,null,1.3790759608506939E-3,3.6365183476588244E-4,4.5321125226134775E-5,5.7279296984159064E-4,2.3608418906843022E-3]
[2004,9,7,9,1.6511838719496727E-3,5.3739722734097862E-4,0,5.5981541109694345E-4,2.7483965103875948E-3,null,1.7158423447103904E-3,4.5676229990891892E-4,0,5.4699337436914979E-4,2.719598018988459E-3]
[2004,9,7,13,1.5244995621431919E-3,6.5512058458759993E-4,0,6.7445902986096123E-4,2.8540791765917532E-3,null,1.5841972221598021E-3,5.5682160180562919E-4,0,6.5901119066102943E-4,2.8000300146264609E-3]
[2004,9,7,14,1.6130757355001996E-3,6.6014791397335038E-4,0,6.8151509972545949E-4,2.9547387491990094E-3,null,1.6762419372035029E-3,5.6109459469767863E-4,0,6.6590564799189056E-4,2.9032421798930721E-3]
[2004,9,7,17,1.9989965225252352E-3,6.7951476698760124E-4,0,7.7295564417795119E-4,3.4514669336907873E-3,null,2.0772749410564494E-3,5.7755550643061987E-4,0,7.5525183420390102E-4,{"$f":"SUM(K6019:N6019)","v":3.4100822816909705E-3}]
[2004,9,7,21,2.1942579160089174E-3,4.2963194334518862E-4,8.003392800000003E-5,4.6353289009601502E-4,3.1674566774501211E-3,null,2.2801825474824109E-3,3.6516689065865349E-4,5.2288779353488739E-5,4.5291611245192438E-4,3.1505543299464771E-3]
[2004,9,7,24,1.2371839369255109E-3,2.6739975750525631E-4,8.003392800000003E-5,3.8027063241315124E-4,1.9648882548439182E-3,null,1.2856306455232883E-3,2.2727718346728912E-4,5.2288779353488739E-5,3.7156089717069223E-4,1.9367575055147586E-3]
[2004,9,8,4,9.9842862501067211E-4,3.3082330271937734E-4,8.003392800000003E-5,5.2693532316453145E-4,1.9362211788945809E-3,null,1.0375259485434817E-3,2.8118420588294087E-4,5.2288779353488739E-5,5.1486637341277585E-4,1.8858653071926871E-3]
[2004,9,8,6,1.3609333569183069E-3,4.5792222286631903E-4,7.203693791424002E-5,6.3878584164360909E-4,2.5296783593424751E-3,null,1.4142259513303097E-3,3.8921229409900052E-4,4.7064084520488138E-5,6.241550627111396E-4,2.474657392660938E-3]
[2004,9,8,11,1.6242326804238451E-3,6.9402732915394493E-4,0,7.4006230662292984E-4,3.0583223162007197E-3,null,1.6878357753355266E-3,5.8989049986828482E-4,0,7.2311188709485495E-4,3.0008381622986663E-3]
[2004,9,8,12,1.6093060225408527E-3,6.9209373706031086E-4,0,7.2988919756574247E-4,3.0312889571669061E-3,null,1.6723246065942757E-3,5.8824703777573921E-4,0,7.1317178337367915E-4,2.9737434277436942E-3]
[2004,9,8,15,1.6513333083592137E-3,7.3316912222826135E-4,0,7.8060324019127935E-4,3.1651056707787542E-3,null,1.7159976328788905E-3,6.2315917807796945E-4,0,7.6272426934273648E-4,3.1018810802995967E-3]
[2004,9,8,18,2.1934205203265836E-3,6.4390238707305949E-4,0,7.0402419814012142E-4,3.5413471055397647E-3,null,2.2793123603424836E-3,5.4728666296173598E-4,0,6.8789919702927328E-4,3.5144982203334928E-3]
[2004,9,8,22,1.9276131060905293E-3,3.6753202568605328E-4,8.003392800000003E-5,4.3706928922036375E-4,2.8122483489969462E-3,null,2.0030962316410408E-3,3.1238488924325805E-4,5.2288779353488739E-5,4.2705863505135283E-4,2.7948285352891403E-3]
[2004,9,9,1,1.1186899285839556E-3,2.6959786624036476E-4,8.003392800000003E-5,4.1798540987945839E-4,1.8863071327037786E-3,null,1.1624965472796834E-3,2.2914547223064176E-4,5.2288779353488739E-5,4.0841185371984028E-4,1.8523426525836543E-3]
[2004,9,9,3,9.3884051648711006E-4,2.9401486684355662E-4,8.003392800000003E-5,4.782904253275112E-4,1.7911797366581778E-3,null,9.7560443781239672E-4,2.498987712522516E-4,5.2288779353488739E-5,4.6733564044925178E-4,1.7451276288673889E-3]
[2004,9,9,9,1.6357963963707944E-3,5.4435260241919819E-4,0,5.7029683393208254E-4,2.7504458327220751E-3,null,1.6998523131790983E-3,4.6267404071408867E-4,0,5.5723473023598527E-4,2.7197610841291722E-3]
[2004,9,9,12,1.53808548871326E-3,6.6317030272112945E-4,0,6.8943198175142962E-4,2.890687773185819E-3,null,1.5983151580826643E-3,5.6366348259925033E-4,0,6.7364120140472428E-4,2.8356198420866393E-3]
[2004,9,9,13,1.5127219299242143E-3,6.668954259502251E-4,0,6.7658992399977297E-4,2.8562072798742123E-3,null,1.5719583913275427E-3,5.6682966166940441E-4,0,6.610932787070304E-4,2.7998813317039774E-3]
[2004,9,9,16,1.7866791294713197E-3,7.1478194897463048E-4,0,7.6857617558572888E-4,3.2700372540316793E-3,null,1.8566434416158277E-3,6.0753094794044533E-4,0,7.5097267315238684E-4,3.2151470627086601E-3]
[2004,9,9,19,2.3198157572332104E-3,6.1075994456164038E-4,2.2676279573322034E-5,6.6345897846427576E-4,3.6167109598324487E-3,null,2.4106570902289333E-3,5.1911714980473994E-4,1.4815154132725551E-5,6.4826308492396689E-4,3.5928524790903656E-3]
[2004,9,9,24,1.2338143648143471E-3,2.6871109139827484E-4,8.003392800000003E-5,3.8379404061746297E-4,1.9663534248300849E-3,null,1.2821291248204104E-3,2.28391755434635E-4,5.2288779353488739E-5,3.7500360507896496E-4,1.9378132646874994E-3]
[2004,9,10,3,1.1113058263232931E-3,3.1365215612115413E-4,8.003392800000003E-5,4.9341156157453375E-4,1.9984034720189809E-3,null,1.1548232920161397E-3,2.6658954105542552E-4,5.2288779353488739E-5,4.8211044152849931E-4,1.9558120539535533E-3]
[2004,9,10,7,1.7192587211997846E-3,4.9738700364925263E-4,0,5.9132516588349701E-4,2.8079708907325345E-3,null,1.7865829272326733E-3,4.2275549662910316E-4,0,5.7778142835013735E-4,2.7871198522119137E-3]
[2004,9,10,10,1.9089141258022578E-3,6.5235859438754734E-4,0,6.9583850191101476E-4,3.25711122210082E-3,null,{"$f":"E6084*R$5","v":1.983665020661711E-3},{"$f":"F6084*S$5","v":5.5447404038938574E-4},{"$f":"G6084*T$5","v":0},{"$f":"H6084*V$5","v":6.7990098634560122E-4},3.2180400473966978E-3]
[2004,9,10,13,2.0849726620321253E-3,6.9731258870566241E-4,0,7.1545255927932434E-4,3.4977378100171123E-3,null,2.1666178078968701E-3,5.9268281555637469E-4,0,6.9906580248372608E-4,3.4583664259369711E-3]
[2004,9,10,14,2.0481584686490297E-3,7.2702663659035332E-4,0,7.6427003033806187E-4,3.539455135577445E-3,null,2.1283620127875791E-3,6.1793835496168608E-4,0,7.4676515604432865E-4,3.4930655237935936E-3]
[2004,9,10,17,2.4840641018161825E-3,7.0248283618455469E-4,0,7.8064043490300823E-4,3.9671873729037457E-3,null,2.5813372122139408E-3,5.9707728208766313E-4,0,7.6276061214515664E-4,3.941175106446761E-3]
[2004,9,10,22,2.3217105539998901E-3,3.5452387072106814E-4,8.003392800000003E-5,3.9270027406144325E-4,3.1489686267824014E-3,null,2.4126260850708286E-3,3.0132857097980658E-4,5.2288779353488739E-5,3.837058497615404E-4,3.1499492851656641E-3]
[2004,9,11,1,1.1607838130200342E-3,2.9107175726606708E-4,8.003392800000003E-5,4.4229769209269047E-4,1.9741871903787918E-3,null,1.2062387801077491E-3,2.4739726690666789E-4,5.2288779353488739E-5,4.321672863549878E-4,1.9380921127228937E-3]
[2004,9,11,4,1.0086596543291092E-3,3.0424399917320603E-4,8.003392800000003E-5,4.8636690669475477E-4,1.8793044881970701E-3,null,1.0481576132737212E-3,2.5859305133270832E-4,5.2288779353488739E-5,4.7522713773304681E-4,1.8342665816929653E-3]
[2004,9,11,8,1.4906255108216584E-3,4.888739296093034E-4,0,6.2350165222980342E-4,2.6030010926607651E-3,null,1.5489967017139777E-3,4.1551978516661195E-4,0,6.0922094304199199E-4,2.5737374299225815E-3]
[2004,9,11,11,2.0187388061963111E-3,5.606717751411636E-4,0,6.452671949564139E-4,3.2246777762938886E-3,null,2.09779030998633E-3,4.7654456792536187E-4,0,6.3048796682341277E-4,3.2048228447351047E-3]
[2004,9,11,14,1.8754583753195552E-3,5.3944034504526447E-4,0,5.8216227953079185E-4,2.9970609998956114E-3,null,1.9488991812373563E-3,4.5849885360535638E-4,0,5.6882840914831458E-4,2.9762264439910273E-3]
[2004,9,11,16,1.9359701370683911E-3,5.4101658624268109E-4,0,5.8239518466718094E-4,3.0593819079782533E-3,null,2.0117805143980787E-3,4.598385842885711E-4,0,5.6905597981524517E-4,3.0406750785018952E-3]
[2004,9,11,19,2.2650292335017626E-3,4.6349424930698196E-4,2.801187480000001E-5,5.1663547447914899E-4,3.2731708320878931E-3,null,2.353725188861159E-3,3.9394825380013914E-4,1.830107277372106E-5,5.0480243291340754E-4,3.2707769483484271E-3]
[2004,9,11,23,1.6160468429792807E-3,3.0318414014877493E-4,8.003392800000003E-5,4.2002424893989102E-4,2.4192891600679466E-3,null,1.6793293898548381E-3,2.5769222114425776E-4,5.2288779353488739E-5,4.1040399512101461E-4,2.3997143854735991E-3]
[2004,9,12,2,1.2167750643429813E-3,3.2473378321302114E-4,8.003392800000003E-5,5.0764841432569461E-4,2.1291911898816971E-3,null,1.2644225848222385E-3,2.7600840148062555E-4,5.2288779353488739E-5,4.960212127798567E-4,2.0887409784362096E-3]
[2004,9,12,5,1.1343343796380724E-3,3.4871786051008768E-4,8.003392800000003E-5,5.3957679464429053E-4,2.1026629627924503E-3,null,1.1787536171520452E-3,2.9639373610843229E-4,5.2288779353488739E-5,5.2721830407534084E-4,2.0546544366893071E-3]
[2004,9,12,9,1.8063855478279332E-3,5.2367414465699527E-4,0,6.6531302451181332E-4,2.995372716996742E-3,null,1.8771215407865337E-3,4.4509832679988143E-4,0,6.5007466581951806E-4,2.972294533405933E-3]
[2004,9,12,11,2.0413698347896947E-3,5.5517505236846198E-4,0,6.3168778961738496E-4,3.228232676775542E-3,null,2.1213075437872082E-3,4.7187261279071452E-4,0,6.1721958477982592E-4,3.2103997413577487E-3]
[2004,9,12,16,2.2385749746080749E-3,5.2605666503485326E-4,0,5.5538760615398894E-4,3.3200192457969171E-3,null,2.3262350114322066E-3,4.4712335676282871E-4,0,5.4266698406480059E-4,3.3160253522598361E-3]
[2004,9,12,17,2.4013575926821245E-3,5.0678386297739572E-4,0,5.5487059847465477E-4,3.4630120541341747E-3,null,2.4953920107338486E-3,4.3074238390777505E-4,0,5.4216181795202847E-4,3.4682962125936519E-3]
[2004,9,12,20,2.5400374672583702E-3,4.3395898151118404E-4,8.003392800000003E-5,4.8993766195710726E-4,3.5439680387266614E-3,null,2.6395024306570276E-3,3.6884466903922507E-4,5.2288779353488739E-5,4.7871610826026644E-4,3.5393519873100077E-3]
[2004,9,12,24,1.4856039422693854E-3,2.9735642206452507E-4,8.003392800000003E-5,4.1508489739240569E-4,2.2780791897263159E-3,null,1.5437784942779504E-3,2.527389356043348E-4,5.2288779353488739E-5,4.0557777469799988E-4,2.2543839839337739E-3]
[2004,9,13,3,1.0603190983773554E-3,3.4605373663989906E-4,8.003392800000003E-5,5.4455553983566549E-4,2.0309623028529197E-3,null,1.101839982092837E-3,2.9412935645725576E-4,5.2288779353488739E-5,5.3208301586849796E-4,1.9803411337720794E-3]
[2004,9,13,8,1.8133109876131697E-3,5.0408277310964129E-4,0,5.2027548209191798E-4,2.8376692428147294E-3,null,1.8843181728764654E-3,4.2844658490196185E-4,0,5.0835906963217254E-4,2.8211238274106001E-3]
[2004,9,13,11,1.6699479344940043E-3,7.10164383907396E-4,0,7.543459173549893E-4,3.1344582357563894E-3,null,1.7353411864925246E-3,6.03606235394895E-4,0,7.3706834538026585E-4,3.0760157672676857E-3]
[2004,9,13,14,1.4296469846003252E-3,6.7300122817360577E-4,0,6.768015203684587E-4,2.7794497331423895E-3,null,1.4856303261176289E-3,5.7201930561330745E-4,0,6.6130002866320774E-4,2.7189496603941443E-3]
[2004,9,13,15,1.54979730466721E-3,6.9187096444759625E-4,0,7.118227060042585E-4,2.9534909751190649E-3,null,1.6104855953602E-3,5.8805769156075464E-4,0,6.9551908752726822E-4,2.8940623744482231E-3]
[2004,9,13,18,2.3957165162172551E-3,6.4157831663832186E-4,0,6.927304281287857E-4,3.7300252609843627E-3,null,2.489530036163601E-3,5.4531131269397676E-4,0,6.7686410002159225E-4,3.71170544887917E-3]
[2004,9,13,21,2.3267864986257925E-3,4.8439802777987555E-4,8.003392800000003E-5,5.2494267173391104E-4,3.4161611261395793E-3,null,2.4179007978853647E-3,4.1171547969244391E-4,5.2288779353488739E-5,5.1291936175791478E-4,3.3948244186892121E-3]
[2004,9,14,1,1.1292804471862898E-3,2.657165068577836E-4,8.003392800000003E-5,4.1460405727649567E-4,1.8896349393205691E-3,null,1.1735017784832028E-3,2.2584649979802825E-4,5.2288779353488739E-5,4.0510794776519302E-4,1.8567450053999129E-3]
[2004,9,14,5,1.1065547857188063E-3,3.4621929597394114E-4,8.003392800000003E-5,5.3547332508869442E-4,2.0682813347814417E-3,null,1.1498862060930612E-3,2.9427007408351267E-4,5.2288779353488739E-5,5.2320882056641348E-4,2.0196538800964763E-3]
[2004,9,14,8,1.6480524049604837E-3,4.647897478173958E-4,0,5.0035215291881403E-4,2.6131943056966938E-3,null,1.7125882530538575E-3,3.9504936643905821E-4,0,4.8889206526423412E-4,2.5965296847571496E-3]
[2004,9,14,12,1.5717735100580568E-3,6.3864249631756086E-4,0,6.8537133659330579E-4,2.8957873429689236E-3,null,1.6333223638305362E-3,5.4281600387285538E-4,0,6.6967356144139129E-4,2.8458119291447826E-3]
[2004,9,14,15,1.6056340951819481E-3,6.8148239248228015E-4,0,7.3650584408068635E-4,3.0236223317449146E-3,null,1.6685088907578136E-3,5.7922789530905875E-4,0,7.1963688192665611E-4,2.9673736679935283E-3]
[2004,9,14,16,1.8288488651072017E-3,6.8461438568822816E-4,0,7.6234288182549679E-4,3.2758061326209269E-3,null,1.9004644958899664E-3,5.8188994183119359E-4,0,7.4488214702581501E-4,3.2272365847469753E-3]
[2004,9,14,19,2.3756428187755199E-3,5.8082626846030216E-4,3.4681368773322028E-5,6.3194095244640863E-4,3.623091408455553E-3,null,2.4686702756786805E-3,4.9367493677281334E-4,2.2658471035748857E-5,6.1746694915631062E-4,3.602470632643553E-3]
[2004,9,14,22,1.8987311857794217E-3,3.2710194702073792E-4,8.003392800000003E-5,3.8067099045854808E-4,2.6865380512587078E-3,null,1.9730833283489115E-3,2.7802122903600006E-4,5.2288779353488739E-5,3.7195208539785864E-4,2.6753454221362587E-3]
[2004,9,15,3,9.5334838693970686E-4,2.8822029156356268E-4,8.003392800000003E-5,4.7338450681293112E-4,1.7949871133162007E-3,null,9.9068041988624347E-4,2.4497365553295138E-4,5.2288779353488739E-5,4.6254208730749026E-4,1.7504849420801739E-3]
[2004,9,15,6,1.3456238793885412E-3,4.1853873139790869E-4,8.003392800000003E-5,5.7327485267557568E-4,2.4174713914620252E-3,null,1.3983169721625646E-3,3.5573818365268732E-4,5.2288779353488739E-5,5.6014454030756935E-4,2.3664884754763102E-3]
[2004,9,15,10,1.5905214911773008E-3,5.9462804120637158E-4,0,6.2875375529631943E-4,2.8139032876799918E-3,null,1.6528044944573608E-3,5.054057927236478E-4,0,6.1435275170952913E-4,2.7725630388905379E-3]
[2004,9,15,13,1.5433904463512554E-3,6.4362978392693883E-4,0,6.7525830095748645E-4,2.8622785312356807E-3,null,1.603827851797035E-3,5.4705496314333434E-4,0,6.5979215521730589E-4,2.8106749701576751E-3]
[2004,9,15,16,1.8316034919832365E-3,6.8353057924923778E-4,0,7.6185407492785262E-4,3.2769881461603271E-3,null,1.9033269908053248E-3,5.8096875746971332E-4,0,7.4440453578279221E-4,3.2287002840578304E-3]
[2004,9,15,19,2.3788806377936607E-3,5.7865492333918891E-4,3.7349166426677978E-5,6.2951404953046259E-4,3.62439877708999E-3,null,2.4720348839880352E-3,4.918293958192006E-4,2.4401430382390996E-5,6.1509563213118894E-4,3.6033613423208156E-3]
[2004,9,15,21,2.2269288096775659E-3,4.1872256039933122E-4,8.003392800000003E-5,4.5087093804848771E-4,3.176556236125385E-3,null,2.3141327959971363E-3,3.5589442963463103E-4,5.2288779353488739E-5,4.4054417030941351E-4,3.1628601752946694E-3]
[2004,9,15,24,1.2474996634488419E-3,2.6330505028342892E-4,8.003392800000003E-5,3.7969451347652982E-4,1.9705331552088007E-3,null,1.296350324104138E-3,2.2379687543267244E-4,5.2288779353488739E-5,3.7099797368746223E-4,1.9434339525777615E-3]
[2004,9,16,4,1.0475724535981231E-3,3.4110501381497485E-4,8.003392800000003E-5,5.403730610431301E-4,2.0090844564562278E-3,null,1.088594193276257E-3,2.8992317543487039E-4,5.2288779353488739E-5,5.2799633275365924E-4,1.9588024808182753E-3]
[2004,9,16,7,1.6427169256313762E-3,4.9723800285806849E-4,4.0080991142400015E-6,6.0756206220094792E-4,2.7515250898046324E-3,null,1.7070438424538438E-3,4.2262885298338459E-4,2.6186220700227162E-6,5.9364643408222587E-4,2.7259377515894767E-3]
[2004,9,16,11,1.7116828508429787E-3,7.0682856605720009E-4,0,7.5490073504713056E-4,3.1734121519473094E-3,null,1.7787103944535742E-3,6.0077094753739743E-4,0,7.3761045550365344E-4,3.1170917974946252E-3]
[2004,9,16,12,1.6970702853013849E-3,7.0441181897993416E-4,0,7.4387933086588864E-4,3.1453614351472079E-3,null,1.7635256175507345E-3,5.9871682649406406E-4,0,7.2684148604714837E-4,3.0890839300919469E-3]
[2004,9,16,18,2.3055364326150614E-3,6.5418087615959721E-4,0,7.1489663013556842E-4,3.6746139389102267E-3,null,2.3958186035831332E-3,5.5602289395791278E-4,0,6.9852260636546037E-4,3.6503641039065064E-3]
[2004,9,16,19,2.5038621467046778E-3,6.5962441228992023E-4,4.0016964000000015E-5,7.3184458366085461E-4,3.9353481066554527E-3,null,2.6019105259067676E-3,5.6064964295478846E-4,2.6144389676744369E-5,7.150823832199108E-4,3.9037869417582111E-3]
[2004,9,16,22,2.014461238705397E-3,3.7634405917650769E-4,8.003392800000003E-5,4.4723863556949816E-4,2.9180778614514027E-3,null,2.0933452378426687E-3,3.1987470213993028E-4,5.2288779353488739E-5,4.3699506224570596E-4,2.9025037815817935E-3]
[2004,9,17,1,1.2747251260772413E-3,2.9278993896619733E-4,8.003392800000003E-5,4.3567938035866699E-4,2.0832283734021056E-3,null,1.3246419047243986E-3,2.488576403233602E-4,5.2288779353488739E-5,4.2570056072318213E-4,2.0514888851244297E-3]
[2004,9,17,5,1.1756921898324795E-3,3.5543486205663952E-4,8.003392800000003E-5,5.3259702278414555E-4,2.1437580026732643E-3,null,1.2217309519126295E-3,3.0210287065323728E-4,5.2288779353488739E-5,5.2039839721599505E-4,2.0965209991353506E-3]
[2004,9,17,9,1.8845024433703102E-3,5.486162466735345E-4,0,5.6172925963527808E-4,2.9948479496791228E-3,null,1.9582974046536282E-3,4.6629793725936881E-4,0,5.4886338803662607E-4,2.9734587299496229E-3]
[2004,9,17,13,2.0120899109668886E-3,7.0005417364191452E-4,0,7.2557907570021396E-4,3.4377231603090171E-3,null,2.090881051620867E-3,5.9501303346068781E-4,0,7.0896038072838937E-4,3.3948544658099445E-3]
[2004,9,17,16,2.2294181072286178E-3,7.2656495622656751E-4,0,7.7927194145466943E-4,3.7352550049098545E-3,null,2.3167195715944749E-3,6.1754594842503723E-4,0,7.6142346273077709E-4,3.6956889827502891E-3]
[2004,9,17,19,2.5196440552365165E-3,6.2468358689466092E-4,4.2684761573322031E-5,6.6843748428576343E-4,3.8554498879902629E-3,null,2.618310435934535E-3,5.3095158915718625E-4,2.7887348971097729E-5,6.5312756282977506E-4,3.8302769368925935E-3]
[2004,9,17,20,2.4550486569386524E-3,5.5720062772563871E-4,8.003392800000003E-5,5.8993658976656089E-4,3.6822198024308518E-3,null,2.5511855556860155E-3,4.7359425631939586E-4,5.2288779353488739E-5,5.7642465624148278E-4,3.6534932476003827E-3]
[2004,9,17,23,1.8119674080201019E-3,3.161820402039035E-4,8.003392800000003E-5,4.0503969409693156E-4,2.613223070320937E-3,null,1.8829219802425389E-3,2.6873982321794655E-4,5.2288779353488739E-5,3.9576264717936145E-4,2.5997132299933356E-3]
[2004,9,18,3,1.0935233188987244E-3,2.9187549446115776E-4,8.003392800000003E-5,4.8871128279181998E-4,1.954144024151702E-3,null,1.1363444419301258E-3,2.4808040561873096E-4,5.2288779353488739E-5,4.7751781813716663E-4,1.9142314450395124E-3]
[2004,9,18,6,1.244996808317473E-3,3.2721201252313787E-4,8.003392800000003E-5,4.8501262290345174E-4,2.1372553717440624E-3,null,1.2937494600271365E-3,2.7811477952241693E-4,5.2288779353488739E-5,4.7390387251709505E-4,2.0980568914201374E-3]
[2004,9,18,10,2.0579412797086067E-3,5.3043731887476701E-4,0,6.6585547265778956E-4,3.2542340712411631E-3,null,{"$f":"E6276*R$5","v":2.1385279075443533E-3},{"$f":"F6276*S$5","v":4.5084670593774779E-4},{"$f":"G6276*T$5","v":0},{"$f":"H6276*V$5","v":6.5060468970936855E-4},3.2399793031914698E-3]
[2004,9,18,14,2.0204481627084901E-3,5.2050089117072784E-4,0,6.0221507526830777E-4,3.1431641291475255E-3,null,2.0995666029453575E-3,4.4240121098528521E-4,0,5.8842191477279559E-4,3.1303897287034382E-3]
[2004,9,18,17,2.1052006659863895E-3,5.3458473067484046E-4,0,6.432514022223731E-4,3.283036798883603E-3,null,2.1876379173609442E-3,4.5437181037835732E-4,0,6.2851834389455986E-4,3.2705280716338611E-3]
[2004,9,18,20,2.3022530572143589E-3,3.891261194850989E-4,8.003392800000003E-5,4.5769307678918516E-4,3.2291061814886429E-3,null,2.3924066549553566E-3,3.3073885060793529E-4,5.2288779353488739E-5,4.4721005448519296E-4,3.2226443394019733E-3]
[2004,9,18,21,2.1205990146348367E-3,3.5212676519135296E-4,8.003392800000003E-5,4.4318027988715728E-4,2.9959399877133469E-3,null,2.2036392477387794E-3,2.9929114432560765E-4,5.2288779353488739E-5,4.330296593199022E-4,2.9882488307377778E-3]
[2004,9,19,3,1.2014777474256102E-3,3.0065530064060739E-4,8.003392800000003E-5,5.3393559141751384E-4,2.1161025674837314E-3,null,1.248526242462567E-3,2.5554282682086979E-4,5.2288779353488739E-5,5.2170630721467854E-4,2.0780641558516043E-3]
[2004,9,19,5,1.2280974640240198E-3,3.1682847054883629E-4,8.003392800000003E-5,5.4890162141166938E-4,2.1738614839845252E-3,null,1.2761883567308037E-3,2.6928925852587207E-4,5.2288779353488739E-5,5.3632955460147737E-4,2.1340959492116419E-3]
[2004,9,19,8,1.7435261845656705E-3,4.2078670607252708E-4,0,6.0818595037554434E-4,2.7724988410137421E-3,null,1.8118006767209413E-3,3.5764885611297567E-4,0,5.9425603269470917E-4,2.7637055655286265E-3]
[2004,9,19,11,2.1503389220775427E-3,5.1052031479741783E-4,0,6.7668478889519579E-4,3.3375440257701564E-3,null,2.2345437359577135E-3,4.3391819174596713E-4,0,6.6118597081272796E-4,3.3296478985164087E-3]
[2004,9,19,15,2.2231548758364331E-3,4.5413679267114227E-4,0,5.5238860818708577E-4,3.2296802766946611E-3,null,2.3102110792212176E-3,3.8599485695171783E-4,0,5.3973667527885949E-4,3.2359426114517949E-3]
[2004,9,19,18,2.8657850942429316E-3,3.9000882758925842E-4,0,4.9669312837338081E-4,3.7524870502055707E-3,null,2.978005962313417E-3,3.3148911086848613E-4,0,4.853168471774647E-4,3.7948119203593681E-3]
[2004,9,19,20,2.7638184522045511E-3,3.5288011406033509E-4,8.003392800000003E-5,4.6723814455972967E-4,3.6639706388246159E-3,null,2.8720464231430194E-3,2.999314553367617E-4,5.2288779353488739E-5,4.5653650160489939E-4,3.6808031594381691E-3]
[2004,9,19,23,1.807236138655612E-3,2.87737240157473E-4,8.003392800000003E-5,4.4058571711693496E-4,2.6155930239300201E-3,null,1.8780054397786127E-3,2.4456308461818973E-4,5.2288779353488739E-5,4.3049452252915971E-4,2.6053518262794508E-3]
[2004,9,20,2,9.855675620580027E-4,2.6548324393680002E-4,8.003392800000003E-5,4.6719549478366413E-4,1.7982802287784668E-3,null,1.0241612610685975E-3,2.2564823731573163E-4,5.2288779353488739E-5,4.5649482868117538E-4,1.7585931064189933E-3]
[2004,9,20,6,1.245852609485724E-3,3.5311005589429729E-4,8.003392800000003E-5,5.1931796406819804E-4,2.1983145574482194E-3,null,1.294638773390768E-3,3.001268950517106E-4,5.2288779353488739E-5,5.0742348264326217E-4,2.1544779304392297E-3]
[2004,9,20,9,1.6435534588004402E-3,4.8728093440658903E-4,0,5.469559796288622E-4,2.6777903728358917E-3,null,1.7079131333054675E-3,4.1416581436900304E-4,0,5.3442847588339431E-4,2.6565074235578648E-3]
[2004,9,20,12,1.5532876010564639E-3,5.6783913200731577E-4,0,6.1521563377961593E-4,2.7363423668433961E-3,null,1.6141125677658838E-3,4.8263648325334033E-4,0,6.011247079217905E-4,2.6978737589410146E-3]
[2004,9,20,16,1.710865876433866E-3,5.7383035358939604E-4,0,6.3062001797699525E-4,2.9153162480002569E-3,null,1.7778614282605812E-3,4.8772873905569229E-4,0,6.1617626942791733E-4,2.8817664367441907E-3]
[2004,9,20,17,2.0042101748444755E-3,5.4877525604141435E-4,0,6.2246691414470884E-4,3.1754523450305983E-3,null,2.0826927540401646E-3,4.6643308772328028E-4,0,6.0820990464337927E-4,3.1573357464068242E-3]
[2004,9,20,21,2.2376702720965157E-3,3.5128134031363182E-4,8.003392800000003E-5,3.9175878109742776E-4,3.0607443215075756E-3,null,2.3252948818045676E-3,2.9857257304927485E-4,5.2288779353488739E-5,3.827859207936641E-4,3.0589421550009949E-3]
[2004,9,20,24,1.3544830528361346E-3,2.4199502912750678E-4,8.003392800000003E-5,3.8264121104209149E-4,2.0591532210057326E-3,null,1.40752306071439E-3,2.0568436241795465E-4,5.2288779353488739E-5,3.7387717996274788E-4,2.0393733824485812E-3]
[2004,9,21,3,1.0274011142912898E-3,2.9591797523117309E-4,8.003392800000003E-5,4.9207594324309108E-4,1.8954289607655539E-3,null,1.067632967382427E-3,2.5151632363227551E-4,5.2288779353488739E-5,4.8080541425789671E-4,1.8522434846260879E-3]
[2004,9,21,7,1.701641398866224E-3,4.3848690415976418E-4,1.0677593087562028E-5,5.2510986730326984E-4,2.6759157634168198E-3,null,1.7682757306969887E-3,3.7269318975640189E-4,6.9760203320505182E-6,5.1308272787262024E-4,2.661027668658061E-3]
[2004,9,21,10,1.7280574170441725E-3,5.9050126757395161E-4,0,6.5280167725764759E-4,2.9713603618757717E-3,null,1.7957261699474909E-3,5.0189822975226016E-4,0,6.3784987901157654E-4,2.9354742787113274E-3]
[2004,9,21,14,1.7709727236470737E-3,6.4512944370172308E-4,0,7.1293793265589215E-4,3.129040100004689E-3,null,1.8403219908953662E-3,5.4832960322884542E-4,0,6.9660877097876188E-4,3.0852603651029733E-3]
[2004,9,21,18,2.3487442800282721E-3,5.8080905400050638E-4,0,6.4408587855030344E-4,3.5736392125790819E-3,null,2.4407184209050119E-3,4.9366030529381045E-4,0,6.2933370734007728E-4,3.5637124335388998E-3]
[2004,9,21,21,2.39690410108644E-3,4.1913378701341329E-4,8.003392800000003E-5,4.5823450261131413E-4,3.3543063187111673E-3,null,2.4907641254985936E-3,3.5624395286340034E-4,5.2288779353488739E-5,4.4773907946654641E-4,3.347035937182029E-3]
[2004,9,21,22,2.0280290425083148E-3,3.3463112418047575E-4,8.003392800000003E-5,3.9519781205907647E-4,2.8378919067478668E-3,null,2.1074443413315368E-3,2.8442067455029829E-4,5.2288779353488739E-5,3.8614618403934038E-4,2.8302999792746636E-3]
[2004,9,22,1,1.3268844604672134E-3,3.1124300871607517E-4,8.003392800000003E-5,4.8285173698490433E-4,2.201013134168193E-3,null,1.3788437390195381E-3,2.6454187937505501E-4,5.2288779353488739E-5,4.7179247962439685E-4,2.1674668773724788E-3]
[2004,9,22,4,1.2285191698669111E-3,3.5348069949168125E-4,8.003392800000003E-5,5.8396176150723404E-4,2.2459955588658262E-3,null,1.2766265760924005E-3,3.0044192463015719E-4,5.2288779353488739E-5,5.705866757106478E-4,2.1999439557866944E-3]
[2004,9,22,7,2.0609916982674164E-3,4.9819332234011908E-4,1.2011491914240001E-5,6.3915719926630236E-4,3.2103537117880777E-3,null,2.1416977770066297E-3,4.2344082949083379E-4,7.8475000053715872E-6,6.245179147425559E-4,3.1975040212453912E-3]
[2004,9,22,12,1.7130462147327084E-3,6.204642280215419E-4,0,6.9938798643157509E-4,3.0328984291858254E-3,null,1.780127146114602E-3,5.2736533309746879E-4,0,6.8336917331703159E-4,2.990861652529102E-3]
[2004,9,22,16,2.0044122883365162E-3,6.5902907280993885E-4,0,7.7633749700689039E-4,3.4397788581533454E-3,null,2.0829027820654937E-3,5.6014363247265707E-4,0,7.5855622892732704E-4,3.401602643465478E-3]
[2004,9,22,19,2.7825548174268237E-3,5.8902856510325869E-4,5.4689850773322042E-5,6.6924626848461006E-4,4.0955195017880145E-3,null,2.8915164830076272E-3,5.0064650210393633E-4,3.5730665874121045E-5,6.5391782259986014E-4,4.0818114735855443E-3]
[2004,9,22,22,2.2332950849035401E-3,3.738592387156952E-4,8.003392800000003E-5,4.5350771712197418E-4,3.1406959687412094E-3,null,2.3207483672829125E-3,3.1776272193088223E-4,5.2288779353488739E-5,4.4312055647935866E-4,3.1339204250466421E-3]
[2004,9,22,23,1.7275413268463622E-3,3.4589275484696389E-4,8.003392800000003E-5,4.545714718015816E-4,2.6080394814949077E-3,null,1.7951898702475385E-3,2.939925295250657E-4,5.2288779353488739E-5,4.4415994687513089E-4,2.5856311260012235E-3]
[2004,9,23,4,1.0390943863357884E-3,3.1080738347164866E-4,8.003392800000003E-5,5.1275820997720076E-4,1.9426939077846379E-3,null,1.079784134592217E-3,2.6417161846111772E-4,5.2288779353488739E-5,5.0101397344765855E-4,1.8972585058544822E-3]
[2004,9,23,6,1.4687046780295818E-3,4.1067542164307906E-4,8.003392800000003E-5,5.7872083187760631E-4,2.5381348595502674E-3,null,1.5262174741700768E-3,3.4905474119005384E-4,5.2288779353488739E-5,5.6546578456311046E-4,2.4930267792767297E-3]
[2004,9,23,10,1.7153170560050477E-3,5.8931969427829527E-4,0,6.4971722342696081E-4,2.9543539737103036E-3,null,1.7824869109350971E-3,5.008939481732402E-4,0,6.3483607164670382E-4,2.9182169307550411E-3]
[2004,9,23,13,1.6578187594756108E-3,6.3855820351091635E-4,0,7.0876695618536797E-4,3.0051439191718949E-3,null,1.7227370468467145E-3,5.4274435896240576E-4,0,6.9253332673624662E-4,2.9580147325453669E-3]
[2004,9,23,17,2.1802046019441493E-3,6.6338814834711205E-4,0,7.9055804258039636E-4,3.6341507928716577E-3,null,2.2655789217048829E-3,5.6384864110786649E-4,0,7.7245106650134171E-4,{"$f":"SUM(K6403:N6403)","v":3.6018786293140911E-3}]
[2004,9,23,20,2.5465327905653755E-3,5.1197859530135699E-4,8.003392800000003E-5,5.6416181531061035E-4,3.7027071291773428E-3,null,2.6462521033991581E-3,4.3515766140268152E-4,5.2288779353488739E-5,5.5124022835008508E-4,3.6849387725054134E-3]
[2004,9,23,23,1.5752378310326456E-3,3.0318470253502339E-4,8.003392800000003E-5,4.0106648415245115E-4,2.35952294572012E-3,null,1.6369223436540122E-3,2.5769269914604717E-4,5.2288779353488739E-5,3.918804398097039E-4,2.3387842619632523E-3]
[2004,9,24,1,1.2793565131836685E-3,2.9789760638279173E-4,8.003392800000003E-5,4.6946718870984229E-4,2.1267552362763025E-3,null,1.3294546516552234E-3,2.531989167529336E-4,5.2288779353488739E-5,4.5871449163003783E-4,2.0936568393916835E-3]
[2004,9,24,4,1.1425257035733091E-3,3.2667220865442622E-4,8.003392800000003E-5,5.363664867834531E-4,2.0855983270111882E-3,null,1.1872657039681085E-3,2.7765597169083871E-4,5.2288779353488739E-5,5.2408152524654366E-4,2.0412919802589797E-3]
[2004,9,24,7,1.8011672906872338E-3,4.6760051198302643E-4,1.4679289487562031E-5,5.9619889661090806E-4,2.8796459887687302E-3,null,1.8716989426618153E-3,3.9743838342589207E-4,9.5904592997249566E-6,5.8254353093521879E-4,2.8612713163226507E-3]
[2004,9,24,11,1.6957291852897779E-3,5.95920551629227E-4,0,6.56569020807554E-4,2.9482187577265589E-3,null,1.7621320015958439E-3,5.0650436562905867E-4,0,6.4153093515959003E-4,2.9101673023844924E-3]
[2004,9,24,14,1.4925457307237474E-3,5.8668985334156684E-4,0,6.249907655248427E-4,2.7042263495901568E-3,null,1.5509921152322005E-3,4.9865870739874225E-4,0,6.1067594962081306E-4,2.6603267722517558E-3]
[2004,9,24,18,2.2312581703022058E-3,5.9018995521036206E-4,0,6.7414466965840425E-4,3.4955927951709721E-3,null,2.3186316894344295E-3,5.0163362892451341E-4,0,6.5870403057833877E-4,3.478969348937282E-3]
[2004,9,24,22,2.1214163684338152E-3,3.2928241583911409E-4,8.003392800000003E-5,3.9000328780546776E-4,2.9207360000783971E-3,null,2.2044886081781117E-3,2.7987452470201816E-4,5.2288779353488739E-5,3.8107063539705448E-4,2.9177225476306728E-3]
[2004,9,25,1,1.2783654401075039E-3,2.9700130332696714E-4,8.003392800000003E-5,4.7208167228419984E-4,2.1274823437186707E-3,null,1.3284247692904099E-3,2.5243710142459723E-4,5.2288779353488739E-5,4.6126909295794396E-4,2.09441974302644E-3]
[2004,9,25,2,1.1865286837748857E-3,2.9563249949244127E-4,8.003392800000003E-5,4.8871969387217053E-4,2.0509148051394976E-3,null,1.2329917905693343E-3,2.5127368271721809E-4,5.2288779353488739E-5,4.7752603656976396E-4,2.0140802892098051E-3]
[2004,9,25,5,1.1713508059920865E-3,3.1912802757501943E-4,8.003392800000003E-5,5.1913215841527119E-4,2.089644919982377E-3,null,1.2172195644441993E-3,2.7124377355239765E-4,5.2288779353488739E-5,5.0724193269115886E-4,2.0479940500412446E-3]
[2004,9,25,9,1.9522482617258695E-3,5.2015542776460088E-4,0,6.8438182120892982E-4,3.1567855106994004E-3,null,2.0286960718076822E-3,4.4210758338192433E-4,0,6.6870670996077661E-4,3.1395103651503829E-3]
[2004,9,25,12,2.1380689400796009E-3,5.7509818081938487E-4,0,7.3320206885893469E-4,3.4463691897579207E-3,null,2.2217932754920091E-3,4.8880633241121102E-4,0,7.1640877651747833E-4,3.4270083844206984E-3]
[2004,9,25,15,2.0983790194890888E-3,5.0229508939352225E-4,0,5.9024043392354251E-4,3.1909145428061537E-3,null,2.1805491429854455E-3,4.2692713804935251E-4,0,5.767215411385671E-4,3.1841978221733651E-3]
[2004,9,25,20,2.3937646816164725E-3,3.8844683186712491E-4,8.003392800000003E-5,4.5584732278830249E-4,3.3180927642719E-3,null,2.4875017699512261E-3,3.3016148816745404E-4,5.2288779353488739E-5,4.4540657571489646E-4,3.3153586131870654E-3]
[2004,9,25,23,1.7628164943660552E-3,3.1356795522096927E-4,8.003392800000003E-5,4.5072796382172962E-4,2.607146341408754E-3,null,1.8318463730000597E-3,2.6651797426113235E-4,5.2288779353488739E-5,4.4040447077061556E-4,2.5910575973852965E-3]
[2004,9,26,2,1.067615966478967E-3,2.8176775684785369E-4,8.003392800000003E-5,4.6504100473104094E-4,1.8944586560578616E-3,null,1.1094225872073891E-3,2.3948930532226574E-4,5.2288779353488739E-5,4.5438968516320772E-4,1.8555903570463515E-3]
[2004,9,26,3,1.001705368536654E-3,2.7483253733282702E-4,8.003392800000003E-5,4.645750439715199E-4,1.8211468778410007E-3,null,1.0409310055999052E-3,2.335946957952857E-4,5.2288779353488739E-5,4.5393439678935855E-4,1.7807488775380383E-3]
[2004,9,26,6,1.0736003304259872E-3,3.0207090536026873E-4,8.003392800000003E-5,4.6388207045946269E-4,1.9195872342457187E-3,null,1.1156412920051359E-3,2.5674602407351241E-4,5.2288779353488739E-5,4.5325729517301351E-4,1.8779333906051507E-3]
[2004,9,26,10,1.7799296742631598E-3,4.6772038255971809E-4,0,5.9388537897311856E-4,2.8415354357959966E-3,null,{"$f":"E6468*R$5","v":1.849629685457822E-3},{"$f":"F6468*S$5","v":3.9754026776305548E-4},{"$f":"G6468*T$5","v":0},{"$f":"H6468*V$5","v":5.8028300220687001E-4},2.8274529554277476E-3]
[2004,9,26,12,1.8831779299861189E-3,4.627264080899002E-4,0,5.5625662902659425E-4,2.9021609671026133E-3,null,1.956921024839521E-3,3.9329562497655092E-4,0,5.4351610279941868E-4,2.8937327526154908E-3]
[2004,9,26,17,2.1517969991627054E-3,4.2995025106882308E-4,0,4.9948508645787431E-4,3.0812323366894026E-3,null,2.2360589096746294E-3,3.6543743721254148E-4,0,4.8804485813154302E-4,3.0895412050187141E-3]
[2004,9,26,21,2.3723913626404114E-3,2.6328528117422001E-4,8.003392800000003E-5,3.0489602404435633E-4,3.0206065958589875E-3,null,2.4652914962384476E-3,2.2378007262214419E-4,5.2288779353488739E-5,2.9791267213770796E-4,3.0392730203517883E-3]
[2004,9,26,24,1.3141152823082001E-3,2.5342126638839402E-4,8.003392800000003E-5,3.7936190529305015E-4,2.0269323819896443E-3,null,1.3655745344417854E-3,2.1539612523521301E-4,5.2288779353488739E-5,3.706729835764043E-4,2.0039324226068917E-3]
[2004,9,27,1,1.1384842829746783E-3,2.3157522963832794E-4,8.003392800000003E-5,3.9257126187609414E-4,1.8426647024891005E-3,null,1.1830660259590643E-3,1.968280242436468E-4,5.2288779353488739E-5,3.8357979247694268E-4,1.8157626220331427E-3]
[2004,9,27,4,9.7426652299765744E-4,2.7689224404217703E-4,8.003392800000003E-5,4.806407601922728E-4,1.8118334552321073E-3,null,1.0124176862382121E-3,2.3534534936370019E-4,5.2288779353488739E-5,4.6963214314119133E-4,1.7696839580965925E-3]
[2004,9,27,9,1.6134766263149777E-3,4.875106610895952E-4,0,5.3898826033321886E-4,2.6399755477377915E-3,null,1.6766585264442818E-3,4.1436107121578568E-4,0,5.2664324957994149E-4,2.6176628472400093E-3]
[2004,9,27,12,1.5246505724913477E-3,5.6751795026586157E-4,0,6.0553235780978244E-4,2.6977008805669916E-3,null,1.5843541459005538E-3,4.8236349391984256E-4,0,5.9166321812945306E-4,2.6583808579498493E-3]
[2004,9,27,15,1.4115428594967396E-3,5.7546899380368885E-4,0,6.2182962542858063E-4,2.6088414787290093E-3,null,1.4668172641719673E-3,4.8912150596055147E-4,0,6.0758721241595509E-4,2.5635259825484741E-3]
[2004,9,27,18,2.2459731687967891E-3,4.9955171032727745E-4,0,5.4923537488683796E-4,3.2947602540109046E-3,null,2.3339229104475945E-3,4.2459539521915574E-4,0,5.3665566377241304E-4,3.2951739694391633E-3]
[2004,9,27,22,1.9396943694486074E-3,2.9159824241439282E-4,8.003392800000003E-5,3.6238757741832641E-4,2.6737141172813264E-3,null,2.0156505834606911E-3,2.4784475445402095E-4,5.2288779353488739E-5,3.5408743645177251E-4,2.6698715537199734E-3]
[2004,9,28,1,1.182985505649665E-3,2.6732756342787178E-4,8.003392800000003E-5,4.2956821042518793E-4,1.9599152075027246E-3,null,1.2293098656393586E-3,2.2721582190614166E-4,5.2288779353488739E-5,4.1972936129387929E-4,1.9285438281928685E-3]
[2004,9,28,2,1.0810774537887236E-3,2.7407553052188443E-4,8.003392800000003E-5,4.524065767838843E-4,1.8875934890944922E-3,null,1.1234112109707673E-3,2.3295127570597166E-4,5.2288779353488739E-5,4.4204463670786552E-4,1.8506959027380933E-3]
[2004,9,28,6,1.4408526983061534E-3,4.1125576080639403E-4,8.003392800000003E-5,5.743363898526616E-4,2.5064787769652087E-3,null,1.4972748427615921E-3,3.4954800211042466E-4,5.2288779353488739E-5,5.6118176399059508E-4,2.4602933882161004E-3]
[2004,9,28,9,1.7741755107011251E-3,5.2195717415113078E-4,0,5.6164162350583213E-4,2.8577743083580878E-3,null,1.8436501954289671E-3,4.436389828411958E-4,0,5.4877775912893243E-4,2.8360669373990953E-3]
[2004,9,28,13,1.6255686336737281E-3,6.4492962520038065E-4,0,6.9716469640552299E-4,2.9676629552796317E-3,null,1.6892240429873878E-3,5.4815976692602507E-4,0,6.811968056232438E-4,2.9185806155366564E-3]
[2004,9,28,16,1.9335316412418401E-3,6.8329965602606795E-4,0,7.8081005031456713E-4,3.3976413475824752E-3,null,2.0092465298626951E-3,5.8077248362021973E-4,0,7.6292634267789033E-4,3.3529453561608052E-3]
[2004,9,28,19,2.5003639429995936E-3,5.6454724588292111E-4,6.936273762667799E-5,6.2356912067604048E-4,3.757843047185233E-3,null,2.5982753365438056E-3,4.7983853529098006E-4,4.5316942123786494E-5,6.0928686618797747E-4,3.7327176801465497E-3]
[2004,9,28,23,1.5617647876079491E-3,2.9070985120832404E-4,8.003392800000003E-5,3.975859533371835E-4,2.3300945201534563E-3,null,1.6229217112514443E-3,2.4708966382485894E-4,5.2288779353488739E-5,3.8847962722487605E-4,2.3107797816546683E-3]
[2004,9,29,3,1.2338838766878665E-3,3.4206279394465413E-4,8.003392800000003E-5,5.6719742953537404E-4,2.2231780281678944E-3,null,1.2822013586994295E-3,2.9073724337676135E-4,5.2288779353488739E-5,5.5420631473351064E-4,2.1794336961631902E-3]
[2004,9,29,4,1.2758051225930953E-3,3.6168942434659221E-4,8.003392800000003E-5,5.987293031297111E-4,2.3162577780693984E-3,null,1.3257641926691407E-3,3.074189536382909E-4,5.2288779353488739E-5,5.8501598091213812E-4,2.2704879065730587E-3]
[2004,9,29,7,2.1358663499218417E-3,5.0327855746545543E-4,2.2682682287562034E-5,6.4895644575369276E-4,3.3107840354285518E-3,null,2.2195044344217149E-3,4.2776303953073129E-4,1.481933723507383E-5,6.3409271885863001E-4,3.29617953004615E-3]
[2004,9,29,10,1.8865806944161016E-3,5.9740901295470938E-4,0,6.7741649150579659E-4,3.1614061988766077E-3,null,1.9604570376344768E-3,5.0776948756077532E-4,0,6.6190091447464498E-4,3.1301274396698972E-3]
[2004,9,29,14,1.7434937143949649E-3,6.02124207904206E-4,0,6.6513458975664039E-4,3.0107525120558112E-3,null,1.8117669350554712E-3,5.1177718090208177E-4,0,6.4990031794180333E-4,2.9734444338993561E-3]
[2004,9,29,17,2.4042207191046889E-3,6.8179042217429492E-4,0,8.2851484953303791E-4,3.9145259908120213E-3,null,2.4983672539139398E-3,5.7948970602077579E-4,0,8.0953850908285438E-4,3.8873954690175697E-3]
[2004,9,29,20,2.8444747740477903E-3,5.2021570901500521E-4,8.003392800000003E-5,5.8344860469207341E-4,4.0281730157548691E-3,null,2.9558611543417978E-3,4.4215881960194036E-4,5.2288779353488739E-5,5.7008527226168728E-4,4.0203940255589144E-3]
[2004,9,30,1,1.3594491532916459E-3,3.1747728222597489E-4,8.003392800000003E-5,4.9421857465043709E-4,2.2511789381680575E-3,null,1.4126836279863986E-3,2.6984071785387035E-4,5.2288779353488739E-5,4.8289897074151869E-4,2.2177120959352764E-3]
[2004,9,30,4,1.263048278868003E-3,3.5934832792487075E-4,8.003392800000003E-5,5.9475620760736413E-4,2.2971867424002377E-3,null,1.3125078055276406E-3,3.0542913208453072E-4,5.2288779353488739E-5,5.8113388534388453E-4,2.2513596023095448E-3]
[2004,9,30,5,1.4316507246170274E-3,3.9258454393534877E-4,8.003392800000003E-5,6.289118020501829E-4,2.533180998602559E-3,null,1.4877125303026715E-3,3.3367834829342493E-4,5.2288779353488739E-5,6.1450717855361051E-4,2.4881868365031956E-3]
[2004,9,30,8,2.1857332173212092E-3,5.2530618901278667E-4,0,6.3323332654320792E-4,3.3442727328772039E-3,null,2.2713240313396899E-3,4.4648548753607118E-4,0,6.1872972266011669E-4,3.336539241535878E-3]
[2004,9,30,11,1.8124898329850252E-3,6.3185556343066547E-4,0,7.2363832318185441E-4,3.1679837195975453E-3,null,1.8834648627718423E-3,5.3704743098667844E-4,0,7.070640792908266E-4,3.1275763730493475E-3]
[2004,9,30,17,2.3804744156813553E-3,6.7864740131030562E-4,0,8.2317348718577432E-4,3.882295304177435E-3,null,2.4736910723957748E-3,5.7681828650936375E-4,0,8.0431948553305068E-4,3.8548288444381893E-3]
[2004,9,30,19,2.8480541730958337E-3,5.9192523774845675E-4,7.3364434026677985E-5,6.7552123265403699E-4,4.1888650775250055E-3,null,2.9595807185645254E-3,5.0310853724701017E-4,4.7931381091460925E-5,6.6004906471474713E-4,4.1706697016177441E-3]
[2004,9,30,23,1.7671419218713306E-3,3.5295016578766733E-4,8.003392800000003E-5,4.673560557120206E-4,2.6674820713710181E-3,null,1.8363411793015307E-3,2.9999099600139663E-4,5.2288779353488739E-5,4.5665171211498702E-4,2.645272666771403E-3]
[2004,10,1,2,1.1067827945927381E-3,3.4367537475261375E-4,7.9835317439708373E-5,4.6814802348568171E-4,1.998441510270742E-3,null,1.1501231435338322E-3,2.9210786101518331E-4,5.2159020587127014E-5,4.5742554062402658E-4,1.9518155657601692E-3]
[2004,10,1,5,1.26443055375003E-3,3.6159756646674657E-4,7.9835317439708373E-5,4.7818852287033508E-4,2.1840519605268198E-3,null,1.3139442087138045E-3,3.0734087877238464E-4,5.2159020587127014E-5,4.6723607197042397E-4,2.1406801800437402E-3]
[2004,10,1,6,1.5701728611951001E-3,4.1450048594686781E-4,7.9835317439708373E-5,4.9115730735064221E-4,2.5556659719323188E-3,null,1.6316590353879982E-3,3.5230586546053594E-4,5.2159020587127014E-5,4.799078188422174E-4,2.5160317402778787E-3]
[2004,10,1,10,1.7970571916580557E-3,5.9249947361006568E-4,0,5.5916259245502513E-4,2.9487192577231465E-3,null,1.867427896853398E-3,5.0359661064875892E-4,0,5.4635550791403689E-4,2.9173800154161937E-3]
[2004,10,1,13,1.632336395358202E-3,5.8860004429236458E-4,0,5.1673382579118425E-4,2.7376702654417508E-3,null,1.6962568224823918E-3,5.0028227962346078E-4,0,5.0489853158267853E-4,2.701437633688531E-3]
[2004,10,1,17,2.1102014071961595E-3,5.8536027728781645E-4,0,5.4871795455740935E-4,3.2442796390413854E-3,null,2.1928344818795465E-3,4.975286304550636E-4,0,5.3615009446090242E-4,{"$f":"SUM(K6595:N6595)","v":3.2265132067955124E-3}]
[2004,10,1,20,2.4053694803642623E-3,4.6137348532746355E-4,7.9835317439708373E-5,3.908669132051709E-4,3.3374451963366055E-3,null,2.4995609993511527E-3,3.9214570443150574E-4,5.2159020587127014E-5,3.8191448028272647E-4,3.3257802046525119E-3]
[2004,10,1,24,1.397844377208601E-3,3.6193450325881755E-4,7.9835317439708373E-5,4.5956728773944493E-4,2.299181485646572E-3,null,1.4525823649777908E-3,3.0762725915590793E-4,5.2159020587127014E-5,4.4904133842565004E-4,2.2614099831464759E-3]
[2004,10,2,3,1.0385780694964842E-3,3.1967861484269271E-4,7.9835317439708373E-5,4.4109649853533517E-4,1.8791885003142203E-3,null,1.0792475993757489E-3,2.7171174676455465E-4,5.2159020587127014E-5,4.3099360498755139E-4,1.8341119717149819E-3]
[2004,10,2,6,1.1929521026933789E-3,3.5209338906822571E-4,7.9835317439708373E-5,4.3039538801556442E-4,2.0552761972168774E-3,null,1.239666743229301E-3,2.9926277619494746E-4,5.2159020587127014E-5,4.2053759317244797E-4,2.0116261331838236E-3]
[2004,10,2,7,1.406627651675908E-3,3.9381613047935113E-4,2.7948747929293102E-5,4.4442232109750458E-4,2.2728148511820569E-3,null,1.461709582432031E-3,3.3472513877494425E-4,1.8259829927141421E-5,4.3424325276389506E-4,2.2489378038980119E-3]
[2004,10,2,11,2.4045000902356765E-3,4.4679810039289971E-4,0,4.0085918612236496E-4,3.2521573767509411E-3,null,2.4986575648990347E-3,3.7975731460353776E-4,0,3.9167788974279035E-4,3.2700927692453628E-3]
[2004,10,2,15,2.0107638231399946E-3,5.0388613961710482E-4,0,4.7157666292031405E-4,2.9862266256774138E-3,null,2.0895030357106809E-3,4.2827945570642344E-4,0,4.6077565035067698E-4,2.9785581417677812E-3]
[2004,10,2,18,2.4011671922562201E-3,4.1810573970911221E-4,0,3.6797622460021511E-4,3.1872491565655475E-3,null,2.4951941544449352E-3,3.5537016113683866E-4,0,3.5954808101350391E-4,3.2101123965952777E-3]
[2004,10,2,21,2.1266887356773795E-3,3.4156822566857892E-4,7.9835317439708373E-5,3.3293161713207522E-4,2.8810238959177423E-3,null,2.2099674352954631E-3,2.9031688366564065E-4,5.2159020587127014E-5,3.2530613677177845E-4,2.8777494763200092E-3]
[2004,10,3,1,1.2080604094773764E-3,3.4618521670585887E-4,7.9835317439708373E-5,4.4877895353872231E-4,2.082859897161666E-3,null,1.2553666740348559E-3,2.9424110831280056E-4,5.2159020587127014E-5,4.3850010070460869E-4,2.0402669036393923E-3]
[2004,10,3,4,1.107100615728206E-3,3.3005538470056713E-4,7.9835317439708373E-5,4.4717773252793045E-4,1.9641690503964119E-3,null,1.1504534101816259E-3,2.8053151178150535E-4,5.2159020587127014E-5,4.3693555413007337E-4,1.9200794966803317E-3]
[2004,10,3,8,1.6315460963992499E-3,4.3740691216844396E-4,0,4.6836903538520231E-4,2.5373220439528963E-3,null,1.695435576319692E-3,3.7177524749555424E-4,0,4.5764149045730753E-4,2.5248523142725539E-3]
[2004,10,3,9,1.9216662451874975E-3,4.5249284197085152E-4,0,4.5995446205697845E-4,2.8341135492153274E-3,null,1.9969164984636112E-3,3.8459757638419968E-4,0,4.4941964488563432E-4,2.830933719733445E-3]
[2004,10,3,12,2.0695932961075848E-3,5.2463225711972842E-4,0,4.9192743564899439E-4,3.0861529888763077E-3,null,2.1506362035847086E-3,4.4591267720919548E-4,0,4.8066030808824832E-4,3.0772091888821526E-3]
[2004,10,3,16,2.2095383161711384E-3,5.0159117721788611E-4,0,4.3015298721115961E-4,3.1412824806001842E-3,null,2.2960613106461402E-3,4.2632884589613776E-4,0,4.2030074432669828E-4,3.1426909008689763E-3]
[2004,10,3,19,2.7127539279640793E-3,3.930042502300317E-4,7.9835317439708373E-5,3.2927311034038748E-4,3.5148666059742072E-3,null,2.818982270511227E-3,3.3403507885080831E-4,5.2159020587127014E-5,3.2173142458009999E-4,3.526907794529262E-3]
[2004,10,3,21,2.3733091101675922E-3,3.9047283883672469E-4,7.9835317439708373E-5,3.6849044013438745E-4,3.2121077065784126E-3,null,2.4662451817096063E-3,3.3188349854634033E-4,5.2159020587127014E-5,3.6005051893252943E-4,3.2103382197756032E-3]
[2004,10,4,3,1.0238206945789345E-3,3.5083064548220095E-4,7.9835317439708373E-5,4.7313743055438543E-4,1.9276240880552291E-3,null,1.0639123425273398E-3,2.9818950369705653E-4,5.2159020587127014E-5,4.6230067009440641E-4,1.8765615369059296E-3]
[2004,10,4,6,1.4119020694989622E-3,3.9784030661707109E-4,7.9835317439708373E-5,4.3916561435988679E-4,2.3287433079156282E-3,null,1.4671905404272211E-3,3.381454987142732E-4,5.2159020587127014E-5,4.2910694586794095E-4,2.2866020055965623E-3]
[2004,10,4,7,1.6670429800986365E-3,4.4249668317621993E-4,3.0609925150671618E-5,4.1840877362694457E-4,2.5585583620524729E-3,null,1.7323224774040333E-3,3.7610131282161588E-4,1.9998463929325987E-5,4.0882552072548642E-4,2.5372477748804617E-3]
[2004,10,4,10,1.7776848441718269E-3,6.2007876106106999E-4,0,5.3360221782417199E-4,2.9313658230570691E-3,null,{"$f":"E6660*R$5","v":1.8472969503864449E-3},{"$f":"F6660*S$5","v":5.270377043594584E-4},{"$f":"G6660*T$5","v":0},{"$f":"H6660*V$5","v":5.213805692247395E-4},2.8957152239706429E-3]
[2004,10,4,13,1.6748612718183713E-3,6.033917321437407E-4,0,4.6762012674142782E-4,2.7458731307035398E-3,null,1.7404469244894931E-3,5.1285451673000338E-4,0,4.5690973484995522E-4,2.7102111760694517E-3]
[2004,10,4,18,2.6969565694438349E-3,4.8693003520879134E-4,2.6611772213785067E-6,3.5368847672956425E-4,3.5402362586035687E-3,null,2.8025663054911708E-3,4.1386756659907067E-4,1.7386340021845603E-6,3.4558758034670544E-4,3.563760086439131E-3]
[2004,10,4,21,2.3553615156832481E-3,4.3776263645119135E-4,7.9835317439708373E-5,3.6938261501805799E-4,3.2423420845922057E-3,null,2.447594779943287E-3,3.7207759636014568E-4,5.2159020587127014E-5,3.6092225940353594E-4,3.2327536562940956E-3]
[2004,10,4,24,1.302403610853069E-3,3.6158102916880505E-4,7.9835317439708373E-5,4.3750550866483164E-4,2.181325466126414E-3,null,1.353404247321477E-3,3.0732682284902342E-4,5.2159020587127014E-5,4.274848633065332E-4,2.1403749540641606E-3]
[2004,10,5,4,1.0654538981965745E-3,2.8547590866128065E-4,7.9835317439708373E-5,3.7246271884774077E-4,1.8032278431453041E-3,null,1.1071758548027758E-3,2.4264105948946328E-4,5.2159020587127014E-5,3.639318164000184E-4,1.7659077512793846E-3]
[2004,10,5,7,1.7165084635879548E-3,3.8660835181324405E-4,3.1940513801278524E-5,3.3453857630778909E-4,2.4695959055102664E-3,null,1.783724972676911E-3,3.2859886682327189E-4,2.0867780956497775E-5,3.2687629008405479E-4,2.4600679105407355E-3]
[2004,10,5,8,1.739412314227737E-3,4.4775757697792124E-4,0,3.6041117796045051E-4,2.5475810691661088E-3,null,1.8075257119236291E-3,3.805728244524658E-4,0,3.5215630453375949E-4,2.5402548409098544E-3]
[2004,10,5,11,1.7089823660751636E-3,6.1784018262323233E-4,0,5.2143270457061263E-4,2.8482552532690083E-3,null,1.775904161789497E-3,5.251350182573128E-4,0,5.0948978703646249E-4,2.8105289670832725E-3]
[2004,10,5,15,1.7360297355533628E-3,6.5195003101636048E-4,0,5.5972400826284413E-4,2.9477037748325673E-3,null,1.8040106753353948E-3,5.5412678079148046E-4,0,5.4690406502957143E-4,2.9050415211564467E-3]
[2004,10,5,19,2.6439791689208641E-3,4.656597827391259E-4,7.9835317439708373E-5,3.4264677774164599E-4,3.5321210468413447E-3,null,2.7475143705284933E-3,3.9578885509220369E-4,5.2159020587127014E-5,3.3479878091666627E-4,3.5302610271244904E-3]
[2004,10,5,22,1.9210864345503365E-3,3.239544340102675E-4,7.9835317439708373E-5,2.9420710748026909E-4,2.6190832934805813E-3,null,1.9963139831047491E-3,2.7534599141192589E-4,5.2159020587127014E-5,2.8746857498739226E-4,2.6112875700911942E-3]
[2004,10,6,1,1.1909011635674999E-3,3.2520799014005577E-4,7.9835317439708373E-5,4.3080903179988769E-4,2.0267535029471519E-3,null,1.2375354916719251E-3,2.7641145500529072E-4,5.2159020587127014E-5,4.2094176284139377E-4,1.9870477301057368E-3]
[2004,10,6,5,1.3759570550172569E-3,3.5620597147570317E-4,7.9835317439708373E-5,4.6864362279780793E-4,2.2806419667304764E-3,null,1.4298379602714372E-3,3.0275827729438367E-4,5.2159020587127014E-5,4.5790978870777216E-4,2.2426650468607202E-3]
[2004,10,6,8,1.9992927888104056E-3,5.1127191082953776E-4,0,5.0030930681580702E-4,3.0108740064557506E-3,null,2.07758280879065E-3,4.3455701292845103E-4,0,4.8885020051024955E-4,3.0009900222293506E-3]
[2004,10,6,12,1.6712242873769174E-3,5.9189092788412834E-4,0,5.2966113061643494E-4,2.7927763458774806E-3,null,1.7366675198951817E-3,5.0307937548036362E-4,0,5.175297488512542E-4,2.7572766442267994E-3]
[2004,10,6,13,1.6387617162064694E-3,5.8656489622930738E-4,0,5.1094794858294167E-4,2.7362745610187184E-3,null,1.7029337515495281E-3,4.9855249974622409E-4,0,4.9924517435976691E-4,2.7007314256555191E-3]
[2004,10,6,16,1.9536124900581403E-3,6.2843107051754703E-4,0,5.8539952930780951E-4,3.1674430898834972E-3,null,2.0301137217618331E-3,5.341367735075596E-4,0,5.7199151281446211E-4,3.1362420080838548E-3]
[2004,10,6,20,2.6347582082702488E-3,4.7488971111304615E-4,7.9835317439708373E-5,4.0725167928872701E-4,3.5967349161117306E-3,null,2.7379323276003776E-3,4.0363385893214988E-4,5.2159020587127014E-5,3.9792396896531213E-4,3.5916491760849666E-3]
[2004,10,6,23,1.6584519783841474E-3,3.1979553837635608E-4,7.9835317439708373E-5,3.434716257806296E-4,2.4015544599808418E-3,null,1.7233950618838014E-3,2.7181112625412478E-4,5.2159020587127014E-5,3.3560473659998932E-4,2.3829699453250426E-3]
[2004,10,7,3,9.0757607220260511E-4,3.2336030499575025E-4,7.9835317439708373E-5,4.3758485318721465E-4,1.7483565478252784E-3,null,9.4311571363181836E-4,2.7484100976835421E-4,5.2159020587127014E-5,4.2756239051849573E-4,1.6976781345057952E-3]
[2004,10,7,5,1.0999275794844098E-3,3.6481058784736922E-4,7.9835317439708373E-5,4.7070457048884406E-4,2.0152780552603316E-3,null,1.1429994860388741E-3,3.1007179542175275E-4,5.2159020587127014E-5,4.5992353236250504E-4,1.9651538344102586E-3]
[2004,10,7,10,1.5950052281527656E-3,6.1382052072899112E-4,0,5.3197750808341919E-4,2.7408032569651757E-3,null,1.6574638094468913E-3,5.2171849521205171E-4,0,5.1979307190714436E-4,2.6989753765660875E-3]
[2004,10,7,11,1.6225526500154681E-3,6.5143554419772422E-4,0,5.7275298295114522E-4,2.8467411771643373E-3,null,1.6860899568570003E-3,5.5368949125852941E-4,0,5.5963462351019512E-4,2.799414071625725E-3]
[2004,10,7,14,1.6802638060664996E-3,6.530355359596838E-4,0,5.5294851540908221E-4,2.8862478574352658E-3,null,1.7460610158024981E-3,5.5504940880154324E-4,0,5.402837583612873E-4,2.8413941829653288E-3]
[2004,10,7,17,2.2204157857505613E-3,6.0821640237068871E-4,0,5.4282972680219448E-4,3.3714619149234444E-3,null,2.3073647294989631E-3,5.169552588943551E-4,0,5.3039673093243516E-4,3.3547167193257533E-3]
[2004,10,7,21,2.2270221825284233E-3,4.2489045776971637E-4,7.9835317439708373E-5,3.622870068464927E-4,3.0940349645843411E-3,null,2.3142298252220878E-3,3.6113685152511791E-4,5.2159020587127014E-5,3.5398916935272686E-4,3.0815148666870598E-3]
[2004,10,7,24,1.1136821353980595E-3,3.2944263975877752E-4,7.9835317439708373E-5,3.96382186514894E-4,1.9193422791114394E-3,null,1.1572926546376322E-3,2.8001070747766811E-4,5.2159020587127014E-5,3.873034315306783E-4,1.8767658142331055E-3]
[2004,10,8,2,1.0687815635554178E-3,3.4429439948813884E-4,7.9835317439708373E-5,4.7413765063089586E-4,1.9670489311141605E-3,null,1.1106338277328211E-3,2.9263400284754442E-4,5.2159020587127014E-5,4.6327798108641746E-4,1.9187048322539099E-3]
[2004,10,8,8,1.8920301031330462E-3,5.2778549770430769E-4,0,5.1588268422283459E-4,2.9356982850601886E-3,null,1.9661198389669091E-3,4.4859278300115322E-4,0,5.0406688459813916E-4,2.9187795065662016E-3]
[2004,10,8,11,1.7198554771640662E-3,6.0113344793121784E-4,0,5.1739284391174494E-4,2.8383817690070291E-3,null,1.7872030514782934E-3,5.1093508164868793E-4,0,5.055424555233031E-4,2.8036805886502846E-3]
[2004,10,8,12,1.6032211346530148E-3,6.0742266950838638E-4,0,5.2861436624127218E-4,2.7392581704026734E-3,null,1.6660014414531096E-3,5.1628062339336388E-4,0,5.1650695961324847E-4,2.6987890244597221E-3]
[2004,10,8,15,1.5706365767174575E-3,5.8835754507711318E-4,0,4.861739646379238E-4,2.6451680864324942E-3,null,1.6321409094800826E-3,5.0007616672661463E-4,0,4.7503861482954741E-4,2.6072556910362449E-3]
[2004,10,8,19,2.3115938760548942E-3,5.4724162557451782E-4,7.9835317439708373E-5,4.8322377461624031E-4,3.4218945936853608E-3,null,2.4021132495830855E-3,4.6512957415151116E-4,5.2159020587127014E-5,4.7215599608950811E-4,3.3915578404112318E-3]
[2004,10,8,23,1.6235095156650508E-3,3.347823053001029E-4,7.9835317439708373E-5,3.7859190309689578E-4,2.4167190415017577E-3,null,1.6870842922715136E-3,2.8454917137237044E-4,5.2159020587127014E-5,3.6992061754432089E-4,2.3937131017753321E-3]
[2004,10,9,2,1.1598538501765381E-3,3.4296776180979229E-4,7.9835317439708373E-5,4.7305811984017315E-4,2.0557150492662118E-3,null,1.2052724009824528E-3,2.9150642338438704E-4,5.2159020587127014E-5,4.6222317591627086E-4,2.0111610208702379E-3]
[2004,10,9,6,1.2610402291280917E-3,3.8040587662963163E-4,7.9835317439708373E-5,4.8001179655987901E-4,2.2012932197573104E-3,null,1.3104211228555549E-3,3.2332705542221081E-4,5.2159020587127014E-5,4.690175853194186E-4,2.1549247841843116E-3]
[2004,10,9,9,2.0729534787398878E-3,5.187486533413234E-4,0,5.7247170732088542E-4,3.1641738394020966E-3,null,2.154127967127468E-3,4.4091189146477645E-4,0,5.5935979022930685E-4,3.1543996488215516E-3]
[2004,10,9,12,2.3255189167535844E-3,5.4992706459877389E-4,0,5.789893675739007E-4,3.454435348926259E-3,null,2.4165835789561646E-3,4.6741207067843517E-4,0,5.6572816970603963E-4,3.4497238193406396E-3]
[2004,10,9,13,2.2591708846989747E-3,5.090185849163858E-4,0,4.9861179939516588E-4,3.2668012690105263E-3,null,2.3476374338166294E-3,4.3264179216777039E-4,0,4.8719157287401894E-4,3.2674707988584184E-3]
[2004,10,9,16,2.1464521010782335E-3,5.7174411785923562E-4,0,5.8646250592921719E-4,3.3046587248666865E-3,null,2.2305047114915592E-3,4.8595553707068165E-4,0,5.7303014297271373E-4,3.2894903915349546E-3]
[2004,10,9,21,2.2158675605985835E-3,3.8744647990280565E-4,7.9835317439708373E-5,4.0255677053013166E-4,3.085706128471229E-3,null,2.3026384010496515E-3,3.2931123617378126E-4,5.2159020587127014E-5,3.9333659260282997E-4,3.0774452504133895E-3]
[2004,10,9,24,1.4358723651264798E-3,3.4943063991547892E-4,7.9835317439708373E-5,4.5020826305763423E-4,2.3153465855393013E-3,null,1.4920994854282141E-3,2.9699956498876562E-4,5.2159020587127014E-5,4.398966732556137E-4,2.2811547442597203E-3]
[2004,10,10,3,1.1467484674998747E-3,3.1477204973190262E-4,7.9835317439708373E-5,4.7209593552040638E-4,2.0134517701918919E-3,null,1.1916538265024942E-3,2.6754139781105075E-4,5.2159020587127014E-5,4.6128302950836287E-4,1.9726372744090352E-3]
[2004,10,10,7,1.4546698195209424E-3,3.7091528185917492E-4,3.9924045545249361E-5,4.7714531792671761E-4,2.3426544648520843E-3,null,1.5116330266471563E-3,3.1526049743807954E-4,2.6083683015210475E-5,4.6621676063858736E-4,2.3191939677390336E-3]
[2004,10,10,10,2.1134211675182518E-3,4.7823901858083418E-4,0,5.4992868717729986E-4,3.1415888732763855E-3,null,2.1961803243349602E-3,4.0648061232843841E-4,0,5.3733309640776738E-4,3.1399940330711657E-3]
[2004,10,10,13,2.1819917529910392E-3,4.5605556561350967E-4,0,4.7575960408098616E-4,3.113806922685535E-3,null,2.2674360555436637E-3,3.8762572346454901E-4,0,4.6486278524355228E-4,3.1199245642517652E-3]
[2004,10,10,17,2.5741894169763304E-3,4.128627636409061E-4,0,4.1954449534680496E-4,3.4065966759640413E-3,null,2.6749917316827841E-3,3.5091387873447012E-4,0,4.0993522982526537E-4,3.4358408402425196E-3]
[2004,10,10,18,2.815582701373272E-3,3.6606737865430033E-4,1.7297652138548584E-5,3.7150864139429379E-4,3.5704563735604149E-3,null,2.9258377011313129E-3,3.1114000833814355E-4,1.1301121144597191E-5,3.629995911784085E-4,3.611278421792462E-3]
[2004,10,10,22,2.097895187296606E-3,2.8981731478785604E-4,7.9835317439708373E-5,3.3607201539805932E-4,2.8036198349222297E-3,null,2.180046364477431E-3,2.4633104995894336E-4,5.2159020587127014E-5,3.2837460721814885E-4,2.8069110422416503E-3]
[2004,10,11,1,1.1194549958320234E-3,3.0881688365502584E-4,7.9835317439708373E-5,4.1637653425596649E-4,1.924483731182724E-3,null,1.1632915736865463E-3,2.6247978748776578E-4,5.2159020587127014E-5,4.0683982785418986E-4,1.8847702096156289E-3]
[2004,10,11,4,1.0570890828996808E-3,3.1217312212049645E-4,7.9835317439708373E-5,4.4318618855960454E-4,1.8922837110194901E-3,null,1.0984834829016719E-3,2.6533243190522286E-4,5.2159020587127014E-5,4.3303543265985658E-4,1.8490103680538783E-3]
[2004,10,11,8,1.757233339402029E-3,4.3297938840624239E-4,0,4.276193916111797E-4,2.6178321194194514E-3,null,1.8260445880704114E-3,3.6801206109704791E-4,0,4.1782517831145716E-4,2.6118818274789165E-3]
[2004,10,11,10,1.7783614029511839E-3,5.4142961973973561E-4,0,5.2945229800264906E-4,2.8492433206935685E-3,null,1.8480000024341467E-3,4.6018964328265545E-4,0,5.1732569934881325E-4,2.8255153450656152E-3]
[2004,10,11,13,1.6860915386902936E-3,5.1446267600414549E-4,0,4.6839316429013401E-4,2.668947378984573E-3,null,1.7521169557734649E-3,4.3726901285229578E-4,0,4.5766506671274243E-4,2.647051035338503E-3]
[2004,10,11,16,1.9652661091039288E-3,5.3357653062092601E-4,0,5.0292452177987351E-4,3.0017671615047287E-3,null,2.0422236832068155E-3,4.5351488787863988E-4,0,4.9140551647608259E-4,2.9871440875615381E-3]
[2004,10,11,19,2.7422480392694419E-3,3.9200075714282732E-4,7.9835317439708373E-5,3.0585949738906647E-4,3.5199436112410441E-3,null,2.8496313374970781E-3,3.331821570508167E-4,5.2159020587127014E-5,2.9885407804667544E-4,3.5338265931816972E-3]
[2004,10,11,23,1.5831338632192691E-3,3.4272470280777349E-4,7.9835317439708373E-5,3.8661013648358963E-4,2.3923040199503405E-3,null,1.6451275754341694E-3,2.9129983469518782E-4,5.2159020587127014E-5,3.7775520096186734E-4,2.3663416316783517E-3]
[2004,10,12,2,1.0761011777556731E-3,2.8379868548776544E-4,7.9835317439708373E-5,3.8150111632754316E-4,1.8212362970106899E-3,null,1.1182400696572361E-3,2.4121549888881421E-4,5.2159020587127014E-5,3.7276319802754312E-4,1.7843777871607205E-3]
[2004,10,12,7,1.7329584817354347E-3,3.9558096580725468E-4,4.2585222766627871E-5,3.6392688787945083E-4,2.5350515581887677E-3,null,1.8008191547290724E-3,3.3622516557508674E-4,2.7822317017395037E-5,3.5559149047858525E-4,2.52045812780014E-3]
[2004,10,12,10,1.7379125923186298E-3,5.7599942807605681E-4,0,5.0103139573095764E-4,2.8149434161256438E-3,null,{"$f":"E6852*R$5","v":1.805967262619072E-3},{"$f":"F6852*S$5","v":4.8957235007710215E-4},{"$f":"G6852*T$5","v":0},{"$f":"H6852*V$5","v":4.8955575066921865E-4},2.7850953633653929E-3]
[2004,10,12,13,1.7175198820804786E-3,6.1556528341774022E-4,0,5.3025148761122562E-4,2.8633366531094443E-3,null,1.7847759971613291E-3,5.2320146121552654E-4,0,5.1810658428354467E-4,2.8260840426604004E-3]
[2004,10,12,14,1.7186728997921814E-3,6.5573924742349436E-4,0,5.8991031025711527E-4,2.9643224574727907E-3,null,1.7859741657284705E-3,5.5734743604037127E-4,0,5.7639897863907407E-4,2.919720580407916E-3]
[2004,10,12,17,2.3980437083047164E-3,5.637107088608379E-4,0,5.0090741290366957E-4,3.462661830069224E-3,null,2.491948358432717E-3,4.7912751827279353E-4,0,4.8943460755004431E-4,3.4605104842555549E-3]
[2004,10,12,20,2.6103369406868995E-3,4.5948488018673027E-4,7.9835317439708373E-5,3.7832613140671272E-4,3.5279832697200511E-3,null,2.7125547510973222E-3,3.9054047912736814E-4,5.2159020587127014E-5,3.6966093310058585E-4,3.5249151839124031E-3]
[2004,10,12,24,1.2051451820126705E-3,3.0795348612559754E-4,7.9835317439708373E-5,3.7832766216160585E-4,1.9712616477395822E-3,null,1.2523372895953755E-3,2.6174594030506138E-4,5.2159020587127014E-5,3.6966242879500177E-4,1.9359046792825655E-3]
[2004,10,13,4,1.2301841617815338E-3,3.4381210288267306E-4,7.9835317439708373E-5,4.7903108540850144E-4,2.1328626675124166E-3,null,1.2783567671869492E-3,2.9222407347771713E-4,5.2159020587127014E-5,4.6805933641926359E-4,2.090799197671057E-3]
[2004,10,13,7,1.9966240650680111E-3,4.9355470627452844E-4,4.5246400067841689E-5,5.1321977727741797E-4,3.048644948687799E-3,null,2.074809580877439E-3,4.1949822458943318E-4,2.9560951071738615E-5,5.0146496899018851E-4,3.0253337255287996E-3]
[2004,10,13,11,1.741040599576524E-3,6.2205610458304075E-4,0,5.782724028232265E-4,2.9413691069827912E-3,null,1.8092177590651878E-3,5.2871835310279902E-4,0,5.6502762634745899E-4,2.9029637385154456E-3]
[2004,10,13,14,1.5930756777172337E-3,6.187212669304733E-4,0,5.605721233153027E-4,2.7723690679630096E-3,null,1.6554587000222028E-3,5.2588389836706021E-4,0,5.4773275481767233E-4,2.7290753532069351E-3]
[2004,10,13,15,1.67330338860682E-3,6.1686841356256854E-4,0,5.6216996305311193E-4,2.8523417652225008E-3,null,1.7388280363523792E-3,5.2430906038379457E-4,0,5.4929399756404977E-4,2.8124310943002237E-3]
[2004,10,13,18,2.8326390610330511E-3,5.1001771545345633E-4,2.3950595231912512E-5,4.2729884531244206E-4,3.7939062170308617E-3,null,2.9435619683362137E-3,4.3349100600588349E-4,1.5647706176138105E-5,4.1751197381920412E-4,3.8102126543374396E-3]
[2004,10,13,21,2.3979371396071632E-3,4.8257680842557515E-4,7.9835317439708373E-5,4.6935908675923286E-4,3.4297083522316801E-3,null,2.4918376166267989E-3,4.1016752912890098E-4,5.2159020587127014E-5,4.5860886565124627E-4,3.4127730319940732E-3]
[2004,10,14,2,1.2426051937478684E-3,3.4754412333469682E-4,7.9835317439708373E-5,4.7391573927550582E-4,2.1439003737977794E-3,null,1.2912641925651254E-3,2.9539611486209126E-4,5.2159020587127014E-5,4.6306115239844371E-4,2.1018804804127872E-3]
[2004,10,14,5,1.4495512458004246E-3,3.8493059582517697E-4,7.9835317439708373E-5,5.1980012297609399E-4,2.4341172820414037E-3,null,1.5063140154313939E-3,3.2717285335538096E-4,5.2159020587127014E-5,5.0789459816238545E-4,2.3935404875362874E-3]
[2004,10,14,9,1.937033867772405E-3,5.9469431889799503E-4,0,5.8447431580331631E-4,3.1162025024737165E-3,null,2.0128858995803849E-3,5.0546212563591154E-4,0,5.7108749044065333E-4,3.0894355156569496E-3]
[2004,10,14,12,1.7703237677337918E-3,6.23636600771175E-4,0,5.8675531008899626E-4,2.9807156785939628E-3,null,1.839647622610419E-3,5.3006170032746081E-4,0,5.7331624073317562E-4,2.9430255636710553E-3]
[2004,10,14,15,1.740164418815963E-3,6.2127378633785495E-4,0,5.9052040324077441E-4,2.9519586083945923E-3,null,1.8083072680677098E-3,5.2805341948805032E-4,0,5.7699509802627835E-4,2.9133557855820385E-3]
[2004,10,14,18,2.9046525665245996E-3,5.3143398639246553E-4,2.6611772453291015E-5,4.6370821262630937E-4,3.9264065379966658E-3,null,3.0183954403756011E-3,4.5169382632554919E-4,1.7386340178322661E-5,4.5308741938729569E-4,3.9405630262667685E-3]
[2004,10,14,20,2.7526675193805688E-3,5.2232560569056912E-4,7.9835317439708373E-5,4.8394800721007411E-4,3.8387764497209206E-3,null,2.8604588325376089E-3,4.4395213227470796E-4,5.2159020587127014E-5,4.728636408282498E-4,3.8294336262276935E-3]
[2004,10,14,23,1.728152071111406E-3,3.6281977647103825E-4,7.9835317439708373E-5,3.9235947966544506E-4,2.563166644687598E-3,null,1.795824530559787E-3,3.0837969963734183E-4,5.2159020587127014E-5,3.8337286093533451E-4,2.5397361117195905E-3]
[2004,10,15,3,1.1766985388665793E-3,3.8324449120523613E-4,7.9835317439708373E-5,5.2467959239504481E-4,2.1644579399065686E-3,null,1.2227767084244273E-3,3.2573974394411385E-4,5.2159020587127014E-5,5.1266230799976392E-4,2.1133377809554321E-3]
[2004,10,15,6,1.6893707260013269E-3,4.3854540203946572E-4,7.9835317439708373E-5,5.2888726190402832E-4,2.7366387073845294E-3,null,1.755524552310769E-3,3.7274291019542328E-4,5.2159020587127014E-5,5.1677360486177633E-4,2.6972000879550958E-3]
[2004,10,15,10,1.9313830381004953E-3,6.2271151940524263E-4,0,6.034306514282712E-4,3.1575252089340094E-3,null,2.0070137898786592E-3,5.2927542479270075E-4,0,5.896096493230793E-4,3.1258988639944391E-3]
[2004,10,15,11,1.9288753676058015E-3,6.0070518849880043E-4,0,5.5830016245484045E-4,3.0878807185594423E-3,null,2.0044079218742099E-3,5.1057108132759107E-4,0,5.455128310484004E-4,3.0604918342502013E-3]
[2004,10,15,17,2.2580120678752785E-3,6.1650044080188574E-4,0,5.9950236399179246E-4,3.4740148726689567E-3,null,2.3464332390508991E-3,5.2399630089058891E-4,0,5.8577133555432999E-4,3.4562008754958182E-3]
[2004,10,15,18,2.5562499709297234E-3,5.5770439624704723E-4,2.7942361103897931E-5,5.1928794426381731E-4,3.6611846725444859E-3,null,2.6563497974377084E-3,4.7402243580517179E-4,1.8255657205494456E-5,5.0739415041379751E-4,3.6560220408621722E-3]
[2004,10,15,21,2.4069772350565214E-3,4.5302283868200858E-4,7.9835317439708373E-5,4.1798808931773056E-4,3.3578234804959688E-3,null,2.5012317118791446E-3,3.8504804859435616E-4,5.2159020587127014E-5,4.0841447178814074E-4,3.3468532528487687E-3]
[2004,10,16,1,1.3090779161892925E-3,3.4582343084203125E-4,7.9835317439708373E-5,4.5443889007831226E-4,2.1891755545493442E-3,null,1.3603399108244741E-3,2.9393360739015143E-4,5.2159020587127014E-5,4.4403040180946595E-4,2.1504629406112188E-3]
[2004,10,16,4,1.1817372842862781E-3,3.4458763392122886E-4,7.9835317439708373E-5,4.7779967055399194E-4,2.0839599062012072E-3,null,1.2280127653543718E-3,2.9288323828691095E-4,5.2159020587127014E-5,4.6685612594458839E-4,2.0399111501729983E-3]
[2004,10,16,7,1.5490907728771444E-3,4.1683634443842149E-4,4.9238165939827111E-5,4.8386246949473481E-4,2.4990277527501279E-3,null,1.6097513965929559E-3,3.5429123502067112E-4,3.216890210109497E-5,4.7278006227249408E-4,2.468991595987216E-3]
[2004,10,16,12,2.4264705553703886E-3,5.4886290958555835E-4,0,5.7097412104022236E-4,3.5463075859961694E-3,null,2.5214883683313681E-3,4.6650758910211411E-4,0,5.5789650473049622E-4,3.5458924621639782E-3]
[2004,10,16,15,2.210716118355379E-3,5.3797972283538427E-4,0,5.347495384508559E-4,3.2834453796416196E-3,null,2.2972852342174298E-3,4.5725739360902556E-4,0,5.2250161156947137E-4,3.2770442393959265E-3]
[2004,10,16,18,2.5990419977289605E-3,4.5168944200607987E-4,3.060353832527643E-5,4.2314058174118205E-4,3.5044755598014985E-3,null,2.7008175110857439E-3,3.8391472430200424E-4,1.9994291207679012E-5,4.1344895129915074E-4,3.5181754778945778E-3]
[2004,10,16,19,2.7333375205527426E-3,4.2427677924053718E-4,7.9835317439708373E-5,3.9216833825881763E-4,3.6296179554918058E-3,null,2.8403718930541076E-3,3.6061525371602698E-4,5.2159020587127014E-5,3.8318609743986741E-4,3.636332264797129E-3]
[2004,10,16,22,2.1255823938122914E-3,3.823954287221067E-4,7.9835317439708373E-5,4.1722458725292993E-4,3.0050377272270363E-3,null,2.2088177703477293E-3,3.2501808087473123E-4,5.2159020587127014E-5,4.0766845700811752E-4,2.993663328817705E-3]
[2004,10,17,2,1.3415155872664407E-3,3.3682157674813304E-4,7.9835317439708373E-5,4.80886098068116E-4,2.2390585795223983E-3,null,1.3940478040176405E-3,2.8628245593237774E-4,5.2159020587127014E-5,4.6987186178756635E-4,2.2023611423247114E-3]
[2004,10,17,5,1.3276814449492021E-3,3.3161889726477192E-4,7.9835317439708373E-5,4.7202569571925222E-4,2.2111613553729348E-3,null,1.3796719325027136E-3,2.8186042372676466E-4,5.2159020587127014E-5,4.6121439848269486E-4,2.1749057752993E-3]
[2004,10,17,9,2.1651734183312484E-3,4.572404829680922E-4,0,5.2752143231831242E-4,3.149935333617653E-3,null,2.2499591341256357E-3,3.8863284733595241E-4,0,5.1543905829679341E-4,3.1540310397583818E-3]
[2004,10,17,13,2.3304605341635436E-3,4.8549494722188177E-4,0,5.1275280342595988E-4,3.3287082848113851E-3,null,2.4217187044545466E-3,4.1264780948808624E-4,0,5.0100869072830447E-4,3.3353752046709371E-3]
[2004,10,17,16,2.4843826572591371E-3,4.9222331059869918E-4,0,5.1472776325513019E-4,3.4913337311129663E-3,null,2.581668241923863E-3,4.1836660105279986E-4,0,5.0293841599093091E-4,3.5029732589675938E-3]
[2004,10,17,19,3.0146032643390531E-3,3.9701271724078735E-4,7.9835317439708373E-5,4.150972056654472E-4,3.9065485046849962E-3,null,3.1326516818187379E-3,3.3744208677305063E-4,5.2159020587127014E-5,4.0558980106181582E-4,3.9278425902407313E-3]
[2004,10,17,20,2.8409549288379811E-3,3.8711672066111521E-4,7.9835317439708373E-5,4.1893137510964028E-4,3.7268383420484452E-3,null,2.9522034760175262E-3,3.2903095636959247E-4,5.2159020587127014E-5,4.0933615252090254E-4,3.7427296054951481E-3]
[2004,10,18,2,1.1892358399123711E-3,3.3254796100342624E-4,7.9835317439708373E-5,4.7729277633397181E-4,2.0789118946894776E-3,null,1.2358049558462911E-3,2.8265008409053218E-4,5.2159020587127014E-5,4.6636084165201466E-4,2.036974902175965E-3]
[2004,10,18,4,1.2371291310532865E-3,3.2941012794381476E-4,7.9835317439708373E-5,4.7820806501393601E-4,2.1245826414507457E-3,null,1.2855736935157628E-3,2.7998307396818746E-4,5.2159020587127014E-5,4.6725516651991079E-4,2.0849709545909881E-3]
[2004,10,18,7,1.9049678093921549E-3,3.9106334250233301E-4,5.3229931811812519E-5,4.4291139122936974E-4,2.7921724749356705E-3,null,1.9795641710124924E-3,3.3238539881430871E-4,3.4776853130451314E-5,4.3276692929972534E-4,2.779493352256978E-3]
[2004,10,18,10,2.0436499766230856E-3,5.698973945363208E-4,0,5.8547246083524016E-4,3.1990198319946468E-3,null,2.1236769733680928E-3,4.8438590933656828E-4,0,5.7206277391498995E-4,3.1801256566196508E-3]
[2004,10,18,14,1.8257488721037912E-3,5.3735971583364166E-4,0,5.1578888493687138E-4,2.878897472874304E-3,null,1.8972431107045133E-3,4.5673041689670268E-4,0,5.0397523369513544E-4,2.8579487612963514E-3]
[2004,10,18,17,2.6602687640220864E-3,5.1335508928076047E-4,0,4.9737523457310214E-4,3.670999087875949E-3,null,2.7644418475513042E-3,4.3632761637054404E-4,0,4.8598333038687221E-4,3.6867527943087201E-3]
[2004,10,18,19,3.0807193741395271E-3,4.2387671367301885E-4,7.9835317439708373E-5,3.6762463941122665E-4,3.952056044663481E-3,null,3.2013568228938033E-3,3.6027521685048859E-4,5.2159020587127014E-5,3.5920454854710364E-4,3.9729956088785223E-3]
[2004,10,18,22,2.2403041992609088E-3,4.016959167709604E-4,7.9835317439708373E-5,4.134011769544521E-4,3.13523661042603E-3,null,2.3280319505455628E-3,3.4142258551681686E-4,5.2159020587127014E-5,4.0393261826680068E-4,3.1255461749163074E-3]
[2004,10,19,1,1.450018636894461E-3,3.8813822398901066E-4,7.9835317439708373E-5,5.0870895711190738E-4,2.4267011354350875E-3,null,1.5067997090263423E-3,3.2989918602481934E-4,5.2159020587127014E-5,4.970574648475814E-4,2.38591538048587E-3]
[2004,10,19,5,1.5335931172942004E-3,3.6839768239983528E-4,7.9835317439708373E-5,4.9631113819264573E-4,2.4781372553263899E-3,null,1.5936468705345988E-3,3.1312065662612133E-4,5.2159020587127014E-5,4.8494360611658227E-4,2.4438701538644293E-3]
[2004,10,19,8,2.2848664340468041E-3,5.4101130407568714E-4,0,5.6743529695565758E-4,3.393313035078149E-3,null,2.3743391915012789E-3,4.5983409469573005E-4,0,5.5443873402796784E-4,3.3886120202249767E-3]
[2004,10,19,11,1.972430507155583E-3,6.4017346811186303E-4,0,6.2044505548886953E-4,3.2330490307563155E-3,null,2.0496686308956961E-3,5.4411725769830063E-4,0,6.0623435472686668E-4,3.2000202433208631E-3]
[2004,10,19,15,1.9012405973204568E-3,6.3566281807178051E-4,0,6.2189193629954003E-4,3.1587953516917771E-3,null,1.9756910055770864E-3,5.4028341788378087E-4,0,6.0764809611599322E-4,3.1236225195768606E-3]
[2004,10,19,16,2.1671247782975114E-3,6.4945916954268774E-4,0,6.4409864925687814E-4,3.4606825970970772E-3,null,2.2519869071173457E-3,5.5200966600639164E-4,0,6.2934618554582851E-4,3.4333427586695658E-3]
[2004,10,19,20,3.0261925955356438E-3,5.4502429597657709E-4,7.9835317439708373E-5,5.1318337984910883E-4,4.1642355888010388E-3,null,3.1446948379758432E-3,4.6324494856119544E-4,5.2159020587127014E-5,5.0142940521017364E-4,4.1615282123343396E-3]
[2004,10,19,23,2.0550578331476098E-3,4.1662160101936052E-4,7.9835317439708373E-5,4.6488379275522992E-4,3.0163985443619088E-3,null,2.135531548512439E-3,3.5410871324164018E-4,5.2159020587127014E-5,4.5423607397738558E-4,2.996035356318592E-3]
[2004,10,20,2,1.4708863612799277E-3,3.8949680928081519E-4,7.9835317439708373E-5,5.2690090656448425E-4,2.4671193945649352E-3,null,1.5284845896423641E-3,3.3105391945278571E-4,5.2159020587127014E-5,5.1483274509204547E-4,2.4265302747743223E-3]
[2004,10,20,6,1.864606436970339E-3,4.3600410999537905E-4,7.9835317439708373E-5,5.7575310990121273E-4,2.9561989743066394E-3,null,1.9376222933885274E-3,3.7058293180375817E-4,5.2159020587127014E-5,5.6256603542102063E-4,2.9229302812004334E-3]
[2004,10,20,9,2.2065986118790671E-3,6.1647404810092623E-4,0,6.3787129009911165E-4,3.460943950079105E-3,null,2.2930064908947174E-3,5.2397386833943731E-4,0,6.2326145809532714E-4,{"$f":"SUM(K7043:N7043)","v":3.440241817329482E-3}]
[2004,10,20,13,1.9885350617743552E-3,6.3972515704710899E-4,0,6.2734589495333124E-4,3.2556061137747954E-3,null,2.0664038214623062E-3,5.4373621443534065E-4,0,6.1297713706158171E-4,3.2231171729592287E-3]
[2004,10,20,17,2.7439555457523458E-3,6.3914225887693604E-4,0,6.223983778818516E-4,4.0054961825111337E-3,null,2.8514057079817986E-3,5.4324077847982169E-4,0,6.0814293813809238E-4,4.0027894245997127E-3]
[2004,10,20,20,3.124195316816339E-3,5.7947315958957826E-4,7.9835317439708373E-5,5.6371009742548872E-4,4.3472138912711141E-3,null,3.2465352337833139E-3,4.9252485804450073E-4,5.2159020587127014E-5,5.5079885663121542E-4,4.3420179690461568E-3]
[2004,10,20,21,2.9011834683439893E-3,5.9510742747598277E-4,7.9835317439708373E-5,6.1565160155620995E-4,4.1917778148158908E-3,null,3.0147904962761771E-3,5.0581324844524835E-4,5.2159020587127014E-5,6.0155069027330906E-4,4.1743134555818611E-3]
[2004,10,20,24,1.694944564424839E-3,4.5397203672312391E-4,7.9835317439708373E-5,5.6167523166428506E-4,2.7904271502519565E-3,null,1.7613166558748277E-3,3.8585482216569391E-4,5.2159020587127014E-5,5.4881059752465015E-4,2.7481410961522987E-3]
[2004,10,21,3,1.466958980723534E-3,3.8170420410571764E-4,7.9835317439708373E-5,5.2785722376049891E-4,2.4563557260294591E-3,null,1.5244034173532385E-3,3.2443057254853886E-4,5.2159020587127014E-5,5.1576715875706108E-4,2.4167601692459653E-3]
[2004,10,21,6,1.876617744161246E-3,4.3743255199997494E-4,7.9835317439708373E-5,5.7801219308308807E-4,2.9718978066840176E-3,null,1.9501039496374753E-3,3.7179704014319648E-4,5.2159020587127014E-5,5.6477337646262081E-4,2.9388333868304198E-3]
[2004,10,21,11,2.0696775387774001E-3,6.5862534606237464E-4,0,6.6473117302819106E-4,3.3930340578679657E-3,null,2.1507237451011659E-3,5.5980048377673878E-4,0,6.495061410877952E-4,3.3600303699657E-3]
[2004,10,21,15,1.9931515224398595E-3,6.6046586309510087E-4,0,6.6148859013253106E-4,3.3151059756674913E-3,null,2.0712010574498456E-3,5.613648364568767E-4,0,6.4633782645298849E-4,3.2789037203597108E-3]
[2004,10,21,18,3.3177663022592296E-3,5.7361051621813205E-4,4.1248247370461092E-5,5.2932141083728056E-4,4.4619464766851025E-3,null,3.447686237722113E-3,4.8754188765751647E-4,2.6948827320735293E-5,5.1719781002882077E-4,4.4793747627291849E-3]
[2004,10,21,21,2.9171104125089503E-3,5.9754666016652075E-4,7.9835317439708373E-5,6.1954549709479295E-4,4.2140378872099725E-3,null,3.0313411213666523E-3,5.0788648119945499E-4,5.2159020587127014E-5,6.0535539985770036E-4,4.1967420230109341E-3]
[2004,10,21,22,2.6394393909006776E-3,5.3988159430480131E-4,7.9835317439708373E-5,5.7652506371800747E-4,3.8356813663631951E-3,null,2.7427968199909966E-3,4.5887389466691227E-4,5.2159020587127014E-5,5.633203083737396E-4,3.8171500436187757E-3]
[2004,10,22,1,1.4256924169311054E-3,4.0110689748456115E-4,7.9835317439708373E-5,5.1598759079590588E-4,2.4226222226512808E-3,null,1.4815209020994195E-3,3.4092194690117373E-4,5.2159020587127014E-5,5.0416938838645999E-4,2.3787712579741802E-3]
[2004,10,22,7,2.1347877838280111E-3,5.1442751568050343E-4,5.9882874905176444E-5,5.7115420949156422E-4,3.2802523839052552E-3,null,2.2183836329126875E-3,4.3723912823533979E-4,3.9123438161992222E-5,5.5807246842805032E-4,3.2528186677380699E-3]
[2004,10,22,9,2.2561241067736871E-3,5.7575790993409941E-4,0,5.620647306669752E-4,3.393946747374762E-3,null,2.3444713475509224E-3,4.8936707104628907E-4,0,5.4919117542510032E-4,3.3830295940223119E-3]
[2004,10,22,12,1.9897065551954243E-3,6.3619693136273943E-4,0,6.151784803347433E-4,3.2410819668929071E-3,null,2.0676211892264708E-3,5.4073738899263358E-4,0,6.0108840544104874E-4,3.2094469836601532E-3]
[2004,10,22,16,2.2934012661757811E-3,6.4144467516075122E-4,0,6.2967980638076561E-4,3.564525747717298E-3,null,2.3832082378992441E-3,5.4519772374049362E-4,0,6.15257592479323E-4,3.5436635541190608E-3]
[2004,10,22,19,2.7996490129098359E-3,5.9045899218886251E-4,7.9835317439708373E-5,5.7883185575823102E-4,4.048775178296638E-3,null,2.9092800676433443E-3,5.0186229766861616E-4,5.2159020587127014E-5,5.6557426554790409E-4,4.0288756514469913E-3]
[2004,10,22,22,2.3431600951271856E-3,4.4274814777318461E-4,7.9835317439708373E-5,4.6131506164290146E-4,3.3270586219829802E-3,null,2.4349155657071454E-3,3.763150458701163E-4,5.2159020587127014E-5,4.5074908123896907E-4,3.3141387134033575E-3]
[2004,10,22,24,1.6506767743043878E-3,4.1963114637669387E-4,7.9835317439708373E-5,5.2750805445602269E-4,2.6776512925768131E-3,null,1.7153153897010399E-3,3.566666848670196E-4,5.2159020587127014E-5,5.1542598684164824E-4,2.6395670819968349E-3]
[2004,10,23,3,1.4178125604291994E-3,4.0583581537024106E-4,7.9835317439708373E-5,5.5887847496482741E-4,2.462362168203976E-3,null,1.4733324794253008E-3,3.4494130409107055E-4,5.2159020587127014E-5,5.4607789786329528E-4,2.4165107019667939E-3]
[2004,10,23,7,1.7437111213250689E-3,4.3648728329373043E-4,6.121346355578337E-5,5.255133884463889E-4,2.7669252566209714E-3,null,1.8119928553924146E-3,3.709936063211939E-4,3.9992755189164024E-5,5.1347700674977991E-4,2.7364562236525526E-3]
[2004,10,23,10,2.4192483868652795E-3,4.8502269173858492E-4,0,4.8651280666509348E-4,3.390783885268958E-3,null,2.5139833879641196E-3,4.1224641459856924E-4,0,4.7536969600406608E-4,3.4015994985667551E-3]
[2004,10,23,13,2.4152458505199335E-3,4.6889370926189722E-4,0,4.4234018083657428E-4,3.326479740618405E-3,null,2.5098241168712652E-3,3.985375401265242E-4,0,4.3220880193481825E-4,3.3405704589326078E-3]
[2004,10,23,17,2.6751326067027737E-3,5.559527478119407E-4,0,5.5887575357395543E-4,3.7899611080886696E-3,null,2.7798877413187395E-3,4.7253361724202081E-4,0,5.4607523880327916E-4,3.7984965973640395E-3]
[2004,10,23,21,2.644218177027769E-3,4.6128463582635658E-4,7.9835317439708373E-5,4.6918543160773528E-4,3.6545235619015693E-3,null,2.747762737919626E-3,3.9207018654565404E-4,5.2159020587127014E-5,4.5843918790495461E-4,3.6504311329573617E-3]
[2004,10,23,24,1.8388369949192988E-3,4.33893978763382E-4,7.9835317439708373E-5,5.4956660757512306E-4,2.9021328986975122E-3,null,1.9108437494468852E-3,3.6878941976908392E-4,5.2159020587127014E-5,5.3697930989267872E-4,2.8687714996957748E-3]
[2004,10,24,1,1.5641521154243026E-3,4.3261574115688924E-4,7.9835317439708373E-5,5.6728828113201686E-4,2.6438914551529173E-3,null,1.6254025240958474E-3,3.6770297808448393E-4,5.2159020587127014E-5,5.5429508546119954E-4,2.599559608228658E-3]
[2004,10,24,4,1.4538829721085912E-3,4.0259478177144634E-4,7.9835317439708373E-5,5.5691762560827393E-4,2.4932306969280196E-3,null,1.5108153671896764E-3,3.4218657837729562E-4,5.2159020587127014E-5,5.4416195988640206E-4,2.4493229260405011E-3]
[2004,10,24,8,2.0893133009294877E-3,5.2646950496739136E-4,0,6.0498310234535758E-4,3.2207659082422371E-3,null,2.1711284212511525E-3,4.4747425123620247E-4,0,5.9112654283627428E-4,3.2097292153236293E-3]
[2004,10,24,11,2.5878347008770506E-3,6.1875542704267056E-4,0,6.7057916838927337E-4,3.8771692963089945E-3,null,2.6891713493015085E-3,5.2591293285145745E-4,0,6.5522019370664955E-4,3.8703044758596154E-3]
[2004,10,24,14,2.4188568260137644E-3,6.2748937458370559E-4,0,6.5217079595033698E-4,3.6985169965478072E-3,null,2.5135764940372989E-3,5.3333637637360972E-4,0,6.3723344743739732E-4,3.684146317848306E-3]
[2004,10,24,19,3.3404102635081752E-3,5.1936434424611092E-4,7.9835317439708373E-5,5.2200832581584958E-4,4.4616182510098436E-3,null,3.4712169106065598E-3,4.4143519969823208E-4,5.2159020587127014E-5,5.1005222422745332E-4,4.4748633551193722E-3]
[2004,10,24,22,2.4737397682331355E-3,4.2364417387413789E-4,7.9835317439708373E-5,4.4574500495433083E-4,3.4229642645013125E-3,null,2.5706085895307561E-3,3.600775689878772E-4,5.2159020587127014E-5,4.3553564181165512E-4,3.4183808209174152E-3]
[2004,10,25,1,1.4034755650772343E-3,3.9287234547445878E-4,7.9835317439708373E-5,5.2141811469150299E-4,2.3976013426829043E-3,null,1.4584340637256788E-3,3.3392296602912047E-4,5.2159020587127014E-5,5.0947553132458384E-4,2.3539915816665103E-3]
[2004,10,25,2,1.2929052208029502E-3,3.9432871429593197E-4,7.9835317439708373E-5,5.3973843830094849E-4,2.3068076908395389E-3,null,1.3435339111757358E-3,3.3516081084589258E-4,5.2159020587127014E-5,5.2737624543859748E-4,2.2582299880473528E-3]
[2004,10,25,5,1.4842634508152818E-3,3.9877999074625526E-4,7.9835317439708373E-5,5.4151543969800631E-4,2.5043941986992516E-3,null,1.5423855107109794E-3,3.3894418590913985E-4,5.2159020587127014E-5,5.2911254631772249E-4,2.4626012635249688E-3]
[2004,10,25,9,2.1321634585190238E-3,6.3357127208919252E-4,0,6.6929546629204955E-4,3.435030196900266E-3,null,2.2156565420247791E-3,5.3850570243463519E-4,0,6.5396589357856038E-4,3.4081281380379746E-3]
[2004,10,25,11,2.2170129160602979E-3,6.7373320421712946E-4,0,7.1176375560917085E-4,3.6025098758865983E-3,null,2.3038286073218542E-3,5.7264145073075137E-4,0,6.9546148733461502E-4,3.5719315453872206E-3]
[2004,10,25,16,2.4207913020702914E-3,6.4526228557905169E-4,0,6.7367148480680953E-4,3.7397250724561528E-3,null,2.5155867219646697E-3,5.484425125598315E-4,0,6.5824168357333764E-4,3.7222709180978388E-3]
[2004,10,25,20,3.0407386655134372E-3,5.4728004589892673E-4,7.9835317439708373E-5,5.4199703736455991E-4,4.2098510662166326E-3,null,3.159810515424623E-3,4.6516222961537926E-4,5.2159020587127014E-5,5.2958311345019968E-4,4.2067148790773286E-3]
[2004,10,25,23,1.9405286939727933E-3,4.4201707155741262E-4,7.9835317439708373E-5,5.1804983135387466E-4,2.980430914323789E-3,null,2.0165175791794286E-3,3.7569366556382597E-4,5.2159020587127014E-5,5.0618439529624454E-4,2.9505546606266265E-3]
[2004,10,25,24,1.5905037955735056E-3,4.3020030294892695E-4,7.9835317439708373E-5,5.4091232576326809E-4,2.6414517417254089E-3,null,1.6527861059139508E-3,3.6564996951833308E-4,5.2159020587127014E-5,5.2852324613099648E-4,2.5991183421504075E-3]
[2004,10,26,3,1.3943342447813392E-3,3.6681358156161604E-4,7.9835317439708373E-5,5.0820333351041269E-4,2.3491864772930762E-3,null,1.4489347797775277E-3,3.1177424561888034E-4,5.2159020587127014E-5,4.9656342207123072E-4,2.3094314680547658E-3]
[2004,10,26,8,2.2703427160078548E-3,5.5147396876915628E-4,0,5.8403790303967215E-4,3.4058545878166832E-3,null,2.3592467412677154E-3,4.6872686627218732E-4,0,5.7066107329408757E-4,3.3986346808339901E-3]
[2004,10,26,11,1.9640936915186575E-3,6.4800058036559383E-4,0,6.3290404401634677E-4,3.244998315900598E-3,null,2.0410053550892352E-3,5.5076993399205264E-4,0,6.1840798203469224E-4,3.2101832711159801E-3]
[2004,10,26,14,1.81361879814179E-3,6.4432351575272181E-4,0,6.2542309494814999E-4,3.0833654088426618E-3,null,1.8846380369134917E-3,5.4764460247927309E-4,0,6.1109837695204816E-4,3.043381016344813E-3]
[2004,10,26,17,2.6434672030365477E-3,6.1428280124548203E-4,0,5.9333183936566346E-4,3.8510818436476935E-3,null,2.7469823566454361E-3,5.2211141185019708E-4,0,5.7974214089486084E-4,3.848835909390494E-3]
[2004,10,26,21,2.7984257349948803E-3,5.6703038591894236E-4,7.9835317439708373E-5,5.8489093915648632E-4,4.0301823775100174E-3,null,2.9080088875637136E-3,4.8194908721820338E-4,5.2159020587127014E-5,5.7149457143427032E-4,4.0136115668033146E-3]
[2004,10,26,24,1.6309382257897697E-3,4.3011294519606288E-4,7.9835317439708373E-5,5.4196824791064491E-4,2.6828547363361862E-3,null,1.6948039021920736E-3,3.6557571954813785E-4,5.2159020587127014E-5,5.2955498339119986E-4,2.6420936257185385E-3]
[2004,10,27,1,1.3501489269619185E-3,3.6386383144244969E-4,7.9835317439708373E-5,4.768708951111625E-4,2.2707189709552391E-3,null,1.4030192154257947E-3,3.0926709712603536E-4,5.2159020587127014E-5,4.6594862321523516E-4,2.2303939563541922E-3]
[2004,10,27,5,1.5703387976990883E-3,3.8424671771325795E-4,7.9835317439708373E-5,5.2074765651405005E-4,2.555168489366105E-3,null,1.6318314697757808E-3,3.2659158921153139E-4,5.2159020587127014E-5,5.0882042935063176E-4,2.5194025089250709E-3]
[2004,10,27,8,2.2520035101292529E-3,5.5331623740385513E-4,0,5.6798069881299959E-4,3.3733004463461077E-3,null,2.3401893930526363E-3,4.7029270773139755E-4,0,5.5497164397724937E-4,3.365453744761283E-3]
[2004,10,27,12,1.9000920068741728E-3,6.296724103364784E-4,0,5.991852247691663E-4,3.1289496419798176E-3,null,1.9744974376420163E-3,5.3519185381280992E-4,0,5.8546146010236778E-4,3.0951507515571942E-3]
[2004,10,27,15,1.8578856887767649E-3,6.3014115461795665E-4,0,6.1073571078880591E-4,3.0987625541835278E-3,null,1.9306383683789802E-3,5.3559026434636724E-4,0,5.9674739328363961E-4,3.0629760260089869E-3]
[2004,10,27,19,3.0664192415328063E-3,5.6176385482768429E-4,7.9835317439708373E-5,5.1720504200066973E-4,4.2252234558008686E-3,null,3.1864967134423872E-3,4.7747278415708144E-4,5.2159020587127014E-5,5.0535895503543563E-4,4.2214874732220313E-3]
[2004,10,27,22,2.290599961338291E-3,4.2531483347366589E-4,7.9835317439708373E-5,4.4441115677870067E-4,3.2401612690303662E-3,null,2.380297237166823E-3,3.6149755086017135E-4,5.2159020587127014E-5,4.3423234415313866E-4,3.2281861527672603E-3]
[2004,10,28,2,1.3461231401621142E-3,3.4492262321129052E-4,7.9835317439708373E-5,4.6821429622710816E-4,2.2390953770402211E-3,null,1.3988357834172664E-3,2.9316796338556934E-4,5.2159020587127014E-5,4.5749029545167681E-4,2.2016530628416395E-3]
[2004,10,28,3,1.3309843115522999E-3,3.3676435555293782E-4,7.9835317439708373E-5,4.6513853255713265E-4,2.2127225171020785E-3,null,1.3831041355860888E-3,2.8623382061497907E-4,5.2159020587127014E-5,4.5448497920769335E-4,2.1759819559958884E-3]
[2004,10,28,6,1.852430993649815E-3,4.4363523589215938E-4,7.9835317439708373E-5,5.5457166591310516E-4,2.930473212894788E-3,null,1.9249700736267701E-3,3.7706902893670124E-4,5.2159020587127014E-5,5.4186973215497895E-4,2.8960678553055772E-3]
[2004,10,28,9,2.0880137993912707E-3,5.8951377217831397E-4,0,5.7704277537708615E-4,3.2545703469466711E-3,null,2.1697780327183135E-3,5.0105890523565876E-4,0,5.6382616234227332E-4,{"$f":"SUM(K7235:N7235)","v":3.2346631002962457E-3}]
[2004,10,28,13,1.8708958210069679E-3,6.0822117980279878E-4,0,5.7096889658826905E-4,3.0500858973980358E-3,null,1.9441579625138871E-3,5.1695931948634785E-4,0,5.5789139993961965E-4,3.0190086819398545E-3]
[2004,10,28,16,2.2146079333628579E-3,6.5682522165251274E-4,0,6.5927012058327838E-4,3.5307032755986494E-3,null,2.3013294482514047E-3,5.5827046292114362E-4,0,6.441701688275882E-4,3.5037700800001365E-3]
[2004,10,28,19,3.0765459588466253E-3,5.4955653052199285E-4,7.9835317439708373E-5,4.9783903848571009E-4,4.2037768452940364E-3,null,3.1970199814291595E-3,4.6709713418733608E-4,5.2159020587127014E-5,4.8643651131432457E-4,4.2027126475179472E-3]
[2004,10,28,24,1.4738273272897147E-3,3.7837654397705653E-4,7.9835317439708373E-5,4.6716274370520698E-4,2.3992019324116866E-3,null,1.5315407205189261E-3,3.2160221836963269E-4,5.2159020587127014E-5,4.5646282773485557E-4,2.3617647872105412E-3]
[2004,10,29,3,1.1171195374174837E-3,3.5195171843740091E-4,7.9835317439708373E-5,4.7552827684365457E-4,2.0244348501382474E-3,null,1.1608646613904337E-3,2.9914236283984835E-4,5.2159020587127014E-5,4.6463675633540993E-4,1.9768028011528192E-3]
[2004,10,29,4,1.1483315930641718E-3,3.4658677770973067E-4,7.9835317439708373E-5,4.6832993351874789E-4,2.0430836217323585E-3,null,1.1932989454540299E-3,2.945824162287155E-4,5.2159020587127014E-5,4.5760328418171728E-4,1.9976436664515896E-3]
[2004,10,29,7,1.8636718385297013E-3,4.3869696866526305E-4,7.1858172521132704E-5,4.4671752993770907E-4,2.8209445096538058E-3,null,1.9366510971414051E-3,3.7287173467955985E-4,4.6947291250061276E-5,4.3648589204016165E-4,2.792956015111188E-3]
[2004,10,29,10,1.8635614804569877E-3,5.698930745270689E-4,0,5.1980386215765299E-4,2.9532584171417099E-3,null,1.9365364175727275E-3,4.8438223753243323E-4,0,5.0789825170156596E-4,2.9288169068067268E-3]
[2004,10,29,16,1.9965123981645324E-3,5.6723708144184183E-4,0,5.0166376768172533E-4,3.0654132472880996E-3,null,2.0746935412256796E-3,4.8212476866503105E-4,0,4.9017363874509176E-4,3.0469919486358025E-3]
[2004,10,29,18,2.4724909136171012E-3,4.8676681012242625E-4,5.7215310858402767E-5,4.0786217856978596E-4,3.4243352131677158E-3,null,2.5693108311956726E-3,4.1372883297325752E-4,3.7380631438160695E-5,3.9852048534406282E-4,3.4189407809511537E-3]
[2004,10,29,22,2.0766087077174469E-3,3.6192338231352936E-4,7.9835317439708373E-5,3.4282943636564501E-4,2.8611968438363297E-3,null,2.1579263306930607E-3,3.0761780687687011E-4,5.2159020587127014E-5,3.3497725591953028E-4,2.8526804140765879E-3]
[2004,10,30,1,1.2054769039737303E-3,3.1024960879415199E-4,7.9835317439708373E-5,4.0245465265712946E-4,1.99801648286472E-3,null,1.2526820014091996E-3,2.6369753628956481E-4,5.2159020587127014E-5,3.9323681364206967E-4,1.9617753719279613E-3]
[2004,10,30,4,1.0838323404752618E-3,3.1118280911931003E-4,7.9835317439708373E-5,4.2713793899744578E-4,1.9019884060317259E-3,null,1.1262739758705115E-3,2.6449071255678152E-4,5.2159020587127014E-5,4.1735475290950345E-4,1.8602784619239235E-3]
[2004,10,30,5,1.1166870151580969E-3,3.2863681329301279E-4,7.9835317439708373E-5,4.3732253810451952E-4,1.9624816839953377E-3,null,1.1604152020538369E-3,2.7932579298406088E-4,5.2159020587127014E-5,4.2730608351195909E-4,1.9192060991369839E-3]
[2004,10,30,9,2.0170816698901499E-3,4.6682087965078863E-4,0,4.8077958247857869E-4,2.964682132019517E-3,null,2.0960682821168893E-3,3.9677573271048309E-4,0,4.6976778583576333E-4,2.962611800663136E-3]
[2004,10,30,13,2.2195552670124757E-3,4.5044819071645619E-4,0,3.9083564473247527E-4,3.0608391024614071E-3,null,2.3064705138308556E-3,3.8285971924249042E-4,0,3.8188392798450084E-4,3.0712141610578468E-3]
[2004,10,30,16,2.0706923734992882E-3,5.2562136577765793E-4,0,4.9999594907000253E-4,3.0963096883469491E-3,null,2.1517783195905849E-3,4.4675337292266452E-4,0,4.8854401992399793E-4,3.0870757124372471E-3]
[2004,10,30,19,2.5660951678123252E-3,3.648294649330557E-4,7.9835317439708373E-5,3.0191923064335879E-4,3.3126791808284484E-3,null,2.6665805209750162E-3,3.1008784005435422E-4,5.2159020587127014E-5,2.9500405934332119E-4,3.3238314409598188E-3]
[2004,10,30,23,1.6486734184860022E-3,3.2976505066220315E-4,7.9835317439708373E-5,3.9021712032045515E-4,2.4484909069083689E-3,null,1.7132335847590808E-3,2.8028474154087509E-4,5.2159020587127014E-5,3.8127957028274046E-4,2.4269569171698232E-3]
[2004,10,31,2,1.1303329482065952E-3,2.9963863403817571E-4,7.9835317439708373E-5,4.185231804621022E-4,1.9283300801465814E-3,null,{"$f":"E7300*R$5","v":1.1745954942402241E-3},{"$f":"F7300*S$5","v":2.5467870815419006E-4},{"$f":"G7300*T$5","v":5.2159020587127014E-5},{"$f":"H7300*V$5","v":4.08937307181474E-4},1.8903705301630152E-3]
[2004,10,31,5,1.1123184406085904E-3,2.9793845872947832E-4,7.9835317439708373E-5,4.1421215312588742E-4,1.9043043699036644E-3,null,1.1558755591192093E-3,2.5323363932104506E-4,5.2159020587127014E-5,4.0472501980443818E-4,1.8659932388318194E-3]
[2004,10,31,6,1.1063432094512962E-3,3.324314956154642E-4,7.9835317439708373E-5,4.3529795674643085E-4,1.9539079792528996E-3,null,1.1496663447407936E-3,2.8255109400320228E-4,5.2159020587127014E-5,4.2532787325408886E-4,1.9097043325852119E-3]
[2004,10,31,10,1.9393821612348834E-3,4.5897923647269064E-4,0,4.9397874329207834E-4,2.8923401409996527E-3,null,2.0153261495302402E-3,3.9011070581628871E-4,0,4.8266463249111016E-4,2.8881014878376389E-3]
[2004,10,31,14,1.8495150008079016E-3,4.7228772958750879E-4,0,4.671705233302687E-4,2.7889732537256791E-3,null,1.9219398938387861E-3,4.0142229734333124E-4,0,4.564704291750437E-4,2.7798326203571609E-3]
[2004,10,31,17,2.3843685967997663E-3,3.9199679852749855E-4,0,3.5995716567438913E-4,3.136322561001654E-3,null,2.4777377451948805E-3,3.3317879241447318E-4,0,3.5171269096500983E-4,3.1626292285743636E-3]
[2004,10,31,20,2.4829105483189185E-3,3.2804256793785155E-4,7.9835317439708373E-5,3.1885281622264736E-4,3.2096412499191258E-3,null,2.5801384868804882E-3,2.7882071245642837E-4,5.2159020587127014E-5,3.1154979733583928E-4,3.2226680172598829E-3]
[2004,10,31,24,1.2805093186224062E-3,3.0761978706073025E-4,7.9835317439708373E-5,3.9520804208658983E-4,2.0631724652094346E-3,null,1.330652599637033E-3,2.6146231183697195E-4,5.2159020587127014E-5,3.8615617975785494E-4,2.030430111818987E-3]
[2004,11,1,3,1.1227498358755575E-3,3.9532601346004166E-4,8.2711653982499585E-5,5.1857953371866087E-4,2.1193670370367595E-3,null,1.1667154358994613E-3,3.3600846810335545E-4,5.4038225201854737E-5,5.067019653348364E-4,2.0634640945395078E-3]
[2004,11,1,7,1.8270248857855942E-3,4.6533483936284461E-4,7.9961215809638757E-5,4.4074021978493072E-4,2.8130611607430078E-3,null,1.8985690916233325E-3,3.9551266854649935E-4,5.2241274104488473E-5,4.3064548646127161E-4,2.7769685207355921E-3]
[2004,11,1,8,1.9442199964774685E-3,5.443113480967576E-4,0,4.72657386415135E-4,2.9611887309893615E-3,null,2.0203534288702196E-3,4.6263897648554327E-4,0,4.6183162090717485E-4,2.9448240262629375E-3]
[2004,11,1,11,1.9409089390386338E-3,7.055182710938309E-4,0,6.2446937705604719E-4,3.2708965871885119E-3,null,2.0169127142073439E-3,5.9965725861125824E-4,0,6.1016650305637356E-4,3.2267364758749757E-3]
[2004,11,1,15,1.8164370284645276E-3,6.8085122060477165E-4,0,5.8476365180272483E-4,3.0820519008720243E-3,null,1.887566625913813E-3,5.7869142897886371E-4,0,5.7137019947564181E-4,3.0376282543683186E-3]
[2004,11,1,18,2.9299291080604702E-3,5.3439516958895248E-4,6.4790795592054132E-5,3.632728136422626E-4,3.8923878868837394E-3,null,3.0446617823813929E-3,4.5421069239493964E-4,4.2329943056773475E-5,3.5495239718641154E-4,3.8961548150195178E-3]
[2004,11,1,20,2.8069373645249812E-3,5.321327825681902E-4,8.2711653982499585E-5,4.0054949355767638E-4,3.8223312946333477E-3,null,2.9168538227755565E-3,4.5228777012010663E-4,5.4038225201854737E-5,3.9137529039018571E-4,3.8145551084877035E-3]
[2004,11,2,2,1.3995092457944817E-3,4.1867823134820526E-4,8.2711653982499585E-5,5.0290228400100029E-4,2.403801415126187E-3,null,1.4543124279141853E-3,3.5585675203170545E-4,5.4038225201854737E-5,4.91383788032272E-4,2.3555911931800178E-3]
[2004,11,2,5,1.5167627586526134E-3,4.2160559865989263E-4,8.2711653982499585E-5,4.9955239352116705E-4,2.5206324048161729E-3,null,1.5761574542893938E-3,3.583448761937531E-4,5.4038225201854737E-5,4.8811062359090617E-4,2.4766511792759078E-3]
[2004,11,2,6,1.7711192775150052E-3,4.8308459973988503E-4,8.2711653982499585E-5,5.4341348040320362E-4,2.8803290116405935E-3,null,1.8404742836452227E-3,4.1059912779893055E-4,5.4038225201854737E-5,5.3096711421536484E-4,2.8360787508613728E-3]
[2004,11,2,9,2.0784824934831493E-3,6.9817976281534187E-4,0,5.9545731690186681E-4,3.3721195732003581E-3,null,2.1598734917672004E-3,5.934198726541914E-4,0,5.8181893640035711E-4,3.3351123008217489E-3]
[2004,11,2,12,1.8911098400354984E-3,7.4832388210022594E-4,0,6.136523667745245E-4,3.253086088910249E-3,null,1.9651635394185235E-3,6.3604000927975355E-4,0,5.9959724605274448E-4,3.2008007947510217E-3]
[2004,11,2,16,2.1072397625037159E-3,7.6061062096357494E-4,0,6.5217592081263963E-4,3.5200263042799306E-3,null,2.1897568625667552E-3,6.46483157878365E-4,0,6.3723845491962903E-4,3.4734784753647492E-3]
[2004,11,2,21,2.8007615337303127E-3,6.4082910359642776E-4,8.2711653982499585E-5,5.5989440083277953E-4,4.0841966921420199E-3,null,2.910436153507296E-3,5.4467451694080449E-4,5.4038225201854737E-5,5.4707055492061204E-4,4.0562194505705676E-3]
[2004,11,2,23,2.0573241801550915E-3,4.7916872264094478E-4,8.2711653982499585E-5,4.4891916226270641E-4,3.0681237190412422E-3,null,2.1378866430778027E-3,4.072708169352466E-4,5.4038225201854737E-5,4.3863709808182946E-4,3.0378327832967338E-3]
[2004,11,3,3,1.3360118113325409E-3,3.8450024836568606E-4,8.2711653982499585E-5,4.6101131953555567E-4,2.264235033216282E-3,null,1.3883285065101904E-3,3.2680707830974175E-4,5.4038225201854737E-5,4.5045229605417125E-4,2.2196261060759581E-3]
[2004,11,3,6,1.8530403058714595E-3,5.0551697811114017E-4,8.2711653982499585E-5,5.5742580531335665E-4,2.9986947432784558E-3,null,1.9256032458184369E-3,4.2966559151698825E-4,5.4038225201854737E-5,5.4465850022123211E-4,2.9539655627585119E-3]
[2004,11,3,7,2.2237875540449164E-3,5.6664553380826913E-4,8.2711653982499585E-5,4.9878179265976032E-4,3.3719265344954452E-3,null,2.3108685323850555E-3,4.8162198107352586E-4,5.4038225201854737E-5,4.8735767260542562E-4,3.333886411265862E-3]
[2004,11,3,10,1.9520182632147606E-3,7.0963811689695572E-4,0,5.5813357099625672E-4,3.2197899511079734E-3,null,2.0284570668178169E-3,6.0315893325445734E-4,0,5.4535005520789024E-4,3.1769660552801648E-3]
[2004,11,3,14,1.726870206049203E-3,7.4259796913310689E-4,0,5.9688576164254516E-4,3.0663539368248551E-3,null,1.7944924691272006E-3,6.3117325328832354E-4,0,5.8321466398004714E-4,3.0088803863955712E-3]
[2004,11,3,18,3.1559184421171512E-3,5.9337629032416971E-4,6.8926378291179113E-5,3.779945939688738E-4,4.1962157047013742E-3,null,3.2795006004044253E-3,5.0434186350559705E-4,4.5031854316866209E-5,3.6933698921076354E-4,4.198211307437652E-3]
[2004,11,3,21,2.6613064796243576E-3,5.7968216797350575E-4,8.2711653982499585E-5,4.6969784288735468E-4,3.7933981444677181E-3,null,2.7655201989102238E-3,4.9270250531412911E-4,5.4038225201854737E-5,4.5893986289415262E-4,3.7712007923203605E-3]
[2004,11,4,1,1.3314907586121573E-3,3.9835435796467539E-4,8.2711653982499585E-5,4.4287240618640859E-4,2.2554291767457406E-3,null,1.3836304145338303E-3,3.3858241811738363E-4,5.4038225201854737E-5,4.32728837171898E-4,2.2089798950249667E-3]
[2004,11,4,4,1.3624447139069754E-3,3.880301339336357E-4,8.2711653982499585E-5,4.683371645296799E-4,2.3015236663527904E-3,null,1.4157964913308425E-3,3.2980731457521282E-4,5.4038225201854737E-5,4.5761034957325777E-4,2.257252380681168E-3]
[2004,11,4,7,2.1913982460392747E-3,5.4790324876187381E-4,8.2711653982499585E-5,4.6771057911438907E-4,3.289723727898037E-3,null,2.2772108961059863E-3,4.6569192265901111E-4,5.4038225201854737E-5,4.5699811549779917E-4,3.2539391594646515E-3]
[2004,11,4,11,1.8684762727523173E-3,7.3041357857932905E-4,0,5.7507488953476276E-4,3.1739647408664091E-3,null,1.941643667515658E-3,6.208170959261627E-4,0,5.6190334904358873E-4,3.1243641124854096E-3]
[2004,11,4,12,1.8278834056881302E-3,7.2247003558695169E-4,0,5.5752791685692474E-4,3.1078813581320065E-3,null,1.8994612301837755E-3,6.1406545899536495E-4,0,5.4475827299752791E-4,3.0582849621766683E-3]
[2004,11,4,15,1.7723312340494684E-3,7.2627475126393415E-4,0,5.792913712118178E-4,3.0778973565252204E-3,null,1.8417336990120439E-3,6.1729928789269078E-4,0,5.6602325623938878E-4,3.0250562431441237E-3]
[2004,11,4,19,3.0674886221950808E-3,6.1806111427839528E-4,8.2711653982499585E-5,4.2851209862045624E-4,4.1967734890764321E-3,null,3.1876079698288599E-3,5.2532279974519698E-4,5.4038225201854737E-5,4.1869743872024144E-4,4.1856664334961532E-3]
[2004,11,4,22,2.3020070457581104E-3,4.6149725156066374E-4,8.2711653982499585E-5,3.7212786430925398E-4,3.2183438156105277E-3,null,2.3921510099717265E-3,3.9225089989298459E-4,5.4038225201854737E-5,3.6360463138456698E-4,3.2020447664511328E-3]
[2004,11,5,2,1.2885676362099393E-3,4.2267242558212815E-4,8.2711653982499585E-5,4.9860563971034844E-4,2.2925573554849156E-3,null,1.339026471728872E-3,3.5925162876673556E-4,5.4038225201854737E-5,4.871855542708927E-4,2.2395018799683552E-3]
[2004,11,5,4,1.3010990060671552E-3,4.3219849025172795E-4,8.2711653982499585E-5,5.2415791022357547E-4,2.3401670605249581E-3,null,1.3520485557035958E-3,3.6734833449239925E-4,5.4038225201854737E-5,5.1215257445962948E-4,2.2855876898574792E-3]
[2004,11,5,9,2.2346060431111012E-3,6.3283184209093782E-4,0,4.7569022907176109E-4,3.3431281142738E-3,null,2.3221106611151692E-3,5.378772218071939E-4,0,4.6479499920258112E-4,{"$f":"SUM(K7427:N7427)","v":3.3247828821249444E-3}]
[2004,11,5,10,2.0790328937992679E-3,7.2041821175568006E-4,0,5.8323884109334854E-4,3.3826899466482966E-3,null,{"$f":"E7428*R$5","v":2.1604454451304702E-3},{"$f":"F7428*S$5","v":6.1232150550156528E-4},{"$f":"G7428*T$5","v":0},{"$f":"H7428*V$5","v":5.6988031309762729E-4},3.3426472637296629E-3]
[2004,11,5,13,1.8749498593218978E-3,7.1719236997776778E-4,0,5.4843797792359609E-4,3.1405802072232616E-3,null,1.948370752334576E-3,6.0957969211910331E-4,0,5.3587653042418907E-4,3.0938269748778686E-3]
[2004,11,5,16,2.2178548138870268E-3,7.2229024919851653E-4,0,5.710078994035357E-4,3.5111529624890789E-3,null,2.3047034729050042E-3,6.1391264904381336E-4,0,5.5792950943269479E-4,3.4765456313815123E-3]
[2004,11,5,20,2.7728728720592117E-3,5.7110023727176241E-4,8.2711653982499585E-5,4.0194068826972132E-4,3.8286254515831949E-3,null,2.8814554037280035E-3,4.854082689363517E-4,5.4038225201854737E-5,3.9273462111753186E-4,3.8136365189837419E-3]
[2004,11,5,23,1.9725060228189778E-3,4.0662599864551717E-4,8.2711653982499585E-5,3.547954408427966E-4,2.8166391162897913E-3,null,2.0497471036661384E-3,3.4561292261048597E-4,5.4038225201854737E-5,3.4666919050533977E-4,2.7960674419838186E-3]
[2004,11,6,1,1.3424830443039431E-3,3.9980486904585093E-4,8.2711653982499585E-5,4.5018938942703612E-4,2.2751889567593298E-3,null,1.3950531455667161E-3,3.3981528413115029E-4,5.4038225201854737E-5,4.3987823190747856E-4,2.2287848868071999E-3]
[2004,11,6,7,1.5664306154461283E-3,4.7842623449995543E-4,8.2711653982499585E-5,4.6964692234498505E-4,2.5972154262735685E-3,null,1.6277702475737032E-3,4.0663973703070104E-4,5.4038225201854737E-5,4.5889010863811868E-4,2.5473383184443773E-3]
[2004,11,6,10,2.465199484395603E-3,5.9153104880131321E-4,0,5.1934312690926003E-4,3.5760736601061762E-3,null,2.5617338779415611E-3,5.0277349523165243E-4,0,5.0744806915350884E-4,3.571955442326722E-3]
[2004,11,6,11,2.7268197763833744E-3,5.603413061865079E-4,0,4.2917908579646468E-4,3.7163401683663467E-3,null,2.8335989214742759E-3,4.7626368489862218E-4,0,4.1934914919271831E-4,3.7292117555656167E-3]
[2004,11,6,14,2.3116337874176844E-3,6.2505409363680555E-4,0,5.1733101036789404E-4,3.4540188914223844E-3,null,2.402154723829215E-3,5.3126650241513355E-4,0,5.0548203821765248E-4,3.438903264462001E-3]
[2004,11,6,18,2.6678203308554602E-3,5.2185164983119682E-4,7.3061960990304095E-5,3.7943366172867726E-4,3.6421676034056384E-3,null,2.7722891251087778E-3,4.4354929214571556E-4,4.773376557695895E-5,3.7074309649948276E-4,3.6343152793309351E-3]
[2004,11,6,22,2.2063756598100889E-3,4.4289660521414781E-4,8.2711653982499585E-5,3.9112279532069953E-4,3.1231067143274362E-3,null,2.2927748082776011E-3,3.7644122769377116E-4,5.4038225201854737E-5,3.8216450166305875E-4,3.1054187628362859E-3]
[2004,11,7,1,1.4376199838063066E-3,4.5359149805326111E-4,8.2711653982499585E-5,5.4061341596816053E-4,2.5145365518102281E-3,null,1.4939155388576321E-3,3.8553138224228594E-4,5.4038225201854737E-5,5.2823118257894544E-4,2.4617163288807183E-3]
[2004,11,7,5,1.3900988167580227E-3,4.2052729502569286E-4,8.2711653982499585E-5,5.0844640091105529E-4,2.4017841666772706E-3,null,1.4445334972348401E-3,3.5742836895683592E-4,5.4038225201854737E-5,4.9680092224546873E-4,2.3528010136389995E-3]
[2004,11,7,8,1.9255122992009536E-3,5.558978362531484E-4,6.8992547366230142E-6,5.7487749033812406E-4,3.0631868805288489E-3,null,2.000913159555352E-3,4.7248694500664351E-4,4.5075084734913013E-6,5.6171047108680725E-4,3.0396180841222938E-3]
[2004,11,7,11,2.403836409115615E-3,6.5284900124056196E-4,0,6.3079002586433042E-4,3.6874754362205076E-3,null,2.4979678947850445E-3,5.5489086308715507E-4,0,6.1634238344714489E-4,3.6692011413193442E-3]
[2004,11,7,12,2.4390942965870589E-3,6.5528417641526435E-4,0,6.3138572097906718E-4,3.7257641939813903E-3,null,2.5346064408223821E-3,5.569606471442515E-4,0,6.1692443473484809E-4,3.7084915227014814E-3]
[2004,11,7,15,2.3280306759092899E-3,6.4989547512825222E-4,0,5.9037622692900162E-4,3.5683023779665441E-3,null,2.4191936957289168E-3,5.5238050517821176E-4,0,5.7685422393507363E-4,3.548428424842202E-3]
[2004,11,7,20,3.0105022268353408E-3,5.0705281880574534E-4,8.2711653982499585E-5,4.4786000646792251E-4,4.0481267060915082E-3,null,3.1283900523747642E-3,4.3097098367807669E-4,5.4038225201854737E-5,4.376022012378211E-4,4.0510014624925168E-3]
[2004,11,7,23,1.9209665695201837E-3,4.3620004769262169E-4,8.2711653982499585E-5,4.4995163854958487E-4,2.8898299097448901E-3,null,1.9961894242970478E-3,3.707494696061101E-4,5.4038225201854737E-5,4.396459264865516E-4,2.8606230455915644E-3]
[2004,11,8,2,1.3222607239089875E-3,4.1445160272503913E-4,8.2711653982499585E-5,5.1389228189256621E-4,2.3333162625090924E-3,null,{"$f":"E7492*R$5","v":1.3740389422236357E-3},{"$f":"F7492*S$5","v":3.5226431702728499E-4},{"$f":"G7492*T$5","v":5.4038225201854737E-5},{"$f":"H7492*V$5","v":5.021220705301371E-4},2.2824635549829123E-3]
[2004,11,8,6,1.8223619976517863E-3,4.5498987898652337E-4,8.2711653982499585E-5,4.9230790442129631E-4,2.8523714350421059E-3,null,1.8937236101209073E-3,3.8671994008875277E-4,5.4038225201854737E-5,4.8103206258710309E-4,2.8155138379986179E-3]
[2004,11,8,9,2.1634856664548919E-3,6.919099862537089E-4,0,6.1910841822479079E-4,3.4745040709333918E-3,null,2.2482052918152712E-3,5.8809085825570543E-4,0,6.0492833186130582E-4,3.4412244819322828E-3]
[2004,11,8,10,2.2364810283406842E-3,7.1949146293047537E-4,0,6.3452380173757478E-4,3.5904962930087343E-3,null,2.3240590686228243E-3,6.1153381270506008E-4,0,6.1999064075403485E-4,3.5555835220819191E-3]
[2004,11,8,16,2.4207523790703116E-3,7.3001272024365567E-4,0,6.3193528300933518E-4,3.7827003823233027E-3,null,2.5155462747845081E-3,6.2047638524507902E-4,0,6.174614095722725E-4,3.7534840696018595E-3]
[2004,11,8,17,2.9286713709116463E-3,6.5724212030589051E-4,0,5.3432012127413659E-4,4.1202336124916729E-3,null,3.0433547936836902E-3,5.5862480711582423E-4,0,5.2208202978260075E-4,4.1240616305821152E-3]
[2004,11,8,21,2.9254554767130176E-3,5.3532356635856864E-4,8.2711653982499585E-5,4.279060723686673E-4,3.9713967694227532E-3,null,3.0400129687447146E-3,4.5499978586647859E-4,5.4038225201854737E-5,4.1810529292030221E-4,3.9671562727333501E-3]
[2004,11,8,24,1.6325617413120185E-3,4.553723274887901E-4,8.2711653982499585E-5,5.0116050894925216E-4,2.6718062317325603E-3,null,1.6964909927261399E-3,3.8704500327963755E-4,5.4038225201854737E-5,4.8968190667269878E-4,2.627256127880331E-3]
[2004,11,9,3,1.4876391735203969E-3,4.1744499021426117E-4,8.2711653982499585E-5,5.0616469160063736E-4,2.4939605093177949E-3,null,1.5458934228580364E-3,3.5480855522676514E-4,5.4038225201854737E-5,4.9457147330516629E-4,2.4493116765918225E-3]
[2004,11,9,7,2.4079723500083604E-3,5.3749023408101819E-4,8.2711653982499585E-5,5.4076078092461983E-4,3.5689350189964985E-3,null,2.5022657943948633E-3,4.568413512518105E-4,5.4038225201854737E-5,5.2837517228197892E-4,3.5415205431305074E-3]
[2004,11,9,9,2.2264089524389025E-3,6.9716664312661797E-4,0,6.0901329816075297E-4,3.5325888937262732E-3,null,2.3135925817433173E-3,5.925587686968929E-4,0,5.9506443086996012E-4,3.5012157813101704E-3]
[2004,11,9,12,2.0212265507670935E-3,7.5417082117846461E-4,0,6.3249354294979952E-4,3.4078909148953576E-3,null,2.1003754717904676E-3,6.4100963175811653E-4,0,6.1800688310257668E-4,3.3593919866511607E-3]
[2004,11,9,15,1.9512467551274729E-3,7.6159612527892419E-4,0,6.530149095421323E-4,3.3658577899485292E-3,null,2.0276553473558339E-3,6.4732079007061944E-4,0,6.3805822741446556E-4,3.3130343648409191E-3]
[2004,11,9,18,3.3959918389054621E-3,6.2426274758193353E-4,7.8576071283374617E-5,4.3142480607267369E-4,4.5302554638434441E-3,null,3.5289749969544897E-3,5.3059389558789756E-4,5.1336313941762009E-5,4.2154343339322964E-4,4.5324486398773799E-3]
[2004,11,9,22,2.6828242215452807E-3,5.9658505829927573E-4,8.2711653982499585E-5,5.3228143349424528E-4,3.8944023673213013E-3,null,2.7878805510052783E-3,5.0706916496086405E-4,5.4038225201854737E-5,5.2009003619703155E-4,3.8690779773650286E-3]
[2004,11,10,1,1.5481619245175527E-3,4.7431662728203167E-4,8.2711653982499585E-5,5.5495785412721039E-4,2.6601480599092947E-3,null,1.6087861755934799E-3,4.0314676470207733E-4,5.4038225201854737E-5,5.4224707509729117E-4,2.6082182405947033E-3]
[2004,11,10,6,1.9268233558648996E-3,4.9916592093347562E-4,8.2711653982499585E-5,5.9548335705485731E-4,3.1041842878357325E-3,null,2.0022755556994331E-3,4.242674924280206E-4,5.4038225201854737E-5,5.8184438012854147E-4,3.06242565345785E-3]
[2004,11,10,9,2.2516867873688803E-3,7.2450611528672513E-4,0,6.58003459877102E-4,3.6341963625327075E-3,null,2.3398602677910511E-3,6.1579603071987505E-4,0,6.4293251977377841E-4,3.5985888182847045E-3]
[2004,11,10,12,2.0525321549320743E-3,7.7796628119117034E-4,0,6.7541305616902075E-4,3.5059114922922656E-3,null,2.1329069676253865E-3,6.6123465058929459E-4,0,6.5994336590868808E-4,3.4540849841233688E-3]
[2004,11,10,13,2.0087293532772854E-3,7.6043878421139981E-4,0,6.4941136299170627E-4,3.4185795004803912E-3,null,2.0873888983339926E-3,6.4633710474273421E-4,0,6.3453721665227252E-4,3.3682632197289996E-3]
[2004,11,10,16,2.2805018630129002E-3,7.9158044344871509E-4,0,7.2151576665232208E-4,3.7935980731139372E-3,null,2.3698037088553479E-3,6.7280604647248121E-4,0,7.0499013788913637E-4,3.7475998932169651E-3]
[2004,11,10,19,3.3662148937358494E-3,7.1802061269554327E-4,8.2711653982499585E-5,5.9171136210634206E-4,4.7586585225202344E-3,null,3.4980320206536054E-3,6.1028365936978261E-4,5.4038225201854737E-5,5.781587791177568E-4,4.7405126843429995E-3]
[2004,11,10,23,2.2063763372060854E-3,5.1527773355333273E-4,8.2711653982499585E-5,5.0220854306173195E-4,3.30657426780365E-3,null,2.2927755121996502E-3,4.3796177333147975E-4,5.4038225201854737E-5,4.9070593656590222E-4,3.275481447298887E-3]
[2004,11,11,3,1.6656864481537064E-3,4.8140802749190221E-4,8.2711653982499585E-5,6.1981462421731813E-4,2.8496207538454264E-3,null,1.7309128252189529E-3,4.0917412045428679E-4,5.4038225201854737E-5,6.0561836288080802E-4,2.7997435337559023E-3]
[2004,11,11,7,2.5278107437789171E-3,5.9730636162757958E-4,8.2711653982499585E-5,6.4660731494213747E-4,3.8544360743311338E-3,null,2.626796922663942E-3,5.0768223877369002E-4,5.4038225201854737E-5,6.3179739264220924E-4,3.8203147792816965E-3]
[2004,11,11,10,2.1966338702989023E-3,7.5699996507627948E-4,0,6.7682276329481049E-4,3.6304565986699927E-3,null,2.2826515414261553E-3,6.434142706505298E-4,0,6.613207850406427E-4,3.5873865971173279E-3]
[2004,11,11,13,2.0311113716793131E-3,7.6476097003074417E-4,0,6.5981030505899568E-4,3.4556826467690531E-3,null,2.1106473709890943E-3,6.500107588574862E-4,0,6.446979808943826E-4,3.4053561107409633E-3]
[2004,11,11,14,1.9162964597290956E-3,7.9000359700195943E-4,0,6.8834649548645953E-4,3.3946465522175142E-3,null,1.991336438345499E-3,6.7146580135587152E-4,0,6.7258057716477364E-4,3.3353828168661442E-3]
[2004,11,11,17,2.9849667403603185E-3,8.0011673450241345E-4,0,7.189734234239898E-4,4.5040568982867221E-3,null,3.1018546254420343E-3,6.8006149130175875E-4,0,7.0250602460160633E-4,4.4844221413453999E-3]
[2004,11,11,20,3.453314344702156E-3,7.369570445813487E-4,8.2711653982499585E-5,6.6890477314438001E-4,4.9418878164103836E-3,null,3.5885421865460023E-3,6.263787334419475E-4,5.4038225201854737E-5,6.5358414888387986E-4,4.9225432940736844E-3]
[2004,11,12,1,1.7072037057962524E-3,4.9554211019529058E-4,8.2711653982499585E-5,5.8353653516894915E-4,2.8689940051429916E-3,null,1.7740558512074618E-3,4.2118742419730413E-4,5.4038225201854737E-5,5.7017118877506422E-4,2.8194526893816846E-3]
[2004,11,12,4,1.6111168463890874E-3,4.9388041401109758E-4,8.2711653982499585E-5,6.2576452961677807E-4,2.8134734439994626E-3,null,1.6742063402342389E-3,4.1977506080533548E-4,5.4038225201854737E-5,6.1143199138605155E-4,2.7594516176274808E-3]
[2004,11,12,8,2.7842098584627815E-3,6.8129848815596335E-4,1.6548947728818521E-5,6.3145152481904347E-4,4.113508819166607E-3,null,2.8932363335584786E-3,5.7907158530450724E-4,1.0811968098387098E-5,6.1698873140078765E-4,4.10010861836216E-3]
[2004,11,12,11,2.5051569286887866E-3,7.8429682282341842E-4,0,6.8769497559274708E-4,3.9771487271049524E-3,null,2.603256010073155E-3,6.666153124321591E-4,0,6.7194397971128068E-4,3.9418153022165942E-3]
[2004,11,12,14,2.2281450085882802E-3,7.673990428355747E-4,0,6.5245885087542542E-4,3.6480029022992804E-3,null,2.3153966198668123E-3,6.5225299633166092E-4,0,6.3751490473984819E-4,3.6051645209383217E-3]
[2004,11,12,17,2.9023571176498577E-3,8.1267828821685831E-4,0,7.5944905197975507E-4,4.4744844578464707E-3,null,3.0160101043471251E-3,6.9073821956369815E-4,0,7.4205459758577591E-4,4.4488029214965995E-3]
[2004,11,12,19,3.3038440516937793E-3,7.4211978179066407E-4,8.2711653982499585E-5,6.6609294665888688E-4,4.7947684341258295E-3,null,3.4332188077407016E-3,6.3076681659827538E-4,5.4038225201854737E-5,6.5083672459552975E-4,4.7688605741363615E-3]
[2004,11,12,22,2.7897845510569943E-3,5.5349589144224292E-4,8.2711653982499585E-5,5.1408215732174018E-4,3.9400742538034774E-3,null,2.8990293247415861E-3,4.7044540519165047E-4,5.4038225201854737E-5,5.0230759704415382E-4,3.925820552179245E-3]
[2004,11,13,2,1.6751814784028598E-3,4.7927516647934667E-4,8.2711653982499585E-5,5.7767645406438381E-4,2.8148447529290901E-3,null,1.7407796699977639E-3,4.0736128917806064E-4,5.4038225201854737E-5,5.6444532722512558E-4,2.7666245116028049E-3]
[2004,11,13,5,1.697306511057087E-3,4.7877736813068278E-4,8.2711653982499585E-5,5.9165962566320692E-4,2.8504551588334768E-3,null,1.7637710936369722E-3,4.0693818405756788E-4,5.4038225201854737E-5,5.7810822764838422E-4,2.8028557305447791E-3]
[2004,11,13,9,2.4877433053123897E-3,5.750729493939655E-4,0,5.1420842790972907E-4,3.5770246826160841E-3,null,2.5851604891129237E-3,4.8878488688950349E-4,0,5.0243097552505754E-4,{"$f":"SUM(K7619:N7619)","v":3.5763763515274851E-3}]
[2004,11,13,10,2.8169186466228354E-3,5.5126418850903996E-4,0,4.3265328680387055E-4,3.8008361219357459E-3,null,{"$f":"E7620*R$5","v":2.9272259604695709E-3},{"$f":"F7620*S$5","v":4.6854856294419972E-4},{"$f":"G7620*T$5","v":0},{"$f":"H7620*V$5","v":4.2274377694788125E-4},3.8185183003616517E-3]
[2004,11,13,16,2.6479092371372091E-3,6.7181677924229297E-4,0,6.1709970531548383E-4,3.9368257216949865E-3,null,2.7515983357232613E-3,5.7101257987959267E-4,0,6.0296562660057049E-4,3.9255765422034246E-3]
[2004,11,13,17,3.0141944847545273E-3,6.6208889348667638E-4,1.3785275939455444E-6,5.7062451524936774E-4,4.2482864210845175E-3,null,3.1322268948930066E-3,5.6274433574857608E-4,9.0063710471032069E-7,5.5755490632600809E-4,4.2534267740723013E-3]
[2004,11,13,20,3.1007803984995368E-3,5.5437687729994415E-4,8.2711653982499585E-5,4.2913333351701891E-4,4.1670022632989993E-3,null,3.2222034140336059E-3,4.7119420162393188E-4,5.4038225201854737E-5,4.1930444482548754E-4,4.1667402856848798E-3]
[2004,11,13,24,2.0846727922568956E-3,5.1025492127633693E-4,8.2711653982499585E-5,5.7545246802678568E-4,3.2530918355425176E-3,null,2.1663061955640595E-3,4.3369261976884763E-4,5.4038225201854737E-5,5.622722794612708E-4,3.2163093199960328E-3]
[2004,11,14,3,1.7429986807355681E-3,5.5956306042157487E-4,8.2711653982499585E-5,7.0407188469420463E-4,3.0893452798338474E-3,null,1.8112525164439045E-3,4.756022127000326E-4,5.4038225201854737E-5,6.8794579136843034E-4,3.028838745714222E-3]
[2004,11,14,6,1.941983352928268E-3,5.9974722803680654E-4,8.2711653982499585E-5,7.4948066756330765E-4,3.3739229025108817E-3,null,2.0180292009166056E-3,5.0975686011173703E-4,5.4038225201854737E-5,7.323145294831899E-4,3.3141388157133874E-3]
[2004,11,14,11,2.6824868702789344E-3,7.42442438920551E-4,0,6.9133452370331167E-4,4.1162638329027973E-3,null,2.7875299894490084E-3,6.3104105994236253E-4,0,6.7550016745229996E-4,4.094071216843671E-3]
[2004,11,14,14,2.3514233800839657E-3,7.1581395687901584E-4,0,6.0059237936399947E-4,3.6678297163269809E-3,null,2.443502431456088E-3,6.0840810599029906E-4,0,5.8683638516664671E-4,3.6387469226130337E-3]
[2004,11,14,17,3.1626730654257798E-3,6.8383892162020244E-4,2.7570551051794345E-6,5.2497074117487954E-4,4.3742397833260414E-3,null,3.2865197270398059E-3,5.8123083394379202E-4,1.8012741553824159E-6,5.1294678829517633E-4,4.382498623434157E-3]
[2004,11,14,18,3.602947140418158E-3,6.7081522396603892E-4,8.2711653982499585E-5,5.2891603863070003E-4,4.8853900569973963E-3,null,3.7440344314791829E-3,5.7016130512752288E-4,5.4038225201854737E-5,5.1680172248503827E-4,4.8850356842935986E-3]
[2004,11,14,21,3.2460552999177866E-3,6.5389535990892085E-4,8.2711653982499585E-5,6.0660441419271328E-4,4.5892667280019199E-3,null,3.373167114510362E-3,5.5578021860961302E-4,5.4038225201854737E-5,5.9271072008597173E-4,4.5756962784078009E-3]
[2004,11,15,1,1.5073472974274852E-3,4.7749542199880638E-4,8.2711653982499585E-5,5.5089546084051606E-4,2.6184498342493073E-3,null,1.566373294366624E-3,4.058485903012836E-4,5.4038225201854737E-5,5.3827772704460116E-4,2.5645378369143637E-3]
[2004,11,15,4,1.4407545138567148E-3,4.7118792799523141E-4,8.2711653982499585E-5,5.7998431660802178E-4,2.574638412442468E-3,null,1.4971728135213598E-3,4.0048751785587888E-4,5.4038225201854737E-5,5.6670033038384729E-4,2.5183988869629408E-3]
[2004,11,15,8,2.298549734595708E-3,6.5213089007168672E-4,2.2063058021889043E-5,5.8907471894005482E-4,3.5618184016293387E-3,null,2.3885583144566684E-3,5.5428050245930321E-4,1.4414516463190155E-5,5.7558252574218638E-4,3.5328358591213485E-3]
[2004,11,15,12,2.3407958706690478E-3,7.965687998789312E-4,0,6.9610236385250985E-4,3.8334670344004891E-3,null,2.432458760922053E-3,6.7704591419026768E-4,0,6.8015880478161596E-4,3.7896634798939366E-3]
[2004,11,15,15,2.1687926233158847E-3,8.0892687767851999E-4,0,7.2947717369028543E-4,3.7071966746846899E-3,null,2.2537200630399264E-3,6.8754969752038149E-4,0,7.1276919651113596E-4,3.6540389570714439E-3]
[2004,11,15,16,2.5534772243739701E-3,7.9606709800370511E-4,0,7.3465558908189835E-4,4.0841999114595738E-3,null,2.6534684732966883E-3,6.7661949125628505E-4,0,7.1782900524950766E-4,4.0479169698024809E-3]
[2004,11,15,19,3.5332529579909745E-3,6.6592593787824245E-4,8.2711653982499585E-5,5.0733939442410751E-4,4.7892299442758241E-3,null,3.6716111045438666E-3,5.6600564252869514E-4,5.4038225201854737E-5,4.9571927068364839E-4,4.7873742429580647E-3]
[2004,11,16,1,1.5548797643983167E-3,4.8057540840562395E-4,8.2711653982499585E-5,5.6608862627523899E-4,2.6842554530616793E-3,null,1.6157670784040122E-3,4.0846643349676698E-4,5.4038225201854737E-5,5.5312290755187498E-4,{"$f":"SUM(K7683:N7683)","v":2.6313946446545086E-3}]
[2004,11,16,3,1.5069373674632923E-3,4.4469715894844168E-4,8.2711653982499585E-5,5.545991801284134E-4,2.5889453605226469E-3,null,1.565947312013673E-3,3.7797161345488683E-4,5.4038225201854737E-5,5.4189661618349316E-4,2.5398537668539075E-3]
[2004,11,16,6,1.930195951199603E-3,5.0812610189364296E-4,8.2711653982499585E-5,6.1128215094178294E-4,3.1323158580175287E-3,null,2.0057802180118282E-3,4.31883223687403E-4,5.4038225201854737E-5,5.972813177473875E-4,3.0889829846484735E-3]
[2004,11,16,9,2.2591267014720091E-3,7.3364129356879063E-4,0,6.7436297894159214E-4,3.6671309739823919E-3,null,2.3475915204250073E-3,6.2356050145010214E-4,0,6.5891733969613013E-4,3.6300693615712396E-3]
[2004,11,16,13,2.0182546990569214E-3,7.6806300075781854E-4,0,6.6324225627305972E-4,3.4495599560877997E-3,null,2.0972872457648024E-3,6.5281732925371086E-4,0,6.4805132654732333E-4,3.3981559015658367E-3]
[2004,11,16,16,2.2927087396684134E-3,7.9947113234433173E-4,0,7.3579735343308429E-4,3.8279772254458293E-3,null,2.3824885928455572E-3,6.7951275991359988E-4,0,7.1894461857991928E-4,3.780945971339076E-3]
[2004,11,16,17,2.8190995365703574E-3,7.6440927735795243E-4,5.5141102930705242E-6,6.5510227318458516E-4,4.2441251974059653E-3,null,2.929492251574203E-3,6.4971183667122869E-4,3.6025483648030579E-6,6.4009778198850537E-4,4.2229044185987403E-3]
[2004,11,16,22,2.7259820788874886E-3,6.344388335967284E-4,8.2711653982499585E-5,5.9959200442108505E-4,4.0427245708878016E-3,null,2.8327284207021229E-3,5.3924308880236034E-4,5.4038225201854737E-5,5.8585892285529866E-4,4.0118686575616371E-3]
[2004,11,16,24,1.7486257154257362E-3,5.3127266332960224E-4,8.2711653982499585E-5,5.9405778353225703E-4,2.9566678162700954E-3,null,1.8170998993796064E-3,4.5155670933001431E-4,5.4038225201854737E-5,5.804514580044247E-4,2.9031462919159004E-3]
[2004,11,17,4,1.4628195787992507E-3,4.3050188640637361E-4,8.2711653982499585E-5,5.372019257179441E-4,2.5132350449060684E-3,null,1.5201019211818431E-3,3.6590630123466779E-4,5.4038225201854737E-5,5.248978292510389E-4,2.4649442768694043E-3]
[2004,11,17,7,2.3304218574337851E-3,5.533347292868084E-4,8.2711653982499585E-5,5.6848522672295495E-4,3.5349534674260479E-3,null,2.4216785131882666E-3,4.7030842495984169E-4,5.4038225201854737E-5,5.5546461615782786E-4,3.5014897795077908E-3]
[2004,11,17,10,2.0844670960119497E-3,7.3520578755074256E-4,0,6.3487214062664908E-4,3.4545450241893413E-3,null,2.1660924444893174E-3,6.2489024755416349E-4,0,6.2033100127391663E-4,3.4113136933173974E-3]
[2004,11,17,14,1.8218182226308601E-3,7.7052466265033258E-4,0,6.498746672188849E-4,3.2422175525000773E-3,null,1.8931585414918156E-3,6.5490962577184945E-4,0,6.3498990933911256E-4,3.1830580766027778E-3]
[2004,11,17,15,1.9105961270841608E-3,7.6488153296151013E-4,0,6.5833227496032369E-4,3.3338099350059946E-3,null,1.9854128871909173E-3,6.5011323166296172E-4,0,6.4325380366191305E-4,3.278779922515792E-3]
[2004,11,17,19,3.2496681265750524E-3,6.9615370859730543E-4,8.2711653982499585E-5,5.5303657266568898E-4,4.5815700618205462E-3,null,3.3769214153292742E-3,5.9169782211636204E-4,5.4038225201854737E-5,5.403697987506268E-4,4.5630272613981183E-3]
[2004,11,17,22,2.620600721171271E-3,6.0578736863061507E-4,8.2711653982499585E-5,5.4822219299361036E-4,3.8573219367779962E-3,null,2.7232204494917122E-3,5.1489069476706674E-4,5.4038225201854737E-5,5.3566568784170346E-4,3.8278150573023374E-3]
[2004,11,18,1,1.4666975580409109E-3,4.6058187129640216E-4,8.2711653982499585E-5,5.3013275484394017E-4,2.5401238381637528E-3,null,1.5241317576572271E-3,3.9147286983714645E-4,5.4038225201854737E-5,5.1799057097676844E-4,2.4876334236729968E-3]
[2004,11,18,5,1.559439483748812E-3,4.2951610391967951E-4,8.2711653982499585E-5,5.2229691458981274E-4,2.593964156240804E-3,null,1.6205053511515149E-3,3.6506843260988858E-4,5.4038225201854737E-5,5.1033420315148086E-4,2.549946212114739E-3]
[2004,11,18,8,2.2998107610619715E-3,6.358851893436035E-4,2.757716823224791E-5,5.8864151888678639E-4,3.5519146375246093E-3,null,2.389868721277721E-3,5.4047242297793464E-4,1.8017064773954985E-5,5.7515924772193704E-4,3.5235174567515475E-3]
[2004,11,18,12,1.9460386327549797E-3,7.598782758835459E-4,0,6.4180992554327084E-4,3.3477268341817962E-3,null,2.0222432808652585E-3,6.4586069909729497E-4,0,6.2710988286053516E-4,3.295213862823089E-3]
[2004,11,18,16,2.1684597825206951E-3,7.7089996875869449E-4,0,6.8307331517273152E-4,3.6224330664521211E-3,null,2.2533741885797072E-3,6.5522861826474604E-4,0,6.6742817400421909E-4,3.5760309808486723E-3]
[2004,11,18,19,3.2137086100777388E-3,6.9557343304433921E-4,8.2711653982499585E-5,5.519569542225709E-4,4.5439506513271482E-3,null,3.3395537652755295E-3,5.9120461526178782E-4,5.4038225201854737E-5,5.3931490793567905E-4,4.5241115136748508E-3]
[2004,11,18,20,3.0931928053447421E-3,6.5672556250221325E-4,8.2711653982499585E-5,5.262398067949522E-4,4.3588698286244074E-3,null,3.2143186994051504E-3,5.5818575734325473E-4,5.4038225201854737E-5,5.1418678718062898E-4,4.3407294691308884E-3]
[2004,11,18,23,2.1028620999177894E-3,4.9886454103227119E-4,8.2711653982499585E-5,4.7294515530664434E-4,3.157383450239205E-3,null,2.1852077757185911E-3,4.2401133372489219E-4,5.4038225201854737E-5,4.6211279872737231E-4,3.1253701333727102E-3]
[2004,11,19,2,1.3490107326951737E-3,4.515944317796391E-4,8.2711653982499585E-5,5.3693618189444656E-4,2.4202530003517592E-3,null,1.4018364507727696E-3,3.8383397009015484E-4,5.4038225201854737E-5,5.2463817203572964E-4,2.364346818100509E-3]
[2004,11,19,5,1.5589859272099446E-3,4.6158639997761596E-4,8.2711653982499585E-5,5.4175627276514034E-4,2.6450402539352005E-3,null,1.6200340338570999E-3,3.923266718432081E-4,5.4038225201854737E-5,5.293478633337246E-4,2.5957467942358875E-3]
[2004,11,19,10,2.1719183946241308E-3,7.523854376316314E-4,0,6.4680224034231986E-4,3.5711060725980822E-3,null,2.2569682359791622E-3,6.3949213994092546E-4,0,6.3198785346247688E-4,3.5284482293825646E-3]
[2004,11,19,14,1.9121306183621145E-3,7.2122994724443403E-4,0,5.6995532522713355E-4,3.203315890833682E-3,null,1.987007467393056E-3,6.1301144238604739E-4,0,5.5690104346139209E-4,3.1569199532404954E-3]
[2004,11,19,17,2.511286932411671E-3,7.5292309408009047E-4,8.2711653982499592E-6,6.5656933634494904E-4,3.9290505282349609E-3,null,2.6096260577338905E-3,6.3994912256655999E-4,5.4038225201854742E-6,6.4153124346990275E-4,3.8965102462905389E-3]
[2004,11,19,20,2.8773483038140855E-3,6.1237650799980605E-4,8.2711653982499585E-5,4.6944383154113933E-4,4.0418802973375308E-3,null,2.9900219739520959E-3,5.2049115249101861E-4,5.4038225201854737E-5,4.5869166943495127E-4,4.0232430210799201E-3]
[2004,11,19,21,2.7168585401425452E-3,5.6353011400300367E-4,8.2711653982499585E-5,4.345396332183063E-4,3.7976399413463548E-3,null,2.8232476146101307E-3,4.7897402116037961E-4,5.4038225201854737E-5,4.2458691840131058E-4,3.7808467793736754E-3]
[2004,11,19,24,1.6956836996339698E-3,4.7659151672436946E-4,8.2711653982499585E-5,5.2948341085796774E-4,2.7844702811988067E-3,null,1.7620847347737546E-3,4.050803134456428E-4,5.4038225201854737E-5,5.173560995939292E-4,2.738559373015181E-3]
[2004,11,20,6,2.0455846809078982E-3,5.8455972914715315E-4,8.2711653982499585E-5,7.2105184088707265E-4,3.4339079049246239E-3,null,2.125687438460908E-3,4.9684820228886994E-4,5.4038225201854737E-5,7.0453683789996086E-4,3.3811107038515934E-3]
[2004,11,20,8,2.4579411784455812E-3,6.7998765422116526E-4,3.0334223420139002E-5,7.1943380372759241E-4,3.8876968598144778E-3,null,2.55419134502837E-3,5.7795743827807099E-4,1.981833898337563E-5,7.0295586033454417E-4,3.8549229826243606E-3]
[2004,11,20,11,3.3508249662556398E-3,6.5497941863680044E-4,0,5.7250932217883029E-4,4.5783137070712701E-3,null,3.4820394412073286E-3,5.5670161740475118E-4,0,5.5939654355489563E-4,4.5981376021669755E-3]
[2004,11,20,15,2.7857981320100018E-3,7.4719345127024551E-4,0,7.0816835187488862E-4,4.241159935155136E-3,null,2.8948868020820633E-3,6.3507919638471013E-4,0,6.9194843288514771E-4,4.2219144313519206E-3]
[2004,11,20,18,3.6061730641970555E-3,7.5565671835419097E-4,8.2711653982499585E-5,7.1249818593427936E-4,5.1570396224680246E-3,null,3.7473866787453244E-3,6.4227257428346425E-4,5.4038225201854737E-5,6.9617909623534706E-4,5.1398765744659902E-3]
[2004,11,20,21,3.2915189211215876E-3,6.7417475169022356E-4,8.2711653982499585E-5,6.5899735781594889E-4,4.7074026846102585E-3,null,3.4204110391456268E-3,5.730167452597674E-4,5.4038225201854737E-5,6.4390365343064426E-4,4.6913696630378927E-3]
[2004,11,20,23,2.5722517290565814E-3,6.4580573361288848E-4,8.2711653982499585E-5,7.2520913597514097E-4,4.0259782526271106E-3,null,2.6729781661192996E-3,5.4890441775990947E-4,5.4038225201854737E-5,7.0859891411900397E-4,3.9845197232000681E-3]
[2004,11,21,2,1.8920815549578777E-3,5.8951369035505877E-4,8.2711653982499585E-5,7.119897470882656E-4,3.2762966463837015E-3,null,1.9661733055863803E-3,5.0105883568975055E-4,5.4038225201854737E-5,6.956823026949612E-4,3.2169526691729466E-3]
[2004,11,21,6,2.0271928518572589E-3,6.4513696727802421E-4,8.2711653982499585E-5,8.0210314133910153E-4,3.5571446144568846E-3,null,2.1065754064105349E-3,5.4833599791389404E-4,5.4038225201854737E-5,7.8373173581173985E-4,3.4926813653380234E-3]
[2004,11,21,9,2.7189852030601275E-3,7.3735757802773441E-4,0,7.2336074300893523E-4,4.1797035240967971E-3,null,2.8254575552163243E-3,6.2671916798245832E-4,0,7.0679285682636185E-4,{"$f":"SUM(K7811:N7811)","v":4.1589695800251444E-3}]
[2004,11,21,12,2.7317924751690923E-3,7.9644475818699593E-4,0,7.1914615411102802E-4,4.2473833874671161E-3,null,2.8387663454595585E-3,6.7694048460185453E-4,0,7.0267479905741315E-4,4.2183816291188267E-3]
[2004,11,21,16,2.8163884026022393E-3,7.3277867635576372E-4,0,6.0171139785139874E-4,4.1508784768094021E-3,null,2.9266749526993133E-3,6.2282731749953963E-4,0,5.8792977360553342E-4,4.1374320438043862E-3]
[2004,11,21,20,3.5418312960559988E-3,7.0542522059515106E-4,8.2711653982499585E-5,6.2635121454203489E-4,4.9563193851756846E-3,null,3.6805253605205978E-3,5.9957817007558602E-4,5.4038225201854737E-5,6.1200523885404981E-4,4.9461469946520883E-3]
[2004,11,21,23,2.429574436255254E-3,6.2809926581514606E-4,8.2711653982499585E-5,6.3927559936751397E-4,3.7796609554204136E-3,null,2.5247137936432692E-3,5.3385475515822952E-4,5.4038225201854737E-5,6.2463360300265669E-4,3.7372403770060104E-3]
[2004,11,21,24,2.0896847384617593E-3,6.2010825405714172E-4,8.2711653982499585E-5,6.9160409287500886E-4,3.4841087393764096E-3,null,2.1715144038525532E-3,5.2706277201524732E-4,5.4038225201854737E-5,6.7576356239986595E-4,3.4283789634695213E-3]
[2004,11,22,3,1.5863580457845987E-3,5.8552197918197376E-4,9.002736260771497E-5,7.0983862898323731E-4,2.9717460165575248E-3,null,1.6484780133028106E-3,4.9766606943933299E-4,5.881781660362002E-5,6.9358045389335287E-4,2.8985423532391164E-3]
[2004,11,22,7,2.4883208438298446E-3,6.8262672728405783E-4,9.002736260771497E-5,6.8345932909759041E-4,3.9444342628192075E-3,null,2.5857606433784693E-3,5.8020052592442696E-4,5.881781660362002E-5,6.678053466492134E-4,3.8925843325557296E-3]
[2004,11,22,10,2.6812181369569557E-3,9.440493195986071E-4,0,8.9391009488838788E-4,4.5191775514439505E-3,null,2.7862115739805812E-3,8.0239740085914042E-4,0,8.7343593887052222E-4,4.4620449137102438E-3]
[2004,11,22,13,2.5268657985658659E-3,9.0391002172117007E-4,0,8.0243444643148833E-4,4.2332102667185243E-3,null,2.6258149744766272E-3,7.6828089060853146E-4,0,7.8405545267776048E-4,4.178151317762919E-3]
[2004,11,22,17,3.4291970424534697E-3,9.151099477081176E-4,1.3504104391157246E-5,8.2812012782350797E-4,5.1859312223762524E-3,null,3.5634804783126165E-3,7.7780029951564497E-4,8.8226724905430034E-6,8.0915282809667104E-4,5.1592562784154748E-3]
[2004,11,22,21,3.4098877094239596E-3,7.8124945248279605E-4,9.002736260771497E-5,7.1743313513541486E-4,4.9985976596498855E-3,null,3.543415013876468E-3,6.6402519135478754E-4,5.881781660362002E-5,7.0100101514354585E-4,4.9672590369784211E-3]
[2004,11,22,22,2.9205404688244191E-3,7.375449061865206E-4,9.002736260771497E-5,6.8095966576802586E-4,4.4290724033866809E-3,null,3.0349054947661292E-3,6.2687838808314297E-4,5.881781660362002E-5,6.6536293571817782E-4,4.3859646351710694E-3]
[2004,11,23,1,1.5276399123542561E-3,4.7152275094719276E-4,9.002736260771497E-5,5.499281579938426E-4,2.6391181839030067E-3,null,1.5874605448950234E-3,4.0077210157499644E-4,5.881781660362002E-5,5.3733257934475127E-4,2.5843830424183908E-3]
[2004,11,23,4,1.505379758122411E-3,4.4002404324347224E-4,9.002736260771497E-5,5.543097892039728E-4,2.5897409531775708E-3,null,1.5643287084716915E-3,3.7399968548699651E-4,5.881781660362002E-5,5.416138534814778E-4,2.538760064043786E-3]
[2004,11,23,8,2.3887048449282079E-3,6.4948047715189397E-4,3.9019059289009317E-5,6.131364580838956E-4,3.690340839453007E-3,null,2.4822437958427505E-3,5.5202777646936295E-4,2.5492425933957693E-5,5.990931537573921E-4,3.6588571520034629E-3]
[2004,11,23,10,2.1483823294674753E-3,7.4975777804329406E-4,0,6.6156575988747426E-4,3.5597058673982438E-3,null,2.2325105254178499E-3,6.3725875320968888E-4,0,6.4641322870848008E-4,3.5161825073360192E-3]
[2004,11,23,15,1.9709128875449013E-3,7.7930431566527992E-4,0,6.8507807714475954E-4,3.4352952803549412E-3,null,2.0480915830360319E-3,6.6237191679138449E-4,0,6.6938701882011617E-4,3.3798505186475323E-3]
[2004,11,23,19,3.3304555524148976E-3,7.1471277163811543E-4,9.002736260771497E-5,5.8584342536610785E-4,4.7210391120268355E-3,null,3.4608723844072849E-3,6.0747215046676921E-4,5.881781660362002E-5,5.724252418579731E-4,4.6995875933356478E-3]
[2004,11,23,22,2.6871132520192536E-3,6.2136162104822128E-4,9.002736260771497E-5,5.7624178156534468E-4,3.9747440172405342E-3,null,2.7923375350093109E-3,5.2812807484962942E-4,5.881781660362002E-5,5.6304351452792542E-4,3.9423269409904855E-3]
[2004,11,23,23,2.1810961049452925E-3,5.1233927854022723E-4,9.002736260771497E-5,4.969712649146239E-4,3.2804340110078583E-3,null,2.2665053349443676E-3,4.3546422514611604E-4,5.881781660362002E-5,4.8558861326716883E-4,3.2463759899612724E-3]
[2004,11,24,2,1.3868306866814202E-3,4.1126350496043223E-4,9.002736260771497E-5,4.9370148967513836E-4,2.3818230439247058E-3,null,{"$f":"E7876*R$5","v":1.4411373909206263E-3},{"$f":"F7876*S$5","v":3.495545842761475E-4},{"$f":"G7876*T$5","v":5.881781660362002E-5},{"$f":"H7876*V$5","v":4.8239372910317217E-4},2.3319035209035657E-3]
[2004,11,24,7,2.2002726181204173E-3,5.7375538674308711E-4,9.002736260771497E-5,5.1160999818746194E-4,3.3756653656586816E-3,null,2.2864327784524754E-3,4.8766502077172118E-4,5.881781660362002E-5,4.9989206035110946E-4,3.3328076761789259E-3]
[2004,11,24,10,1.9819143695601581E-3,7.2724615509275653E-4,0,5.8971957419699632E-4,3.2988800988499106E-3,null,2.0595238705099022E-3,6.1812493533636788E-4,0,5.7621261120604128E-4,3.2538614170523113E-3]
[2004,11,24,13,1.8375545397540897E-3,7.2644375041546892E-4,0,5.7905071239839929E-4,3.1430490025679578E-3,null,1.9095110748035334E-3,6.174429292015968E-4,0,5.6578810948598745E-4,3.0927421134911174E-3]
[2004,11,24,16,2.0936257644295813E-3,7.5153121896259355E-4,0,6.4268487060228203E-4,3.487841853994457E-3,null,2.175609755891819E-3,6.387660943566833E-4,0,6.2796478813954186E-4,3.4423406383880441E-3]
[2004,11,24,20,3.0103235519427355E-3,6.1882976323796306E-4,9.002736260771497E-5,4.7773560456942612E-4,4.1969162823578396E-3,null,3.1282043807776294E-3,5.2597611511180566E-4,5.881781660362002E-5,4.6679352733014284E-4,4.1797918398231975E-3]
[2004,11,24,23,2.0444641476918359E-3,4.6682412102145763E-4,9.002736260771497E-5,4.3875549612328718E-4,3.0400711274442957E-3,null,2.1245230264451197E-3,3.9677848772269066E-4,5.881781660362002E-5,4.2870622099741915E-4,3.0088255517688495E-3]
[2004,11,24,24,1.6047549964789763E-3,4.7210547986711372E-4,9.002736260771497E-5,5.2706480032171726E-4,2.6939526392755222E-3,null,1.6675953675546356E-3,4.0126739367578291E-4,5.881781660362002E-5,5.1499288501947495E-4,2.6426734628535132E-3]
[2004,11,25,4,2.0088788979521631E-3,6.3437783852713541E-4,9.002736260771497E-5,7.8877756606395878E-4,3.5220616651509724E-3,null,2.0875442990073764E-3,5.3919124586969717E-4,5.881781660362002E-5,7.7071137009712362E-4,3.4562647315778171E-3]
[2004,11,25,7,2.3594187008574665E-3,7.1775654948711136E-4,9.002736260771497E-5,7.9137997886163567E-4,3.958582591813929E-3,null,2.4518108398506764E-3,6.1005921809567805E-4,5.881781660362002E-5,7.7325417711794761E-4,3.8939420516679222E-3]
[2004,11,25,11,2.9727346768227852E-3,8.526076360340051E-4,0,8.009456343151081E-4,4.626287947171898E-3,null,3.089143568280299E-3,7.2467628216417923E-4,0,7.8260074037938925E-4,4.5964205908238676E-3]
[2004,11,25,14,2.604612781408415E-3,8.2051784722022517E-4,0,6.9716015786703374E-4,4.122290786495674E-3,null,2.7066064402854599E-3,6.9740147500765945E-4,0,6.8119237103563912E-4,4.0852002863287582E-3]
[2004,11,25,18,3.9583446018596176E-3,7.902261506386489E-4,9.002736260771497E-5,6.5211447491253028E-4,5.4907125900185115E-3,null,4.1133488512135469E-3,6.7165496145156164E-4,5.881781660362002E-5,6.3717841637911062E-4,5.4810000456478386E-3]
[2004,11,25,21,3.5728543663288699E-3,7.6758285384806804E-4,9.002736260771497E-5,7.2743354442245469E-4,5.1578981272071079E-3,null,3.7127632587591903E-3,6.524092270238632E-4,5.881781660362002E-5,7.107723746176838E-4,5.1347626770043564E-3]
[2004,11,26,1,1.9246585470848361E-3,5.8062632726239925E-4,9.002736260771497E-5,6.8337124756768445E-4,3.2786834845226348E-3,null,2.0000259754823927E-3,4.9350499618370277E-4,5.881781660362002E-5,6.6771928254253147E-4,3.2200680708122471E-3]
[2004,11,26,2,1.8999332910990372E-3,5.4486979282971867E-4,9.002736260771497E-5,6.4847843874773332E-4,3.1833088852842046E-3,null,1.9743325067385731E-3,4.6311362817264153E-4,5.881781660362002E-5,6.336256601460991E-4,3.1298896116609331E-3]
[2004,11,26,5,1.9758920306988696E-3,5.298134116286401E-4,9.002736260771497E-5,6.4945575644795219E-4,3.2451885613831769E-3,null,2.0532657037436583E-3,4.5031641420163141E-4,5.881781660362002E-5,6.345805933188496E-4,3.1969805278677594E-3]
[2004,11,26,8,2.5414265602034312E-3,6.7454173804298476E-4,4.3520427419395067E-5,6.8161161791202942E-4,3.9411003435778401E-3,null,2.6409459188937797E-3,5.7332866635275814E-4,2.8433316764138693E-5,6.659999555216823E-4,3.9087078575323593E-3]
[2004,11,26,12,2.7526469520181788E-3,7.3758899521582562E-4,0,6.3659801842009308E-4,4.1268339656540974E-3,null,2.8604374597808206E-3,6.2691586167884007E-4,0,6.2201734948668709E-4,4.1093706709463473E-3]
[2004,11,26,15,2.5682438638181676E-3,7.1277688162485421E-4,0,5.7691042461673319E-4,3.8579311700597551E-3,null,2.6688133574600172E-3,6.0582673525090905E-4,0,5.6369684294954006E-4,3.8383369356604661E-3]
[2004,11,26,18,3.7848493903058712E-3,6.5154682428959689E-4,9.002736260771497E-5,4.7808168059344748E-4,5.0045052577966306E-3,null,{"$f":"E7940*R$5","v":3.9330597655183848E-3},{"$f":"F7940*S$5","v":5.5378407408871876E-4},{"$f":"G7940*T$5","v":5.881781660362002E-5},{"$f":"H7940*V$5","v":4.6713167681373204E-4},5.012793333024455E-3]
[2004,11,26,23,2.4546941169267442E-3,5.711703567110913E-4,9.002736260771497E-5,5.5649459842582825E-4,3.6723864346713789E-3,null,2.5508171322925579E-3,4.8546786715299059E-4,5.881781660362002E-5,5.4374862173709587E-4,3.6388514377862645E-3]
[2004,11,27,2,1.640111987962643E-3,4.7867268381274533E-4,9.002736260771497E-5,5.7789010640585067E-4,2.7867021407889537E-3,null,1.7043368984040171E-3,4.0684920732417067E-4,5.881781660362002E-5,5.6465408606399333E-4,2.7346580083958006E-3]
[2004,11,27,3,1.5709658437007116E-3,4.7797911994230534E-4,9.002736260771497E-5,5.9357114506829764E-4,2.7325434713190294E-3,null,1.6324830701819769E-3,4.0625971074235284E-4,5.881781660362002E-5,5.7997596552918649E-4,2.677536563057136E-3]
[2004,11,27,6,1.8103646161527999E-3,4.8715955138036338E-4,9.002736260771497E-5,5.7082318634852475E-4,2.9583747164894031E-3,null,1.8812564248780555E-3,4.1406264452106194E-4,5.881781660362002E-5,5.5774902705359685E-4,2.911885913056334E-3]
[2004,11,27,10,2.7558644365512537E-3,5.5899309624721444E-4,0,4.479781558634842E-4,3.7628356886619525E-3,null,2.8637809373299209E-3,4.7511777003099486E-4,0,4.3771764453444514E-4,3.7766163518953609E-3]
[2004,11,27,15,2.4953683078060484E-3,6.2895978273702711E-4,0,5.2950917795036695E-4,3.6538372684934428E-3,null,2.5930840779871864E-3,5.3458615396036646E-4,0,5.17381276515714E-4,3.645051508463267E-3]
[2004,11,27,17,2.9564679680590261E-3,6.6143415864966721E-4,1.6505016448071951E-5,5.7140540734684244E-4,4.2058125505036077E-3,null,3.0722398737977625E-3,5.6218784201402048E-4,1.0783266357724393E-5,5.5831791283663442E-4,4.2035288950061419E-3]
[2004,11,27,21,2.9754300037545078E-3,5.3926797416270218E-4,9.002736260771497E-5,4.5078864630490812E-4,4.0555139868298333E-3,null,3.0919444411333188E-3,4.5835234648408587E-4,5.881781660362002E-5,4.4046376337953796E-4,4.0495783676005627E-3]
[2004,11,27,24,2.0443145971092294E-3,5.0991292043063477E-4,9.002736260771497E-5,5.7631279188983121E-4,3.2205676720374107E-3,null,2.1243676196326675E-3,4.3340193517855556E-4,5.881781660362002E-5,5.6311289842882564E-4,3.1797002698436688E-3]
[2004,11,28,3,1.3956387850208075E-3,4.775754783261661E-4,9.002736260771497E-5,5.6531700946282134E-4,2.5285586354175096E-3,null,1.4502904043213983E-3,4.0591663440413099E-4,5.881781660362002E-5,5.5236896388476998E-4,2.4673938192139194E-3]
[2004,11,28,4,1.4310452164783202E-3,4.699023837836673E-4,9.002736260771497E-5,5.6435885699162973E-4,2.5553338198613319E-3,null,1.487083311157481E-3,3.9939486590154336E-4,5.881781660362002E-5,5.5143275697980059E-4,2.496728750642445E-3]
[2004,11,28,7,2.1143414522634897E-3,6.479403375796776E-4,9.002736260771497E-5,7.432334659541566E-4,3.5955426184050392E-3,null,2.197136646378735E-3,5.5071873046503748E-4,5.881781660362002E-5,7.2621041405368058E-4,3.5328836075010726E-3]
[2004,11,28,12,2.4300598015003999E-3,7.027701811614395E-4,0,5.9978708534393381E-4,3.732617068005773E-3,null,2.5252181652365363E-3,5.973215117669984E-4,0,5.8604953563613478E-4,3.7085892126396693E-3]
[2004,11,28,15,2.5244523604249208E-3,7.4584616329985214E-4,0,6.5970462163533305E-4,3.9300031453601055E-3,null,2.6233070288571711E-3,6.3393406514716832E-4,0,6.4459471804849053E-4,3.9018358120528297E-3]
[2004,11,28,18,3.839234771064111E-3,7.6948420104313653E-4,9.002736260771497E-5,7.0955458419717982E-4,5.4083009189121421E-3,null,3.9895748156127146E-3,6.5402528247327809E-4,5.881781660362002E-5,6.9330291488153264E-4,5.395720829571145E-3]
[2004,11,28,22,3.1089616033495872E-3,6.8087804185147183E-4,9.002736260771497E-5,6.9566322314867999E-4,4.5755302309574541E-3,null,3.2307049855126754E-3,5.7871422577368493E-4,5.881781660362002E-5,6.7972972217572624E-4,4.5479667500657062E-3]
[2004,11,29,1,1.6797615056276731E-3,5.3805372118476027E-4,9.002736260771497E-5,6.0623681475569587E-4,2.9140794041758438E-3,null,1.7455390458527265E-3,4.5732028871627739E-4,5.881781660362002E-5,5.9235154016258173E-4,2.8540286913352054E-3]
[2004,11,29,4,1.616059428674539E-3,5.2782467590298601E-4,9.002736260771497E-5,6.3141001871870996E-4,2.86532148590395E-3,null,1.6793424683915347E-3,4.4862608262240944E-4,5.881781660362002E-5,6.1694817595799652E-4,2.8037345435755604E-3]
[2004,11,29,5,1.795271616111978E-3,5.3661890955328186E-4,9.002736260771497E-5,6.2195910434866876E-4,3.0438769926216438E-3,null,1.86557240021024E-3,4.5610076649437668E-4,5.881781660362002E-5,6.0771372574517887E-4,2.9882047090534153E-3]
[2004,11,29,9,2.5152094341771847E-3,8.6162700087678704E-4,0,7.9814898360161448E-4,4.1749854186555867E-3,null,2.6137021601842629E-3,7.323423169327077E-4,0,7.7986814427649122E-4,{"$f":"SUM(K8003:N8003)","v":4.1259126213934617E-3}]
[2004,11,29,13,2.4534220472536444E-3,8.492501899058125E-4,0,7.3868379281007233E-4,4.0413560299695298E-3,null,2.5494952498253138E-3,7.2182261129036121E-4,0,7.2176494682282518E-4,3.9930828079385002E-3]
[2004,11,29,16,2.8229976455404343E-3,8.9015473070320822E-4,0,8.3216359668422364E-4,4.5453159729278662E-3,null,2.9335430060351557E-3,7.5658954193453794E-4,0,8.1310368516926499E-4,4.5032362331389585E-3]
[2004,11,29,19,3.8727093159839315E-3,7.6224138967807787E-4,9.002736260771497E-5,6.0496815148259762E-4,5.3299462197523217E-3,null,4.0243601854428584E-3,6.4786923437961795E-4,5.881781660362002E-5,5.9111193440873069E-4,5.3221591708348271E-3]
[2004,11,29,23,2.316552402281272E-3,6.0865052025051234E-4,9.002736260771497E-5,6.072287163755314E-4,3.6224590015150309E-3,null,2.4072659460278065E-3,5.1732423861946641E-4,5.881781660362002E-5,5.9332072322421429E-4,3.576728724475107E-3]
[2004,11,30,2,1.6990421768135454E-3,4.9767497652332383E-4,9.002736260771497E-5,6.2999281096047586E-4,2.9167373269050603E-3,null,1.7655747260802072E-3,4.2300025999143564E-4,5.881781660362002E-5,6.1556342798841203E-4,2.8629562306636746E-3]
[2004,11,30,4,1.7199868145531308E-3,4.928328982426438E-4,9.002736260771497E-5,6.4829714412117034E-4,2.9511442195246599E-3,null,1.7873395318893663E-3,4.1888472180236512E-4,5.881781660362002E-5,6.3344851789961403E-4,2.8984905881949651E-3]
[2004,11,30,7,2.5906047333499422E-3,6.1257704503711217E-4,9.002736260771497E-5,6.7371927583737836E-4,3.9669284168321476E-3,null,2.6920498530792845E-3,5.2066159951552236E-4,5.881781660362002E-5,6.5828837999604639E-4,3.9298176491944729E-3]
[2004,11,30,10,2.2594705018698005E-3,7.7220990642403917E-4,0,7.0473175371466165E-4,3.7364121620085014E-3,null,2.347948783653337E-3,6.563420035044144E-4,0,6.8859054671990274E-4,3.6928813338776541E-3]
[2004,11,30,14,1.9744762071929557E-3,8.043364467416207E-4,0,7.1490740312951965E-4,3.4937200570640961E-3,null,2.0517944382078489E-3,6.8364804770598676E-4,0,6.9853313261428564E-4,3.4339756185281212E-3]
[2004,11,30,17,3.0514353244487135E-3,8.1634431950185541E-4,1.9505928595014031E-5,7.4822325227758544E-4,4.635508824823169E-3,null,3.1709260432951805E-3,6.938541732681091E-4,1.2743860283723608E-5,7.3108591409231879E-4,4.6086099909393319E-3]
[2004,11,30,19,3.5764912785190704E-3,7.7264343508474649E-4,9.002736260771497E-5,6.8828079545564709E-4,5.1274428716671788E-3,null,3.7165425882729718E-3,6.5671048242106405E-4,5.881781660362002E-5,6.7251638193034831E-4,5.1045872692280043E-3]
[2004,12,1,1,2.1854072014813476E-3,5.8398321436362683E-4,1.0686223199999964E-4,7.2786691162912405E-4,3.6041195594740979E-3,null,2.2709852490922469E-3,4.9635819191096403E-4,6.9816586663962104E-5,7.1119581596284522E-4,3.5483558436300178E-3]
[2004,12,1,4,2.1526467674935542E-3,5.6035881027258943E-4,1.0686223199999964E-4,7.4305683080883793E-4,3.5629246405749814E-3,null,2.2369419539618432E-3,4.762785625463093E-4,6.9816586663962104E-5,7.2603782456747703E-4,3.5090749277395914E-3]
[2004,12,1,5,2.3194152849843881E-3,5.423004820423622E-4,1.0686223199999964E-4,6.8465855114159427E-4,3.6532365501683439E-3,null,2.4102409359446748E-3,4.6092983517054416E-4,6.9816586663962104E-5,6.6897710165892668E-4,3.6099644594381076E-3]
[2004,12,1,8,3.0909080763589117E-3,7.5068152895093731E-4,6.2344850942939049E-5,7.9364235232271603E-4,4.6975768085755045E-3,null,3.2119445030441805E-3,6.3804389791764684E-4,4.0731927524305482E-5,7.7546473307805357E-4,4.6661850615641867E-3]
[2004,12,1,11,2.6093181657228836E-3,8.7193363495657883E-4,0,8.8201334159934773E-4,4.3632651422788101E-3,null,2.7114960820703981E-3,7.4110246984584939E-4,0,8.6181166934057448E-4,4.3144102212568222E-3]
[2004,12,1,15,2.4607885431372936E-3,8.3642554376340932E-4,0,8.1381268487124231E-4,4.1110267717719452E-3,null,2.5571502092662482E-3,7.109222668719384E-4,0,7.9517308344527081E-4,4.0632455595834577E-3]
[2004,12,1,20,4.0424242769058743E-3,7.6654465515509941E-4,1.0686223199999964E-4,7.4316854565266086E-4,5.6589997097136347E-3,null,4.2007209902131309E-3,6.5152680709566746E-4,6.9816586663962104E-5,7.2614698068961762E-4,5.6482113646623786E-3]
[2004,12,1,22,3.5263060162341511E-3,7.1042666252025979E-4,1.0686223199999964E-4,7.6075354158377129E-4,5.1043484523381824E-3,null,3.6643921284897222E-3,6.038291598469271E-4,6.9816586663962104E-5,7.4332920910269028E-4,5.0813670841033014E-3]
[2004,12,2,2,2.1347424470603569E-3,4.8079033982667931E-4,1.0686223199999964E-4,5.63583688748086E-4,3.2859787076351217E-3,null,{"$f":"E8068*R$5","v":2.2183365208090417E-3},{"$f":"F8068*S$5","v":4.0864911506862712E-4},{"$f":"G8068*T$5","v":6.9816586663962104E-5},{"$f":"H8068*V$5","v":5.5067534322370383E-4},3.2474775657653347E-3]
[2004,12,2,5,2.2464925133954426E-3,4.5352735781687938E-4,1.0686223199999964E-4,5.2171120118946429E-4,3.3285933044017858E-3,null,2.3344625919870065E-3,3.8547686606617656E-4,6.9816586663962104E-5,5.0976190495654185E-4,3.299517949673687E-3]
[2004,12,2,6,2.5287559548601867E-3,4.9374949643624295E-4,1.0686223199999964E-4,5.6294006122144453E-4,3.6923077445178741E-3,null,2.627779147130571E-3,4.1966378704070336E-4,6.9816586663962104E-5,5.5004645737016041E-4,3.6673059782053969E-3]
[2004,12,2,9,2.8364036736323538E-3,7.3719149194295382E-4,0,6.9619619515935629E-4,4.2697913607346637E-3,null,2.9474739988611283E-3,6.2657800264291489E-4,0,6.8025048697209522E-4,4.2543024884761386E-3]
[2004,12,2,13,2.4423215047599867E-3,7.844156250327918E-4,0,7.4176667850976979E-4,3.9685038083025481E-3,null,2.5379600227779559E-3,6.6671628870748547E-4,0,7.2477722197324948E-4,3.9294535334586907E-3]
[2004,12,2,17,3.2904021994260967E-3,7.8271198786405332E-4,2.3153483635620671E-5,7.5030996137313659E-4,4.8465776322989072E-3,null,3.419250587905198E-3,6.6526827745656489E-4,1.5126927133797321E-5,7.3312482911122784E-4,4.8327706216067879E-3]
[2004,12,2,20,4.0512039958457017E-3,6.3923143416970353E-4,1.0686223199999964E-4,4.9065601187875852E-4,5.2879536738941633E-3,null,4.2098445129094995E-3,5.4331657327322074E-4,6.9816586663962104E-5,4.7941800506380724E-4,5.3023956779104904E-3]
[2004,12,2,24,2.4138216983188216E-3,5.1468275149885807E-4,1.0686223199999964E-4,5.3716345299241615E-4,3.5725301348100954E-3,null,2.5083441964980761E-3,4.3745606664417311E-4,6.9816586663962104E-5,5.2486023770650383E-4,3.5404770875127152E-3]
[2004,12,3,3,2.2186976658616123E-3,4.6711828734122664E-4,1.0686223199999964E-4,5.512062392152206E-4,3.3438844244180589E-3,null,2.3055793299993502E-3,3.9702851522178712E-4,6.9816586663962104E-5,5.3858138733778153E-4,3.3110058192228806E-3]
[2004,12,3,6,2.612848063047121E-3,4.6231535668106753E-4,1.0686223199999964E-4,4.9255395108942994E-4,3.6745796028176182E-3,null,2.7151642061384071E-3,3.9294625066398103E-4,6.9816586663962104E-5,4.8127247379155881E-4,3.6591995172579094E-3]
[2004,12,3,10,2.7698121339296083E-3,6.6343279618586457E-4,0,4.9031464383795902E-4,3.9235595739534317E-3,null,2.878274810592339E-3,5.6388658966524078E-4,0,4.7908445573158572E-4,3.9212458559891653E-3]
[2004,12,3,11,2.6479007604113996E-3,7.0743530028905888E-4,0,5.8673530718921136E-4,3.9420713678896702E-3,null,2.75158952705856E-3,6.0128664302125498E-4,0,5.732966959806847E-4,3.9261728660604997E-3]
[2004,12,3,14,2.3109643385497694E-3,7.5951602798378891E-4,0,7.1190001602696785E-4,3.7823803825605259E-3,null,2.4014590601089589E-3,6.4555280546589524E-4,0,6.9559462683782677E-4,3.7426064924126808E-3]
[2004,12,3,18,3.4784778874154968E-3,5.6720539769880465E-4,1.0686223199999964E-4,3.319899982198369E-4,4.4845355153341386E-3,null,3.6146911048245563E-3,4.8209783897763575E-4,6.9816586663962104E-5,3.2438608474040298E-4,4.4909916152065582E-3]
[2004,12,3,21,3.3645077382229425E-3,5.4694316158934166E-4,1.0686223199999964E-4,3.5477542680093166E-4,4.3730885586132154E-3,null,3.4962580148824658E-3,4.6487589383949397E-4,6.9816586663962104E-5,3.4664963486596745E-4,4.3776001302518897E-3]
[2004,12,4,1,2.2926410998688712E-3,5.1669634858056402E-4,1.0686223199999964E-4,6.1635460733315377E-4,3.5325542877825884E-3,null,2.3824183043487921E-3,4.3916752920359253E-4,6.9816586663962104E-5,6.0223759437510571E-4,3.4936400145914527E-3]
[2004,12,4,4,2.1748790037219995E-3,4.7480515712841441E-4,1.0686223199999964E-4,6.005868824697203E-4,3.3571332753201339E-3,null,2.2600447791446786E-3,4.0356199203272813E-4,6.9816586663962104E-5,5.8683101417347523E-4,3.3202543720148442E-3]
[2004,12,4,7,2.5474044037640726E-3,4.8889518295933425E-4,1.0686223199999964E-4,5.0866685036233704E-4,3.6518286690857436E-3,null,2.6471578479742713E-3,4.1553784951184293E-4,6.9816586663962104E-5,4.9701632251284995E-4,3.6295286066629264E-3]
[2004,12,4,9,3.012977405920169E-3,5.8118170517828345E-4,0,5.6578219549035668E-4,4.1599413065888094E-3,null,3.1309621566428828E-3,4.9397704122091496E-4,0,5.5282349527112883E-4,4.1777626931349269E-3]
[2004,12,4,12,3.2628899166557749E-3,6.2738483663447766E-4,0,6.1472436285911697E-4,4.5049991161493696E-3,null,3.3906609555941557E-3,5.3324752404671296E-4,0,6.0064468909200048E-4,4.5245531687328694E-3]
[2004,12,4,16,3.0239912488729632E-3,6.4629238544851688E-4,0,6.687683187587705E-4,4.339051953080251E-3,null,3.1424072890944735E-3,5.4931804886998491E-4,0,6.534508198555028E-4,4.3451761578199612E-3]
[2004,12,4,19,3.7281724808359441E-3,6.0323306781244718E-4,1.0686223199999964E-4,5.4911372939176178E-4,4.9873815100401533E-3,null,3.8741634530677365E-3,5.1271965953091862E-4,6.9816586663962104E-5,5.3653680445109114E-4,4.9932365037137095E-3]
[2004,12,4,22,3.240385397544324E-3,5.3647678465194382E-4,1.0686223199999964E-4,5.3989687060844991E-4,4.4236212848047171E-3,null,3.367275185241895E-3,4.5597996703076446E-4,6.9816586663962104E-5,5.2753104900557946E-4,4.4206027879422011E-3]
[2004,12,4,24,2.456253705024585E-3,5.4034303013397657E-4,1.0686223199999964E-4,6.8978349467829943E-4,3.7932424618368605E-3,null,2.5524377920773593E-3,4.5926609336067434E-4,6.9816586663962104E-5,6.7398466326410063E-4,3.7555051353660965E-3]
[2004,12,5,6,2.1349160204376535E-3,4.6632338287451192E-4,1.0686223199999964E-4,5.7896656151570902E-4,3.2870681968278741E-3,null,2.218516891121361E-3,3.9635288391229746E-4,6.9816586663962104E-5,5.6570588599880493E-4,3.2503922476964254E-3]
[2004,12,5,9,2.8734399542549084E-3,5.1396519066252387E-4,0,4.8255284050664255E-4,3.8699579854240746E-3,null,2.9859605778922811E-3,4.3684617377302772E-4,0,4.71500429084182E-4,3.8943071807494905E-3]
[2004,12,5,10,3.0683547155016819E-3,5.2822952726199206E-4,0,4.5795533770771879E-4,4.0545395804713925E-3,null,3.1885079783592132E-3,4.489701871850173E-4,0,4.4746630856814645E-4,4.084944474112377E-3]
[2004,12,5,13,2.8505605744070617E-3,5.9571334166456556E-4,0,5.7351642994790003E-4,4.0197903460195269E-3,null,2.9621852676857351E-3,5.0632824693099411E-4,0,5.6038058448345347E-4,4.0288940991001828E-3]
[2004,12,5,17,3.2784576692859203E-3,6.0799156402930004E-4,2.4934520764379175E-5,5.5145865644939029E-4,4.46284241052899E-3,null,3.4068383236199465E-3,5.1676415690741606E-4,1.6290536864985629E-5,5.3882802319654948E-4,4.4787210405888983E-3]
[2004,12,5,21,3.5769572780085992E-3,4.9584731316856877E-4,1.0686223199999964E-4,4.5570750956167136E-4,4.6353743327388394E-3,null,3.7170268357697711E-3,4.2144683233140146E-4,6.9816586663962104E-5,4.4526996477653989E-4,4.6535602195416749E-3]
[2004,12,5,24,2.2921215497717774E-3,5.089851038549832E-4,1.0686223199999964E-4,6.0356814092217819E-4,3.5115370265489383E-3,null,2.3818784092638559E-3,4.3261333484452492E-4,6.9816586663962104E-5,5.8974398975158787E-4,3.4740523205239308E-3]
[2004,12,6,4,2.3962896752359338E-3,4.5145816142807177E-4,1.0686223199999964E-4,5.1357013409626413E-4,3.4681802027602695E-3,null,2.4901256394342045E-3,3.8371814671775065E-4,6.9816586663962104E-5,5.0180730122109012E-4,3.4454676740370074E-3]
[2004,12,6,7,3.2964681327086421E-3,5.4084980608090096E-4,1.0686223199999964E-4,5.0124897212170381E-4,4.4454291429112469E-3,null,3.4255540562003976E-3,4.5969682901631035E-4,6.9816586663962104E-5,4.8976834368076876E-4,4.444835815561439E-3]
[2004,12,6,10,2.8738184436124426E-3,7.8044687677012771E-4,0,7.0460611085928983E-4,4.3588714312418602E-3,null,2.9863538884603602E-3,6.6334303984800862E-4,0,6.8846778159400068E-4,4.3381647099023689E-3]
[2004,12,6,11,2.7080126868155195E-3,7.8490414617674899E-4,0,7.04880993333632E-4,4.1977978263259006E-3,null,2.8140553677795666E-3,6.67131508641485E-4,0,6.8873636814809492E-4,4.169923244569146E-3]
[2004,12,6,14,2.5655461856457767E-3,7.6998808707203533E-4,0,6.2914364717332283E-4,3.9646779198911353E-3,null,2.6660100412944326E-3,6.5445356183487923E-4,0,6.1473371348588193E-4,3.9351973166151938E-3]
[2004,12,6,19,4.5010040871353357E-3,5.8435191365310336E-4,1.0686223199999964E-4,2.903607096829851E-4,5.4825789424714239E-3,null,4.6772582615540095E-3,4.9667156891938173E-4,6.9816586663962104E-5,2.8371027525395017E-4,5.527456692391304E-3]
[2004,12,6,22,3.6428645558654743E-3,5.7793156354415314E-4,1.0686223199999964E-4,4.6019379369331345E-4,4.7878521451029414E-3,null,3.7855149672810667E-3,4.9121457410663421E-4,6.9816586663962104E-5,4.4965349485967429E-4,4.7961996229113381E-3]
[2004,12,7,1,2.503340207331466E-3,5.8703332357338276E-4,1.0686223199999964E-4,6.9754711595725126E-4,3.8947828788620997E-3,null,2.6013681479843918E-3,4.9895064089793559E-4,6.9816586663962104E-5,6.8157046622078739E-4,3.851705841767077E-3]
[2004,12,7,5,2.6870867197576294E-3,5.5231532781111273E-4,1.0686223199999964E-4,6.7481940651348358E-4,4.0210836860822257E-3,null,2.7923099637746536E-3,4.6944198177986256E-4,6.9816586663962104E-5,6.5936331323089722E-4,3.9909318454493751E-3]
[2004,12,7,8,3.4223278507483157E-3,7.6076407014575177E-4,7.3031074142939007E-5,7.5876267361654379E-4,5.0148856686535502E-3,null,3.5563422969132792E-3,6.4661358244664385E-4,4.7713586190701687E-5,7.4138394006269834E-4,4.9920534056133231E-3]
[2004,12,7,9,3.1741648205639707E-3,8.2804363501211807E-4,0,8.0830807306788788E-4,4.8105165286439766E-3,null,3.298461486171615E-3,7.0379803971913006E-4,0,7.8979454951207811E-4,{"$f":"SUM(K8195:N8195)","v":4.7920540754028233E-3}]
[2004,12,7,15,2.6767687564961456E-3,8.3616847841610012E-4,0,7.6108353099602912E-4,4.2740207659082751E-3,null,2.7815879608675421E-3,7.1070377344977312E-4,0,7.4365164042297725E-4,4.2359433747402924E-3]
[2004,12,7,16,2.9294636397218824E-3,8.1307684818540487E-4,0,7.4089650110835707E-4,4.4834369890156441E-3,null,3.0441780868347983E-3,6.9107697674111366E-4,0,7.2392697515320239E-4,4.4591820387291144E-3]
[2004,12,7,20,4.4190590950642173E-3,7.2485540927552791E-4,1.0686223199999964E-4,5.9582900327848022E-4,5.8466057396182247E-3,null,4.5921043972744612E-3,6.1609291413786235E-4,6.9816586663962104E-5,5.8218210965589937E-4,5.8601960077321854E-3]
[2004,12,7,23,3.2579823495340779E-3,6.257211651445328E-4,1.0686223199999964E-4,6.4250229944026575E-4,4.6330680461188758E-3,null,3.385561213754397E-3,5.318334817380094E-4,6.9816586663962104E-5,6.2778639859542758E-4,4.6149976807517961E-3]
[2004,12,8,2,2.2658434483020192E-3,5.9621950026861553E-4,1.0686223199999964E-4,7.64922895135658E-4,3.7338480757062925E-3,null,2.3545712873821677E-3,5.0675845787430038E-4,6.9816586663962104E-5,7.474030675979677E-4,3.6785493995183981E-3]
[2004,12,8,6,2.7374989719580437E-3,6.5332685218123495E-4,1.0686223199999964E-4,8.5147656195100048E-4,4.3491646180902786E-3,null,2.8446963021389899E-3,5.552970138515634E-4,6.9816586663962104E-5,8.3197430543255574E-4,4.3017842080870713E-3]
[2004,12,8,8,3.229193140199121E-3,7.8763983756212081E-4,7.4812111378559765E-5,8.4380394097423241E-4,4.9354490301140334E-3,null,3.3556446518942552E-3,6.6945671730548619E-4,4.8877195991706595E-5,8.2447741850314056E-4,4.8984559836945888E-3]
[2004,12,8,11,2.6857723103560181E-3,8.9972872624530709E-4,0,9.0661965982365351E-4,4.4921206964249789E-3,null,2.790944083603533E-3,7.6472698664143465E-4,0,8.8585440337310254E-4,4.4415254736180701E-3]
[2004,12,8,14,2.4849527823701859E-3,8.6204223458308672E-4,0,8.0567437535316656E-4,4.1526693923064394E-3,null,2.5822606924824822E-3,7.3269524600088991E-4,0,7.8722117412532186E-4,4.1021771126086943E-3]
[2004,12,8,17,3.3238521897971528E-3,8.8903980165849577E-4,2.4934520764379175E-5,9.1299414621410829E-4,5.1508206584341357E-3,null,3.4540104416585188E-3,7.5564190482591736E-4,1.6290536864985629E-5,8.9208288824770216E-4,5.1180257715971247E-3]
[2004,12,8,21,3.908027459256321E-3,7.6418763405814588E-4,1.0686223199999964E-4,7.6307759492829448E-4,5.542154920242761E-3,null,4.0610613468294206E-3,6.4952345031895817E-4,6.9816586663962104E-5,7.4560003222748361E-4,5.526001416039825E-3]
[2004,12,8,24,2.5076868149452292E-3,6.5674699668529901E-4,1.0686223199999964E-4,8.0840577587205887E-4,4.0797018195025871E-3,null,2.6058849637831858E-3,5.5820397538805446E-4,6.9816586663962104E-5,7.8989001452693739E-4,4.0237955403621397E-3]
[2004,12,9,5,2.5449929515808183E-3,5.6378635301892587E-4,1.0686223199999964E-4,7.1230895840551037E-4,3.9279504950052542E-3,null,2.644651966080339E-3,4.7919181223983519E-4,6.9816586663962104E-5,6.95994202782196E-4,3.8896545677663324E-3]
[2004,12,9,8,3.2561752878364197E-3,7.6596197572426561E-4,7.6593148614180508E-5,8.0000414222339375E-4,4.89873455439826E-3,null,3.383683389586526E-3,6.510315570582712E-4,5.0040805792711495E-5,7.8168081226383484E-4,4.8664365647013439E-3]
[2004,12,9,11,2.7041724651216811E-3,8.8195889735175092E-4,0,8.7257280261343302E-4,4.4587041650868652E-3,null,2.810064767394412E-3,7.4962347009638428E-4,0,8.5258735687363039E-4,4.4122755943644268E-3]
[2004,12,9,12,2.486611290883321E-3,8.940244005075156E-4,0,8.8862260022869557E-4,4.2692582916195321E-3,null,2.5839841462929536E-3,7.5987857877689226E-4,0,8.6826954922041108E-4,4.2121322742902567E-3]
[2004,12,9,15,2.5301905240107231E-3,8.4458601224240547E-4,0,8.0025231241533459E-4,4.1750288486684635E-3,null,2.6292698923690155E-3,7.1785828023628625E-4,0,7.8192329835481537E-4,4.1290514709601172E-3]
[2004,12,9,18,4.0596186752244294E-3,7.7484636725491684E-4,1.0686223199999964E-4,7.006159521278383E-4,5.6419432266071844E-3,null,4.218588701512877E-3,6.5858287087674897E-4,6.9816586663962104E-5,6.8456901363313216E-4,5.6315571726867205E-3]
[2004,12,9,22,3.6712846646706301E-3,7.1887216159565977E-4,1.0686223199999964E-4,7.5266578461024268E-4,5.2496848428765326E-3,null,3.8150479750566233E-3,6.1100743577634632E-4,6.9816586663962104E-5,7.3542669446959106E-4,5.2312986919665237E-3]
[2004,12,10,2,2.157604058313117E-3,5.5122628907225998E-4,1.0686223199999964E-4,6.7379850021741076E-4,3.4894910796027874E-3,null,{"$f":"E8260*R$5","v":2.2420933666226308E-3},{"$f":"F8260*S$5","v":4.6851635021025141E-4},{"$f":"G8260*T$5","v":6.9816586663962104E-5},{"$f":"H8260*V$5","v":6.5836578981740392E-4},3.4387920933142482E-3]
[2004,12,10,6,2.6037118798906667E-3,5.6831532983424413E-4,1.0686223199999964E-4,6.8657188779480455E-4,3.9654613295197153E-3,null,2.7056702604942046E-3,4.8304122894902556E-4,6.9816586663962104E-5,6.7084661516551793E-4,3.9293746912727103E-3]
[2004,12,10,9,2.8807263886115142E-3,7.7649996500554178E-4,0,7.4967254880037239E-4,4.4068989024174283E-3,null,2.9935323406883011E-3,6.5998835098210213E-4,0,7.3250201586398547E-4,4.3860227075343886E-3]
[2004,12,10,12,2.5853231782219286E-3,8.2430971875732694E-4,0,7.6291893010974065E-4,4.1725518270889963E-3,null,2.6865614782904325E-3,7.0062438699180867E-4,0,7.4544500147489254E-4,4.1326308667571339E-3]
[2004,12,10,13,2.446456293029059E-3,8.0773850995439426E-4,0,7.6332073472658367E-4,4.0175155377100372E-3,null,2.5422567246286762E-3,6.8653964099758369E-4,0,7.4583760314116934E-4,3.9746339687674291E-3]
[2004,12,10,16,2.5799914058210311E-3,7.8933517583586904E-4,0,7.5834345216319542E-4,4.127670033820096E-3,null,2.6810209197776994E-3,6.7089767488703606E-4,0,7.4097432047590345E-4,4.0928929151406394E-3]
[2004,12,10,19,3.7805344585185637E-3,7.3354861245623448E-4,1.0686223199999964E-4,6.4577382443085473E-4,5.2667191274056533E-3,null,3.9285758659351978E-3,6.2348172687521513E-4,6.9816586663962104E-5,6.3098299243415166E-4,5.252857171908527E-3]
[2004,12,10,24,2.6086975330796929E-3,6.0777527216516417E-4,1.0686223199999964E-4,7.4654194060483608E-4,4.0698769778496928E-3,null,2.7108511461624192E-3,5.1658031902309515E-4,6.9816586663962104E-5,7.2944311125585997E-4,4.0266911631053363E-3]
[2004,12,11,3,2.0611031401085379E-3,4.9393372869919235E-4,1.0686223199999964E-4,6.417174985739202E-4,3.3036165993816499E-3,null,2.1418135827828469E-3,4.198203757759273E-4,6.9816586663962104E-5,6.2701957284254405E-4,3.2584701180652805E-3]
[2004,12,11,7,2.3979755415078135E-3,5.0933375799455509E-4,1.0686223199999964E-4,5.6720798124704154E-4,3.5813795127494098E-3,null,2.4918775223019768E-3,4.3290967442084094E-4,6.9816586663962104E-5,5.5421662476831137E-4,3.5488204081550912E-3]
[2004,12,11,10,3.0971947560552732E-3,6.3257900623739708E-4,0,6.434253949701565E-4,4.3731991572628272E-3,null,3.2184773619303997E-3,5.3766232325527146E-4,0,6.2868835150481719E-4,4.3848280366904887E-3]
[2004,12,11,13,3.0369602966034796E-3,6.2348202535004939E-4,0,6.2815605560028343E-4,4.2885983775538122E-3,null,3.1558841899076546E-3,5.2993031850918828E-4,0,6.1376874175354465E-4,4.2995832501703871E-3]
[2004,12,11,16,2.8970066975071256E-3,6.5531868532309049E-4,0,7.0301979881921123E-4,4.2553451816494271E-3,null,3.0104501678683056E-3,5.5698997808848437E-4,0,6.869178025144595E-4,4.2543579484712497E-3]
[2004,12,11,18,3.5367631802602152E-3,6.6753777823198987E-4,1.0686223199999964E-4,7.0636702015223682E-4,5.0175302106444421E-3,null,3.675258783104218E-3,5.6737563081595617E-4,6.9816586663962104E-5,6.9018835894327322E-4,5.0026393595274101E-3]
[2004,12,11,22,3.0993599945602283E-3,5.4957458566328311E-4,1.0686223199999964E-4,5.8248653027971218E-4,4.3382833425032238E-3,null,3.220727388699867E-3,4.6711248020596315E-4,6.9816586663962104E-5,5.6914523324386082E-4,4.3268016888136527E-3]
[2004,12,12,1,2.4152836777541209E-3,6.2414634660131862E-4,1.0686223199999964E-4,7.9941206640880998E-4,3.9457043227642489E-3,null,2.5098634253766989E-3,5.3049496024377529E-4,6.9816586663962104E-5,7.8110229737967524E-4,3.8912772696641116E-3]
[2004,12,12,4,2.2788432085832726E-3,5.562629442668048E-4,1.0686223199999964E-4,7.234693768045199E-4,3.6654377616545972E-3,null,2.3680801034144613E-3,4.7279726959997652E-4,6.9816586663962104E-5,7.0689900246872811E-4,3.6175929621471278E-3]
[2004,12,12,8,2.8561710952444553E-3,6.2599969176734655E-4,8.1936260214180481E-5,6.9734996075893659E-4,4.2614570079849189E-3,null,2.9680154901050673E-3,5.3207021623225264E-4,5.3531635125909594E-5,6.8137782667378156E-4,4.2349951681370113E-3]
[2004,12,12,9,3.2520452116929209E-3,6.3261670574643266E-4,0,6.6695008677349153E-4,4.5516120042128454E-3,null,3.3793915843828293E-3,5.3769436606006553E-4,0,6.5167423273535755E-4,4.5687601831782528E-3]
[2004,12,12,13,3.2477699693416314E-3,7.1475733721490476E-4,0,7.6530831605806462E-4,4.7278356226146002E-3,null,3.3749489284286018E-3,6.0751002910535432E-4,0,7.4777966082266391E-4,4.7302386183566197E-3]
[2004,12,12,14,3.0398199174475667E-3,6.83154570947793E-4,0,6.6208092295329973E-4,4.3850554113486597E-3,null,3.1588557902348232E-3,5.8064916814581122E-4,0,6.4691659245685212E-4,4.3864215508374865E-3]
[2004,12,12,15,3.1000085973045717E-3,6.9850881753238275E-4,0,6.7673791246289079E-4,4.4752553272998452E-3,null,3.221401389986184E-3,5.9369955364565303E-4,0,6.6123787763589859E-4,4.4763388212677351E-3]
[2004,12,12,16,3.2746811169550626E-3,6.9882109333852698E-4,0,6.935779076846731E-4,4.6670801179782622E-3,null,3.402913885817239E-3,5.9396497335413589E-4,0,6.7769216886856337E-4,4.6745710280399391E-3]
[2004,12,12,17,3.7208121743749463E-3,7.3844629840233455E-4,2.4934520764379175E-5,7.6473391348355418E-4,5.2489269070252146E-3,null,3.8665149254201686E-3,6.2764452895746855E-4,1.6290536864985629E-5,7.4721841438991194E-4,{"$f":"SUM(K8323:N8323)","v":5.2576684056325354E-3}]
[2004,12,12,18,4.2253142586066378E-3,7.0020636467797227E-4,1.0686223199999964E-4,7.1335503567994233E-4,5.745737890964552E-3,null,{"$f":"E8324*R$5","v":4.3907727345139881E-3},{"$f":"F8324*S$5","v":5.9514238866409895E-4},{"$f":"G8324*T$5","v":6.9816586663962104E-5},{"$f":"H8324*V$5","v":6.9701632065685617E-4},5.7527480304989057E-3]
[2004,12,12,19,4.2362098748206772E-3,6.6229865087293321E-4,1.0686223199999964E-4,6.5038747451529478E-4,5.6557582322089052E-3,null,4.4020950106028927E-3,5.6292261963486185E-4,6.9816586663962104E-5,6.3549097127471512E-4,5.6703251881764323E-3]
[2004,12,12,20,4.2066104635638179E-3,6.2151217911311416E-4,1.0686223199999964E-4,6.2760774804084419E-4,5.5625926227177765E-3,null,4.3713365202398251E-3,5.2825604210456035E-4,6.9816586663962104E-5,6.132329926544941E-4,5.5826421416628426E-3]
[2004,12,12,21,4.036799727287441E-3,6.3025854141802811E-4,1.0686223199999964E-4,6.779280899141864E-4,5.4518485906196561E-3,null,4.1948761896617318E-3,5.3569003759053693E-4,6.9816586663962104E-5,6.6240079521065161E-4,5.4627836091268823E-3]
[2004,12,12,22,3.6972211845880858E-3,6.0797119996935456E-4,1.0686223199999964E-4,6.5438597425209767E-4,5.0664405908095386E-3,null,3.8420001394429233E-3,5.1674684841681922E-4,6.9816586663962104E-5,6.3939788919818263E-4,5.0679614637218874E-3]
[2004,12,12,23,3.1571247881265318E-3,6.2980232817320947E-4,1.0686223199999964E-4,7.3516729082091119E-4,4.6289566391206523E-3,null,3.2807541855444156E-3,5.3530227784718404E-4,6.9816586663962104E-5,7.1832898694944823E-4,4.6042020370050101E-3]
[2004,12,12,24,2.6350716124699993E-3,6.193092234854378E-4,1.0686223199999964E-4,7.6881516280889023E-4,4.1300582307643267E-3,null,2.7382580043503004E-3,5.2638363371110145E-4,6.9816586663962104E-5,7.5120618660170764E-4,4.0856644113270715E-3]
[2004,12,13,1,2.6768240416425895E-3,6.1781829876898136E-4,1.0686223199999964E-4,7.6028676725088641E-4,4.1617913396624568E-3,null,2.7816454109171177E-3,5.2511641801322891E-4,6.9816586663962104E-5,7.4287312578959729E-4,4.1194515413839061E-3]
[2004,12,13,2,2.6154788480660901E-3,5.9995162075393018E-4,1.0686223199999964E-4,7.5532909379135598E-4,4.0776217946113759E-3,null,2.7178980096911553E-3,5.0993058428225422E-4,6.9816586663962104E-5,7.3802900310041442E-4,4.0356741837377858E-3]
[2004,12,13,3,2.6882117205749194E-3,6.1013889950045684E-4,1.0686223199999964E-4,7.9972454619483331E-4,4.2049373982702091E-3,null,2.7934790183378262E-3,5.1858929079084644E-4,6.9816586663962104E-5,7.8140762011497491E-4,4.1632925159076099E-3]
[2004,12,13,4,2.7478920823637938E-3,6.0909045776183588E-4,1.0686223199999964E-4,8.0368888412142027E-4,4.2675336562470493E-3,null,2.8554963948666271E-3,5.1769816475690227E-4,6.9816586663962104E-5,7.8528115867182587E-4,4.2282923049593172E-3]
[2004,12,13,5,2.8429169950385351E-3,6.090982915059938E-4,1.0686223199999964E-4,7.8693132362852095E-4,4.3458088421730497E-3,null,2.9542423744874226E-3,5.1770482307000182E-4,6.9816586663962104E-5,7.6890741407939836E-4,4.3106711983007849E-3]
[2004,12,13,6,3.1308029994022487E-3,6.4636279341488418E-4,1.0686223199999964E-4,8.2227182389283792E-4,4.706299848709971E-3,null,3.2534016656652594E-3,5.4937789232099962E-4,6.9816586663962104E-5,8.0343847397572018E-4,4.6760346186259412E-3]
[2004,12,13,7,3.5446743887980652E-3,6.9416959962685621E-4,1.0686223199999964E-4,7.860380966473715E-4,5.1317443170722935E-3,null,3.683479785524166E-3,5.900114230608692E-4,6.9816586663962104E-5,7.6803464560819983E-4,5.1113424408571976E-3]
[2004,12,13,8,3.4802304375072626E-3,7.9998706910275634E-4,8.3717297342938992E-5,8.5469022621921683E-4,5.2186250301721748E-3,null,3.6165122827743674E-3,6.7995128182699277E-4,5.4695244857097913E-5,8.3511436379343003E-4,5.1862731732518876E-3]
[2004,12,13,9,3.2730283543080494E-3,8.7187137651683233E-4,0,9.0974798708272819E-4,5.0546477179076099E-3,null,3.4011964028744382E-3,7.410495531081356E-4,0,8.8891107928743517E-4,5.0311570352700088E-3]
[2004,12,13,10,3.1544559519854501E-3,9.1717525149502131E-4,0,9.3998939409845788E-4,5.0116205975789287E-3,null,3.2779808408311133E-3,7.7955571033602527E-4,0,9.184598357905681E-4,4.9759963869577062E-3]
[2004,12,13,11,3.0360975564020136E-3,9.2602516974081106E-4,0,9.5471825554803078E-4,4.9168409816908558E-3,null,3.1549876657862002E-3,7.870777234881102E-4,0,9.3285134675153098E-4,4.8749167360258418E-3]
[2004,12,13,12,2.9517826755389867E-3,9.0783956043476014E-4,0,8.9913579257762356E-4,4.7587580285513706E-3,null,3.0673711105789537E-3,7.7162081320039416E-4,0,8.7854194695069835E-4,4.7175338707300465E-3]
[2004,12,13,13,2.8802048033451356E-3,8.8987418885305637E-4,0,8.8175813300726792E-4,4.6518371252054604E-3,null,2.9929903307391774E-3,7.5635109459209419E-4,0,8.615623060572805E-4,4.6109037313885525E-3]
[2004,12,13,14,2.8244396274604506E-3,8.8429358941019911E-4,0,8.3630051794948094E-4,4.5450337348201305E-3,null,2.9350414543186584E-3,7.5160784824338802E-4,0,8.171458542084283E-4,4.5037951567704747E-3]
[2004,12,13,15,2.8580118517458949E-3,8.847250120715464E-4,0,8.5805620976983328E-4,4.600793073587274E-3,null,2.9699283285267151E-3,7.5197453715989933E-4,0,8.3840325270918001E-4,4.5603061183957941E-3]
[2004,12,13,16,3.0128343571279863E-3,8.9069174827469892E-4,0,9.1370242996462875E-4,4.8172285353673145E-3,null,3.1308135062235341E-3,7.5704598154487839E-4,0,8.9277494943613717E-4,4.7806344372045492E-3]
[2004,12,13,17,3.5690981163315704E-3,9.0786789235458511E-4,2.4934520764379175E-5,9.4919288497700613E-4,5.4510934144275415E-3,null,3.7088599183062129E-3,7.7164489399612901E-4,1.6290536864985629E-5,9.2745252951039327E-4,5.424247878677721E-3]
[2004,12,13,18,4.2380947583162626E-3,8.0256932672658659E-4,1.0686223199999964E-4,7.2971906958453733E-4,5.877245386627386E-3,null,4.4040537039813305E-3,6.8214607902952772E-4,6.9816586663962104E-5,7.1300555201121696E-4,5.8690219216860377E-3]
[2004,12,13,19,4.589557201723566E-3,7.1540256350971466E-4,1.0686223199999964E-4,5.1670343736306837E-4,5.928525434596349E-3,null,4.7692790148739089E-3,6.0805844102745769E-4,6.9816586663962104E-5,5.0486883917245299E-4,5.9520228817377821E-3]
[2004,12,13,20,4.2671507493810086E-3,7.5677131581143185E-4,1.0686223199999964E-4,6.6936449027026404E-4,5.8001487874627042E-3,null,4.4342474944388099E-3,6.4321992955837146E-4,6.9816586663962104E-5,6.540333366285506E-4,5.8013173472896947E-3]
[2004,12,13,21,4.1073972597838702E-3,7.4889777229374241E-4,1.0686223199999964E-4,6.9765266076973374E-4,5.6608099248473464E-3,null,4.2682382408222776E-3,6.3652778887992526E-4,6.9816586663962104E-5,6.8167359363025578E-4,5.6562562099964214E-3]
[2004,12,13,22,3.8483232660894567E-3,7.0776869960221167E-4,1.0686223199999964E-4,6.9029486283578637E-4,5.3532490605274546E-3,null,3.9990192057131118E-3,6.0157001671452327E-4,6.9816586663962104E-5,6.7448431902288118E-4,5.3448901281144788E-3]
[2004,12,13,23,3.367093105572812E-3,6.7458232120854084E-4,1.0686223199999964E-4,7.1749526764209399E-4,4.8660329264234468E-3,null,3.498944622262115E-3,5.7336316012960306E-4,6.9816586663962104E-5,7.0106172456456709E-4,4.843186093620248E-3]
[2004,12,13,24,2.9236202145089501E-3,6.6269902641414246E-4,1.0686223199999964E-4,7.8300765026895268E-4,4.4761891231920444E-3,null,3.0381058397708424E-3,5.6326291996341938E-4,6.9816586663962104E-5,7.6507360870653961E-4,4.4362589551047637E-3]
[2004,12,14,1,2.4194088359755297E-3,5.0089380607907553E-4,1.0686223199999964E-4,5.4282161311811148E-4,3.5699864871727165E-3,null,2.5141501200780987E-3,4.2573611331575339E-4,6.9816586663962104E-5,5.3038880308452826E-4,3.5400916231423424E-3]
[2004,12,14,2,2.3774741103954559E-3,4.7095694107107114E-4,1.0686223199999964E-4,5.0954294016145919E-4,3.4648362236279857E-3,null,2.4705732785848854E-3,4.0029118986354746E-4,6.9816586663962104E-5,4.9787234631278997E-4,3.4385534014251848E-3]
[2004,12,14,3,2.389667950735939E-3,4.71271816158833E-4,1.0686223199999964E-4,5.3281626922342608E-4,3.5006182681181974E-3,null,2.4832446157728714E-3,4.0055881883882478E-4,6.9816586663962104E-5,5.206126220252147E-4,3.4742326433008733E-3]
[2004,12,14,4,2.4754475537111273E-3,4.5055721939474204E-4,1.0686223199999964E-4,4.9631464554501662E-4,3.5291816506508858E-3,null,2.5723832499356934E-3,3.829523884773063E-4,6.9816586663962104E-5,4.8494703313640058E-4,3.5100992582133622E-3]
[2004,12,14,5,2.589979784463254E-3,4.4806155700509204E-4,1.0686223199999964E-4,4.7373482600803531E-4,3.6186383994763808E-3,null,2.6914004319086469E-3,3.8083119314004523E-4,6.9816586663962104E-5,4.6288438277638572E-4,3.60493259448904E-3]
[2004,12,14,6,2.8306000792320107E-3,4.8050554060906575E-4,1.0686223199999964E-4,4.8787213232303771E-4,3.9058399841641138E-3,null,2.9414431423388475E-3,4.0840704916461585E-4,6.9816586663962104E-5,4.7669788760752431E-4,3.8963646657749497E-3]
[2004,12,14,7,3.3376696286864368E-3,5.6374873551380317E-4,1.0686223199999964E-4,5.1967306194354969E-4,4.527953658143789E-3,null,3.4683689556583483E-3,4.7915983913449984E-4,6.9816586663962104E-5,5.0777044734130305E-4,4.525115828798114E-3]
[2004,12,14,8,3.3418258594947446E-3,6.5237706909704297E-4,8.3717297342938992E-5,5.751676617342927E-4,4.6530878876690192E-3,null,3.4726879397136271E-3,5.544897430212008E-4,5.4695244857097913E-5,5.6199399638459191E-4,4.6438669239765177E-3]
[2004,12,14,9,3.1012926498507395E-3,7.2893510860640946E-4,0,6.4028544324983678E-4,4.4705132017069859E-3,null,3.2227357245621065E-3,6.1956046617293826E-4,0,6.2562031737640968E-4,4.4679165081114545E-3]
[2004,12,14,10,2.921981551265827E-3,7.8653072212113667E-4,0,7.074900472461166E-4,4.4160023206330805E-3,null,3.0364030083484695E-3,6.6851402148586858E-4,0,6.9128566417534171E-4,4.3962026940096797E-3]
[2004,12,14,11,2.7951114718955277E-3,8.0054050729268657E-4,0,7.2629075400146997E-4,4.3219427331896839E-3,null,2.9045648417103192E-3,6.8042167818862034E-4,0,7.0965575871862103E-4,4.2946422786175609E-3]
[2004,12,14,12,2.7069995946935994E-3,7.9186236765457427E-4,0,6.9512104452905334E-4,4.1939830068772272E-3,null,2.8130026041283383E-3,6.7304566875208511E-4,0,6.79199961638982E-4,4.1652482345194055E-3]
[2004,12,14,13,2.6410183891276608E-3,7.8662930372593639E-4,0,7.0879120357411E-4,4.1364388964277073E-3,null,2.744437649983408E-3,6.6859781120089904E-4,0,6.9255701876173349E-4,4.1055924799460403E-3]
[2004,12,14,14,2.5271782347937102E-3,7.9235484190330716E-4,0,6.9365446625621954E-4,4.0131875429532367E-3,null,2.6261396453499709E-3,6.7346424863871782E-4,0,6.777669739392294E-4,3.9773708679279179E-3]
[2004,12,14,15,2.6574265311008626E-3,7.6247989034339747E-4,0,6.5218659307166775E-4,4.0720930145159281E-3,null,2.7614883160381799E-3,6.4807194869759136E-4,0,6.3724888274076827E-4,4.0468091474765398E-3]
[2004,12,14,16,2.9057370775126858E-3,7.3481227392900085E-4,0,6.1767542844572523E-4,4.2582247798874113E-3,null,3.0195224195741469E-3,6.2455577953354942E-4,0,6.0352816334298713E-4,4.2476063624506833E-3]
[2004,12,14,17,3.4591803464852759E-3,7.5252903395948707E-4,2.4934520764379175E-5,6.458916052949318E-4,4.8825355065040734E-3,null,3.5946378942528245E-3,6.3961419004768608E-4,1.6290536864985629E-5,6.3109807564015231E-4,4.8816406968056484E-3]
[2004,12,14,18,4.0486769024884609E-3,7.1056783783421092E-4,1.0686223199999964E-4,5.915647114975829E-4,5.4576716838202555E-3,null,4.2072184614654106E-3,6.0394915220604248E-4,6.9816586663962104E-5,5.7801548740097231E-4,5.4589996877363878E-3]
[2004,12,14,19,4.3798172099203392E-3,6.3620915312077018E-4,1.0686223199999964E-4,4.0069809471840841E-4,5.5235866897595173E-3,null,4.5513258447704187E-3,5.4074777691058887E-4,6.9816586663962104E-5,3.9152048798341509E-4,5.5534106963283855E-3]
[2004,12,14,20,4.4551999652549931E-3,6.2275835274956106E-4,1.0686223199999964E-4,4.205849707055003E-4,5.605405520710054E-3,null,4.6296605026249771E-3,5.2931523092673892E-4,6.9816586663962104E-5,4.1095187409071263E-4,5.6397441943063908E-3]
[2004,12,14,21,4.0933394419643875E-3,6.2716081657333616E-4,1.0686223199999964E-4,4.905269959650392E-4,5.3178894865027627E-3,null,4.2536299349281489E-3,5.3305711755939438E-4,6.9816586663962104E-5,4.7929194413623405E-4,5.3357955832877401E-3]
[2004,12,14,22,3.7795114978889225E-3,6.1683890338976542E-4,1.0686223199999964E-4,5.5279462618657612E-4,5.0560072594652639E-3,null,3.9275128473367678E-3,5.2428397812859402E-4,6.9816586663962104E-5,5.4013339382428269E-4,5.0617468059536075E-3]
[2004,12,14,23,3.2247640053176953E-3,5.3629635628365353E-4,1.0686223199999964E-4,4.8739642842355989E-4,4.3553190220249087E-3,null,3.3510420771543444E-3,4.5582661142661138E-4,6.9816586663962104E-5,4.7623307925102323E-4,4.3529183544959412E-3]
[2004,12,14,24,2.6807059120449272E-3,5.0169406308686495E-4,1.0686223199999964E-4,4.871539756976603E-4,3.776416182829452E-3,null,2.7856792909265828E-3,4.2641629403273392E-4,6.9816586663962104E-5,4.7599617967299096E-4,3.7579083512962702E-3]
[2004,12,15,1,2.2405394111404812E-3,4.1398454934619809E-4,1.0686223199999964E-4,4.0367589401187786E-4,3.1650620864985568E-3,null,2.3282763730534408E-3,3.5186734368122731E-4,6.9816586663962104E-5,3.944300836312685E-4,3.1443903870298985E-3]
[2004,12,15,2,2.2083207755407169E-3,3.8048439813143976E-4,1.0686223199999964E-4,3.705415653467423E-4,3.0662089710188985E-3,null,2.2947960925165469E-3,3.2339379499572078E-4,6.9816586663962104E-5,3.6205466508306355E-4,3.0500611392592931E-3]
[2004,12,15,3,2.1674719405084201E-3,3.7139655195860162E-4,1.0686223199999964E-4,3.6733570155396579E-4,3.0130664260209872E-3,null,2.2523476638035512E-3,3.1566955432618302E-4,6.9816586663962104E-5,3.5892222853519751E-4,2.9967560333288941E-3]
[2004,12,15,4,2.2607151397547988E-3,3.4892681723723063E-4,1.0686223199999964E-4,3.2703554633778446E-4,3.0435397353298132E-3,null,2.3492421601350182E-3,2.9657133947222987E-4,6.9816586663962104E-5,3.1954510984154625E-4,3.0351751961127564E-3]
[2004,12,15,5,2.3661697933363215E-3,3.3862400085726255E-4,1.0686223199999964E-4,2.9431732917562355E-4,3.1059733553692073E-3,null,2.4588262973930259E-3,2.8781443142389791E-4,6.9816586663962104E-5,2.8757627216020231E-4,3.1040335876410881E-3]
[2004,12,15,6,2.6428215643681469E-3,3.726915378398661E-4,1.0686223199999964E-4,3.2298706615506819E-4,3.4453624003630808E-3,null,2.7463114355048869E-3,3.1677023125450038E-4,6.9816586663962104E-5,3.155893562264906E-4,3.4484876096498402E-3]
[2004,12,15,7,3.0464610788036917E-3,4.2147718275924444E-4,1.0686223199999964E-4,2.9589001458704564E-4,3.8706905081499813E-3,null,3.1657570118773519E-3,3.5823572873421901E-4,6.9816586663962104E-5,2.8911293671598733E-4,3.8829222639915201E-3]
[2004,12,15,8,3.0721352371820753E-3,5.3017913323800535E-4,8.5498334578559709E-5,3.785400667446413E-4,4.0663527717432818E-3,null,3.1924365409466463E-3,4.5062726032238013E-4,5.5858854658102793E-5,3.6986996845415188E-4,4.0687926243812809E-3]
[2004,12,15,9,2.8889472170959495E-3,6.1877468653539873E-4,0,4.7650107512325023E-4,3.9842229787545981E-3,null,3.0020750874179794E-3,5.2592930251201019E-4,0,4.6558727360054538E-4,{"$f":"SUM(K8387:N8387)","v":3.9935916635305355E-3}]
[2004,12,15,10,2.718145933970273E-3,6.7536469143000182E-4,0,5.5392154728453927E-4,3.9474321726848142E-3,null,{"$f":"E8388*R$5","v":2.8245854213083794E-3},{"$f":"F8388*S$5","v":5.7402813792173444E-4},{"$f":"G8388*T$5","v":0},{"$f":"H8388*V$5","v":5.4123450387199429E-4},3.9398480631021079E-3]
[2004,12,15,11,2.548569991343163E-3,6.8571619421956551E-4,0,5.5826978830284815E-4,3.7925559738655767E-3,null,2.648369078630437E-3,5.8282642712220083E-4,0,5.4548315258731738E-4,3.7766786583399549E-3]
[2004,12,15,12,2.5033336636044244E-3,6.8990167261281444E-4,0,5.4980131290298015E-4,3.7430366491202193E-3,null,2.6013613480124803E-3,5.8638388637181189E-4,0,5.3720863951941297E-4,3.7249538739037051E-3]
[2004,12,15,13,2.4449635609571515E-3,6.8650899170846216E-4,0,5.7161372320436023E-4,3.703086275869974E-3,null,2.5407055388753526E-3,5.8350026759990895E-4,0,5.5852145741861544E-4,3.682727263893877E-3]
[2004,12,15,14,2.3469957368838844E-3,6.9031876041643293E-4,0,5.663613029086923E-4,3.6036758002090099E-3,null,2.4389014068100577E-3,5.8673839133527685E-4,0,5.533893387877568E-4,3.5790291369330917E-3]
[2004,12,15,15,2.4672604178114432E-3,6.6038016190807583E-4,0,5.1487041848824499E-4,3.6425109982077641E-3,null,2.5638755151538672E-3,5.6129199448952199E-4,0,5.0307780384232993E-4,3.6282453134857187E-3]
[2004,12,15,16,2.7656327348847035E-3,6.4047440527204328E-4,0,4.9830901148805113E-4,3.9044161516447978E-3,null,2.8739317510588043E-3,5.4437304009243785E-4,0,4.8689572003440823E-4,3.9052005111856504E-3]
[2004,12,15,17,3.3226955415812617E-3,6.577438529488394E-4,2.4934520764379175E-5,5.1705930238332188E-4,4.5224332176778022E-3,null,3.4528085004207959E-3,5.5905125620092026E-4,1.6290536864985629E-5,5.0521655344467535E-4,4.5333668469313779E-3]
[2004,12,15,18,3.866289859395943E-3,6.0035427168197845E-4,1.0686223199999964E-4,4.2349592546370157E-4,4.9970022885416233E-3,null,4.0176893502737289E-3,5.1027281858231899E-4,6.9816586663962104E-5,4.1379615621346525E-4,5.0115749117334756E-3]
[2004,12,15,19,4.2081037377444969E-3,5.1446656967693062E-4,1.0686223199999964E-4,2.2164102558078338E-4,5.0510735650022105E-3,null,4.3728882693302804E-3,4.3727232229053985E-4,6.9816586663962104E-5,2.1656454981028959E-4,5.0965417280950725E-3]
[2004,12,15,20,4.1551107148587721E-3,4.849728354735177E-4,1.0686223199999964E-4,1.873440696126246E-4,4.9342898519449145E-3,null,4.3178201002509829E-3,4.1220403912445368E-4,6.9816586663962104E-5,1.8305313282579965E-4,4.982893858865199E-3]
[2004,12,15,21,3.8548946866905276E-3,5.0708016738700663E-4,1.0686223199999964E-4,2.9868425543711657E-4,4.7675213415146502E-3,null,4.0058479556323474E-3,4.309942286824061E-4,6.9816586663962104E-5,2.9184317815108022E-4,4.7985019491297957E-3]
[2004,12,15,22,3.4536645292282922E-3,4.8945656615079366E-4,1.0686223199999964E-4,3.2732911708933449E-4,4.3773124444684199E-3,null,3.5889060838978446E-3,4.1601499875008885E-4,6.9816586663962104E-5,3.1983195663572758E-4,4.3945696259476237E-3]
[2004,12,15,23,2.9831049313438279E-3,4.2947738750305747E-4,1.0686223199999964E-4,3.0692940895608335E-4,3.8263739598029685E-3,null,3.0999199101129134E-3,3.6503552548160283E-4,6.9816586663962104E-5,2.9989948431223789E-4,3.8346715065707164E-3]
[2004,12,15,24,2.4854044405150395E-3,4.081548206809327E-4,1.0686223199999964E-4,3.3317398160822041E-4,3.3335954748041925E-3,null,2.5827300370439444E-3,3.4691234924225892E-4,6.9816586663962104E-5,3.2554295012133253E-4,3.3250019230714979E-3]
[2004,12,16,1,2.1289214367617324E-3,5.3259983902584275E-4,1.0686223199999964E-4,6.352324057468182E-4,3.4036159135343927E-3,null,2.2122875664018129E-3,4.5268474608300892E-4,6.9816586663962104E-5,6.2068301486597306E-4,3.3554719140147567E-3]
[2004,12,16,2,2.072410327093772E-3,5.0372003965653569E-4,1.0686223199999964E-4,6.1431945304049466E-4,3.2973120517908018E-3,null,2.1535635462838314E-3,4.2813827857311417E-4,6.9816586663962104E-5,6.0024905334562226E-4,3.2517674648665298E-3]
[2004,12,16,3,2.0895803127543525E-3,4.7560299360535028E-4,1.0686223199999964E-4,5.6811848989207802E-4,3.2401640282517805E-3,null,2.1714058889538259E-3,4.0424011541263387E-4,6.9816586663962104E-5,5.5510627908340947E-4,3.2005688701138317E-3]
[2004,12,16,4,2.0538403348726382E-3,4.9284043472955783E-4,1.0686223199999964E-4,6.193913731711543E-4,3.2729343747733503E-3,null,2.1342663743968864E-3,4.1889112746082581E-4,6.9816586663962104E-5,6.052048059951682E-4,3.2281788945168425E-3]
[2004,12,16,5,2.2269371875669711E-3,4.6351266670359285E-4,1.0686223199999964E-4,5.4276149139503697E-4,3.3400735776656009E-3,null,2.3141415019551129E-3,3.9396390771870505E-4,6.9816586663962104E-5,5.3033005839203575E-4,3.308252054729816E-3]
[2004,12,16,6,2.4377479285643041E-3,5.2581468913777461E-4,1.0686223199999964E-4,6.3461787291346175E-4,3.7050427226155399E-3,null,2.5332073505670498E-3,4.4691768866175004E-4,6.9816586663962104E-5,6.2008255731958359E-4,3.6700241832123455E-3]
[2004,12,16,7,2.911256919004142E-3,5.6467576115670965E-4,1.0686223199999964E-4,5.7963315062945159E-4,4.1624280627903026E-3,null,3.0252584117480209E-3,4.7994776721299706E-4,6.9816586663962104E-5,5.6635720752625158E-4,4.1413799731512321E-3]
[2004,12,16,8,2.9692838912304888E-3,6.6931351615417826E-4,8.7279371814180453E-5,6.4696052912315916E-4,4.3728373083220069E-3,null,3.0855576538692123E-3,5.6888492430708093E-4,5.7022464459107693E-5,6.3214251679013774E-4,4.3436075594255391E-3]
[2004,12,16,9,2.8357185118618343E-3,7.4268396081109643E-4,0,7.0611500576352204E-4,4.2845174784364526E-3,null,2.9467620069389654E-3,6.3124634215929864E-4,0,6.8994211670317027E-4,4.2679504658014343E-3]
[2004,12,16,10,2.7063300431059826E-3,7.8649713355872521E-4,0,7.5212676602477669E-4,4.2449539426894847E-3,null,2.8123068336659948E-3,6.6848547279183533E-4,0,7.3490002158944651E-4,4.2156923280472769E-3]
[2004,12,16,11,2.5092531756063996E-3,8.0185770071250647E-4,0,7.6729387303216907E-4,4.078404749351075E-3,null,2.6075126613371541E-3,6.8154123047741561E-4,0,7.4971974051275217E-4,4.0387736323273223E-3]
[2004,12,16,12,2.3677139350272423E-3,8.3439248481706159E-4,0,8.230465808518122E-4,4.025153000696116E-3,null,2.4604309059072711E-3,7.0919426264538332E-4,0,8.0419548586732734E-4,3.9738206544199812E-3]
[2004,12,16,13,2.3943674424678936E-3,8.0396976761579241E-4,0,7.8385390134909491E-4,3.9821911114327809E-3,null,2.4881281342285012E-3,6.8333638774140028E-4,0,7.6590047721482801E-4,3.9373649991847294E-3]
[2004,12,16,14,2.3901076207059947E-3,7.7719588131903495E-4,0,7.0798496226887801E-4,3.8752884642939077E-3,null,2.4837015027163157E-3,6.6057984702957539E-4,0,6.917692436427162E-4,3.8360505933886075E-3]
[2004,12,16,15,2.4069092503919702E-3,7.7932085616977528E-4,0,7.3082015915313194E-4,3.9170502657148772E-3,null,2.501161065012851E-3,6.623859754401652E-4,0,7.1408142217604161E-4,3.8776284626290576E-3]
[2004,12,16,16,2.6636372354613119E-3,7.7769026737954325E-4,0,7.5736803152612526E-4,4.19869553436698E-3,null,2.7679422244811891E-3,6.6100005186605737E-4,0,7.4002124091588413E-4,4.1689635172631303E-3]
[2004,12,16,17,3.2295940454738735E-3,8.0706919391022218E-4,2.3153483635620671E-5,8.0347680191846351E-4,4.8632935249381792E-3,null,3.3560612561612446E-3,6.8597075392458058E-4,1.5126927133797321E-5,7.8507393400894707E-4,4.8422328712285703E-3]
[2004,12,16,18,3.9397318688231073E-3,7.0895191332230221E-4,1.0686223199999964E-4,6.1808476719893565E-4,5.3736307813443459E-3,null,4.0940072648297582E-3,6.0257569257695081E-4,6.9816586663962104E-5,6.0392812658344153E-4,5.3703276706541132E-3]
[2004,12,16,19,4.1739827377582908E-3,6.5699261699736456E-4,1.0686223199999964E-4,4.9394024508525765E-4,5.4317778318409126E-3,null,4.3374311299923911E-3,5.5841274107000353E-4,6.9816586663962104E-5,4.826270160489069E-4,5.4482874737752643E-3]
[2004,12,16,20,3.933309310654767E-3,6.8132353586973862E-4,1.0686223199999964E-4,5.8469687978550779E-4,5.306191958310013E-3,null,4.0873332066259363E-3,5.7909287467998102E-4,6.9816586663962104E-5,5.7130495680763563E-4,5.3075476247775154E-3]
[2004,12,16,21,3.7532405992080505E-3,6.6247341851548682E-4,1.0686223199999964E-4,6.0427786026259961E-4,5.1268541099861367E-3,null,3.9002132102969448E-3,5.6307116388909528E-4,6.9816586663962104E-5,5.9043745364910989E-4,5.1235384144991125E-3]
[2004,12,16,22,3.3775530257158619E-3,6.2758115709592925E-4,1.0686223199999964E-4,5.9523816989406452E-4,4.707234584705856E-3,null,3.509814140919987E-3,5.3341438718059158E-4,6.9816586663962104E-5,5.8160480874523278E-4,4.6946499235097734E-3]
[2004,12,16,23,2.81490480567493E-3,5.8161144940764781E-4,1.0686223199999964E-4,6.1139277831724268E-4,4.1147712653998199E-3,null,2.9251332598124067E-3,4.9434230354939454E-4,6.9816586663962104E-5,5.9738941130858781E-4,4.0866815613343514E-3]
[2004,12,16,24,2.2708652102734154E-3,5.6242129076172623E-4,1.0686223199999964E-4,6.4470294653284422E-4,3.5848516795679857E-3,null,2.3597896958113896E-3,4.7803157369673277E-4,6.9816586663962104E-5,6.2993664197048306E-4,3.5375744981425675E-3]
[2004,12,17,1,2.2017768724717059E-3,4.574248838542186E-4,1.0686223199999964E-4,5.0114864248922066E-4,3.2672126308151447E-3,null,2.287995937684468E-3,3.8878957939292465E-4,6.9816586663962104E-5,4.8967031200258825E-4,3.2362724157439429E-3]
[2004,12,17,2,2.1486307007068826E-3,4.3777213785693323E-4,1.0686223199999964E-4,4.8961052511475064E-4,3.1828755956785663E-3,null,2.2327686225910495E-3,3.720856721069457E-4,6.9816586663962104E-5,4.7839646417449449E-4,3.1530673455364517E-3]
[2004,12,17,3,2.1486267339278185E-3,4.2489699703566564E-4,1.0686223199999964E-4,4.8136128761701536E-4,3.161747250580499E-3,null,2.2327645004774524E-3,3.6114240959278694E-4,6.9816586663962104E-5,4.7033616757419716E-4,3.1340596643083985E-3]
[2004,12,17,4,2.2254517259459594E-3,4.1936306132549987E-4,1.0686223199999964E-4,4.8035095745619201E-4,3.2320279767276512E-3,null,2.3125978713552302E-3,3.5643882521623491E-4,6.9816586663962104E-5,4.6934897805968773E-4,3.2082022612951147E-3]
[2004,12,17,5,2.2982544986903499E-3,3.8642300705817826E-4,1.0686223199999964E-4,4.0185595174663079E-4,3.1933956894951584E-3,null,2.3882515174507755E-3,3.2844133252221349E-4,6.9816586663962104E-5,3.9265182540348248E-4,3.1791612620404334E-3]
[2004,12,17,6,2.5424232805395953E-3,4.1445623806494835E-4,1.0686223199999964E-4,4.1068838275508732E-4,3.4744301333596308E-3,null,2.6419816696588382E-3,3.52268256847608E-4,6.9816586663962104E-5,4.0128195802475417E-4,3.4653484711951624E-3]
[2004,12,17,7,2.9323281317360154E-3,4.6973058767288233E-4,1.0686223199999964E-4,4.1521702891800575E-4,3.9241379803269033E-3,null,3.0471547490814629E-3,3.9924884730917768E-4,6.9816586663962104E-5,4.0570687987734262E-4,3.9219270629319456E-3]
[2004,12,17,8,2.9945661899789789E-3,5.6815443285996702E-4,8.7279371814180453E-5,4.6729966444364259E-4,4.117299659096769E-3,null,3.1118299785334882E-3,4.8290447410869483E-4,5.7022464459107693E-5,4.5659661243469311E-4,4.108353529535984E-3]
[2004,12,17,9,2.7280170436324593E-3,6.0731354079935533E-4,0,4.6583855874082286E-4,3.8011691431726374E-3,null,2.8348430723400962E-3,5.1618786913713193E-4,0,4.5516897196097101E-4,3.8061999134381993E-3]
[2004,12,17,10,2.6915493497064943E-3,6.1032233032600521E-4,0,4.0797654935980157E-4,3.7098482293923011E-3,null,2.7969473452105526E-3,5.187451983420749E-4,0,3.9863223658048795E-4,3.7143247801331158E-3]
[2004,12,17,11,2.5632761552552641E-3,6.5592076537499596E-4,0,5.081550386149882E-4,3.7273519592452482E-3,null,2.6636511191089696E-3,5.5750171773886982E-4,0,4.9651623332420914E-4,3.7176690701720486E-3]
[2004,12,17,12,2.4377835776368761E-3,6.7457435643888497E-4,0,5.3074560238667039E-4,3.6431035364624313E-3,null,2.5332443956165487E-3,5.7335639045100932E-4,0,5.185893818325021E-4,3.6251901679000601E-3]
[2004,12,17,13,2.3607861947124282E-3,6.7423960344543303E-4,0,5.6590920557331756E-4,3.600935003731179E-3,null,2.4532318832016535E-3,5.7307186619332548E-4,0,5.5294759630957922E-4,3.5792513457045582E-3]
[2004,12,17,14,2.2200406115747084E-3,7.1253745822625475E-4,0,6.4378098601307603E-4,3.576359055814039E-3,null,2.3069748639312901E-3,6.0562323665316344E-4,0,6.2903579807489438E-4,3.5416338986593481E-3]
[2004,12,17,15,2.213755949390531E-3,6.6849663965209798E-4,0,5.3595294520372466E-4,3.4182055342463534E-3,null,2.3004441015607256E-3,5.6819061780371866E-4,0,5.2367745544129422E-4,3.3923121748057382E-3]
[2004,12,17,16,2.3830610893095976E-3,6.3567282092349508E-4,0,5.1192060995833711E-4,3.5306545201914301E-3,null,2.4763790372061643E-3,5.402919198360098E-4,0,5.0019555785636195E-4,3.5168665148985361E-3]
[2004,12,17,17,2.7163262431841835E-3,6.472116237857421E-4,2.3153483635620671E-5,5.233905330134076E-4,3.9100818836189542E-3,null,2.8226944735114117E-3,5.5009935810589777E-4,1.5126927133797321E-5,5.1140277329073851E-4,3.8993235320418452E-3]
[2004,12,17,18,3.3941593037775291E-3,5.0731184988068285E-4,1.0686223199999964E-4,2.3193535320022412E-4,4.2402687388584364E-3,null,3.5270707018459357E-3,4.3119114787602348E-4,6.9816586663962104E-5,2.2662309569845257E-4,4.2547015320843736E-3]
[2004,12,17,19,3.5726674422722105E-3,5.1885417694853245E-4,1.0686223199999964E-4,2.5617463857229613E-4,4.4545584897930394E-3,null,3.7125690149701672E-3,4.4100158155447412E-4,6.9816586663962104E-5,2.5030720341529146E-4,4.473694386603895E-3]
[2004,12,17,20,3.6630685152057151E-3,4.5469672259061602E-4,1.0686223199999964E-4,1.3162625789853879E-4,4.3562537276948697E-3,null,3.8065100905715207E-3,3.8647077097731132E-4,6.9816586663962104E-5,1.2861148431484972E-4,4.3914089325276439E-3]
[2004,12,17,21,3.2757904780230194E-3,4.9078991230275964E-4,1.0686223199999964E-4,2.6144934865177338E-4,4.1348919709775517E-3,null,3.4040666881963743E-3,4.1714828009945513E-4,6.9816586663962104E-5,2.5546110130377343E-4,4.1464926562635651E-3]
[2004,12,17,22,3.044616519183278E-3,4.5385589649503877E-4,1.0686223199999964E-4,2.6956282446054583E-4,3.8748974721388623E-3,null,3.1638402214109384E-3,3.8575610844892504E-4,6.9816586663962104E-5,2.6338874570678612E-4,3.8828016622306115E-3]
[2004,12,17,23,2.7119806574493945E-3,4.4384564679778471E-4,1.0686223199999964E-4,3.3471046459264354E-4,3.5973990008398224E-3,null,2.8181787196072047E-3,3.7724786828363069E-4,6.9816586663962104E-5,3.2704424143209434E-4,3.5922874159868916E-3]
[2004,12,17,24,2.3185530721291144E-3,4.3026840314782744E-4,1.0686223199999964E-4,4.185125595745583E-4,3.2741962668514997E-3,null,2.4093449598196867E-3,3.6570785147583396E-4,6.9816586663962104E-5,4.0892692955520423E-4,3.253796327514687E-3]
[2004,12,18,1,2.7200897884809006E-3,5.3663016971549975E-4,1.0686223199999964E-4,6.3255302430215491E-4,3.9961352144985548E-3,null,2.8266053949393918E-3,4.5611033710123941E-4,6.9816586663962104E-5,6.1806500209142903E-4,{"$f":"SUM(K8451:N8451)","v":3.9705973207960219E-3}]
[2004,12,18,2,2.5368570496093049E-3,5.3439673644472305E-4,1.0686223199999964E-4,6.6749182629277897E-4,3.8456078443468065E-3,null,{"$f":"E8452*R$5","v":2.636197471488739E-3},{"$f":"F8452*S$5","v":4.5421202414845267E-4},{"$f":"G8452*T$5","v":6.9816586663962104E-5},{"$f":"H8452*V$5","v":6.52203564228936E-4},3.8124296465300899E-3]
[2004,12,18,3,2.5711152252274466E-3,4.9563437097525161E-4,1.0686223199999964E-4,5.9646299136257761E-4,3.770074819565275E-3,null,2.6717971580994889E-3,4.2126584150930797E-4,6.9816586663962104E-5,5.8280157684911359E-4,3.7456811631218726E-3]
[2004,12,18,4,2.6159916984583821E-3,4.9360693367822756E-4,1.0686223199999964E-4,5.9871809838195204E-4,3.8151789625185612E-3,null,2.7184309427185091E-3,4.1954261541956445E-4,6.9816586663962104E-5,5.8500503279841317E-4,3.792795177600449E-3]
[2004,12,18,5,2.7117522485121904E-3,4.843985267941673E-4,1.0686223199999964E-4,5.7356349001331847E-4,3.876576497319676E-3,null,2.8179413664371411E-3,4.1171590383105871E-4,6.9816586663962104E-5,5.6042656668306965E-4,3.8599004236152313E-3]
[2004,12,18,6,2.7083033388781677E-3,5.1045917108633499E-4,1.0686223199999964E-4,5.9551609683790958E-4,3.9211408388024121E-3,null,2.8143574014447095E-3,4.3386622247504748E-4,6.9816586663962104E-5,5.8187637003816683E-4,3.8999165806218854E-3]
[2004,12,18,7,3.0254927720847155E-3,4.8688089020972524E-4,1.0686223199999964E-4,4.5264750742573227E-4,4.0718834017201729E-3,null,3.143967610238628E-3,4.138257956675132E-4,6.9816586663962104E-5,4.4228004906372598E-4,4.0698900416338297E-3]
[2004,12,18,8,3.2587585684091614E-3,5.4366797107885986E-4,8.9060408942938965E-5,4.928882524129558E-4,4.3843752008439164E-3,null,3.3863678284732409E-3,4.6209213636160446E-4,5.8186074190296012E-5,4.815991182629091E-4,4.3882451572880505E-3]
[2004,12,18,9,3.5438937978504374E-3,5.7769885841845413E-4,0,5.1873156497711742E-4,4.6403242212460097E-3,null,3.6826686275274155E-3,4.9101678572402419E-4,0,5.0685051446268154E-4,4.6805359277141212E-3]
[2004,12,18,10,3.7408968075385157E-3,5.874181489277031E-4,0,4.846568500687788E-4,4.8129718065349977E-3,null,3.8873860498572885E-3,4.99277724300975E-4,0,4.7355624831903073E-4,4.8602200224772945E-3]
[2004,12,18,11,3.8737701333867963E-3,5.0872851918585247E-4,0,3.0659851174494318E-4,4.6890971643175922E-3,null,4.0254625432424723E-3,4.3239524997614294E-4,0,2.9957616598533395E-4,4.7574339592039491E-3]
[2004,12,18,12,3.6303944603389405E-3,6.0434950704463708E-4,0,5.1197457784122745E-4,4.746718545224805E-3,null,3.7725565570697647E-3,5.1366858022767548E-4,0,5.0024828965649563E-4,4.786473426953936E-3]
[2004,12,18,13,3.5181507715846402E-3,5.9391755221258362E-4,0,4.9027398001052949E-4,4.602342303807753E-3,null,3.6559175337829673E-3,5.0480191058516286E-4,0,4.7904472327024304E-4,4.639764167638373E-3]
[2004,12,18,14,3.0981982684043174E-3,6.8159453844504538E-4,0,6.6317459874877256E-4,4.4429674055981349E-3,null,3.2195201706757982E-3,5.7932321408867287E-4,0,6.4798521865393969E-4,4.4468286034184106E-3]
[2004,12,18,15,3.0209530973801966E-3,6.5706128530817456E-4,0,6.1690773876701174E-4,4.2949221214553827E-3,null,3.1392501670625228E-3,5.5847110589583567E-4,0,6.0277805686234371E-4,4.3004993298207022E-3]
[2004,12,18,16,3.2797260282150841E-3,6.3549901035152246E-4,0,5.8363635290705515E-4,4.4988613914736615E-3,null,3.4081563500347641E-3,5.4014418904663544E-4,0,5.7026872028331896E-4,4.5185692593647181E-3]
[2004,12,18,17,3.691250836979354E-3,6.6683531726926995E-4,2.3153483635620671E-5,6.2412569173246808E-4,5.0053653296167127E-3,null,3.8357959998472483E-3,5.6677857212528192E-4,1.5126927133797321E-5,6.0983068951651887E-4,5.0275321886228469E-3]
[2004,12,18,18,4.03340208145502E-3,6.4240756976277939E-4,1.0686223199999964E-4,5.6485867822545844E-4,5.3475305614432578E-3,null,4.1913454959027659E-3,5.4601613874268571E-4,6.9816586663962104E-5,5.5192113028616893E-4,5.3590993515955834E-3]
[2004,12,18,19,4.0779047883937099E-3,5.9754989184504005E-4,1.0686223199999964E-4,4.7058117470604637E-4,5.2528980869447957E-3,null,4.2375908779688333E-3,5.0788922797379238E-4,6.9816586663962104E-5,4.5980296284212839E-4,5.2750996554487171E-3]
[2004,12,18,20,4.082236020001107E-3,5.5763636613148941E-4,1.0686223199999964E-4,4.2329332900887796E-4,5.1700279471414744E-3,null,4.2420917156544297E-3,4.7396461341520709E-4,6.9816586663962104E-5,4.1359820003672828E-4,5.1994711157703271E-3]
[2004,12,18,21,3.8082802588333543E-3,5.9652426310956221E-4,1.0686223199999964E-4,5.7041849652018038E-4,5.0820852504630974E-3,null,3.957408160070789E-3,5.0701749191667223E-4,6.9816586663962104E-5,5.573536062588295E-4,5.0915958449102537E-3]
[2004,12,18,22,3.7123346489839346E-3,5.547100603178213E-4,1.0686223199999964E-4,5.2452499068781852E-4,4.898431931989574E-3,null,3.8577054298265133E-3,4.7147739147641616E-4,6.9816586663962104E-5,5.1251124729682039E-4,4.9115106552637122E-3]
[2004,12,18,23,3.5554746222339279E-3,4.7687715168987768E-4,1.0686223199999964E-4,4.1111851717420855E-4,4.5503325230980135E-3,null,3.6947029437543444E-3,4.0532308969595116E-4,6.9816586663962104E-5,4.0170224062627529E-4,4.5715448607405338E-3]
[2004,12,18,24,2.8020032529349689E-3,5.754195584906542E-4,1.0686223199999964E-4,7.041358854901642E-4,4.1884209289157872E-3,null,2.9117264970164496E-3,4.8907948827581172E-4,6.9816586663962104E-5,6.8800832628735243E-4,4.1586308982435758E-3]
[2004,12,19,1,2.8650862263786161E-3,7.1104271903259014E-4,1.0686223199999964E-4,9.333544863203803E-4,4.6163456637315862E-3,null,2.977279727582494E-3,6.0435277882955234E-4,6.9816586663962104E-5,9.1197689423122921E-4,4.563425987307238E-3]
[2004,12,19,2,2.8201052734260538E-3,6.7111464184590216E-4,1.0686223199999964E-4,8.8406841599196105E-4,4.4821505632639163E-3,null,2.9305373719353909E-3,5.7041579620503897E-4,6.9816586663962104E-5,8.6381967421916925E-4,4.4345894290235607E-3]
[2004,12,19,3,2.7160263230592823E-3,6.7840631457100065E-4,1.0686223199999964E-4,9.2536798417950988E-4,4.4266628538097924E-3,null,2.8223828088572937E-3,5.7661337415046052E-4,6.9816586663962104E-5,9.0417331528566019E-4,4.3729860849573768E-3]
[2004,12,19,4,2.8693604763426819E-3,6.5765230544227997E-4,1.0686223199999964E-4,8.918565728334557E-4,4.5257315866184169E-3,null,2.9817213522887486E-3,5.5897344513767026E-4,6.9816586663962104E-5,8.714294507747983E-4,4.481940834865179E-3]
[2004,12,19,5,2.9355773434241606E-3,6.5299028235373934E-4,1.0686223199999964E-4,8.7269167115247126E-4,4.5681215289303705E-3,null,3.0505311961847551E-3,5.5501094537062335E-4,6.9816586663962104E-5,8.5270350284243719E-4,4.5280622310617776E-3]
[2004,12,19,6,3.001020521781222E-3,6.62828108828222E-4,1.0686223199999964E-4,8.667110766064479E-4,4.6374219392158918E-3,null,3.1185370545903919E-3,5.6337263392793773E-4,6.9816586663962104E-5,8.4685988809618908E-4,4.598586163278481E-3]
[2004,12,19,7,3.1151655748905562E-3,7.0838292446394032E-4,1.0686223199999964E-4,9.0526758143179417E-4,4.8356783127862912E-3,null,3.2371518974866902E-3,6.0209207888051652E-4,6.9816586663962104E-5,8.8453329304402889E-4,4.7935938560751982E-3]
[2004,12,19,8,3.4027550459360214E-3,6.9567294754725804E-4,9.0841446178559695E-5,7.9703668274083293E-4,4.9863061224026716E-3,null,3.5360030434405387E-3,5.9128919789622452E-4,5.9349683991300905E-5,7.7878131960340752E-4,4.9654232449314719E-3]
[2004,12,19,9,3.6684750657694988E-3,6.5948040607662962E-4,0,6.8180817834818269E-4,5.0097636501943111E-3,null,3.8121283554745106E-3,5.6052724446473807E-4,0,6.6619201392898526E-4,5.038847613868234E-3]
[2004,12,19,10,3.8275526834400317E-3,6.7058812948282795E-4,0,6.5177149307041131E-4,5.1499123059932711E-3,null,3.977435270792461E-3,5.6996828552643313E-4,0,6.3684329020814582E-4,5.1842468465270394E-3]
[2004,12,19,11,3.6847148193245231E-3,7.0354056266962119E-4,0,7.1712406082686435E-4,5.1053794428210092E-3,null,3.8290040392131544E-3,5.9797629971822307E-4,0,7.006990198865136E-4,5.1276793588178908E-3]
[2004,12,19,12,3.6199886375041395E-3,7.1920016250789248E-4,0,7.2141899330080883E-4,5.0606077933128407E-3,null,3.7617432541088877E-3,6.112862210834178E-4,0,7.048955810387104E-4,5.077925056231016E-3]
[2004,12,19,13,3.4573335251751125E-3,7.1777191731602617E-4,0,7.3558947489454712E-4,4.9106949173856858E-3,null,3.5927187535314763E-3,6.100722800255181E-4,0,7.1874150130054573E-4,4.9215325348575404E-3]
[2004,12,19,14,3.3866646825171237E-3,7.1265894861536326E-4,0,6.8991625863864799E-4,4.7892398897711351E-3,null,3.5192825997849668E-3,6.0572649775449171E-4,0,6.741143863928787E-4,4.7991234839323367E-3]
[2004,12,19,15,3.2972379878538189E-3,7.0970194261325077E-4,0,6.6298879265350738E-4,4.6699287231205776E-3,null,3.4263540579929463E-3,6.032131821033256E-4,0,6.4780366826962948E-4,4.6773709083659017E-3]
[2004,12,19,16,3.4039638682267404E-3,6.8810327928141475E-4,0,6.3930332561264224E-4,4.7313704731207981E-3,null,3.5372592018302136E-3,5.8485533685127291E-4,0,6.2466069420465044E-4,4.7467752328861365E-3]
[2004,12,19,17,3.8144292319054708E-3,7.146931017618242E-4,2.1372446399999927E-5,6.7717259190695311E-4,5.2276673719742484E-3,null,3.9637979198987863E-3,6.074554319995413E-4,1.3963317332792418E-5,6.6166260116291018E-4,5.2468792703940295E-3]
[2004,12,19,18,4.3396264950175166E-3,6.714345416766438E-4,1.0686223199999964E-4,6.1747199576872385E-4,5.7353952644628847E-3,null,4.5095613074187923E-3,5.7068769597488521E-4,6.9816586663962104E-5,6.0332939009694183E-4,5.7533949801545827E-3]
[2004,12,19,19,4.4288974005971104E-3,6.57253905962563E-4,1.0686223199999964E-4,5.9917942435302974E-4,5.7921929629127025E-3,null,4.6023279596046846E-3,5.5863482436819135E-4,6.9816586663962104E-5,5.8545579253921679E-4,5.8162351631760555E-3]
[2004,12,19,20,4.3907000387541553E-3,6.0504856216988655E-4,1.0686223199999964E-4,5.4919517306860116E-4,5.6518060059926427E-3,null,4.5626348327399103E-3,5.1426274411711713E-4,6.9816586663962104E-5,5.3661638273838435E-4,5.6833305462593749E-3]
[2004,12,19,21,4.2250287691125458E-3,6.2236073610967373E-4,1.0686223199999964E-4,6.1074943113567149E-4,5.565001168357891E-3,null,4.3904760655776838E-3,5.2897727553419694E-4,6.9816586663962104E-5,5.9676079937907888E-4,5.5860307271549219E-3]
[2004,12,19,22,3.9899238805631721E-3,6.2460813192965375E-4,1.0686223199999964E-4,6.4570778969484069E-4,5.3671020341876661E-3,null,4.1461647383691002E-3,5.3088745599534106E-4,6.9816586663962104E-5,6.309184701606274E-4,5.3777872511890316E-3]
[2004,12,19,23,3.3814017024103092E-3,6.5404324440851023E-4,1.0686223199999964E-4,7.3838108459673866E-4,4.8806882634155578E-3,null,3.5138135273939082E-3,5.5590591346011959E-4,6.9816586663962104E-5,7.2146917185168563E-4,4.861005199369676E-3]
[2004,12,19,24,2.8342163111954094E-3,6.4211720434734698E-4,1.0686223199999964E-4,7.6475974557941608E-4,4.3479554931221721E-3,null,2.9452009818117875E-3,5.4576934183302693E-4,6.9816586663962104E-5,7.4724365482631728E-4,4.3080305651350941E-3]
[2004,12,20,1,2.9475802597990508E-3,4.7171192422640226E-4,1.0686223199999964E-4,4.3151396948911048E-4,3.9576683855145631E-3,null,3.0630041330429237E-3,4.0093288994102615E-4,6.9816586663962104E-5,4.216305546068659E-4,3.9553841642547783E-3]
[2004,12,20,2,2.8767139344729881E-3,4.4749898189053861E-4,1.0686223199999964E-4,4.1175165700256034E-4,3.8428268053660869E-3,null,2.9893627634328245E-3,3.8035303082337976E-4,6.9816586663962104E-5,4.0232087899223068E-4,3.8418532599123973E-3]
[2004,12,20,3,2.9176900653539793E-3,4.420590427899907E-4,1.0686223199999964E-4,4.2010836039252353E-4,3.8867197005364928E-3,null,3.0319434727544225E-3,3.757293391321792E-4,6.9816586663962104E-5,4.1048618008124717E-4,3.887975578631811E-3]
[2004,12,20,4,2.9936229672412346E-3,4.2502974820938426E-4,1.0686223199999964E-4,3.8733132621605827E-4,3.9128462736666763E-3,null,3.1108498202716437E-3,3.6125524182998203E-4,6.9816586663962104E-5,3.7845987253307405E-4,3.9203815212986619E-3]
[2004,12,20,5,3.1454984941020631E-3,4.1497950119529056E-4,1.0686223199999964E-4,3.4757425579868959E-4,4.0149144830960428E-3,null,3.2686726191373493E-3,3.5271300583162348E-4,6.9816586663962104E-5,3.3961339980018515E-4,4.0308156114331204E-3]
[2004,12,20,6,3.4473769035760068E-3,4.4219630163584364E-4,1.0686223199999964E-4,3.6009965441806228E-4,4.3565350916299128E-3,null,3.582372242013149E-3,3.7584600267810935E-4,6.9816586663962104E-5,3.5185191614024871E-4,4.3798867474954695E-3]
[2004,12,20,7,4.0936908094642193E-3,4.9005823340539465E-4,1.0686223199999964E-4,3.2478016956628803E-4,5.0153914444359023E-3,null,4.2539950615775842E-3,4.165263875422328E-4,6.9816586663962104E-5,3.1734139031853906E-4,5.057679426102319E-3]
[2004,12,20,8,3.8882620371516546E-3,6.4440189761928658E-4,9.0841446178559695E-5,5.0568230898937892E-4,5.1291876899388798E-3,null,4.0405219333913426E-3,5.4771122336941128E-4,5.9349683991300905E-5,4.9410013920639221E-4,5.1416829799584476E-3]
[2004,12,20,9,3.666530029732583E-3,7.2330582251660879E-4,0,5.7736663545885465E-4,4.9672024877080471E-3,null,3.8101071540499912E-3,6.1477583847036326E-4,0,5.6414260471852537E-4,4.9890255972388801E-3]
[2004,12,20,10,3.4783343996752851E-3,7.8765764243620697E-4,0,6.5174388796123979E-4,4.9177359300727318E-3,null,3.6145419982684759E-3,6.6947185060879221E-4,0,6.3681631736760551E-4,4.9208301662448739E-3]
[2004,12,20,11,3.278555001913683E-3,7.9485077330901615E-4,0,6.6260501935968478E-4,4.736010794582384E-3,null,3.4069394676821399E-3,6.7558567262694246E-4,0,6.474286849361599E-4,4.7299538252452422E-3]
[2004,12,20,12,3.2426623231924519E-3,7.9377659369521771E-4,0,6.4638905986798723E-4,4.6828279767556569E-3,null,3.3696412726953789E-3,6.7467267061288008E-4,0,6.3158413649184943E-4,4.6758980798001079E-3]
[2004,12,20,13,3.1566705866986539E-3,7.9241302143707732E-4,0,6.6697653700904336E-4,4.6160601451447746E-3,null,3.2802821981078737E-3,6.7351369849871063E-4,0,6.5170007715355434E-4,4.6054959737601387E-3]
[2004,12,20,14,3.095254212945913E-3,7.7748602700063489E-4,0,6.0026156784337599E-4,4.4730018077899242E-3,null,3.2164608293713428E-3,6.6082645717583895E-4,0,5.8651315056760015E-4,4.4638004371147823E-3]
[2004,12,20,15,3.1034083542903672E-3,7.8922293082180843E-4,0,6.4783569894117504E-4,4.5404669840533509E-3,null,3.2249342775688764E-3,6.7080227191849203E-4,0,6.3299764168025911E-4,4.5287341911676273E-3]
[2004,12,20,16,3.2503415316994522E-3,8.0517083041266378E-4,0,7.2613309716095865E-4,4.7816454592730746E-3,null,3.3776211902284961E-3,6.8435723447733991E-4,0,7.095017128572992E-4,4.7714801375631343E-3]
[2004,12,20,17,4.0084664655536525E-3,8.1055517140125454E-4,2.1372446399999927E-5,7.3468875691734493E-4,5.5750828402722514E-3,null,4.1654334297895716E-3,6.8893367039535053E-4,1.3963317332792418E-5,7.1786141340739651E-4,{"$f":"SUM(K8515:N8515)","v":5.5861918309251107E-3}]
[2004,12,20,18,4.7585951914388388E-3,7.1922939695516844E-4,1.0686223199999964E-4,5.4718464846967177E-4,6.1318714688636793E-3,null,{"$f":"E8516*R$5","v":4.9449363390189844E-3},{"$f":"F8516*S$5","v":6.1131106898492337E-4},{"$f":"G8516*T$5","v":6.9816586663962104E-5},{"$f":"H8516*V$5","v":5.3465190728304516E-4},6.1607159019509156E-3]
[2004,12,20,19,5.220421881853011E-3,5.9921524745306786E-4,1.0686223199999964E-4,2.5901857845641782E-4,6.1855179397624967E-3,null,5.4248476346607129E-3,5.093047017034444E-4,6.9816586663962104E-5,2.5308600557557952E-4,6.2570549286036989E-3]
[2004,12,20,20,4.9253206480769623E-3,6.2666896967668979E-4,1.0686223199999964E-4,3.7931169109654622E-4,6.0381635408501989E-3,null,5.1181905739353419E-3,5.3263907089244969E-4,6.9816586663962104E-5,3.7062391948805936E-4,6.091270150979813E-3]
[2004,12,20,21,4.738686794606102E-3,6.1541197300960904E-4,1.0686223199999964E-4,3.9954120103962256E-4,5.8605022006553336E-3,null,4.924248352125936E-3,5.2307115459864189E-4,6.9816586663962104E-5,3.9039009184818645E-4,5.9075261852367267E-3]
[2004,12,20,22,4.3686101357705166E-3,5.6219848385184539E-4,1.0686223199999964E-4,3.640471345754261E-4,5.4017179861977887E-3,null,4.5396799144090299E-3,4.778421983307743E-4,6.9816586663962104E-5,3.5570898303896218E-4,5.4430476824427294E-3]
[2004,12,20,23,3.7941989737166133E-3,5.401015910292779E-4,1.0686223199999964E-4,4.1619197191255293E-4,4.8573547686584445E-3,null,3.9427754679268691E-3,4.5906088150780383E-4,6.9816586663962104E-5,4.0665949273478426E-4,4.8783124288334203E-3]
[2004,12,20,24,3.1502928519086177E-3,5.1929870333325466E-4,1.0686223199999964E-4,4.6082751438817216E-4,4.2372813016300437E-3,null,3.2736547185146076E-3,4.4137940801789035E-4,6.9816586663962104E-5,4.5027270078794459E-4,4.2351234139844044E-3]
[2004,12,21,1,2.7059796319781632E-3,5.0809151426169747E-4,1.0686223199999964E-4,5.2407962308195527E-4,3.8450130013218155E-3,null,2.8119427008390066E-3,4.3185382583138131E-4,6.9816586663962104E-5,5.1207608041013448E-4,3.8256891937444846E-3]
[2004,12,21,2,2.6784977044099901E-3,4.7515109023494294E-4,1.0686223199999964E-4,4.8495221204096153E-4,3.7454632386858941E-3,null,2.7833846124051265E-3,4.0385601885927955E-4,6.9816586663962104E-5,4.7384484530764881E-4,3.730902063236017E-3]
[2004,12,21,3,2.7110220980259693E-3,4.7771631175028487E-4,1.0686223199999964E-4,5.1408817587570907E-4,3.8096888176519629E-3,null,2.8171826240926015E-3,4.0603633617301214E-4,6.9816586663962104E-5,5.0231347774889871E-4,3.7953490246784745E-3]
[2004,12,21,4,2.8525627020620529E-3,4.592515013165983E-4,1.0686223199999964E-4,4.8314330151872725E-4,3.9018197368973781E-3,null,2.9642657963708254E-3,3.9034211809376351E-4,6.9816586663962104E-5,4.7207736615134985E-4,3.8965018672799008E-3]
[2004,12,21,5,2.9683162384294272E-3,4.4998310216602205E-4,1.0686223199999964E-4,4.4453841150509808E-4,3.9696999841005469E-3,null,3.0845521088907002E-3,3.8246441590791846E-4,6.9816586663962104E-5,4.3435668423170163E-4,3.9711897956942821E-3]
[2004,12,21,6,3.2776568987519039E-3,4.9417991362520487E-4,1.0686223199999964E-4,4.8399506072808183E-4,4.3626941051051905E-3,null,3.4060061958272742E-3,4.2002962135310448E-4,6.9816586663962104E-5,4.7290961663041744E-4,4.3687620204747582E-3]
[2004,12,21,7,3.710032354078136E-3,5.5190459559433837E-4,1.0686223199999964E-4,4.5233345266763219E-4,4.821132634340107E-3,null,3.8553129796842309E-3,4.690928787654893E-4,6.9816586663962104E-5,4.4197318742957904E-4,4.8361956325432614E-3]
[2004,12,21,8,3.6692471832435367E-3,6.5416666836555851E-4,9.2622483414180439E-5,5.3476583162429339E-4,4.9508021666475697E-3,null,3.8129307081861325E-3,5.5601081800301093E-4,6.0513293792305806E-5,5.2251753156334988E-4,4.9519723515447991E-3]
[2004,12,21,9,3.4079867586024356E-3,7.3491870300295792E-4,0,6.0613926404637949E-4,4.7490447256517731E-3,null,3.5414396239939762E-3,6.2464623922728162E-4,0,5.9225622375898984E-4,4.7583420869802481E-3]
[2004,12,21,10,3.1914687643352676E-3,7.9337149403823867E-4,0,6.732919224081785E-4,4.6581321807816854E-3,null,3.3164430325987983E-3,6.743283550087047E-4,0,6.5787081468853144E-4,4.6486422022960347E-3]
[2004,12,21,11,3.0159072729872526E-3,8.0468167978107791E-4,0,6.8550593004033152E-4,4.5060948828086617E-3,null,3.1340067539548334E-3,6.8394147950854222E-4,0,6.698050721542035E-4,4.4877533056175787E-3]
[2004,12,21,12,2.8841159877953907E-3,7.9014886998157426E-4,0,6.4037078305698798E-4,4.3146356408339526E-3,null,2.9970546727011637E-3,6.7158927653755761E-4,0,6.2570370255687511E-4,4.2943476517955971E-3]
[2004,12,21,13,2.8113632540310977E-3,7.888243356323684E-4,0,6.6373209573824957E-4,4.263919685401716E-3,null,2.9214530250549712E-3,6.7046348480497811E-4,0,6.4852994670791943E-4,4.2404464565678687E-3]
[2004,12,21,14,2.706414884887346E-3,7.9965005040119911E-4,0,6.5952269468221969E-4,4.1655876299707649E-3,null,2.8123949977545237E-3,6.7966483182426893E-4,0,6.4441695795829004E-4,4.1364767875370825E-3]
[2004,12,21,15,2.846710406094181E-3,7.6492806216308003E-4,0,6.0776591268294844E-4,4.2194043809402094E-3,null,2.9581843311833078E-3,6.5015277929000685E-4,0,5.9384561556384628E-4,4.2021827260371606E-3]
[2004,12,21,16,3.1215981664383563E-3,7.3516501802346746E-4,0,5.6938188449919393E-4,4.4261450689610177E-3,null,3.2438363819656413E-3,6.2485559537864613E-4,0,5.5634073684503486E-4,4.4250327141893229E-3]
[2004,12,21,17,3.7746361971003474E-3,7.5961786488086525E-4,1.9591409164379189E-5,6.1299792025296357E-4,5.166843391398555E-3,null,3.9224466353428491E-3,6.4563936202584316E-4,1.2799707531787523E-5,5.989577890030157E-4,5.1798434939034953E-3]
[2004,12,21,18,4.3799726247561975E-3,6.9861709497298554E-4,1.0686223199999964E-4,5.1645827513030799E-4,5.7019102268594914E-3,null,4.5514873454735759E-3,5.937915843638662E-4,6.9816586663962104E-5,5.0462929214622392E-4,5.7197248086476287E-3]
[2004,12,21,19,4.8005981251282928E-3,6.2314573567434758E-4,1.0686223199999964E-4,3.2234467951672464E-4,5.8529507723193647E-3,null,4.988584059573164E-3,5.296444881440611E-4,6.9816586663962104E-5,3.1496168283988505E-4,5.9030068172210726E-3]
[2004,12,21,20,4.7632567374608255E-3,5.9395566864490113E-4,1.0686223199999964E-4,3.078194544180386E-4,5.7718940925237652E-3,null,4.9497804258540239E-3,5.0483430775508467E-4,6.9816586663962104E-5,3.0076914413389746E-4,5.8252004644069686E-3]
[2004,12,21,21,4.4169624433592382E-3,6.1579762480261412E-4,1.0686223199999964E-4,4.1977327253177733E-4,5.5593955726936295E-3,null,4.5899256430856471E-3,5.23398940435589E-4,6.9816586663962104E-5,4.1015876708755953E-4,5.593299937272758E-3]
[2004,12,21,22,4.0894012511192429E-3,6.1142880627166035E-4,1.0686223199999964E-4,4.9779077008902121E-4,5.3054830594799242E-3,null,4.2495375290317232E-3,5.1968565071513985E-4,6.9816586663962104E-5,4.8638934845911041E-4,5.3254291148699361E-3]
[2004,12,21,23,3.5048675321477118E-3,5.2941221928413343E-4,1.0686223199999964E-4,4.3272163815261523E-4,4.573863621584461E-3,null,3.642114137875341E-3,4.4997541962879111E-4,6.9816586663962104E-5,4.2281056277433654E-4,4.5847167069424316E-3]
[2004,12,21,24,3.0083350145701437E-3,5.0935861774248706E-4,1.0686223199999964E-4,4.6783696069591953E-4,4.0923928250085496E-3,null,3.1261379745548606E-3,4.329308040342123E-4,6.9816586663962104E-5,4.5712160243004346E-4,4.0860069676830783E-3]
[2004,12,22,1,2.4220775556897827E-3,5.2339419539302082E-4,1.0686223199999964E-4,5.8337108901093193E-4,3.635705072093735E-3,null,2.5169233438054306E-3,4.4486038312774247E-4,6.9816586663962104E-5,5.7000953200310629E-4,3.6016098456002417E-3]
[2004,12,22,2,2.376320662747827E-3,4.9392921598064401E-4,1.0686223199999964E-4,5.5150708498565677E-4,3.5286191957141274E-3,null,2.4693746632460187E-3,4.1981654017797835E-4,6.9816586663962104E-5,5.3887534252349738E-4,3.4978831326114563E-3]
[2004,12,22,3,2.3881436769644391E-3,4.9449002727975679E-4,1.0686223199999964E-4,5.7556425599124413E-4,3.5650601922354395E-3,null,2.4816606531830585E-3,4.2029320333469969E-4,6.9816586663962104E-5,5.623815070292886E-4,3.534151950211009E-3]
[2004,12,22,4,2.4697363733553394E-3,4.7516763794438381E-4,1.0686223199999964E-4,5.4238297073183465E-4,3.5941492140315577E-3,null,2.566448426286303E-3,4.0387008363192422E-4,6.9816586663962104E-5,5.2996020738270433E-4,3.5700953039648933E-3]
[2004,12,22,5,2.5816070277815454E-3,4.7402389163532299E-4,1.0686223199999964E-4,5.2275947885869057E-4,3.6852526302755583E-3,null,2.6826998076471776E-3,4.0289795320761244E-4,6.9816586663962104E-5,5.1078617282805747E-4,3.6662005203468096E-3]
[2004,12,22,6,2.8236599421676153E-3,5.0779713589597941E-4,1.0686223199999964E-4,5.3942213900003545E-4,3.9777414490636299E-3,null,2.934231237441107E-3,4.3160361810322813E-4,6.9816586663962104E-5,5.2706719067074459E-4,3.9627186328790413E-3]
[2004,12,22,7,3.3310616632856805E-3,5.9487819166841168E-4,1.0686223199999964E-4,5.785052881980391E-4,4.611307375152131E-3,null,3.46150222988685E-3,5.056184088194362E-4,6.9816586663962104E-5,5.6525517770543324E-4,4.6021924030756819E-3]
[2004,12,22,8,3.3414015310992726E-3,6.8004663155124014E-4,9.2622483414180439E-5,6.2467448557342921E-4,4.7387451316381222E-3,null,3.4722469951032888E-3,5.7800756622729916E-4,6.0513293792305806E-5,6.1036691375927798E-4,4.7211347688821707E-3]
[2004,12,22,9,3.1073813771945432E-3,7.5663384332686628E-4,0,6.887943544819985E-4,4.5528095750034083E-3,null,3.2290628795079443E-3,6.4310308442961067E-4,0,6.7301817837823682E-4,4.5451841423157918E-3]
[2004,12,22,10,2.9311251656957203E-3,8.1319178220781382E-4,0,7.529785340907282E-4,4.4972954819942623E-3,null,3.0459046762662837E-3,6.9117466523994171E-4,0,7.3573228072225914E-4,4.472811622228485E-3]
[2004,12,22,11,2.8067736079265423E-3,8.2594918949959253E-4,0,7.6878106222647209E-4,4.4015038596526071E-3,null,2.9166836536559321E-3,7.0201785980627748E-4,0,7.5117286706052476E-4,4.3698743805227341E-3]
[2004,12,22,12,2.718681720568186E-3,8.166002360556812E-4,0,7.3590685307508945E-4,4.2711888096989567E-3,null,2.8251421886969453E-3,6.9407169026998981E-4,0,7.1905161023732157E-4,4.2382654892042567E-3]
[2004,12,22,13,2.65492797298496E-3,8.1030166682501082E-4,0,7.4735541095722225E-4,4.212585050767193E-3,null,2.7588919172428579E-3,6.887182034606671E-4,0,7.3023794984761843E-4,4.1778480705511436E-3]
[2004,12,22,14,2.5411300758357664E-3,8.1540147469017984E-4,0,7.3053379787937792E-4,4.0870653484053245E-3,null,2.640637824537224E-3,6.930527996421807E-4,0,7.1380161973346064E-4,4.0474922439128654E-3]
[2004,12,22,15,2.6688258533625578E-3,7.8654888872057346E-4,0,6.9167980515182645E-4,4.1470545472349577E-3,null,2.7733340227277209E-3,6.6852946223866397E-4,0,6.7583754055937481E-4,4.1177010255257591E-3]
[2004,12,22,16,2.9156770649616678E-3,7.6027348975477753E-4,0,6.6066231451690114E-4,4.3366128692333469E-3,null,3.0298516455680483E-3,6.4619661224979278E-4,0,6.4553047589029728E-4,4.3215787337081389E-3]
[2004,12,22,17,3.4722264444154247E-3,7.8216185584356797E-4,1.9591409164379189E-5,6.9843689657908797E-4,4.9724166060024595E-3,null,3.6081948624633702E-3,6.6480069118304841E-4,1.2799707531787523E-5,6.8243986726823809E-4,4.9682351284464441E-3]
[2004,12,22,18,4.0541778169519661E-3,7.4393547161800337E-4,1.0686223199999964E-4,6.5316464979352619E-4,5.5581401703634955E-3,null,4.2129347854505568E-3,6.3231006732467055E-4,6.9816586663962104E-5,6.3820453800857429E-4,5.5532659774477642E-3]
[2004,12,22,19,4.3760718319204835E-3,6.7281579005383204E-4,1.0686223199999964E-4,4.6951863227424499E-4,5.6252684862485606E-3,null,4.5474338020498762E-3,5.7186169195665019E-4,6.9816586663962104E-5,4.5876475692878529E-4,5.6478768375992743E-3]
[2004,12,22,20,4.4566238874102181E-3,6.5808783873597555E-4,1.0686223199999964E-4,4.8701958711128975E-4,5.7085935452574838E-3,null,4.6311401839439457E-3,5.5934362789782262E-4,6.9816586663962104E-5,4.7586486912869658E-4,5.7361652676344273E-3]
[2004,12,22,21,4.0992885911664912E-3,6.5932454297945706E-4,1.0686223199999964E-4,5.5030936115957438E-4,5.4157847273055221E-3,null,4.2598120460118263E-3,5.6039476818255151E-4,6.9816586663962104E-5,5.3770505141645657E-4,5.4277284522747963E-3]
[2004,12,22,22,3.7875924674810007E-3,6.4669479067356597E-4,1.0686223199999964E-4,6.079321887444137E-4,5.1490816788989802E-3,null,3.9359102584597535E-3,5.496600743340876E-4,6.9816586663962104E-5,5.9400808323110726E-4,5.1493950026889109E-3]
[2004,12,22,23,3.2286097618826905E-3,5.6316883816653603E-4,1.0686223199999964E-4,5.3685381066319923E-4,4.4354946427124248E-3,null,3.3550384291498826E-3,4.7866695373693387E-4,6.9816586663962104E-5,5.2455768743877532E-4,4.4280796569895545E-3]
[2004,12,22,24,2.6811518949339855E-3,5.2617906937220361E-4,1.0686223199999964E-4,5.3174180412288098E-4,3.84593500042907E-3,null,2.7861427379957202E-3,4.4722739467706134E-4,6.9816586663962104E-5,5.1956276652045572E-4,3.8227494858571994E-3]
[2004,12,23,1,2.3956998111980608E-3,5.6070396411367796E-4,1.0686223199999964E-4,6.928945498982709E-4,3.7561605572100092E-3,null,2.4895126769949524E-3,4.7657192703398643E-4,6.9816586663962104E-5,6.7702446273887123E-4,3.712925653431772E-3]
[2004,12,23,2,2.4183036970111403E-3,5.4541702743808877E-4,1.0686223199999964E-4,7.0347026060585275E-4,3.7740532170550817E-3,null,2.5130017051352795E-3,4.6357875178250021E-4,6.9816586663962104E-5,6.8735794690458381E-4,3.7337549904863255E-3]
[2004,12,23,3,2.392038142794544E-3,5.4127425739253774E-4,1.0686223199999964E-4,7.1244785996864833E-4,3.75262249215573E-3,null,2.485707621842843E-3,4.6005759261433238E-4,6.9816586663962104E-5,6.9612992293784006E-4,3.7117117240589776E-3]
[2004,12,23,4,2.4402844147174891E-3,5.2200164191521187E-4,1.0686223199999964E-4,6.7993586553542415E-4,3.7490841541681246E-3,null,2.5358431626182343E-3,4.4367677834359167E-4,6.9816586663962104E-5,6.6436258465100485E-4,3.7136991122767929E-3]
[2004,12,23,5,2.5439033081971667E-3,5.2151396364437472E-4,1.0686223199999964E-4,6.69503361871612E-4,3.8417828657131533E-3,null,2.6435196535074847E-3,4.4326227481199481E-4,6.9816586663962104E-5,6.5416902750865076E-4,3.8107675424920925E-3]
[2004,12,23,6,2.8004915310459694E-3,5.5669439688770482E-4,1.0686223199999964E-4,6.9879312391492917E-4,4.1628412838486031E-3,null,2.910155577826506E-3,4.7316398398069474E-4,6.9816586663962104E-5,6.8278793555755603E-4,4.1359240840287189E-3]
[2004,12,23,7,3.2662970506635992E-3,6.3793716306076312E-4,1.0686223199999964E-4,7.4028416465047946E-4,4.7513806103748422E-3,null,3.3942015090746261E-3,5.4221650386767056E-4,6.9816586663962104E-5,7.2332866367641154E-4,4.7295632632826708E-3]
[2004,12,23,8,3.2046754056965945E-3,7.0236371156352632E-4,9.4403520542938937E-5,7.1425354723514878E-4,4.7156961850382088E-3,null,3.3301668309377508E-3,5.9697603177763471E-4,6.1676903523494111E-5,6.9789425266399586E-4,4.6867140189028747E-3]
[2004,12,23,9,3.0108848388403749E-3,7.8095703214791962E-4,0,7.8475608765190565E-4,4.5765979586402002E-3,null,3.1287876470285064E-3,6.6377664786051018E-4,0,7.6678199980299161E-4,{"$f":"SUM(K8579:N8579)","v":4.5593462946920084E-3}]
[2004,12,23,10,2.8228746903568511E-3,8.2436280418816781E-4,0,8.2948424287327771E-4,4.4767217374182969E-3,null,{"$f":"E8580*R$5","v":2.933415236067148E-3},{"$f":"F8580*S$5","v":7.006695071045463E-4},{"$f":"G8580*T$5","v":0},{"$f":"H8580*V$5","v":8.1048569939551427E-4},4.4445704425672087E-3]
[2004,12,23,11,2.6630079210748499E-3,8.2704677762797016E-4,0,8.1542290692399565E-4,4.3054776056268155E-3,null,2.7672882668627972E-3,7.0295075795380067E-4,0,7.9674642490150773E-4,4.2669854497181057E-3]
[2004,12,23,12,2.4830989418658011E-3,7.9978021045074021E-4,0,7.3368636513125346E-4,4.0165655174477944E-3,null,2.5803342577032915E-3,6.7977546172810896E-4,0,7.16881980446736E-4,3.9769916998781364E-3]
[2004,12,23,13,2.3325866623286097E-3,7.6898270551804934E-4,0,6.9381346747278395E-4,3.7953828353194429E-3,null,2.4239280893679268E-3,6.5359903492718217E-4,0,6.7792233338495632E-4,3.7554494576800654E-3]
[2004,12,23,14,2.2295297197408655E-3,7.6785878663615699E-4,0,6.767887320635594E-4,3.6741772384405818E-3,null,2.3168355547251046E-3,6.5264375688091401E-4,0,6.6128753326220467E-4,3.6307668448682232E-3]
[2004,12,23,15,2.3407842512271466E-3,7.4485034039462126E-4,0,6.4201838275812647E-4,3.7276529743798942E-3,null,2.4324466864760904E-3,6.3308766264013304E-4,0,6.2731356556219929E-4,3.6928479146784224E-3]
[2004,12,23,16,2.5086123980182667E-3,7.074162756776928E-4,0,5.8653167130035694E-4,3.8025603449963162E-3,null,2.6068467916312192E-3,6.0127047299878304E-4,0,5.7309772417715949E-4,3.7812149888071618E-3]
[2004,12,23,17,2.8869948822976693E-3,7.0734965840835347E-4,1.7810372035620688E-5,5.6493958632943485E-4,4.177094499071078E-3,null,3.0000463014209448E-3,6.0121385146147508E-4,1.1636097800599215E-5,5.5200018526738344E-4,4.164896435950402E-3]
[2004,12,23,18,3.4248679199754737E-3,6.7810476383916467E-4,1.0686223199999964E-4,5.3800759917999909E-4,4.7478425149946376E-3,null,3.5589818323475174E-3,5.7635707024935158E-4,6.9816586663962104E-5,5.2568504953278436E-4,4.7308405387936165E-3]
[2004,12,23,19,3.8923010270674051E-3,6.4599890918210575E-4,1.0686223199999964E-4,4.5942319021720698E-4,5.1045853584667181E-3,null,4.0447190855347438E-3,5.4906860788370019E-4,6.9816586663962104E-5,4.4890054131938115E-4,5.1125048214017881E-3]
[2004,12,23,20,3.9340144658032965E-3,6.2376510929586725E-4,1.0686223199999964E-4,4.4348164674775791E-4,5.1081234538469219E-3,null,4.0880659748439357E-3,5.3017092651306435E-4,6.9816586663962104E-5,4.3332412366071048E-4,5.1213776116816731E-3]
[2004,12,23,21,3.6455329427838093E-3,6.2609402096853247E-4,1.0686223199999964E-4,5.1209053537401984E-4,4.8905797311263616E-3,null,3.7882878451805731E-3,5.321503916047521E-4,6.9816586663962104E-5,5.0036159129287138E-4,4.8906164147421594E-3]
[2004,12,23,22,3.2679916867141131E-3,5.9883849797674358E-4,1.0686223199999964E-4,5.2092198057251385E-4,4.4946143972633698E-3,null,3.3959625051355378E-3,5.0898448241584813E-4,6.9816586663962104E-5,5.0899076068321517E-4,4.4837543348985633E-3]
[2004,12,23,23,2.8636134600109396E-3,5.4151882221898664E-4,1.0686223199999964E-4,5.1174805800586326E-4,4.0237425722357886E-3,null,2.975749289367554E-3,4.6026546118328341E-4,6.9816586663962104E-5,5.0002695804137517E-4,4.0058582952561747E-3]
[2004,12,23,24,2.4606788921345004E-3,5.3087341649080014E-4,1.0686223199999964E-4,5.6504733536560535E-4,3.6634618759909055E-3,null,2.5570362644555407E-3,4.5121736834527395E-4,6.9816586663962104E-5,5.5210546641490388E-4,3.6301756858796805E-3]
[2004,12,24,1,2.3801687150987218E-3,4.7220887474438717E-4,1.0686223199999964E-4,5.1596310707124264E-4,3.475202928914351E-3,null,2.4733734009278079E-3,4.0135527444542493E-4,6.9816586663962104E-5,5.0414546543810018E-4,3.4486907274752952E-3]
[2004,12,24,2,2.170343383691176E-3,4.7963530148869264E-4,1.0686223199999964E-4,5.6717659932939391E-4,3.3240175165092619E-3,null,2.2553315494186553E-3,4.0766738695225367E-4,6.9816586663962104E-5,5.5418596162348191E-4,3.2870014846583528E-3]
[2004,12,24,3,2.1788326397367917E-3,4.4553532402242434E-4,1.0686223199999964E-4,5.1051872600121103E-4,3.2417489217604267E-3,null,2.264153235025938E-3,3.7868401424040991E-4,6.9816586663962104E-5,4.9882578271087284E-4,3.2114796186411827E-3]
[2004,12,24,4,2.2173167624288275E-3,4.2092700428450627E-4,1.0686223199999964E-4,4.6591511857304978E-4,3.211021117286383E-3,null,2.3041443519668126E-3,3.5776810297677842E-4,6.9816586663962104E-5,4.5524377826344287E-4,3.1869728198709963E-3]
[2004,12,24,5,2.3154725596438584E-3,4.1085870385610339E-4,1.0686223199999964E-4,4.3987276672256993E-4,3.2730662622225313E-3,null,2.4061438179872087E-3,3.4921052242764528E-4,6.9816586663962104E-5,4.2979790158189534E-4,3.2549688286607117E-3]
[2004,12,24,6,2.4865280326628937E-3,4.175986423856548E-4,1.0686223199999964E-4,3.989294615878476E-4,3.4099183686363953E-3,null,2.5838976277757966E-3,3.5493915232630551E-4,6.9816586663962104E-5,3.8979236370364421E-4,3.3984457304697085E-3]
[2004,12,24,7,2.6823470371032478E-3,4.5833082565796042E-4,1.0686223199999964E-4,3.6804933618432323E-4,3.6155894309455308E-3,null,2.7873846805660219E-3,3.8955958720243315E-4,6.9816586663962104E-5,3.5961951804668312E-4,3.6063803724791003E-3]
[2004,12,24,8,2.7171946176039827E-3,5.3401431430004495E-4,9.4403520542938937E-5,3.6520405341461485E-4,3.7108165058615814E-3,null,2.8235968524807482E-3,4.5388698336027523E-4,6.1676903523494111E-5,3.5683940375831873E-4,3.6960001431228361E-3]
[2004,12,24,9,2.8534540200587507E-3,6.0922396350934478E-4,0,4.4517075956274744E-4,3.9078487431308427E-3,null,2.9651920173613022E-3,5.178116383462338E-4,0,4.3497454896170544E-4,3.9179782046692415E-3]
[2004,12,24,10,2.881260194395668E-3,6.7871187158413963E-4,0,5.3891990808231833E-4,4.0988919740621264E-3,null,2.9940870496967054E-3,5.7687308320174312E-4,0,5.265764628719934E-4,4.0975365957704422E-3]
[2004,12,24,11,3.1771389679263432E-3,6.5005631472316548E-4,0,4.6853202244882895E-4,4.2957273050983373E-3,null,3.3015520977445964E-3,5.5251721124878928E-4,0,4.578007444580807E-4,4.3118700534514661E-3]
[2004,12,24,12,2.9437243318676332E-3,7.074911308515313E-4,0,5.798165754818741E-4,4.2310320382010387E-3,null,3.058997211381882E-3,6.0133409636642073E-4,0,5.6653643120780966E-4,4.226867738956112E-3]
[2004,12,24,13,2.784425474105789E-3,7.1544879615806389E-4,0,6.3455635241192992E-4,4.134430622675783E-3,null,2.8934603924635704E-3,6.0809773659825054E-4,0,6.2002244588631704E-4,4.1215805749481374E-3]
[2004,12,24,14,2.7048148487362183E-3,7.216718914865776E-4,0,6.3863376787136545E-4,4.0651205080941607E-3,null,2.8107323060169095E-3,6.1338707415004403E-4,0,6.2400647204324496E-4,4.0481258522101988E-3]
[2004,12,24,15,2.7660844182572954E-3,6.8551946179523291E-4,0,5.4872328710187795E-4,4.0003271671544063E-3,null,2.8744011218358938E-3,5.8265921383930121E-4,0,5.3615530486853858E-4,3.9932156405437331E-3]
[2004,12,24,16,2.8003858481728569E-3,7.159985372476392E-4,0,6.7086256627461947E-4,4.1872469516951154E-3,null,2.910045756532901E-3,6.0856499059892951E-4,0,6.5549710063440066E-4,4.1741078477662312E-3]
[2004,12,24,17,3.1639055402592352E-3,7.8820035405728899E-4,1.7810372035620688E-5,8.212874696903325E-4,4.7912037360424778E-3,null,3.2878004641787506E-3,6.6993312989275741E-4,1.1636097800599215E-5,8.0247666546504016E-4,4.7718463573371474E-3]
[2004,12,24,18,3.8543788623318894E-3,6.8876914710538873E-4,1.0686223199999964E-4,6.2321958919949448E-4,5.273229830636772E-3,null,4.0053119321815257E-3,5.8542129309972367E-4,6.9816586663962104E-5,6.0894534039569975E-4,5.2694951523409115E-3]
[2004,12,24,19,3.8315058264016492E-3,6.5982417542116549E-4,1.0686223199999964E-4,5.5438356786466738E-4,5.1525758016874815E-3,null,3.9815432143131468E-3,5.608194321956374E-4,6.9816586663962104E-5,5.4168594231249212E-4,5.1538651754852388E-3]
[2004,12,24,20,3.7406924524376922E-3,6.4765452988561532E-4,1.0686223199999964E-4,5.4957341942851897E-4,5.0447826337518265E-3,null,3.8871736924443396E-3,5.5047580740360397E-4,6.9816586663962104E-5,5.3698596572708567E-4,5.0444520522389914E-3]
[2004,12,24,21,3.6735301909028946E-3,6.2133277607965979E-4,1.0686223199999964E-4,5.3683527106847088E-4,4.9385604700510257E-3,null,3.8173814335290147E-3,5.2810355798666353E-4,6.9816586663962104E-5,5.2453957247573779E-4,4.9398411506553783E-3]
[2004,12,24,22,3.3294564329260528E-3,5.9472325327774547E-4,1.0686223199999964E-4,5.7019770463369204E-4,4.6012396228374908E-3,null,3.4598341405414693E-3,5.0548671849417147E-4,6.9816586663962104E-5,5.5713787139939261E-4,4.5922753170989962E-3]
[2004,12,24,23,3.1917131718144629E-3,5.4288536587446322E-4,1.0686223199999964E-4,5.4075668091720314E-4,4.3822174506061287E-3,null,3.3166970107954673E-3,4.6142695884505936E-4,6.9816586663962104E-5,5.2837116618131201E-4,4.3763117224858011E-3]
[2004,12,24,24,2.6068234791214147E-3,5.1016042845434097E-4,1.0686223199999964E-4,5.823938925460456E-4,3.8062400321218007E-3,null,2.7089037063935889E-3,4.3361230532637589E-4,6.9816586663962104E-5,5.6905471728890898E-4,3.7813873156728362E-3]
[2004,12,25,1,2.4645995934844569E-3,4.2302534513709099E-4,1.0686223199999964E-4,4.2093753692556431E-4,3.4154247075471118E-3,null,2.5611104959881413E-3,3.595515937449794E-4,6.9816586663962104E-5,4.1129636511860968E-4,3.4017750415156925E-3]
[2004,12,25,2,2.3008973845971771E-3,4.27181031454499E-4,1.0686223199999964E-4,4.7519199192394784E-4,3.3101326399756236E-3,null,2.3909978957483168E-3,3.6308373113510205E-4,6.9816586663962104E-5,4.6430817370025272E-4,3.2882063872476334E-3]
[2004,12,25,3,2.3621131056777533E-3,3.861163111501292E-4,1.0686223199999964E-4,4.0181674810703936E-4,3.2569083969349218E-3,null,2.4546107544834309E-3,3.2818065546396681E-4,6.9816586663962104E-5,3.9261351968577162E-4,3.2452215162971313E-3]
[2004,12,25,4,2.3810275525006043E-3,3.7300213969265744E-4,1.0686223199999964E-4,3.8492816206249964E-4,3.2458200862557612E-3,null,2.4742658694205089E-3,3.1703422818157596E-4,6.9816586663962104E-5,3.7611175055668494E-4,3.2372284348227321E-3]
[2004,12,25,5,2.4670583582069062E-3,3.5795528562503775E-4,1.0686223199999964E-4,3.4614861452721872E-4,3.2780244903591622E-3,null,2.5636655431262151E-3,3.04245111824712E-4,6.9816586663962104E-5,3.3822041147892089E-4,3.2759476530938103E-3]
[2004,12,25,6,2.4696329646303763E-3,3.9072591490294005E-4,1.0686223199999964E-4,3.7675541271991504E-4,3.3439765242532309E-3,null,2.5663409681938891E-3,3.320986012677079E-4,6.9816586663962104E-5,3.6812619022347817E-4,3.3363823463490373E-3]
[2004,12,25,7,2.839129110316807E-3,3.5762380204912248E-4,1.0686223199999964E-4,2.2712917089034822E-4,3.5307443152562774E-3,null,2.9503061605303735E-3,3.0396336641775066E-4,6.9816586663962104E-5,2.2192699439898856E-4,3.5460131080110747E-3]
[2004,12,25,8,3.0318755774146901E-3,4.0331823486245403E-4,9.4403520542938937E-5,2.4383860002527691E-4,3.7734359328453599E-3,null,3.15060035892838E-3,3.4280147938703831E-4,6.1676903523494111E-5,2.382537100361793E-4,3.7933324518750916E-3]
[2004,12,25,9,3.3157065945924194E-3,4.4072230887045249E-4,0,2.6558026920801896E-4,4.0220091726708906E-3,null,3.4455458742577677E-3,3.7459317834014159E-4,0,2.5949740707442747E-4,4.0796364596723369E-3]
[2004,12,25,10,3.5911170553897618E-3,4.610311301112153E-4,0,2.5922007948803042E-4,4.3113682649890076E-3,null,3.7317410938454529E-3,3.918547186429614E-4,0,2.5328289141872672E-4,4.3768787039071408E-3]
[2004,12,25,11,3.8776863432762026E-3,4.0397874045192302E-4,0,1.408766284614172E-4,4.4225417121895429E-3,null,4.0295321074340622E-3,3.4336287798903954E-4,0,1.3764998398465908E-4,4.5105449694077615E-3]
[2004,12,25,12,3.5314284182722928E-3,4.9353046927085281E-4,0,3.3066691154221874E-4,4.355625799085364E-3,null,3.66971511793565E-3,4.1947762427931148E-4,0,3.2309330209807609E-4,4.4122860443130373E-3]
[2004,12,25,13,3.4200810994814397E-3,4.8593033352379927E-4,0,3.2195265263570614E-4,4.2279640856409447E-3,null,3.5540075654353215E-3,4.1301786731215927E-4,0,3.145786349597427E-4,4.281604067707224E-3]
[2004,12,25,14,3.0332465895379691E-3,5.9245833303405446E-4,0,5.3871800991121572E-4,4.1644229324832392E-3,null,3.1520250583190394E-3,5.0356164309931428E-4,0,5.263791889854564E-4,4.1819658904038099E-3]
[2004,12,25,15,3.0006028922862586E-3,5.7616417741799891E-4,0,5.210286828096956E-4,4.0977957525139526E-3,null,3.1181030712018479E-3,4.8971237924827276E-4,0,5.0909501900767682E-4,4.1169104694577978E-3]
[2004,12,25,16,3.2062034039544614E-3,5.4032775901371359E-4,0,4.4864986958849428E-4,4.1951810325566692E-3,null,3.3317546638605591E-3,4.5925311362862768E-4,0,4.3837397329883799E-4,4.2293817507880246E-3]
[2004,12,25,17,3.5879643700251138E-3,5.5730886238130673E-4,1.6029334799999951E-5,4.6160192699975307E-4,4.6229044942061731E-3,null,3.728464952926135E-3,4.7368625067243221E-4,1.0472487999594318E-5,4.510293762191062E-4,4.6636530678172677E-3]
[2004,12,25,18,3.9262607837016704E-3,5.2487563626328105E-4,1.0686223199999964E-4,3.8859121333088267E-4,4.9465898652958345E-3,null,4.0800086674153664E-3,4.4611953800360079E-4,6.9816586663962104E-5,3.7969090313816513E-4,4.9756356952210951E-3]
[2004,12,25,19,3.9458895733166521E-3,4.7982386867493818E-4,1.0686223199999964E-4,2.8943801945659957E-4,4.8220136934481904E-3,null,4.1004060979916651E-3,4.0782766016784697E-4,6.9816586663962104E-5,2.8280871836497651E-4,4.8608590631884514E-3]
[2004,12,25,20,3.9376598407946739E-3,4.2615449692304968E-4,1.0686223199999964E-4,2.23001204314516E-4,4.6936777740322396E-3,null,4.0918540985525132E-3,3.6221122519412293E-4,6.9816586663962104E-5,2.1789357495065095E-4,4.7417754853612496E-3]
[2004,12,25,21,3.5893629182827177E-3,4.6843761810578735E-4,1.0686223199999964E-4,3.5767464969123819E-4,4.5223374180797431E-3,null,3.72991826673466E-3,3.9814988415281621E-4,6.9816586663962104E-5,3.4948245382804212E-4,4.5473671913794809E-3]
[2004,12,25,22,3.4620375208890952E-3,4.1822554668251332E-4,1.0686223199999964E-4,2.8982088704779593E-4,4.2769461866194042E-3,null,3.5976069523399211E-3,3.5547199141420464E-4,6.9816586663962104E-5,2.8318281674007259E-4,4.3060783471581612E-3]
[2004,12,25,23,3.3088513919928889E-3,3.3557686689166194E-4,1.0686223199999964E-4,1.6639094831384161E-4,3.9176814391983922E-3,null,3.4384222297614377E-3,2.8522451125414757E-4,6.9816586663962104E-5,1.625799227361927E-4,3.9560432504157405E-3]
[2004,12,25,24,2.5761868108141904E-3,4.5993124496790605E-4,1.0686223199999964E-4,5.2448864369803502E-4,3.667468931480131E-3,null,2.677067341179876E-3,3.909198681410722E-4,6.9816586663962104E-5,5.1247573280008491E-4,3.6502795287849952E-3]
[2004,12,26,1,2.9070843003416915E-3,7.2094736260214091E-4,1.0686223199999964E-4,9.475093065759824E-4,4.6824032015198146E-3,null,3.020922398108966E-3,6.1277125876662045E-4,6.9816586663962104E-5,9.258075118629039E-4,{"$f":"SUM(K8643:N8643)","v":4.6293177554024524E-3}]
[2004,12,26,2,2.861922623024636E-3,6.8038938528563596E-4,1.0686223199999964E-4,8.9711304695854941E-4,4.5462872872688211E-3,null,{"$f":"E8644*R$5","v":2.9739922411378635E-3},{"$f":"F8644*S$5","v":5.7829889073747508E-4},{"$f":"G8644*T$5","v":6.9816586663962104E-5},{"$f":"H8644*V$5","v":8.765655303859958E-4},4.4986732489252969E-3]
[2004,12,26,3,2.7570107008195394E-3,6.8763298790410301E-4,1.0686223199999964E-4,9.3849960306268917E-4,4.4900055237863312E-3,null,2.8649720879965219E-3,5.8445561135921727E-4,6.9816586663962104E-5,9.1700416699402095E-4,4.4362484530137223E-3]
[2004,12,26,4,2.9127592433318798E-3,6.6653825110234632E-4,1.0686223199999964E-4,9.0433235814683314E-4,4.590492084581059E-3,null,3.0268195653789473E-3,5.6652607989285907E-4,6.9816586663962104E-5,8.8361949015420302E-4,4.5467817220899718E-3]
[2004,12,26,5,2.9798294671350999E-3,6.6181649600620905E-4,1.0686223199999964E-4,8.8498047156164157E-4,4.6334886667029505E-3,null,3.0965161824703449E-3,5.6251281073628067E-4,6.9816586663962104E-5,8.6471084002808147E-4,4.5935564198986692E-3]
[2004,12,26,6,3.0462181391442177E-3,6.7172645472941904E-4,1.0686223199999964E-4,8.7897342365772708E-4,4.7037802495313637E-3,null,3.1655045589785461E-3,5.7093580830329968E-4,6.9816586663962104E-5,8.5884137781281158E-4,4.6650983317586192E-3]
[2004,12,26,7,3.1618303231153986E-3,7.17824268346666E-4,1.0686223199999964E-4,9.1835730549334727E-4,4.9048741289554124E-3,null,3.2856439839039891E-3,6.1011677593271875E-4,6.9816586663962104E-5,8.973232094915954E-4,4.8629005559922651E-3]
[2004,12,26,8,3.4495464369515717E-3,7.0427959261250826E-4,9.6184557778559681E-5,8.0764631148180972E-4,5.0576568988244487E-3,null,3.5846267318354491E-3,5.9860444031746823E-4,6.2840513324499011E-5,7.8914794494239064E-4,5.0352196304198071E-3]
[2004,12,26,9,3.7200332116745834E-3,6.6841681459865157E-4,0,6.9300035094345955E-4,5.081450377216694E-3,null,3.8657054594309847E-3,5.6812277027279087E-4,0,6.7712784051228068E-4,5.1109560702160568E-3]
[2004,12,26,10,3.8794740948294134E-3,6.8013270571804841E-4,0,6.639977465609121E-4,5.223604547108374E-3,null,4.0313898652943048E-3,5.7808072520988013E-4,0,6.4878951305248893E-4,5.2582601035566735E-3]
[2004,12,26,11,3.735149219192096E-3,7.1334524402136875E-4,0,7.2994001237999546E-4,5.1784344755934604E-3,null,3.8814133925219752E-3,6.0630981648431676E-4,0,7.1322143432319795E-4,5.2009446433294903E-3]
[2004,12,26,12,3.6691919642190002E-3,7.2925118398099687E-4,0,7.3457880010568152E-4,5.1330219483056794E-3,null,3.8128733268477225E-3,6.1982911533541246E-4,0,7.1775397505136984E-4,5.1504564172345051E-3]
[2004,12,26,13,3.5046187131437898E-3,7.2770476027831949E-4,0,7.4864034299985786E-4,4.9809638164219671E-3,null,3.6418555754036798E-3,6.1851472811655091E-4,0,7.3149345175039572E-4,4.9918637552706265E-3]
[2004,12,26,14,3.4333069622879881E-3,7.2234957495528364E-4,0,7.0211469734747902E-4,4.8577712345907499E-3,null,3.5677513379093161E-3,6.1396307313929825E-4,0,6.8603343152653126E-4,4.8677478425751455E-3]
[2004,12,26,15,3.3410003806205774E-3,7.197991634873682E-4,0,6.7595302260756499E-4,4.7367525667155108E-3,null,3.4718301360304508E-3,6.1179534366744524E-4,0,6.6047096493224231E-4,4.7440964446301389E-3]
[2004,12,26,16,3.4488228329014529E-3,6.9806617638240847E-4,0,6.5218451665850861E-4,4.7990735259423696E-3,null,3.5838747922779654E-3,5.9332332954286607E-4,0,6.3724685388586724E-4,4.8144449757066988E-3]
[2004,12,26,17,3.8687197702208715E-3,7.261665736152911E-4,1.4248297564379209E-5,6.9333738728109904E-4,5.3024720286816412E-3,null,4.0202144136286411E-3,6.1720734199293727E-4,9.3088781985894187E-6,6.7745715735486136E-4,5.3241877911750293E-3]
[2004,12,26,18,4.395211672995592E-3,6.8245716293638739E-4,1.0686223199999964E-4,6.3293427777264943E-4,5.8174653457046289E-3,null,4.5673231374204551E-3,5.8005640422545998E-4,6.9816586663962104E-5,6.1843752331571455E-4,5.8356336516255927E-3]
[2004,12,26,19,4.4844781597375557E-3,6.6855042765539955E-4,1.0686223199999964E-4,6.1518480793022236E-4,5.8750756273231773E-3,null,4.6600851977320872E-3,5.6823633506991502E-4,6.9816586663962104E-5,6.0109458810900338E-4,5.8992327075749681E-3]
[2004,12,26,20,4.4466508013838715E-3,6.1546979873410761E-4,1.0686223199999964E-4,5.6369707931841061E-4,5.73267991143639E-3,null,4.6207765632702291E-3,5.2312030373743925E-4,6.9816586663962104E-5,5.5078613669143274E-4,5.7644995903630633E-3]
[2004,12,26,21,4.279702724187426E-3,6.3274925719600066E-4,1.0686223199999964E-4,6.2531889247298997E-4,5.644633105856417E-3,null,4.4472909902289904E-3,5.3780702854115139E-4,6.9816586663962104E-5,6.1099656113494921E-4,5.6659111665690537E-3]
[2004,12,26,22,4.0424064956287769E-3,6.3474453026911141E-4,1.0686223199999964E-4,6.5988875757898584E-4,5.4439020154768737E-3,null,4.2007025126415496E-3,5.3950291655741414E-4,6.9816586663962104E-5,6.4477463653441413E-4,5.4547966523973406E-3]
[2004,12,26,23,3.4270430533714933E-3,6.6408628622302882E-4,1.0686223199999964E-4,7.5253666096970501E-4,4.9505282325642275E-3,null,3.561242141480671E-3,5.6444202537863221E-4,6.9816586663962104E-5,7.3530052828257929E-4,4.9308012818058454E-3]
[2004,12,26,24,2.875130256844998E-3,6.5116825784108186E-4,1.0686223199999964E-4,7.7701111154655138E-4,4.4101718582326309E-3,null,2.9877170707994128E-3,5.5346231046044761E-4,6.9816586663962104E-5,7.5921441497002863E-4,4.3702103828938514E-3]
[2004,12,27,1,2.8919213638970041E-3,4.8868295605847115E-4,1.0686223199999964E-4,4.8102800693985363E-4,3.9684945588953279E-3,null,3.0051656984076622E-3,4.1535746665460264E-4,6.9816586663962104E-5,4.7001052037228197E-4,3.9603502720985092E-3]
[2004,12,27,2,2.7380695733239093E-3,4.8337694144352268E-4,1.0686223199999964E-4,5.043859546705016E-4,3.8326947014379331E-3,null,2.8452892476020205E-3,4.1084760446036316E-4,6.9816586663962104E-5,4.9283347664368917E-4,3.8187869153700348E-3]
[2004,12,27,3,2.7744245054133476E-3,4.5811017657011364E-4,1.0686223199999964E-4,4.6703213963080885E-4,3.8064290536142698E-3,null,2.8830677972704307E-3,3.8937204588344198E-4,6.9816586663962104E-5,4.5633521502190543E-4,3.7985916448397402E-3]
[2004,12,27,4,2.8532623507288267E-3,4.4866853470114561E-4,1.0686223199999964E-4,4.5162045017256737E-4,3.8604135676025392E-3,null,2.9649928424795385E-3,3.8134709555698667E-4,6.9816586663962104E-5,4.4127651557493159E-4,3.8574330402754188E-3]
[2004,12,27,5,2.9528944023322974E-3,4.389268299919471E-4,1.0686223199999964E-4,4.1269733932766396E-4,3.9113808036519079E-3,null,3.0685263713225433E-3,3.7306710596711902E-4,6.9816586663962104E-5,4.0324490136788498E-4,3.9146549653215094E-3]
[2004,12,27,6,3.1973009094001248E-3,4.4760706871944456E-4,1.0686223199999964E-4,3.8303800065227092E-4,4.1348082107718403E-3,null,3.3225035577969758E-3,3.8044489953063983E-4,6.9816586663962104E-5,3.7426488148629359E-4,4.1470299254778714E-3]
[2004,12,27,7,3.4642479173370693E-3,4.8830632836749073E-4,1.0686223199999964E-4,3.3246199390592939E-4,4.3918784716104886E-3,null,3.5999039053858303E-3,4.1503735087880528E-4,6.9816586663962104E-5,3.2484726981660072E-4,4.4096051127451991E-3]
[2004,12,27,8,3.5882046368984331E-3,5.5158712082478776E-4,9.6184557778559681E-5,3.0556190153728497E-4,4.5415382170390659E-3,null,3.7287146283755362E-3,4.6882304018329104E-4,6.2840513324499011E-5,2.9856329834333491E-4,4.5589414802266618E-3]
[2004,12,27,9,3.5140896766412627E-3,6.4926938452778836E-4,0,4.2121046117638786E-4,4.5845695223454387E-3,null,3.6516974110043284E-3,5.518483576938747E-4,0,4.1156303830042261E-4,4.6151088069986265E-3]
[2004,12,27,10,3.4836262848574667E-3,7.2141213221126499E-4,0,5.1410191363306427E-4,4.7191403307017959E-3,null,3.6200411076246081E-3,6.1316629101612001E-4,0,5.0232690085605684E-4,4.7355342994967846E-3]
[2004,12,27,11,3.5182160214596173E-3,7.1818772967829003E-4,0,5.0106653925195807E-4,4.7374702903898655E-3,null,3.6559853387684534E-3,6.1042570092398069E-4,0,4.895900892614727E-4,4.7560011289539076E-3]
[2004,12,27,12,3.3740956201523064E-3,7.4193812470912707E-4,0,5.4196888356731977E-4,4.6580026284287531E-3,null,3.5062213473071343E-3,6.3061241664580793E-4,0,5.2955560448876636E-4,4.6663893684417085E-3]
[2004,12,27,13,3.2520113793893472E-3,7.3886715759636905E-4,0,5.5848316226529086E-4,4.549361699251007E-3,null,3.3793564272449257E-3,6.2800223942493074E-4,0,5.4569163942316627E-4,4.5530503060930228E-3]
[2004,12,27,14,3.1090809358277965E-3,7.6402672751533314E-4,0,5.8404448153812853E-4,4.4571521448812587E-3,null,3.2308289909143083E-3,6.4938668734582344E-4,0,5.7066750111832681E-4,4.4508831793784584E-3]
[2004,12,27,15,3.2315492466998387E-3,7.3178616183892313E-4,0,5.3047704995566147E-4,4.4938124584944237E-3,null,3.3580930208319953E-3,6.219837269666144E-4,0,5.1832698033815099E-4,4.4984037281367607E-3]
[2004,12,27,16,3.2692082309902859E-3,7.493499586890103E-4,0,6.1217209150914251E-4,4.6307302811884384E-3,null,3.397226687894789E-3,6.3691212599106383E-4,0,5.9815087507696183E-4,4.6322896889628143E-3]
[2004,12,27,17,3.7231411998071453E-3,8.23859615709093E-4,1.4248297564379209E-5,7.7955418769887067E-4,5.340803300779488E-3,null,3.8689351528257065E-3,7.0024182062739958E-4,9.3088781985894187E-6,7.6169924439462261E-4,5.3401850960463184E-3]
[2004,12,27,18,4.4446081975764431E-3,7.2301473327677308E-4,1.0686223199999964E-4,5.7006372088073466E-4,5.8445488837339504E-3,null,4.6186539734328451E-3,6.1452842634409678E-4,6.9816586663962104E-5,5.5700695641618917E-4,5.8600059428570933E-3]
[2004,12,27,19,4.4957056997534488E-3,6.7157838309220091E-4,1.0686223199999964E-4,4.3952066673872477E-4,5.7136669815843746E-3,null,4.6717523953794656E-3,5.7080995439463388E-4,6.9816586663962104E-5,4.294538661115224E-4,5.7418328025495846E-3]
[2004,12,27,20,4.3531006932694969E-3,6.7835971321382786E-4,1.0686223199999964E-4,5.1185914127554414E-4,5.6501817797588692E-3,null,4.5235631398703596E-3,5.7657376519455565E-4,6.9816586663962104E-5,5.0013549705497549E-4,5.6700889887838536E-3]
[2004,12,27,21,4.2619398901974697E-3,6.4634440617147989E-4,1.0686223199999964E-4,4.8403449354405284E-4,5.4991810219130032E-3,null,4.4288325839667974E-3,5.4936226403123737E-4,6.9816586663962104E-5,4.7294814627544201E-4,5.5209595809374394E-3]
[2004,12,27,22,4.0193596096542977E-3,6.2454465496250805E-4,1.0686223199999964E-4,5.1995716922627333E-4,5.2707236658430792E-3,null,4.1767531369599487E-3,5.3083350356680293E-4,6.9816586663962104E-5,5.0804804741836306E-4,5.2854512746090768E-3]
[2004,12,27,23,3.6843949542183004E-3,5.8277862557635639E-4,1.0686223199999964E-4,5.2605964882789663E-4,4.9000954606225533E-3,null,3.8286716485550478E-3,4.9533434824946881E-4,6.9816586663962104E-5,5.1401075555955206E-4,4.9078333390280308E-3]
[2004,12,27,24,3.0951413768584763E-3,5.4331567824472313E-4,1.0686223199999964E-4,5.2707728289722565E-4,4.2723965700004248E-3,null,3.2163435747517184E-3,4.6179270406650701E-4,6.9816586663962104E-5,5.1500508169352642E-4,4.2629579471757141E-3]
[2004,12,28,1,2.6461251183796425E-3,4.8783549927306261E-4,1.0686223199999964E-4,4.9783491780804035E-4,3.738657767460745E-3,null,2.749744352914787E-3,4.1463716835255909E-4,6.9816586663962104E-5,4.8643248501683688E-4,3.720630592948145E-3]
[2004,12,28,2,2.4829723958930939E-3,4.7708188331924985E-4,1.0686223199999964E-4,5.0909455460874259E-4,3.5760110658210856E-3,null,2.5802027563349627E-3,4.0549710192589665E-4,6.9816586663962104E-5,4.974342306024378E-4,3.5529506755272596E-3]
[2004,12,28,3,2.4773357820299653E-3,4.4500707848011577E-4,1.0686223199999964E-4,4.5830060941439267E-4,3.4875057019244735E-3,null,2.5743454191168385E-3,3.7823503044119057E-4,6.9816586663962104E-5,4.4780367215650795E-4,3.4702007083784992E-3]
[2004,12,28,4,2.49412336600267E-3,4.2646315568496852E-4,1.0686223199999964E-4,4.2699971846181593E-4,3.4544484721494542E-3,null,2.5917903856860288E-3,3.6247357058559189E-4,6.9816586663962104E-5,4.1721969818308364E-4,3.4413002411186663E-3]
[2004,12,28,5,2.6041632840219237E-3,4.1849101800459803E-4,1.0686223199999964E-4,3.9168057342309318E-4,3.5211971074496141E-3,null,2.7061393410951875E-3,3.5569762951850832E-4,6.9816586663962104E-5,3.8270950439133248E-4,3.5143630616689906E-3]
[2004,12,28,6,2.7807250290459154E-3,4.2811892988924764E-4,1.0686223199999964E-4,3.5271785556266363E-4,3.668424046497826E-3,null,2.8896150422055714E-3,3.6388090057391077E-4,6.9816586663962104E-5,3.4463919032958038E-4,3.6679517197730246E-3]
[2004,12,28,7,3.011760266353265E-3,4.7417362018855214E-4,1.0686223199999964E-4,2.9689112541606444E-4,3.889687243957881E-3,null,3.129697355281996E-3,4.0302521541674846E-4,6.9816586663962104E-5,2.9009111805867224E-4,3.8926302754213791E-3]
[2004,12,28,8,3.1413579744484729E-3,5.1471880871967668E-4,9.6184557778559681E-5,2.3987212509954891E-4,3.9921334660462581E-3,null,3.2643699614676451E-3,4.3748671358143201E-4,6.2840513324499011E-5,2.3437808342610932E-4,3.9990752717996856E-3]
[2004,12,28,9,3.1870920703989877E-3,6.2840571818999051E-4,0,3.8860434272036741E-4,4.2041021313093457E-3,null,3.3118949523314933E-3,5.3411522522473702E-4,0,3.7970373181153732E-4,4.2257139093677676E-3]
[2004,12,28,10,3.1501147467668249E-3,7.2198320021299737E-4,0,5.375306526267733E-4,4.4096285996065958E-3,null,3.2734696389790752E-3,6.1365167188636805E-4,0,5.2521902698433127E-4,4.412340337849774E-3]
[2004,12,28,11,3.2990235890796586E-3,7.4517421023535715E-4,0,5.771884577663479E-4,4.621386257081363E-3,null,3.4282095813214565E-3,6.333629367312511E-4,0,5.6396850801570218E-4,4.62554102606841E-3]
[2004,12,28,12,3.1582087358030023E-3,7.7027259759096588E-4,0,6.2330465065239132E-4,4.5517859840463592E-3,null,3.281880579372707E-3,6.5469538235862475E-4,0,6.0902845359734887E-4,4.5456044153286811E-3]
[2004,12,28,13,3.0435896833064897E-3,7.6561716481364863E-4,0,6.3865446432704036E-4,4.4478613124471784E-3,null,3.1627731758151136E-3,6.5073848404532248E-4,0,6.2402669446639137E-4,4.4375383543268278E-3]
[2004,12,28,14,2.933257726446896E-3,7.8516786983289693E-4,0,6.5487121046253868E-4,4.3732968067423314E-3,null,3.0481207456584912E-3,6.6735566131216129E-4,0,6.3987201153717854E-4,4.355348418507831E-3]
[2004,12,28,15,2.9700829944828188E-3,7.4449532653058726E-4,0,5.8901319401456591E-4,4.3035915150279724E-3,null,3.0863880490913532E-3,6.3278591759794497E-4,0,5.7552240998628925E-4,4.2946963766755872E-3]
[2004,12,28,16,3.0859863636605958E-3,7.6136715814954109E-4,0,6.5732817287899475E-4,4.5046816946891317E-3,null,3.2068300617031941E-3,6.4712617880859622E-4,0,6.4227269957869211E-4,4.4962289400904826E-3]
[2004,12,28,17,3.5287435807989896E-3,8.2409219065332701E-4,1.2467260435620704E-5,7.8912140788062678E-4,5.1544244397685639E-3,null,3.6669251452962496E-3,7.0043949836190358E-4,8.1452684674011089E-6,7.7104733654574274E-4,{"$f":"SUM(K8707:N8707)","v":5.1465572486712975E-3}]
[2004,12,28,18,4.1390443850513004E-3,7.545969608874645E-4,1.0686223199999964E-4,6.7248930218779775E-4,5.6729928801265627E-3,null,{"$f":"E8708*R$5","v":4.3011246313355844E-3},{"$f":"F8708*S$5","v":6.4137183041427332E-4},{"$f":"G8708*T$5","v":6.9816586663962104E-5},{"$f":"H8708*V$5","v":6.5708657771687909E-4},5.6693996261306997E-3]
[2004,12,28,19,4.1346879785912651E-3,7.2272255581509856E-4,1.0686223199999964E-4,5.7891963406723839E-4,5.5431924004736019E-3,null,4.2965976329789012E-3,6.142800892805873E-4,6.9816586663962104E-5,5.6566003337867217E-4,5.5463543423021231E-3]
[2004,12,28,20,4.1195652515317498E-3,6.7647969798692456E-4,1.0686223199999964E-4,5.2432009359957405E-4,5.4272272751182491E-3,null,4.2808827172163251E-3,5.7497584091207839E-4,6.9816586663962104E-5,5.1231104318047124E-4,5.4379861879728375E-3]
[2004,12,28,21,4.0202413268959096E-3,6.5349937233422409E-4,1.0686223199999964E-4,5.3234916104668694E-4,5.3129520922768209E-3,null,4.1776693812407466E-3,5.5544364784565719E-4,6.9816586663962104E-5,5.2015621251464176E-4,5.3230858282650086E-3]
[2004,12,28,22,3.6843072451511684E-3,6.190524113563931E-4,1.0686223199999964E-4,5.3983759622912146E-4,4.9500594847366828E-3,null,3.8285805049011177E-3,5.2616535551251948E-4,6.9816586663962104E-5,5.2747313224923477E-4,4.9520355793268344E-3]
[2004,12,28,23,3.4519911739406659E-3,5.8127139557207527E-4,1.0686223199999964E-4,5.7430812678067899E-4,4.7144329282934197E-3,null,3.5871672019301662E-3,4.9405327382589278E-4,6.9816586663962104E-5,5.6115414825725273E-4,4.7121912106772735E-3]
[2004,12,28,24,2.8600715456682541E-3,5.4862555613622807E-4,1.0686223199999964E-4,5.7923139244439896E-4,4.0947907262488805E-3,null,2.9720686777083925E-3,4.6630584986362964E-4,6.9816586663962104E-5,5.6596465122828936E-4,4.0741557654642739E-3]
[2004,12,29,1,2.9294748223076517E-3,5.8525258376174096E-4,1.0686223199999964E-4,6.8081031070122734E-4,4.3023999487706195E-3,null,3.044189707317842E-3,4.9743709603666158E-4,6.9816586663962104E-5,6.6521700148637966E-4,4.2766603915048457E-3]
[2004,12,29,2,2.7797620602714916E-3,5.7476747426779757E-4,1.0686223199999964E-4,6.9378242589420553E-4,4.1551741924334947E-3,null,2.8886143646748253E-3,4.8852524743828445E-4,6.9816586663962104E-5,6.7789200278405503E-4,4.1248482015611267E-3]
[2004,12,29,3,2.8040079584605057E-3,5.5161746611424964E-4,1.0686223199999964E-4,6.6421064362057549E-4,4.1266983001953302E-3,null,2.9138097045185488E-3,4.6884883224826798E-4,6.9816586663962104E-5,6.4899753390856071E-4,4.1014726573393393E-3]
[2004,12,29,4,2.8698293507778113E-3,5.4589324755758791E-4,1.0686223199999964E-4,6.6264041322287967E-4,4.1852252435582785E-3,null,2.9822085873107314E-3,4.6398351642581927E-4,6.9816586663962104E-5,6.474632681367599E-4,4.1634719585372723E-3]
[2004,12,29,5,2.9671474965505384E-3,5.3849618593895647E-4,1.0686223199999964E-4,6.2797428704614142E-4,4.2404802015356359E-3,null,3.083337600415962E-3,4.5769636289097178E-4,6.9816586663962104E-5,6.1359113643433857E-4,4.2244416864052345E-3]
[2004,12,29,6,3.1943533952502427E-3,5.6217536620705268E-4,1.0686223199999964E-4,6.1931577760276522E-4,4.4827067710600608E-3,null,3.3194406223626387E-3,4.7782254942291475E-4,6.9816586663962104E-5,6.0513094187099293E-4,4.4722107003205089E-3]
[2004,12,29,7,3.4530021090904846E-3,6.188257801820735E-4,1.0686223199999964E-4,5.8271660392147245E-4,4.7614067251940308E-3,null,3.5882177241447315E-3,5.2597272970213811E-4,6.9816586663962104E-5,5.6937003726883985E-4,4.7533770777796721E-3]
[2004,12,29,8,3.6182952573098016E-3,6.6745458614314189E-4,9.7965595014180425E-5,5.3994350873010826E-4,4.9236589471972321E-3,null,3.7599835630820438E-3,5.6730492146372436E-4,6.4004123125503912E-5,5.2757661892565387E-4,4.9188692265969263E-3]
[2004,12,29,9,3.5676531344610921E-3,7.6173548341319243E-4,0,6.409220648967459E-4,4.970310682771031E-3,null,3.7073583525976173E-3,6.4743923791270135E-4,0,6.2624235781319742E-4,4.9810399483235157E-3]
[2004,12,29,10,3.5023356413842735E-3,8.4647425684416535E-4,0,7.6739432298077029E-4,5.116204221209209E-3,null,3.639483101164112E-3,7.1946319909929927E-4,0,7.498178897513252E-4,5.1087641900147366E-3]
[2004,12,29,11,3.5331498851079294E-3,8.4735383182787591E-4,0,7.5557274954505605E-4,5.1360764664808607E-3,null,3.6715039954445562E-3,7.2021079635522459E-4,0,7.3826707815204562E-4,5.1299818699518263E-3]
[2004,12,29,12,3.3920644409305627E-3,8.6763142101856593E-4,0,7.9022640962454511E-4,5.0499222715736734E-3,null,3.5248938065647693E-3,7.3744579088836726E-4,0,7.7212702928125586E-4,5.0344666267343931E-3]
[2004,12,29,13,3.2768988330568322E-3,8.5873633034166974E-4,0,7.9650576315289264E-4,4.9321409265513944E-3,null,3.4052184451462183E-3,7.2988538330014661E-4,0,7.7826256022099421E-4,4.9133663886673593E-3]
[2004,12,29,14,3.1572559859444887E-3,8.7361837366537007E-4,0,8.0129827621038636E-4,4.8321726358202446E-3,null,3.2808905209189359E-3,7.4253441829705497E-4,0,7.8294530534923207E-4,4.806370244565223E-3]
[2004,12,29,15,3.2546640009292415E-3,8.4752253605392192E-4,0,7.6973101394333906E-4,4.8719175509265022E-3,null,3.3821129224117946E-3,7.2035418699137365E-4,0,7.5210106104160615E-4,4.8545681704447747E-3]
[2004,12,29,16,3.3470132784510281E-3,8.5537357565338551E-4,0,8.179688230013296E-4,5.0203556771057437E-3,null,3.4780784920658827E-3,7.2702720040059921E-4,0,7.9923402920534931E-4,5.0043397216718317E-3]
[2004,12,29,17,3.8640780455054015E-3,9.3278368210561913E-4,1.0686223199999963E-5,9.8262518417221436E-4,5.7901731349832355E-3,null,4.0153909242798217E-3,7.9282214027080766E-4,6.9816586663962092E-6,9.6011909385858188E-4,5.7753138170756075E-3]
[2004,12,29,18,4.4688454047036984E-3,8.7253858842864843E-4,1.0686223199999964E-4,8.8805731003592818E-4,6.3363035351682757E-3,null,4.6438402818827678E-3,7.4161665176786565E-4,6.9816586663962104E-5,8.6771720645901097E-4,6.3229907267736071E-3]
[2004,12,29,19,4.461671040936077E-3,8.3811399323917225E-4,1.0686223199999964E-4,7.8776217423682008E-4,6.1944094404120693E-3,null,4.6363849782318752E-3,7.1235736930007234E-4,6.9816586663962104E-5,7.6971923484892609E-4,6.1882781690448365E-3]
[2004,12,29,20,4.4765774211335428E-3,7.9653818694176118E-4,1.0686223199999964E-4,7.4560503263424111E-4,6.1255828727095445E-3,null,4.6518750752366162E-3,6.7701989463736089E-4,6.9816586663962104E-5,7.2852766226651385E-4,6.1272392188044533E-3]
[2004,12,29,21,4.3460319802777073E-3,7.6748601825794025E-4,1.0686223199999964E-4,7.4149650433346943E-4,5.9618767348691174E-3,null,4.5162176241588994E-3,6.5232692133896286E-4,6.9816586663962104E-5,7.2451323587813222E-4,5.962874368039957E-3]
[2004,12,29,22,4.0838597898766394E-3,7.4463162874339984E-4,1.0686223199999964E-4,7.7884361009433604E-4,5.7141972607143753E-3,null,4.2437790705019632E-3,6.3290176805090505E-4,6.9816586663962104E-5,7.6100494189070629E-4,5.7075023671075368E-3]
[2004,12,29,23,3.7533121186646983E-3,6.8501729469719287E-4,1.0686223199999964E-4,7.6719313983012285E-4,5.3123847851920137E-3,null,3.9002875303737524E-3,5.8223239548786632E-4,6.9816586663962104E-5,7.4962131450838354E-4,5.3019578270339651E-3]
[2004,12,29,24,3.1322577421746792E-3,6.4191068189140877E-4,1.0686223199999964E-4,7.5084121425478875E-4,4.6318718703208762E-3,null,3.2549133745015685E-3,5.4559380748495469E-4,6.9816586663962104E-5,7.336439141535793E-4,4.6039676828040646E-3]
[2004,12,30,1,3.0057265278942277E-3,5.7638455112917137E-4,1.0686223199999964E-4,6.6218478176725327E-4,4.3511580927906518E-3,null,3.1234273425227873E-3,4.8989968651007732E-4,6.9816586663962104E-5,6.4701807248397592E-4,4.330161688180803E-3]
[2004,12,30,2,2.8534120146873694E-3,5.6281452452010771E-4,1.0686223199999964E-4,6.7917491153169154E-4,4.2022636827391685E-3,null,2.965148367107599E-3,4.7836580384668883E-4,6.9816586663962104E-5,6.6361905957114712E-4,4.176949817189397E-3]
[2004,12,30,3,2.8831939793929327E-3,5.3912786789790592E-4,1.0686223199999964E-4,6.4428119499447415E-4,4.1734652742853127E-3,null,2.9960965595037235E-3,4.5823326276633647E-4,6.9816586663962104E-5,6.295245502478447E-4,4.1536709591818667E-3]
[2004,12,30,4,2.9558501828783638E-3,5.3129261371645748E-4,1.0686223199999964E-4,6.3865029573630864E-4,4.2326553243311298E-3,null,3.0715978968556892E-3,4.5157366621799297E-4,6.9816586663962104E-5,6.2402262135324458E-4,4.2170107710908893E-3]
[2004,12,30,5,3.0619879513067391E-3,5.1905376326181096E-4,1.0686223199999964E-4,6.0063286935687862E-4,4.2885368159254287E-3,null,3.1818918989570022E-3,4.4117122050839005E-4,6.9816586663962104E-5,5.8687594777495319E-4,4.2797556539043071E-3]
[2004,12,30,6,3.2991633150891006E-3,5.3786861600703341E-4,1.0686223199999964E-4,5.8961417348331801E-4,4.5335083365794521E-3,null,3.428354778841691E-3,4.5716295804465874E-4,6.9816586663962104E-5,5.7610962459493165E-4,4.5314439481452433E-3]
[2004,12,30,7,3.5691385969998522E-3,5.8789197669458437E-4,1.0686223199999964E-4,5.5147414242168722E-4,4.8153669481161235E-3,null,3.7089019841511865E-3,4.9968045555739081E-4,6.9816586663962104E-5,5.3884315447745774E-4,4.8172421808499975E-3]
[2004,12,30,8,3.7255309366971828E-3,6.4846041457146863E-4,9.7965595014180425E-5,5.0750067240667269E-4,4.9794576186895046E-3,null,3.871418469080365E-3,5.5116077138154087E-4,6.4004123125503912E-5,4.9587685474822762E-4,4.9824602183356371E-3]
[2004,12,30,9,3.6731988144096529E-3,7.4344734488977521E-4,0,6.0999210942723774E-4,5.0266382687266659E-3,null,3.8170370807111336E-3,6.3189518262544032E-4,0,5.9602082340026925E-4,5.044953086736843E-3]
[2004,12,30,10,3.6028017438518036E-3,8.2716792846387768E-4,0,7.4421501908235874E-4,5.1741846913980396E-3,null,3.7438833413495102E-3,7.0305373045092135E-4,0,7.2716948564598605E-4,5.1741065574464175E-3]
[2004,12,30,11,3.6362084317554666E-3,8.2954333551169945E-4,0,7.285305213535168E-4,5.1942822886206826E-3,null,3.7785981969603189E-3,7.0507271441879826E-4,0,7.1184422634100626E-4,5.1955151377201239E-3]
[2004,12,30,12,3.4814506067581508E-3,8.5622820926348957E-4,0,7.694729042005161E-4,5.1071517202221561E-3,null,3.6177802324581995E-3,7.2775359866517921E-4,0,7.5184886305565283E-4,5.0973826941790312E-3]
[2004,12,30,13,3.3584730299069526E-3,8.4758548058502781E-4,0,7.8197685682382064E-4,4.9880353673158011E-3,null,3.4899869942878153E-3,7.2040768687438729E-4,0,7.6406642459968276E-4,4.9744611057618848E-3]
[2004,12,30,14,3.2351549353379972E-3,8.5885438717583083E-4,0,7.9292495945672606E-4,4.8869342819705544E-3,null,3.3618399041151323E-3,7.2998572604169405E-4,0,7.7476377140972921E-4,4.8665894015665553E-3]
[2004,12,30,15,3.3357572867632108E-3,8.3476955013455224E-4,0,7.5660309440695698E-4,4.9271299313047197E-3,null,3.4663817286116343E-3,7.0951475038307616E-4,0,7.3927382395004137E-4,4.9151703029447517E-3]
[2004,12,30,16,3.4209710678296352E-3,8.4478344162208579E-4,0,8.1149560580558676E-4,5.0772501152573082E-3,null,3.5549323839266034E-3,7.1802608589836337E-4,0,7.92909074860156E-4,5.0658675446851225E-3]
[2004,12,30,17,3.9394669405639314E-3,9.2791617062506896E-4,8.9051859643792262E-6,9.7950368078252438E-4,5.8557919779359041E-3,null,4.0937319622828235E-3,7.8868498506126194E-4,5.8180488653913129E-6,9.5706908551943025E-4,5.8453040817289074E-3]
[2004,12,30,18,4.5701643901637232E-3,8.6167308797936314E-4,1.0686223199999964E-4,8.6941179509696868E-4,6.4081115052400548E-3,null,4.7491268029836138E-3,7.3238148879645724E-4,6.9816586663962104E-5,8.4949874921195665E-4,6.4008236276559905E-3]
[2004,12,30,19,4.5609573595997155E-3,8.2256418201597902E-4,1.0686223199999964E-4,7.7422563500442168E-4,6.264609408620116E-3,null,4.7395592356283727E-3,6.9914076308012871E-4,6.9816586663962104E-5,7.5649273710478356E-4,6.2650093224772474E-3]
[2004,12,30,20,4.5695028170320111E-3,7.8756057301294273E-4,1.0686223199999964E-4,7.3107702379214047E-4,6.1950026458370937E-3,null,4.7484393234043876E-3,6.6938934617675344E-4,6.9816586663962104E-5,7.1433240357609282E-4,6.201977659821196E-3]
[2004,12,30,21,4.4414853302020352E-3,7.5593202321131607E-4,1.0686223199999964E-4,7.25161825080142E-4,6.0294414104934933E-3,null,4.6154088181421769E-3,6.4250657042880873E-4,6.9816586663962104E-5,7.0855268683481904E-4,6.0362846620697673E-3]
[2004,12,30,22,4.168989012464922E-3,7.3972324410488633E-4,1.0686223199999964E-4,7.6338051044800735E-4,5.7789549990178157E-3,null,4.3322418561254558E-3,6.2872987258464415E-4,6.9816586663962104E-5,7.4589600975684791E-4,5.7766843251309107E-3]
[2004,12,30,23,3.8372591114882492E-3,6.778148007730645E-4,1.0686223199999964E-4,7.5065254731154123E-4,5.3725886915728556E-3,null,3.987521791466473E-3,5.7611061531765068E-4,6.9816586663962104E-5,7.3345956844627432E-4,5.3669085618943601E-3]
[2004,12,30,24,3.2042459430134877E-3,6.3621934162036941E-4,1.0686223199999964E-4,7.3703628628329139E-4,4.6843638029171481E-3,null,3.3297205509869436E-3,5.4075643665476474E-4,6.9816586663962104E-5,7.2015517485778894E-4,4.6604487491634598E-3]
[2004,12,31,1,2.6967967495446915E-3,5.7177144074217431E-4,1.0686223199999964E-4,6.2353814341357158E-4,3.9989685657004365E-3,null,2.802400227227486E-3,4.8597876023264873E-4,6.9816586663962104E-5,6.092565984300867E-4,3.9674521725541834E-3]
[2004,12,31,2,2.555455799971637E-3,5.6035420370576265E-4,1.0686223199999964E-4,6.3945347301639483E-4,3.8621257086937939E-3,null,2.6555245276528145E-3,4.7627464718174949E-4,6.9816586663962104E-5,6.2480740262568248E-4,3.8264231641242088E-3]
[2004,12,31,3,2.5428113313191616E-3,5.4876089266216806E-4,1.0686223199999964E-4,6.3722384650770076E-4,3.8356583024890304E-3,null,2.6423849160633057E-3,4.6642087952828928E-4,6.9816586663962104E-5,6.2262884358032903E-4,3.8012512258358859E-3]
[2004,12,31,4,2.5925769424275376E-3,5.4589827518695293E-4,1.0686223199999964E-4,6.4471998291367176E-4,3.8900574325281619E-3,null,2.6940992916096914E-3,4.6398778967367954E-4,6.9816586663962104E-5,6.2995328814929689E-4,3.85785695609663E-3]
[2004,12,31,5,2.6666616266255837E-3,5.4154641152218738E-4,1.0686223199999964E-4,6.2634539058480738E-4,3.9414156607325782E-3,null,2.7710850473459123E-3,4.6028891078990904E-4,6.9816586663962104E-5,6.1199954828899407E-4,3.9131900930887776E-3]
[2004,12,31,6,2.8325444247401296E-3,5.6812638439690099E-4,1.0686223199999964E-4,6.59025867569621E-4,4.1665589087066515E-3,null,2.9434636261942513E-3,4.8288063423783736E-4,6.9816586663962104E-5,6.4393151019566787E-4,4.1400923572917185E-3]
[2004,12,31,7,3.0289321956872097E-3,6.0701208556587208E-4,1.0686223199999964E-4,6.8279669207446539E-4,4.4256032053275468E-3,null,3.1475417177373815E-3,5.1593164640511917E-4,6.9816586663962104E-5,6.6715788669352756E-4,4.4004478374999904E-3]
[2004,12,31,8,3.1310752243518657E-3,6.4788848589420313E-4,9.9265599999999682E-5,6.9818308405714764E-4,4.5764123943032161E-3,null,3.2536845506326907E-3,5.5067465897767854E-4,6.4853458845499286E-5,6.8219186807943187E-4,4.5514045365353008E-3]
[2004,12,31,9,3.292650168750516E-3,6.5179962746893727E-4,0,6.7532427402048354E-4,4.6197740702399372E-3,null,3.4215865851384402E-3,5.5399894486911176E-4,0,6.5985661723037467E-4,{"$f":"SUM(K8771:N8771)","v":4.6354421472379267E-3}]
[2004,12,31,10,3.4498850421116451E-3,6.6195429133557835E-4,0,6.4353887072814597E-4,4.7553782041753695E-3,null,{"$f":"E8772*R$5","v":3.5849785963864909E-3},{"$f":"F8772*S$5","v":5.6262993026789953E-4},{"$f":"G8772*T$5","v":0},{"$f":"H8772*V$5","v":6.2879922820906892E-4},4.7764077548634598E-3]
[2004,12,31,11,3.4559082125689249E-3,6.6882189497776898E-4,0,6.4911870795834057E-4,4.773848815505034E-3,null,3.5912376273130749E-3,5.6846706949169291E-4,0,6.3425126460262612E-4,4.7939559614073937E-3]
[2004,12,31,12,3.3611026187654451E-3,6.8282653803529534E-4,0,6.4984162684443103E-4,4.6937707836451721E-3,null,3.49271955483981E-3,5.8037035564002359E-4,0,6.3495762572284421E-4,4.7080475362026777E-3]
[2004,12,31,13,3.2205304103368497E-3,6.8698473603456302E-4,0,6.7678089677956368E-4,4.5842960431509766E-3,null,3.3466426994339751E-3,5.8390462784127756E-4,0,6.6127987743789716E-4,4.5918272047131498E-3]
[2004,12,31,14,3.0887136506123534E-3,7.090150671447029E-4,0,6.9364929675703655E-4,4.4913780145140929E-3,null,3.2096641460940965E-3,6.0262937034769504E-4,0,6.7776192284248248E-4,4.4900554392842745E-3]
[2004,12,31,15,3.264121316819885E-3,6.7307946440616406E-4,0,5.9111936572513299E-4,4.5283201469511819E-3,null,3.3919405759809322E-3,5.7208580272140818E-4,0,5.7758034184762633E-4,4.5416067205499662E-3]
[2004,12,31,16,3.3229899633706117E-3,6.8925450840033532E-4,0,6.5404483705296015E-4,4.6662893088239071E-3,null,3.4531144514308282E-3,5.8583382731108066E-4,0,6.3906456542041552E-4,4.6780128441623239E-3]
[2004,12,31,17,3.7810430027755025E-3,7.7218544763405742E-4,7.1241488356207205E-6,8.2146214858528645E-4,5.3818147478304672E-3,null,3.9291043242038609E-3,6.5632121468639179E-4,4.6544391342030022E-6,8.0264734350692318E-4,5.3927273215313787E-3]
[2004,12,31,18,4.3630785851990397E-3,7.0739987418916631E-4,1.0686223199999964E-4,7.1208810540727627E-4,5.8894287967954824E-3,null,4.5339317546409475E-3,6.0125653250701992E-4,6.9816586663962104E-5,6.9577840821071955E-4,5.9007832820226497E-3]
[2004,12,31,19,4.3423997767877906E-3,6.69425309650311E-4,1.0686223199999964E-4,6.3885451439111781E-4,5.7575418328292194E-3,null,4.5124431877327214E-3,5.6897994350667963E-4,6.9816586663962104E-5,6.2422216257502757E-4,5.7754618804783915E-3]
[2004,12,31,20,4.2299621798833759E-3,6.6307345971397405E-4,1.0686223199999964E-4,6.9367151276437814E-4,5.6935693843617272E-3,null,4.3956026630743309E-3,5.6358117061022642E-4,6.9816586663962104E-5,6.7778363001341757E-4,5.7067840503619372E-3]
[2004,12,31,21,4.0851664623831442E-3,6.5428454316172511E-4,1.0686223199999964E-4,6.9509575591299676E-4,5.5414089934578666E-3,null,4.2451369108100099E-3,5.5611100602084786E-4,6.9816586663962104E-5,6.7917525223449671E-4,5.550239755729317E-3]
[2004,12,31,22,3.8416327444032103E-3,6.4936158777787812E-4,1.0686223199999964E-4,7.1334083973126567E-4,5.3111974039123534E-3,null,3.9920666908463643E-3,5.5192672610820102E-4,6.9816586663962104E-5,6.9700244985281066E-4,5.3108124534713384E-3]
[2004,12,31,23,3.5112822447848787E-3,6.2873667637391713E-4,1.0686223199999964E-4,6.9084174516104331E-4,4.9377228983198389E-3,null,3.6487800433259577E-3,5.3439652407328523E-4,6.9816586663962104E-5,6.7501867553137562E-4,4.9280118295945818E-3]
[2004,12,31,24,2.8809258662750433E-3,6.1190612200907283E-4,1.0686223199999964E-4,7.0550993647416243E-4,4.3052041567582782E-3,null,2.9937396296690873E-3,5.2009134658201654E-4,6.9816586663962104E-5,6.8935090594735092E-4,4.2729984688624168E-3]
[]
["NCP",1,null,null,{"$f":"MAX(IF($B$3:$B$8786=$B8788,E$3:E$8786))","v":5.0177625164469098E-3},{"$f":"MAX(IF($B$3:$B$8786=$B8788,F$3:F$8786))","v":1.1117224288816751E-3},{"$f":"MAX(IF($B$3:$B$8786=$B8788,G$3:G$8786))","v":8.4701088000000273E-5},{"$f":"MAX(IF($B$3:$B$8786=$B8788,H$3:H$8786))","v":1.0904620588245198E-3},{"$f":"MAX(IF($B$3:$B$8786=$B8788,I$3:I$8786))","v":6.76429624775092E-3},null,{"$f":"MAX(IF($B$3:$B$8786=$B8788,K$3:K$8786))","v":5.2142523601893523E-3},{"$f":"MAX(IF($B$3:$B$8786=$B8788,L$3:L$8786))","v":9.4491163638648398E-4},{"$f":"MAX(IF($B$3:$B$8786=$B8788,M$3:M$8786))","v":5.5337987427437595E-5},{"$f":"MAX(IF($B$3:$B$8786=$B8788,N$3:N$8786))","v":1.0654860680044096E-3},{"$f":"MAX(IF($B$3:$B$8786=$B8788,O$3:O$8786))","v":6.7611866610722783E-3}]
[null,2,null,null,{"$f":"MAX(IF($B$3:$B$8786=$B8789,E$3:E$8786))","v":4.6777016398032176E-3},{"$f":"MAX(IF($B$3:$B$8786=$B8789,F$3:F$8786))","v":1.1123968345097216E-3},{"$f":"MAX(IF($B$3:$B$8786=$B8789,G$3:G$8786))","v":7.9037567999999962E-5},{"$f":"MAX(IF($B$3:$B$8786=$B8789,H$3:H$8786))","v":1.0182885504824387E-3},{"$f":"MAX(IF($B$3:$B$8786=$B8789,I$3:I$8786))","v":6.1541348202435288E-3},null,{"$f":"MAX(IF($B$3:$B$8786=$B8789,K$3:K$8786))","v":4.8608750883803601E-3},{"$f":"MAX(IF($B$3:$B$8786=$B8789,L$3:L$8786))","v":9.4548484936575862E-4},{"$f":"MAX(IF($B$3:$B$8786=$B8789,M$3:M$8786))","v":5.1637824820847962E-5},{"$f":"MAX(IF($B$3:$B$8786=$B8789,N$3:N$8786))","v":9.9496562486273555E-4},{"$f":"MAX(IF($B$3:$B$8786=$B8789,O$3:O$8786))","v":6.1332971447547301E-3}]
[null,3,null,null,{"$f":"MAX(IF($B$3:$B$8786=$B8790,E$3:E$8786))","v":3.9860938981498544E-3},{"$f":"MAX(IF($B$3:$B$8786=$B8790,F$3:F$8786))","v":1.0855169334594459E-3},{"$f":"MAX(IF($B$3:$B$8786=$B8790,G$3:G$8786))","v":7.9037567999999921E-5},{"$f":"MAX(IF($B$3:$B$8786=$B8790,H$3:H$8786))","v":1.0418960176685691E-3},{"$f":"MAX(IF($B$3:$B$8786=$B8790,I$3:I$8786))","v":5.7352585262010402E-3},null,{"$f":"MAX(IF($B$3:$B$8786=$B8790,K$3:K$8786))","v":4.1421847782229862E-3},{"$f":"MAX(IF($B$3:$B$8786=$B8790,L$3:L$8786))","v":9.2263820111303534E-4},{"$f":"MAX(IF($B$3:$B$8786=$B8790,M$3:M$8786))","v":5.1637824820847935E-5},{"$f":"MAX(IF($B$3:$B$8786=$B8790,N$3:N$8786))","v":1.0180323855850735E-3},{"$f":"MAX(IF($B$3:$B$8786=$B8790,O$3:O$8786))","v":5.685366810312815E-3}]
[null,4,null,null,{"$f":"MAX(IF($B$3:$B$8786=$B8791,E$3:E$8786))","v":3.306126985361018E-3},{"$f":"MAX(IF($B$3:$B$8786=$B8791,F$3:F$8786))","v":7.5466897847695984E-4},{"$f":"MAX(IF($B$3:$B$8786=$B8791,G$3:G$8786))","v":7.9037567999999678E-5},{"$f":"MAX(IF($B$3:$B$8786=$B8791,H$3:H$8786))","v":7.5471247867500365E-4},{"$f":"MAX(IF($B$3:$B$8786=$B8791,I$3:I$8786))","v":4.5311536749435303E-3},null,{"$f":"MAX(IF($B$3:$B$8786=$B8791,K$3:K$8786))","v":3.4355911384804563E-3},{"$f":"MAX(IF($B$3:$B$8786=$B8791,L$3:L$8786))","v":6.4143304196903801E-4},{"$f":"MAX(IF($B$3:$B$8786=$B8791,M$3:M$8786))","v":5.1637824820847779E-5},{"$f":"MAX(IF($B$3:$B$8786=$B8791,N$3:N$8786))","v":7.374265109637301E-4},{"$f":"MAX(IF($B$3:$B$8786=$B8791,O$3:O$8786))","v":4.5178996987108068E-3}]
[null,5,null,null,{"$f":"MAX(IF($B$3:$B$8786=$B8792,E$3:E$8786))","v":2.7355940444625903E-3},{"$f":"MAX(IF($B$3:$B$8786=$B8792,F$3:F$8786))","v":5.4999174256809924E-4},{"$f":"MAX(IF($B$3:$B$8786=$B8792,G$3:G$8786))","v":7.9037567999999515E-5},{"$f":"MAX(IF($B$3:$B$8786=$B8792,H$3:H$8786))","v":8.3389942127556113E-4},{"$f":"MAX(IF($B$3:$B$8786=$B8792,I$3:I$8786))","v":3.6266884525819627E-3},null,{"$f":"MAX(IF($B$3:$B$8786=$B8792,K$3:K$8786))","v":2.8427167798605636E-3},{"$f":"MAX(IF($B$3:$B$8786=$B8792,L$3:L$8786))","v":4.6746704390218744E-4},{"$f":"MAX(IF($B$3:$B$8786=$B8792,M$3:M$8786))","v":5.163782482084767E-5},{"$f":"MAX(IF($B$3:$B$8786=$B8792,N$3:N$8786))","v":8.1479975235803379E-4},{"$f":"MAX(IF($B$3:$B$8786=$B8792,O$3:O$8786))","v":3.6501429887419471E-3}]
[null,6,null,null,{"$f":"MAX(IF($B$3:$B$8786=$B8793,E$3:E$8786))","v":3.4175453972722768E-3},{"$f":"MAX(IF($B$3:$B$8786=$B8793,F$3:F$8786))","v":7.1470977071446166E-4},{"$f":"MAX(IF($B$3:$B$8786=$B8793,G$3:G$8786))","v":7.9037567999999583E-5},{"$f":"MAX(IF($B$3:$B$8786=$B8793,H$3:H$8786))","v":8.8983539657732963E-4},{"$f":"MAX(IF($B$3:$B$8786=$B8793,I$3:I$8786))","v":4.8193957524442967E-3},null,{"$f":"MAX(IF($B$3:$B$8786=$B8793,K$3:K$8786))","v":3.5513725680265105E-3},{"$f":"MAX(IF($B$3:$B$8786=$B8793,L$3:L$8786))","v":6.0746959982318528E-4},{"$f":"MAX(IF($B$3:$B$8786=$B8793,M$3:M$8786))","v":5.1637824820847718E-5},{"$f":"MAX(IF($B$3:$B$8786=$B8793,N$3:N$8786))","v":8.6945456762828604E-4},{"$f":"MAX(IF($B$3:$B$8786=$B8793,O$3:O$8786))","v":4.8396803140222915E-3}]
[null,7,null,null,{"$f":"MAX(IF($B$3:$B$8786=$B8794,E$3:E$8786))","v":3.3648947637849131E-3},{"$f":"MAX(IF($B$3:$B$8786=$B8794,F$3:F$8786))","v":6.0280755472497799E-4},{"$f":"MAX(IF($B$3:$B$8786=$B8794,G$3:G$8786))","v":8.0033927999999529E-5},{"$f":"MAX(IF($B$3:$B$8786=$B8794,H$3:H$8786))","v":9.3979764349997252E-4},{"$f":"MAX(IF($B$3:$B$8786=$B8794,I$3:I$8786))","v":4.7457683262933561E-3},null,{"$f":"MAX(IF($B$3:$B$8786=$B8794,K$3:K$8786))","v":3.4966601959229883E-3},{"$f":"MAX(IF($B$3:$B$8786=$B8794,L$3:L$8786))","v":5.1235799347351175E-4},{"$f":"MAX(IF($B$3:$B$8786=$B8794,M$3:M$8786))","v":5.2288779353488413E-5},{"$f":"MAX(IF($B$3:$B$8786=$B8794,N$3:N$8786))","v":9.1827247705620013E-4},{"$f":"MAX(IF($B$3:$B$8786=$B8794,O$3:O$8786))","v":4.7721357257797074E-3}]
[null,8,null,null,{"$f":"MAX(IF($B$3:$B$8786=$B8795,E$3:E$8786))","v":3.5615303343296432E-3},{"$f":"MAX(IF($B$3:$B$8786=$B8795,F$3:F$8786))","v":5.9915609008454214E-4},{"$f":"MAX(IF($B$3:$B$8786=$B8795,G$3:G$8786))","v":8.0033928000000057E-5},{"$f":"MAX(IF($B$3:$B$8786=$B8795,H$3:H$8786))","v":9.6518507375339014E-4},{"$f":"MAX(IF($B$3:$B$8786=$B8795,I$3:I$8786))","v":4.8372898522355458E-3},null,{"$f":"MAX(IF($B$3:$B$8786=$B8795,K$3:K$8786))","v":3.7009957906127228E-3},{"$f":"MAX(IF($B$3:$B$8786=$B8795,L$3:L$8786))","v":5.0925442073002363E-4},{"$f":"MAX(IF($B$3:$B$8786=$B8795,M$3:M$8786))","v":5.2288779353488759E-5},{"$f":"MAX(IF($B$3:$B$8786=$B8795,N$3:N$8786))","v":9.430784324936677E-4},{"$f":"MAX(IF($B$3:$B$8786=$B8795,O$3:O$8786))","v":4.8852249369824036E-3}]
[null,9,null,null,{"$f":"MAX(IF($B$3:$B$8786=$B8796,E$3:E$8786))","v":2.8770962354556953E-3},{"$f":"MAX(IF($B$3:$B$8786=$B8796,F$3:F$8786))","v":7.5967175372136674E-4},{"$f":"MAX(IF($B$3:$B$8786=$B8796,G$3:G$8786))","v":8.003392800000003E-5},{"$f":"MAX(IF($B$3:$B$8786=$B8796,H$3:H$8786))","v":8.4562627998265906E-4},{"$f":"MAX(IF($B$3:$B$8786=$B8796,I$3:I$8786))","v":4.2236406402078814E-3},null,{"$f":"MAX(IF($B$3:$B$8786=$B8796,K$3:K$8786))","v":2.9897600348849605E-3},{"$f":"MAX(IF($B$3:$B$8786=$B8796,L$3:L$8786))","v":6.4568516499890398E-4},{"$f":"MAX(IF($B$3:$B$8786=$B8796,M$3:M$8786))","v":5.2288779353488739E-5},{"$f":"MAX(IF($B$3:$B$8786=$B8796,N$3:N$8786))","v":8.2625801857899518E-4},{"$f":"MAX(IF($B$3:$B$8786=$B8796,O$3:O$8786))","v":4.2065485441247158E-3}]
[null,10,null,null,{"$f":"MAX(IF($B$3:$B$8786=$B8797,E$3:E$8786))","v":3.3404102635081752E-3},{"$f":"MAX(IF($B$3:$B$8786=$B8797,F$3:F$8786))","v":6.7373320421712946E-4},{"$f":"MAX(IF($B$3:$B$8786=$B8797,G$3:G$8786))","v":7.9835317439708373E-5},{"$f":"MAX(IF($B$3:$B$8786=$B8797,H$3:H$8786))","v":7.1176375560917085E-4},{"$f":"MAX(IF($B$3:$B$8786=$B8797,I$3:I$8786))","v":4.5558661931164503E-3},null,{"$f":"MAX(IF($B$3:$B$8786=$B8797,K$3:K$8786))","v":3.4712169106065598E-3},{"$f":"MAX(IF($B$3:$B$8786=$B8797,L$3:L$8786))","v":5.7264145073075137E-4},{"$f":"MAX(IF($B$3:$B$8786=$B8797,M$3:M$8786))","v":5.2159020587127014E-5},{"$f":"MAX(IF($B$3:$B$8786=$B8797,N$3:N$8786))","v":6.9546148733461502E-4},{"$f":"MAX(IF($B$3:$B$8786=$B8797,O$3:O$8786))","v":4.5506303889383337E-3}]
[null,11,null,null,{"$f":"MAX(IF($B$3:$B$8786=$B8798,E$3:E$8786))","v":3.9593524875680443E-3},{"$f":"MAX(IF($B$3:$B$8786=$B8798,F$3:F$8786))","v":9.7507240909711285E-4},{"$f":"MAX(IF($B$3:$B$8786=$B8798,G$3:G$8786))","v":9.002736260771497E-5},{"$f":"MAX(IF($B$3:$B$8786=$B8798,H$3:H$8786))","v":9.3348582262284664E-4},{"$f":"MAX(IF($B$3:$B$8786=$B8798,I$3:I$8786))","v":5.5829731764828749E-3},null,{"$f":"MAX(IF($B$3:$B$8786=$B8798,K$3:K$8786))","v":4.1143962045740818E-3},{"$f":"MAX(IF($B$3:$B$8786=$B8798,L$3:L$8786))","v":8.2876556390257706E-4},{"$f":"MAX(IF($B$3:$B$8786=$B8798,M$3:M$8786))","v":5.881781660362002E-5},{"$f":"MAX(IF($B$3:$B$8786=$B8798,N$3:N$8786))","v":9.1210522240126382E-4},{"$f":"MAX(IF($B$3:$B$8786=$B8798,O$3:O$8786))","v":5.5655481418960002E-3}]
[null,12,null,null,{"$f":"MAX(IF($B$3:$B$8786=$B8799,E$3:E$8786))","v":5.220421881853011E-3},{"$f":"MAX(IF($B$3:$B$8786=$B8799,F$3:F$8786))","v":9.3278368210561913E-4},{"$f":"MAX(IF($B$3:$B$8786=$B8799,G$3:G$8786))","v":1.0686223199999964E-4},{"$f":"MAX(IF($B$3:$B$8786=$B8799,H$3:H$8786))","v":9.8262518417221436E-4},{"$f":"MAX(IF($B$3:$B$8786=$B8799,I$3:I$8786))","v":6.4081115052400548E-3},null,{"$f":"MAX(IF($B$3:$B$8786=$B8799,K$3:K$8786))","v":5.4248476346607129E-3},{"$f":"MAX(IF($B$3:$B$8786=$B8799,L$3:L$8786))","v":7.9282214027080766E-4},{"$f":"MAX(IF($B$3:$B$8786=$B8799,M$3:M$8786))","v":6.9816586663962104E-5},{"$f":"MAX(IF($B$3:$B$8786=$B8799,N$3:N$8786))","v":9.6011909385858188E-4},{"$f":"MAX(IF($B$3:$B$8786=$B8799,O$3:O$8786))","v":6.4008236276559905E-3}]
[]
["CP"]
[null,1,null,null,{"$f":"MAX(IF($I$3:$I$8786=$I8802,E$3:E$8786))","v":4.8860764468644877E-3},{"$f":"MAX(IF($I$3:$I$8786=$I8802,F$3:F$8786))","v":9.7528538703268411E-4},{"$f":"MAX(IF($I$3:$I$8786=$I8802,G$3:G$8786))","v":8.4701088000000273E-5},{"$f":"MAX(IF($I$3:$I$8786=$I8802,H$3:H$8786))","v":8.1823332585374852E-4},{"$f":"MAX(IF($B$3:$B$8786=$B8802,I$3:I$8786))","v":6.76429624775092E-3},{"$f":"IF(SUM(E8802:H8802)=I8802,TRUE)","v":true},{"$f":"MAX(IF($O$3:$O$8786=$O8802,K$3:K$8786))","v":5.0774096146681044E-3},{"$f":"MAX(IF($O$3:$O$8786=$O8802,L$3:L$8786))","v":8.2894658510390088E-4},{"$f":"MAX(IF($O$3:$O$8786=$O8802,M$3:M$8786))","v":5.5337987427437595E-5},{"$f":"MAX(IF($O$3:$O$8786=$O8802,N$3:N$8786))","v":7.99492473872836E-4},{"$f":"O8788","v":6.7611866610722783E-3},{"$f":"IF(SUM(K8802:N8802)=O8802,TRUE)","v":true}]
[null,2,null,null,{"$f":"MAX(IF($I$3:$I$8786=$I8803,E$3:E$8786))","v":4.1845783008780928E-3},{"$f":"MAX(IF($I$3:$I$8786=$I8803,F$3:F$8786))","v":1.0609993848136176E-3},{"$f":"MAX(IF($I$3:$I$8786=$I8803,G$3:G$8786))","v":1.4490220773654136E-5},{"$f":"MAX(IF($I$3:$I$8786=$I8803,H$3:H$8786))","v":8.9406691377816425E-4},{"$f":"MAX(IF($B$3:$B$8786=$B8803,I$3:I$8786))","v":6.1541348202435288E-3},true,{"$f":"MAX(IF($O$3:$O$8786=$O8803,K$3:K$8786))","v":4.3484416032509151E-3},{"$f":"MAX(IF($O$3:$O$8786=$O8803,L$3:L$8786))","v":9.0179944099696985E-4},{"$f":"MAX(IF($O$3:$O$8786=$O8803,M$3:M$8786))","v":9.4669345332761842E-6},{"$f":"MAX(IF($O$3:$O$8786=$O8803,N$3:N$8786))","v":8.7358916597356955E-4},{"$f":"O8789","v":6.1332971447547301E-3},true]
[null,3,null,null,{"$f":"MAX(IF($I$3:$I$8786=$I8804,E$3:E$8786))","v":3.7531570442685433E-3},{"$f":"MAX(IF($I$3:$I$8786=$I8804,F$3:F$8786))","v":9.9001390674248848E-4},{"$f":"MAX(IF($I$3:$I$8786=$I8804,G$3:G$8786))","v":7.9037567999999921E-5},{"$f":"MAX(IF($I$3:$I$8786=$I8804,H$3:H$8786))","v":9.1305000719000824E-4},{"$f":"MAX(IF($B$3:$B$8786=$B8804,I$3:I$8786))","v":5.7352585262010402E-3},true,{"$f":"MAX(IF($O$3:$O$8786=$O8804,K$3:K$8786))","v":3.9001263834415279E-3},{"$f":"MAX(IF($O$3:$O$8786=$O8804,L$3:L$8786))","v":8.4146513226907916E-4},{"$f":"MAX(IF($O$3:$O$8786=$O8804,M$3:M$8786))","v":5.1637824820847935E-5},{"$f":"MAX(IF($O$3:$O$8786=$O8804,N$3:N$8786))","v":8.9213746978136018E-4},5.685366810312815E-3,true]
[null,4,null,null,{"$f":"MAX(IF($I$3:$I$8786=$I8805,E$3:E$8786))","v":3.1829441187731567E-3},{"$f":"MAX(IF($I$3:$I$8786=$I8805,F$3:F$8786))","v":6.4042409779865384E-4},{"$f":"MAX(IF($I$3:$I$8786=$I8805,G$3:G$8786))","v":7.9037567999999678E-5},{"$f":"MAX(IF($I$3:$I$8786=$I8805,H$3:H$8786))","v":6.287478903717205E-4},{"$f":"MAX(IF($B$3:$B$8786=$B8805,I$3:I$8786))","v":4.5311536749435303E-3},true,{"$f":"MAX(IF($O$3:$O$8786=$O8805,K$3:K$8786))","v":3.3075845716620121E-3},{"$f":"MAX(IF($O$3:$O$8786=$O8805,L$3:L$8786))","v":5.4433028111252712E-4},{"$f":"MAX(IF($O$3:$O$8786=$O8805,M$3:M$8786))","v":5.1637824820847779E-5},{"$f":"MAX(IF($O$3:$O$8786=$O8805,N$3:N$8786))","v":6.143470211154204E-4},4.5178996987108068E-3,true]
[null,5,null,null,{"$f":"MAX(IF($I$3:$I$8786=$I8806,E$3:E$8786))","v":2.7063624427278638E-3},{"$f":"MAX(IF($I$3:$I$8786=$I8806,F$3:F$8786))","v":3.792821415700255E-4},{"$f":"MAX(IF($I$3:$I$8786=$I8806,G$3:G$8786))","v":4.0836076826345599E-5},{"$f":"MAX(IF($I$3:$I$8786=$I8806,H$3:H$8786))","v":5.0020779145772761E-4},{"$f":"MAX(IF($B$3:$B$8786=$B8806,I$3:I$8786))","v":3.6266884525819627E-3},true,{"$f":"MAX(IF($O$3:$O$8786=$O8806,K$3:K$8786))","v":2.8123405020200288E-3},{"$f":"MAX(IF($O$3:$O$8786=$O8806,L$3:L$8786))","v":3.22371933616217E-4},{"$f":"MAX(IF($O$3:$O$8786=$O8806,M$3:M$8786))","v":2.6679542841317232E-5},{"$f":"MAX(IF($O$3:$O$8786=$O8806,N$3:N$8786))","v":4.8875101026438369E-4},3.6501429887419471E-3,true]
[null,6,null,null,{"$f":"MAX(IF($I$3:$I$8786=$I8807,E$3:E$8786))","v":3.3557620887612991E-3},{"$f":"MAX(IF($I$3:$I$8786=$I8807,F$3:F$8786))","v":6.1033674919303102E-4},{"$f":"MAX(IF($I$3:$I$8786=$I8807,G$3:G$8786))","v":0},{"$f":"MAX(IF($I$3:$I$8786=$I8807,H$3:H$8786))","v":8.5329691448996609E-4},{"$f":"MAX(IF($B$3:$B$8786=$B8807,I$3:I$8786))","v":4.8193957524442967E-3},true,{"$f":"MAX(IF($O$3:$O$8786=$O8807,K$3:K$8786))","v":3.4871698957860972E-3},{"$f":"MAX(IF($O$3:$O$8786=$O8807,L$3:L$8786))","v":5.1875745369906173E-4},{"$f":"MAX(IF($O$3:$O$8786=$O8807,M$3:M$8786))","v":0},{"$f":"MAX(IF($O$3:$O$8786=$O8807,N$3:N$8786))","v":8.3375296453713299E-4},4.8396803140222915E-3,true]
[null,7,null,null,{"$f":"MAX(IF($I$3:$I$8786=$I8808,E$3:E$8786))","v":3.357049420996322E-3},{"$f":"MAX(IF($I$3:$I$8786=$I8808,F$3:F$8786))","v":5.7638621620767039E-4},{"$f":"MAX(IF($I$3:$I$8786=$I8808,G$3:G$8786))","v":0},{"$f":"MAX(IF($I$3:$I$8786=$I8808,H$3:H$8786))","v":8.1233268908936318E-4},{"$f":"MAX(IF($B$3:$B$8786=$B8808,I$3:I$8786))","v":4.7457683262933561E-3},true,{"$f":"MAX(IF($O$3:$O$8786=$O8808,K$3:K$8786))","v":3.4885076384797409E-3},{"$f":"MAX(IF($O$3:$O$8786=$O8808,L$3:L$8786))","v":4.8990110174827739E-4},{"$f":"MAX(IF($O$3:$O$8786=$O8808,M$3:M$8786))","v":0},{"$f":"MAX(IF($O$3:$O$8786=$O8808,N$3:N$8786))","v":7.9372698555168857E-4},4.7721357257797074E-3,true]
[null,8,null,null,{"$f":"MAX(IF($I$3:$I$8786=$I8809,E$3:E$8786))","v":3.5615303343296432E-3},{"$f":"MAX(IF($I$3:$I$8786=$I8809,F$3:F$8786))","v":4.9008016926924613E-4},{"$f":"MAX(IF($I$3:$I$8786=$I8809,G$3:G$8786))","v":0},{"$f":"MAX(IF($I$3:$I$8786=$I8809,H$3:H$8786))","v":7.856793486366565E-4},{"$f":"MAX(IF($B$3:$B$8786=$B8809,I$3:I$8786))","v":4.8372898522355458E-3},true,{"$f":"MAX(IF($O$3:$O$8786=$O8809,K$3:K$8786))","v":3.7009957906127228E-3},{"$f":"MAX(IF($O$3:$O$8786=$O8809,L$3:L$8786))","v":4.1654503199202442E-4},{"$f":"MAX(IF($O$3:$O$8786=$O8809,M$3:M$8786))","v":0},{"$f":"MAX(IF($O$3:$O$8786=$O8809,N$3:N$8786))","v":7.6768411437765592E-4},4.8852249369824036E-3,true]
[null,9,null,null,{"$f":"MAX(IF($I$3:$I$8786=$I8810,E$3:E$8786))","v":2.8770962354556953E-3},{"$f":"MAX(IF($I$3:$I$8786=$I8810,F$3:F$8786))","v":5.9455629856778138E-4},{"$f":"MAX(IF($I$3:$I$8786=$I8810,G$3:G$8786))","v":7.2030535200000027E-5},{"$f":"MAX(IF($I$3:$I$8786=$I8810,H$3:H$8786))","v":6.7995757098440442E-4},{"$f":"MAX(IF($B$3:$B$8786=$B8810,I$3:I$8786))","v":4.2236406402078814E-3},true,{"$f":"MAX(IF($O$3:$O$8786=$O8810,K$3:K$8786))","v":2.9897600348849605E-3},{"$f":"MAX(IF($O$3:$O$8786=$O8810,L$3:L$8786))","v":5.0534481486418591E-4},{"$f":"MAX(IF($O$3:$O$8786=$O8810,M$3:M$8786))","v":4.7059901418139863E-5},{"$f":"MAX(IF($O$3:$O$8786=$O8810,N$3:N$8786))","v":6.643837929574297E-4},4.2065485441247158E-3,true]
[null,10,null,null,{"$f":"MAX(IF($I$3:$I$8786=$I8811,E$3:E$8786))","v":3.2707159319771166E-3},{"$f":"MAX(IF($I$3:$I$8786=$I8811,F$3:F$8786))","v":6.137211394534706E-4},{"$f":"MAX(IF($I$3:$I$8786=$I8811,G$3:G$8786))","v":7.9835317439708373E-5},{"$f":"MAX(IF($I$3:$I$8786=$I8811,H$3:H$8786))","v":5.9159380424615455E-4},{"$f":"MAX(IF($B$3:$B$8786=$B8811,I$3:I$8786))","v":4.5558661931164503E-3},true,{"$f":"MAX(IF($O$3:$O$8786=$O8811,K$3:K$8786))","v":3.3987934287286314E-3},{"$f":"MAX(IF($O$3:$O$8786=$O8811,L$3:L$8786))","v":5.2163402581462061E-4},{"$f":"MAX(IF($O$3:$O$8786=$O8811,M$3:M$8786))","v":5.2159020587127014E-5},{"$f":"MAX(IF($O$3:$O$8786=$O8811,N$3:N$8786))","v":5.7804391380795474E-4},4.5506303889383337E-3,true]
[null,11,null,null,{"$f":"MAX(IF($I$3:$I$8786=$I8812,E$3:E$8786))","v":3.9593524875680443E-3},{"$f":"MAX(IF($I$3:$I$8786=$I8812,F$3:F$8786))","v":8.347578736809853E-4},{"$f":"MAX(IF($I$3:$I$8786=$I8812,G$3:G$8786))","v":9.002736260771497E-5},{"$f":"MAX(IF($I$3:$I$8786=$I8812,H$3:H$8786))","v":6.9883545262613013E-4},{"$f":"MAX(IF($B$3:$B$8786=$B8812,I$3:I$8786))","v":5.5829731764828749E-3},true,{"$f":"MAX(IF($O$3:$O$8786=$O8812,K$3:K$8786))","v":4.1143962045740818E-3},{"$f":"MAX(IF($O$3:$O$8786=$O8812,L$3:L$8786))","v":7.0950482594819885E-4},{"$f":"MAX(IF($O$3:$O$8786=$O8812,M$3:M$8786))","v":5.881781660362002E-5},{"$f":"MAX(IF($O$3:$O$8786=$O8812,N$3:N$8786))","v":6.828292947700992E-4},5.5655481418960002E-3,true]
[null,12,null,null,{"$f":"MAX(IF($I$3:$I$8786=$I8813,E$3:E$8786))","v":4.5701643901637232E-3},{"$f":"MAX(IF($I$3:$I$8786=$I8813,F$3:F$8786))","v":8.6167308797936314E-4},{"$f":"MAX(IF($I$3:$I$8786=$I8813,G$3:G$8786))","v":1.0686223199999964E-4},{"$f":"MAX(IF($I$3:$I$8786=$I8813,H$3:H$8786))","v":8.6941179509696868E-4},{"$f":"MAX(IF($B$3:$B$8786=$B8813,I$3:I$8786))","v":6.4081115052400548E-3},true,{"$f":"MAX(IF($O$3:$O$8786=$O8813,K$3:K$8786))","v":4.7491268029836138E-3},{"$f":"MAX(IF($O$3:$O$8786=$O8813,L$3:L$8786))","v":7.3238148879645724E-4},{"$f":"MAX(IF($O$3:$O$8786=$O8813,M$3:M$8786))","v":6.9816586663962104E-5},{"$f":"MAX(IF($O$3:$O$8786=$O8813,N$3:N$8786))","v":8.4949874921195665E-4},6.4008236276559905E-3,true]
[]
["4CP",{"$f":"SUMIF($I$8802:$I$8813,$I8815,B$8802:B$8813)","v":1},null,null,{"$f":"SUMIF($I$8802:$I$8813,$I8815,E$8802:E$8813)","v":4.8860764468644877E-3},9.7528538703268411E-4,8.4701088000000273E-5,8.1823332585374852E-4,{"$f":"LARGE(I$8802:I$8813,1)","v":6.76429624775092E-3},null,{"$f":"SUMIF($O$8802:$O$8813,$O8815,K$8802:K$8813)","v":5.0774096146681044E-3},8.2894658510390088E-4,5.5337987427437595E-5,7.99492473872836E-4,{"$f":"LARGE(O$8802:O$8813,1)","v":6.7611866610722783E-3}]
[null,{"$f":"SUMIF($I$8802:$I$8813,$I8816,B$8802:B$8813)","v":12},null,null,4.5701643901637232E-3,8.6167308797936314E-4,1.0686223199999964E-4,8.6941179509696868E-4,{"$f":"LARGE(I$8802:I$8813,2)","v":6.4081115052400548E-3},null,4.7491268029836138E-3,7.3238148879645724E-4,6.9816586663962104E-5,8.4949874921195665E-4,{"$f":"LARGE(O$8802:O$8813,2)","v":6.4008236276559905E-3}]
[null,{"$f":"SUMIF($I$8802:$I$8813,$I8817,B$8802:B$8813)","v":2},null,null,4.1845783008780928E-3,1.0609993848136176E-3,1.4490220773654136E-5,8.9406691377816425E-4,{"$f":"LARGE(I$8802:I$8813,3)","v":6.1541348202435288E-3},null,4.3484416032509151E-3,9.0179944099696985E-4,9.4669345332761842E-6,8.7358916597356955E-4,{"$f":"LARGE(O$8802:O$8813,3)","v":6.1332971447547301E-3}]
[null,{"$f":"SUMIF($I$8802:$I$8813,$I8818,B$8802:B$8813)","v":3},null,null,3.7531570442685433E-3,9.9001390674248848E-4,7.9037567999999921E-5,9.1305000719000824E-4,{"$f":"LARGE(I$8802:I$8813,4)","v":5.7352585262010402E-3},null,3.9001263834415279E-3,8.4146513226907916E-4,5.1637824820847935E-5,8.9213746978136018E-4,{"$f":"LARGE(O$8802:O$8813,4)","v":5.685366810312815E-3}]

{"sheet":"Revised Inputs to CA model","index":2,"n_rows":33,"n_cols":15,"rows_kept":33,"cut":false,"hidden":false,"merged":[]}
[]
[" Feed into OEB Cost Allocation Model (version 50) sheet \"I6 Customer Data\", row 27"]
[]
[null,"ID","Total",{"$f":"'Hourly load shapes by class'!E2","v":"Residential"},{"$f":"'Hourly load shapes by class'!F2","v":"GS>50kW"},{"$f":"'Hourly load shapes by class'!G2","v":"Street Lighting"},{"$f":"'Hourly load shapes by class'!H2","v":"GS<50kW"}]
[]
["kWh - 30 year weather normalized amount",null,{"$f":"SUM(D6:H6)","v":53753463.731452547},{"$f":"'Hourly load shapes by class'!R4","v":20274072.225873392},{"$f":"'Hourly load shapes by class'!S4","v":3959895.41427805},430600.27297694178,{"$f":"'Hourly load shapes by class'!V4","v":29088895.818324164}]
[]
[]
[" Feed into OEB Cost Allocation Model sheet (version 50) \"I8 Demand Data\", row 40, 45, 50, 55, 61 and 67",null,null,null,null,null,null,null,null,"2023 Demand Data"]
[]
["Customer Classes",null,"Total",{"$f":"'Hourly load shapes by class'!E2","v":"Residential"},{"$f":"'Hourly load shapes by class'!F2","v":"GS>50kW"},{"$f":"'Hourly load shapes by class'!G2","v":"Street Lighting"},{"$f":"'Hourly load shapes by class'!H2","v":"GS<50kW"},null,null,{"$f":"D11","v":"Residential"},{"$f":"E11","v":"GS>50kW"},{"$f":"F11","v":"Street Lighting"},{"$f":"G11","v":"GS<50kW"},"ULS","* From Staff-75 c)"]
[]
["CO-INCIDENT PEAK (kW)"]
[]
["1 CP"]
["Total Sytem CP ","DCP1",{"$f":"SUM(D16:H16)","v":6764.2962477509209},{"$f":"'Hourly load shapes by class'!E8802*1000000","v":4886.0764468644875},{"$f":"'Hourly load shapes by class'!F8802*1000000","v":975.28538703268407},{"$f":"'Hourly load shapes by class'!G8802*1000000","v":84.701088000000269},{"$f":"'Hourly load shapes by class'!H8802*1000000","v":818.23332585374851},null,null,{"$f":"'Hourly load shapes by class'!K8815*1000000","v":5077.409614668104},{"$f":"'Hourly load shapes by class'!L8815*1000000","v":828.94658510390093},{"$f":"'Hourly load shapes by class'!M8815*1000000","v":55.337987427437596},{"$f":"'Hourly load shapes by class'!N8815*1000000","v":799.49247387283594},13]
[]
["4 CP"]
["Total Sytem CP ","DCP4",{"$f":"SUM(D19:H19)","v":25061.801099435543},{"$f":"SUM('Hourly load shapes by class'!E8815:E8818)*1000000","v":17393.976182174847},{"$f":"SUM('Hourly load shapes by class'!F8815:F8818)*1000000","v":3887.9717665681533},{"$f":"SUM('Hourly load shapes by class'!G8815:G8818)*1000000","v":285.09110877365401},{"$f":"SUM('Hourly load shapes by class'!H8815:H8818)*1000000","v":3494.7620419188897},null,null,{"$f":"SUM('Hourly load shapes by class'!K8815:K8818)*1000000","v":18075.104404344165},{"$f":"SUM('Hourly load shapes by class'!L8815:L8818)*1000000","v":3304.5926471664066},{"$f":"SUM('Hourly load shapes by class'!M8815:M8818)*1000000","v":186.25933344552379},{"$f":"SUM('Hourly load shapes by class'!N8815:N8818)*1000000","v":3414.7178588397228},53]
[]
["12 CP"]
["Total Sytem CP ","DCP12",{"$f":"SUM(D22:H22)","v":61984.57716774143},{"$f":"SUM('Hourly load shapes by class'!E8802:E8813)*1000000","v":43664.789242763982},{"$f":"SUM('Hourly load shapes by class'!F8802:F8813)*1000000","v":8627.5164523090189},{"$f":"SUM('Hourly load shapes by class'!G8802:G8813)*1000000","v":646.85796884742263},{"$f":"SUM('Hourly load shapes by class'!H8802:H8813)*1000000","v":9045.4135038210115},null,null,{"$f":"SUM('Hourly load shapes by class'!K8802:K8813)*1000000","v":45374.652471092435},{"$f":"SUM('Hourly load shapes by class'!L8802:L8813)*1000000","v":7332.9821159615203},{"$f":"SUM('Hourly load shapes by class'!M8802:M8813)*1000000","v":422.61343971657573},{"$f":"SUM('Hourly load shapes by class'!N8802:N8813)*1000000","v":8838.2369562214899},161]
[]
["NON CO_INCIDENT PEAK (kW)"]
[]
["1 NCP"]
["Classification NCP from \n Load Data Provider","DNCP1",{"$f":"SUM(D27:H27)","v":7304.6480921531056},{"$f":"'Hourly load shapes by class'!E8788*1000000","v":5017.76251644691},{"$f":"'Hourly load shapes by class'!F8788*1000000","v":1111.7224288816751},{"$f":"'Hourly load shapes by class'!G8788*1000000","v":84.701088000000269},{"$f":"'Hourly load shapes by class'!H8788*1000000","v":1090.4620588245198},null,null,{"$f":"MAX('Hourly load shapes by class'!K8788:K8799)*1000000","v":5424.8476346607131},{"$f":"MAX('Hourly load shapes by class'!L8788:L8799)*1000000","v":945.48484936575858},{"$f":"MAX('Hourly load shapes by class'!M8788:M8799)*1000000","v":69.816586663962099},{"$f":"MAX('Hourly load shapes by class'!N8788:N8799)*1000000","v":1065.4860680044096},18]
[]
["4 NCP"]
["Classification NCP from \n Load Data Provider","DNCP4",{"$f":"SUM(D30:H30)","v":27681.584963956404},{"$f":"(LARGE('Hourly load shapes by class'!E8788:E8799,1)+LARGE('Hourly load shapes by class'!E8788:E8799,2)+LARGE('Hourly load shapes by class'!E8788:E8799,3)+LARGE('Hourly load shapes by class'!E8788:E8799,4))*1000000","v":18901.979936252992},{"$f":"(LARGE('Hourly load shapes by class'!F8788:F8799,1)+LARGE('Hourly load shapes by class'!F8788:F8799,2)+LARGE('Hourly load shapes by class'!F8788:F8799,3)+LARGE('Hourly load shapes by class'!F8788:F8799,4))*1000000","v":4284.7086059479552},{"$f":"(LARGE('Hourly load shapes by class'!G8788:G8799,1)+LARGE('Hourly load shapes by class'!G8788:G8799,2)+LARGE('Hourly load shapes by class'!G8788:G8799,3)+LARGE('Hourly load shapes by class'!G8788:G8799,4))*1000000","v":361.62461060771494},{"$f":"(LARGE('Hourly load shapes by class'!H8788:H8799,1)+LARGE('Hourly load shapes by class'!H8788:H8799,2)+LARGE('Hourly load shapes by class'!H8788:H8799,3)+LARGE('Hourly load shapes by class'!H8788:H8799,4))*1000000","v":4133.2718111477416},null,null,{"$f":"(LARGE('Hourly load shapes by class'!K8788:K8799,1)+LARGE('Hourly load shapes by class'!K8788:K8799,2)+LARGE('Hourly load shapes by class'!K8788:K8799,3)+LARGE('Hourly load shapes by class'!K8788:K8799,4))*1000000","v":19642.159861453412},{"$f":"(LARGE('Hourly load shapes by class'!L8788:L8799,1)+LARGE('Hourly load shapes by class'!L8788:L8799,2)+LARGE('Hourly load shapes by class'!L8788:L8799,3)+LARGE('Hourly load shapes by class'!L8788:L8799,4))*1000000","v":3641.8002507678548},{"$f":"(LARGE('Hourly load shapes by class'!M8788:M8799,1)+LARGE('Hourly load shapes by class'!M8788:M8799,2)+LARGE('Hourly load shapes by class'!M8788:M8799,3)+LARGE('Hourly load shapes by class'!M8788:M8799,4))*1000000","v":236.26117004850846},{"$f":"(LARGE('Hourly load shapes by class'!N8788:N8799,1)+LARGE('Hourly load shapes by class'!N8788:N8799,2)+LARGE('Hourly load shapes by class'!N8788:N8799,3)+LARGE('Hourly load shapes by class'!N8788:N8799,4))*1000000","v":4038.6031723108013},16]
[]
["12 NCP"]
["Classification NCP from \n Load Data Provider","DNCP12",{"$f":"SUM(D33:H33)","v":67341.055137747564},{"$f":"SUM('Hourly load shapes by class'!E8788:E8799)*1000000","v":45464.530447995356},{"$f":"SUM('Hourly load shapes by class'!F8788:F8799)*1000000","v":9872.2313825611127},{"$f":"SUM('Hourly load shapes by class'!G8788:G8799)*1000000","v":996.71562404742156},{"$f":"SUM('Hourly load shapes by class'!H8788:H8799)*1000000","v":11007.577683143676},null,null,{"$f":"SUM('Hourly load shapes by class'!K8788:K8799)*1000000","v":47244.869484422263},{"$f":"SUM('Hourly load shapes by class'!L8788:L8799)*1000000","v":8390.9311066662649},{"$f":"SUM('Hourly load shapes by class'!M8788:M8799)*1000000","v":651.18687344685168},{"$f":"SUM('Hourly load shapes by class'!N8788:N8799)*1000000","v":10755.459641125592},182]