## Option Overview
Gas Storage Valuation Model (GSVM) Run - Option Metrix | GMM Prices | Storage Capacity in GSVM | Pipeline Capacity | Run # | Stage | Additional Case to Compare | Run # | Stage | Options | Incremental Infrastructure Costs | Incremental Storage Capacity Cost | Incremental Pipeline Capacity Contract Cost/Delivered Service Contract Cost | Incremental Pipeline Capacity Release | Incremental Commodity Cost | Total Incremental Costs | NPV Results Summary (in Million C$) | Incremental Infrastructure Costs | Incremental Storage Capacity Cost | Incremental Contract Cost (Pipeline or Delivered Service) | Incremental Pipeline Capacity Release | Incremental Commodity Cost | Total Incremental Costs | otal Incremental Costs Relative to Dawn to Corunna Option
Option 1a: Dawn Corunna (Low Cost Estimate) | Base Case | Base Case Storage | Original | 1 | Completed | No Volatility Case | 2 | Completed | Option 1a: Dawn to Corunna Project | 275604504.2149 | 0 | 0 | -74444577.9702 | -794470249.7851 | -589256114.1505 | Option 1a: Dawn to Corunna Project | 275.6045 | 0 | 0 | -74.4446 | -794.4702 | -589.2561 | n.a.
Option 1b: Dawn Corunna (High Cost Estimate) | Base Case | Base Case Storage | Original | 1 | Completed | No Volatility Case | 2 | Completed | Option 2a: Market Based Storage - Projected Storage Pricing | 0 | 713892240.5835 | 0 | -84810609.5726 | -662138896.8315 | -33057265.8206 | Option 2a: Market Based Storage - Projected Storage Pricing | 0 | 713.8922 | 0 | -84.8106 | -662.1389 | -33.0573 | 556.1988
Option 2a: Market Based Storage (Historical Price) | Low Storage | Base Case Storage | Original | 3 | Completed | No Volatility Case | 4 | Completed | Option 2b: Market Based Storage - Historical Average Storgae Pricing | 0 | 677070652.9808 | 0 | -84810609.5726 | -662138896.8315 | -69878853.4233 | Option 2b: Market Based Storage - Historical Average Storgae Pricing | 0 | 677.0707 | 0 | -84.8106 | -662.1389 | -69.8789 | 519.3773
Option 2b: Market Based Storage (Projected Price) | Low Storage | Base Case Storage | Original | 3 | Completed | No Volatility Case | 4 | Completed | Option 3: Incremental Contracted Pipeline Capacity | 0 | 0 | 7199549901.4038 | -645695341.7693 | -2490021071.8589 | 4063833487.7757 | Option 3: Incremental Contracted Pipeline Capacity | 0 | 0 | 7199.5499 | -645.6953 | -2490.0211 | 4063.8335 | 4653.0896
Option 2c: Market Based Storage (1.2% Deliverability, projected price) | Low Storage | Base Case Storage | Original | 5 | Completed | No Volatility Case | 6 | Completed | Option 4a: Delivered Services (Low Cost Estimate) | 0 | 0 | 620377975.172 | 0 | 0 | 620377975.172 | Option 4a: Delivered Services (Low Cost Estimate) | 0 | 0 | 620.378 | 0 | 0 | 620.378 | 1209.6341
Option 3: Incremental contracted Pipeline Capacity | Low Storage | low storage | Additional | 7 | Completed | No Volatility Case | 8 | Completed | Option 4b: Delivered Services (High Cost Estimate) | 0 | 0 | 1613255711.7665 | 0 | 0 | 1613255711.7665 | Option 4b: Delivered Services (High Cost Estimate) | 0 | 0 | 1613.2557 | 0 | 0 | 1613.2557 | 2202.5118
Option 4a: Delivered Services (Low Cost Estimate) | Low Storage | low storage | Original | 9 | Completed | NA |  | Completed
Option 4b: Delivered Services (High Cost Estimate) | Low Storage | low storage | Original | 9 | Completed | NA |  | Completed
Baseline - Market after removal of storage compression | Low Storage | Low Storage | Original | 9 | Completed | No Volatility Case | 10 | Completed
Weather Run
Option 1a: Dawn Corunna (Low Cost Estimate) | Base Case | Base Case Storage | Original | 11 | Completed | No Volatility Case | 12 | Completed
Option 1b: Dawn Corunna (High Cost Estimate) | Base Case | Base Case Storage | Original | 11 | Completed | No Volatility Case | 12 | Completed
Baseline - Market after removal of storage compression | Low Storage | Low Storage | Original | 13 | Completed | No Volatility Case | 14 | Completed
Start Year | 2023
Inflation Rate | 2.1%
After Tax Cost of Capital | 4.92%
Gross Rate of Return on Rate Base | 7.38%
Note on S3: Mi, Niki: includes variable fuel costs

## NPV Summary
Annual Cost of Service
Cumulative Net Present Values of Alternative Supply Options (C$) | [6 empty] | Cumulative Net Present Values of Alternative Supply Options (Including Initial Investment, Million C$) | [7 empty] | Option 1 | Option 2b | Option 2a | Option 3 | Option 4a | Option 4b
| Option 1 | Option 2 Low | Option2 High | Option 3 | Option 4 Low | Option 4 High |  | Option 1 | Option 2b | Option 2a | Option 3 | Option 4a | Option 4b | 2023
2023 | 206400000 | 0 | 0 | 0 | 0 | 0 | 2023 | 206.4 | 0 | 0 | 0 | 0 | 0 | 2024 | -7.4642 | 0.87084 | -1.74 | 213.8713 | 26.3584 | 68.5435
2024 | -7114166.6791 | 830007.1623 | -1658447.1824 | 203842284.8613 | 25122390.3483 | 65329269.1627 | 2024 | 199.2858 | 0.83001 | -1.6584 | 203.8423 | 25.1224 | 65.3293 | 2025 | -0.71188 | 4.1502 | -3.7305 | 203.1227 | 26.9119 | 69.9829
2025 | -7760844.3976 | 4600115.1197 | -5047292.1819 | 388361581.447 | 49569550.6091 | 128902642.9857 | 2025 | 198.6392 | 4.6001 | -5.0473 | 388.3616 | 49.5696 | 128.9026 | 2026 | -2.8206 | 1.3504 | 0.35974 | 204.686 | 27.4771 | 71.4525
2026 | -10202989.0626 | 5769311.8765 | -4735823.7502 | 565581852.132 | 73359629.3608 | 190767315.7586 | 2026 | 196.197 | 5.7693 | -4.7358 | 565.5819 | 73.3596 | 190.7673 | 2027 | -9.0044 | -3.1395 | 0.096999 | 210.3418 | 28.0541 | 72.953
2027 | -17633579.497 | 3178517.3772 | -4655778.8356 | 739158941.9136 | 96510287.3911 | 250969213.3007 | 2027 | 188.7664 | 3.1785 | -4.6558 | 739.1589 | 96.5103 | 250.9692 | 2028 | -23.9935 | -3.9101 | -0.3212 | 213.0644 | 28.6432 | 74.485
2028 | -36504911.3363 | 103130.2036 | -4908411.6075 | 906737885.9369 | 119038710.808 | 309553027.0544 | 2028 | 169.8951 | 0.10313 | -4.9084 | 906.7379 | 119.0387 | 309.553 | 2029 | -23.0911 | -4.6792 | -0.43288 | 224.1687 | 29.2448 | 76.0492
2029 | -53814815.2608 | -3404544.5988 | -5232917.2784 | 1074782763.8231 | 140961623.7976 | 366562247.2627 | 2029 | 152.5852 | -3.4045 | -5.2329 | 1074.7828 | 140.9616 | 366.5622 | 2030 | -18.6909 | -2.3047 | 2.5749 | 222.4517 | 29.8589 | 77.6463
2030 | -67169159.9819 | -5051232.0289 | -3393202.7067 | 1233720791.9454 | 162295301.0396 | 422039195.2543 | 2030 | 139.2308 | -5.0512 | -3.3932 | 1233.7208 | 162.2953 | 422.0392 | 2031 | -28.1314 | -6.9846 | -1.3904 | 219.5628 | 30.4859 | 79.2768
2031 | -86326079.656 | -9807579.051 | -4340005.9294 | 1383238455.1285 | 183055579.7893 | 476025054.861 | 2031 | 120.0739 | -9.8076 | -4.34 | 1383.2385 | 183.0556 | 476.0251 | 2032 | -27.0924 | -4.1816 | 0.1073 | 229.782 | 31.1261 | 80.9416
2032 | -103910284.2235 | -12521639.5181 | -4270361.1698 | 1532377512.6488 | 203257871.6339 | 528559902.9914 | 2032 | 102.4897 | -12.5216 | -4.2704 | 1532.3775 | 203.2579 | 528.5599 | 2033 | -29.6034 | -5.4223 | 0.11727 | 228.1998 | 31.7798 | 82.6414
2033 | -122223283.9304 | -15875944.735 | -4197819.1263 | 1673544293.9183 | 222917173.9341 | 579682739.3821 | 2033 | 84.1767 | -15.8759 | -4.1978 | 1673.5443 | 222.9172 | 579.6827 | 2034 | -32.8341 | -6.5028 | -1.5794 | 231.5877 | 32.4472 | 84.3769
2034 | -141582304.2443 | -19709979.8439 | -5129013.3812 | 1810088826.7005 | 242048080.9571 | 629431515.5496 | 2034 | 64.8177 | -19.71 | -5.129 | 1810.0888 | 242.0481 | 629.4315 | 2035 | -29.9385 | -5.0218 | -2.1042 | 235.6809 | 33.1285 | 86.1488
2035 | -158406331.2312 | -22532014.3205 | -6311464.4185 | 1942530597.3363 | 260664794.7108 | 677843162.9638 | 2035 | 47.9937 | -22.532 | -6.3115 | 1942.5306 | 260.6648 | 677.8432 | 2036 | -36.3324 | -5.1308 | -3.1937 | 196.3102 | 33.8242 | 87.9579
2036 | -177866057.2702 | -25280083.0946 | -8021997.0677 | 2047674749.6417 | 278781135.4872 | 724953620.4647 | 2036 | 28.5339 | -25.2801 | -8.022 | 2047.6747 | 278.7811 | 724.9536 | 2037 | -37.6306 | -5.2385 | -3.2607 | 200.4327 | 34.5346 | 89.805
2037 | -197075973.6479 | -27954290.3176 | -9686554.6685 | 2149992877.2664 | 296410552.1215 | 770797860.9416 | 2037 | 9.324 | -27.9543 | -9.6866 | 2149.9929 | 296.4106 | 770.7979 | 2038 | -38.9576 | -5.3486 | -3.3292 | 204.6418 | 35.2598 | 91.6909
2038 | -216030722.562 | -30556621.2123 | -11306372.921 | 2249560937.0308 | 313566131.9763 | 815409917.296 | 2038 | -9.6307 | -30.5566 | -11.3064 | 2249.5609 | 313.5661 | 815.4099 | 2039 | -40.3135 | -5.4609 | -3.3991 | 208.9392 | 36.0002 | 93.6165
2039 | -234725389.0219 | -33089007.6433 | -12882654.3123 | 2346452844.2167 | 330260610.6569 | 858822907.7056 | 2039 | -28.3254 | -33.089 | -12.8827 | 2346.4528 | 330.2606 | 858.8229 | 2040 | -15.4019 | 2.2132 | 4.3183 | 246.7207 | 36.7562 | 95.5824
2040 | -241532828.7901 | -32110789.057 | -10974028.5152 | 2455500115.0428 | 346506381.466 | 901069060.2105 | 2040 | -35.1328 | -32.1108 | -10.974 | 2455.5001 | 346.5064 | 901.0691 | 2041 | -43.1118 | -5.6926 | -3.5434 | 217.8068 | 37.5281 | 97.5896
2041 | -259694135.5373 | -34508875.8548 | -12466715.2347 | 2547253569.6462 | 362315504.6037 | 942179736.6379 | 2041 | -53.2941 | -34.5089 | -12.4667 | 2547.2536 | 362.3155 | 942.1797 | 2042 | -44.4083 | -5.8122 | -3.6178 | 222.3808 | 38.3162 | 99.639
2042 | -277524359.6389 | -36842507.7844 | -13919282.0862 | 2636540909.6673 | 377699716.1207 | 982185455.8833 | 2042 | -71.1244 | -36.8425 | -13.9193 | 2636.5409 | 377.6997 | 982.1855 | 2043 | -45.2974 | -5.9342 | -3.6938 | 227.0508 | 39.1209 | 101.7314
2043 | -294858700.3024 | -39113417.2394 | -15332807.3963 | 2723428418.3992 | 392670436.6305 | 1021115916.5673 | 2043 | -88.4587 | -39.1134 | -15.3328 | 2723.4284 | 392.6704 | 1021.1159 | 2044 | -42.0467 | 4.2926 | 6.5801 | 283.4437 | 39.9424 | 103.8678
2044 | -310194553.313 | -37547756.6194 | -12932807.0775 | 2826809946.5234 | 407238779.7876 | 1059000019.0819 | 2044 | -103.7946 | -37.5478 | -12.9328 | 2826.8099 | 407.2388 | 1059 | 2045 | -49.0592 | -6.1861 | -3.8505 | 236.687 | 40.7812 | 106.049
2045 | -327249035.3112 | -39698233.3066 | -14271369.1323 | 2909089564.2911 | 421415560.5381 | 1095865887.0455 | 2045 | -120.849 | -39.6982 | -14.2714 | 2909.0896 | 421.4156 | 1095.8659 | 2046 | -50.6215 | -6.316 | -3.9314 | 241.6575 | 41.6376 | 108.2761
2046 | -344021404.6417 | -41790910.2964 | -15573953.8234 | 2989157701.6727 | 435211303.148 | 1131740888.1805 | 2046 | -137.6214 | -41.7909 | -15.574 | 2989.1577 | 435.2113 | 1131.7409 | 2047 | -52.2145 | -6.4486 | -4.014 | 246.7323 | 42.512 | 110.5498
2047 | -360510340.6118 | -43827341.1071 | -16841528.1368 | 3067073798.0001 | 448636249.0159 | 1166651654.63 | 2047 | -154.1103 | -43.8273 | -16.8415 | 3067.0738 | 448.6362 | 1166.6517 | 2048 | -53.8387 | -6.5841 | -4.0982 | 251.9136 | 43.4047 | 112.8714
2048 | -376714919.148 | -45809037.5022 | -18075033.0681 | 3142895695.0171 | 461700364.2763 | 1200624102.7285 | 2048 | -170.3149 | -45.809 | -18.075 | 3142.8957 | 461.7004 | 1200.6241 | 2049 | -55.4945 | -6.7223 | -4.1843 | 257.2038 | 44.3162 | 115.2417
2049 | -392634596.8595 | -47737470.6125 | -19275384.3214 | 3216679679.8191 | 474413347.1974 | 1233683452.241 | 2049 | -186.2346 | -47.7375 | -19.2754 | 3216.6797 | 474.4133 | 1233.6835 | 2050 | -57.1821 | -6.8635 | -4.2722 | 262.6051 | 45.2469 | 117.6618
2050 | -408269194.2921 | -49614072.0285 | -20443472.9886 | 3288480526.6385 | 486784635.3813 | 1265854245.0854 | 2050 | -201.8692 | -49.6141 | -20.4435 | 3288.4805 | 486.7846 | 1265.8542 | 2051 | -58.9015 | -7.0076 | -4.3619 | 268.1198 | 46.1971 | 120.1327
2051 | -423618711.7074 | -51440234.8628 | -21580166.2112 | 3358351537.5065 | 498823412.7695 | 1297160363.551 | 2051 | -217.2187 | -51.4402 | -21.5802 | 3358.3515 | 498.8234 | 1297.1604 | 2052 | -60.4756 | -7.1548 | -4.4535 | 273.7503 | 47.1672 | 122.6555
2052 | -438639394.0761 | -53217314.7844 | -22686307.8241 | 3426344581.8223 | 510538616.4612 | 1327625048.0281 | 2052 | -232.2394 | -53.2173 | -22.6863 | 3426.3446 | 510.5386 | 1327.625 | 2053 | -61.5501 | -7.305 | -4.547 | 279.4991 | 48.1577 | 125.2312
2053 | -453210096.6246 | -54946631.0254 | -23762718.9819 | 3492510134.8593 | 521938943.3476 | 1357270914.2606 | 2053 | -246.8101 | -54.9466 | -23.7627 | 3492.5101 | 521.9389 | 1357.2709 | 2054 | -64.2568 | -7.4585 | -4.6425 | 285.3686 | 49.169 | 127.8611
2054 | -467708233.5919 | -56629467.3597 | -24810198.7686 | 3556897315.2356 | 533032856.5682 | 1386119970.1349 | 2054 | -261.3082 | -56.6295 | -24.8102 | 3556.8973 | 533.0329 | 1386.12 | 2055 | -66.1098 | -7.6151 | -4.74 | 291.3613 | 50.2016 | 130.5462
2055 | -481925009.5463 | -58267073.0568 | -25829524.7905 | 3619553921.3776 | 543828591.7933 | 1414193632.018 | 2055 | -275.525 | -58.2671 | -25.8295 | 3619.5539 | 543.8286 | 1414.1936 | 2056 | -67.9978 | -7.775 | -4.8395 | 297.4799 | 51.2558 | 133.2876
2056 | -495862082.2863 | -59860663.8086 | -26821453.7538 | 3680526467.0037 | 554334163.3382 | 1441512740.6556 | 2056 | -289.4621 | -59.8607 | -26.8215 | 3680.5265 | 554.3342 | 1441.5127 | 2057 | -71.9077 | -7.9383 | -4.9412 | 303.727 | 52.3322 | 136.0867
2057 | -509909416.6765 | -61411422.632 | -27786722.0264 | 3739860215.6545 | 564557370.1122 | 1468097576.644 | 2057 | -303.5094 | -61.4114 | -27.7867 | 3739.8602 | 564.5574 | 1468.0976 | 2058 | -74.8921 | -8.105 | -5.0449 | 310.1052 | 53.4311 | 138.9445
2058 | -523853689.68 | -62920500.7474 | -28726046.1841 | 3797599214.2938 | 574505801.4087 | 1493967875.4852 | 2058 | -317.4537 | -62.9205 | -28.726 | 3797.5992 | 574.5058 | 1493.9679 | 2059 | -76.732 | -8.2752 | -5.1509 | 316.6175 | 54.5532 | 141.8623
2059 | -537470588.2102 | -64389018.4331 | -29640123.5431 | 3853786326.0082 | 584186842.5388 | 1519142842.2378 | 2059 | -331.0706 | -64.389 | -29.6401 | 3853.7863 | 584.1868 | 1519.1428 | 2060 | -78.6092 | -8.449 | -5.259 | 323.2664 | 55.6988 | 144.8414
2060 | -550766460.9481 | -65818065.857 | -30529632.6772 | 3908463261.8263 | 593607680.3141 | 1543641165.7742 | 2060 | -344.3665 | -65.8181 | -30.5296 | 3908.4633 | 593.6077 | 1543.6412 | 2061 | -81.031 | -8.6264 | -5.3695 | 330.055 | 56.8685 | 147.8831
2061 | -563829269.5663 | -67208703.8857 | -31395233.9219 | 3961670611.6837 | 602775308.3818 | 1567481032.6543 | 2061 | -357.4293 | -67.2087 | -31.3952 | 3961.6706 | 602.7753 | 1567.481 | 2062 | -83.5042 | -8.8075 | -5.4822 | 336.9862 | 58.0627 | 150.9886
2062 | -576659532.5005 | -68561964.8725 | -32237569.8644 | 4013447874.5547 | 611696532.4163 | 1590680140.6268 | 2062 | -370.2595 | -68.562 | -32.2376 | 4013.4479 | 611.6965 | 1590.6801 | 2063 | -86.0169 | -8.9925 | -5.5974 | 344.0629 | 59.282 | 154.1594
2063 | -589256114.1505 | -69878853.4233 | -33057265.8206 | 4063833487.7757 | 620377975.172 | 1613255711.7665 | 2063 | -382.8561 | -69.8789 | -33.0573 | 4063.8335 | 620.378 | 1613.2557

## Option 1 Dawn Corunna
Cost Estimation-Annual Cash Flow
| Year | Total Portfolio Cost without Replacement | Incremental Infrastructure Costs | Incremental Storage Capacity Cost | Incremental Pipeline Capacity Cost | Incremental Pipeline Capacity Release | Incremental Commodity Cost | Total Incremental Costs | Total Portfolio Cost + Incremental Contract Cost in Option
NPV Summary
| NPV 2024-2063 | 46581647168.7669 | 275604504.2149 | 0 | 0 | -74444577.9702 | -794470249.7851 | -589256114.1505 | 45403134940.466
| NPV 2024-2043 | 28410150180.2261 | 213680038.1272 | 0 | 0 | -53340480.1354 | -459252467.6841 | -294858700.3024 | 27820432779.6213
Cash Flow
| 2024 | 1826961778.6623 | 17852578.3638 | 0 | 0 | -5425521.8809 | -19891240.1627 | -7464183.6797 | 1812033411.3029
| 2025 | 1786014333.5901 | 17913749.8933 | 0 | 0 | -4455767.3266 | -14169858.7467 | -711876.18 | 1784590581.2302
| 2026 | 1677868083.2318 | 17913252.0148 | 0 | 0 | -3300156.6662 | -17433726.0737 | -2820630.7251 | 1672226821.7816
| 2027 | 1720814134.1862 | 17901219.0665 | 0 | 0 | -4250028.7573 | -22655624.9865 | -9004434.6772 | 1702805264.8317
| 2028 | 1808659168.3401 | 17878400.6585 | 0 | 0 | -5535260.5564 | -36336659.8087 | -23993519.7066 | 1760672128.927
| 2029 | 1935201162.7737 | 17806526.8006 | 0 | 0 | -5082293.0032 | -35815319.2742 | -23091085.4768 | 1889018991.8202
| 2030 | 2010281259.4291 | 17765430.5358 | 0 | 0 | -2976895.7993 | -33479449.4621 | -18690914.7256 | 1972899429.978
| 2031 | 2135352144.5802 | 17700696.4955 | 0 | 0 | -4998402.094 | -40833732.4615 | -28131438.0599 | 2079089268.4603
| 2032 | 2253009717.1928 | 17673028.929 | 0 | 0 | -4312203.9347 | -40453211.6287 | -27092386.6344 | 2198824943.9241
| 2033 | 2382783747.417 | 17996245.0548 | 0 | 0 | -4996625.6938 | -42603068.0487 | -29603448.6877 | 2323576850.0416
| 2034 | 2526480189.6508 | 17236757.1779 | 0 | 0 | -5494672.5978 | -44576136.2014 | -32834051.6213 | 2460812086.4082
| 2035 | 2579809313.9065 | 17068188.1611 | 0 | 0 | -4803168.0007 | -42203472.0511 | -29938451.8908 | 2519932410.1249
| 2036 | 2699239645.3725 | 16893456.6968 | 0 | 0 | -3134855.5153 | -50091026.2682 | -36332425.0867 | 2626574795.1991
| 2037 | 2755923677.9253 | 16713001.1927 | 0 | 0 | -3200687.4811 | -51142937.8199 | -37630624.1082 | 2680662429.7088
| 2038 | 2813798075.1618 | 16527235.1062 | 0 | 0 | -3267901.9182 | -52216939.5141 | -38957606.3262 | 2735882862.5095
| 2039 | 2872887834.7402 | 16336548.4657 | 0 | 0 | -3336527.8585 | -53313495.2439 | -40313474.6367 | 2792260885.4668
| 2040 | 2933218479.2697 | 16141309.3027 | 0 | 0 | -3406594.9435 | -28136625.0237 | -15401910.6646 | 2902414657.9405
| 2041 | 2994816067.3344 | 15942505.4965 | 0 | 0 | -3478133.4373 | -55576173.2955 | -43111801.2364 | 2908592464.8616
| 2042 | 3057707204.7484 | 15886146.158 | 0 | 0 | -3551174.2395 | -56743272.9347 | -44408301.0163 | 2968890602.7158
| 2043 | 3121919056.0481 | 16263262.8194 | 0 | 0 | -3625748.8985 | -57934881.6664 | -45297367.7456 | 3031324320.557
| 2044 | 3187479356.2251 | 15325974.7951 | 0 | 0 | -3701889.6254 | -53670779.4926 | -42046694.3229 | 3103385967.5793
| 2045 | 3254416422.7058 | 15114094.4247 | 0 | 0 | -3779629.3076 | -60393695.9792 | -49059230.8621 | 3156297960.9817
| 2046 | 3322759167.5827 | 14899477.7865 | 0 | 0 | -3859001.523 | -61661963.5947 | -50621487.3312 | 3221516192.9202
| 2047 | 3392537110.1019 | 14682372.4438 | 0 | 0 | -3940040.555 | -62956864.8302 | -52214532.9414 | 3288108044.2191
| 2048 | 3463780389.414 | 14463012.7341 | 0 | 0 | -4022781.4066 | -64278958.9917 | -53838727.6642 | 3356102934.0856
| 2049 | 3536519777.5917 | 14241620.5936 | 0 | 0 | -4107259.8162 | -65628817.1305 | -55494456.3531 | 3425530864.8856
| 2050 | 3610786692.9212 | 14018406.333 | 0 | 0 | -4193512.2723 | -67007022.2902 | -57182128.2296 | 3496422436.462
| 2051 | 3686613213.4725 | 13794209.8664 | 0 | 0 | -4281576.03 | -68414169.7583 | -58901535.922 | 3568810141.6286
| 2052 | 3764032090.9554 | 13746804.8675 | 0 | 0 | -4371489.1267 | -69850867.3232 | -60475551.5824 | 3643080987.7906
| 2053 | 3843076764.8655 | 14230899.415 | 0 | 0 | -4463290.3983 | -71317735.537 | -61550126.5204 | 3719976511.8248
| 2054 | 3923781376.9277 | 13115650.5652 | 0 | 0 | -4557019.4967 | -72815407.9833 | -64256776.9148 | 3795267823.098
| 2055 | 4006180785.8431 | 12887403.1853 | 0 | 0 | -4652716.9061 | -74344531.551 | -66109845.2718 | 3873961095.2995
| 2056 | 4090310582.3459 | 12658389.3853 | 0 | 0 | -4750423.9612 | -75905766.7135 | -67997801.2894 | 3954314979.7671
| 2057 | 4176207104.5751 | 10442252.7849 | 0 | 0 | -4850182.8643 | -77499787.8145 | -71907717.894 | 4032391668.7871
| 2058 | 4263907453.7712 | 9187265.6752 | 0 | 0 | -4952036.7045 | -79127283.3586 | -74892054.3879 | 4114123344.9954
| 2059 | 4353449510.3004 | 9113015.4395 | 0 | 0 | -5056029.4753 | -80788956.3092 | -76731970.3449 | 4199985569.6105
| 2060 | 4444871950.0167 | 9038547.8533 | 0 | 0 | -5162206.0943 | -82485524.3916 | -78609182.6326 | 4287653584.7515
| 2061 | 4538214260.967 | 8457318.1906 | 0 | 0 | -5270612.4223 | -84217720.4039 | -81031014.6355 | 4376152231.6961
| 2062 | 4633516760.4474 | 7863343.2623 | 0 | 0 | -5381295.2831 | -85986292.5324 | -83504244.5532 | 4466508271.3409
| 2063 | 4730820612.4167 | 7269368.3339 | 0 | 0 | -5494302.4841 | -87792004.6755 | -86016938.8257 | 4558786734.7653
| NPV Calculation | [8 empty] | NPV Calculation - For Chart Creation
| Year | NPV | Initial Investment | [6 empty] | Year | NPV | Initial Investment
1 | 2024 | -7114166.6791 | 206387444.4063 | [6 empty] | 2024 | 7114166.6791 | 206387444.4063
2 | 2025 | -7760844.3976 | 206387444.4063 | [6 empty] | 2025 | 7760844.3976 | 206387444.4063
3 | 2026 | -10202989.0626 | 206387444.4063 | [6 empty] | 2026 | 10202989.0626 | 206387444.4063
4 | 2027 | -17633579.497 | 206387444.4063 | [6 empty] | 2027 | 17633579.497 | 206387444.4063
5 | 2028 | -36504911.3363 | 206387444.4063 | [6 empty] | 2028 | 36504911.3363 | 206387444.4063
6 | 2029 | -53814815.2608 | 206387444.4063 | [6 empty] | 2029 | 53814815.2608 | 206387444.4063
7 | 2030 | -67169159.9819 | 206387444.4063 | [6 empty] | 2030 | 67169159.9819 | 206387444.4063
8 | 2031 | -86326079.656 | 206387444.4063 | [6 empty] | 2031 | 86326079.656 | 206387444.4063
9 | 2032 | -103910284.2235 | 206387444.4063 | [6 empty] | 2032 | 103910284.2235 | 206387444.4063
10 | 2033 | -122223283.9304 | 206387444.4063 | [6 empty] | 2033 | 122223283.9304 | 206387444.4063
11 | 2034 | -141582304.2443 | 206387444.4063 | [6 empty] | 2034 | 141582304.2443 | 206387444.4063
12 | 2035 | -158406331.2312 | 206387444.4063 | [6 empty] | 2035 | 158406331.2312 | 206387444.4063
13 | 2036 | -177866057.2702 | 206387444.4063 | [6 empty] | 2036 | 177866057.2702 | 206387444.4063
14 | 2037 | -197075973.6479 | 206387444.4063 | [6 empty] | 2037 | 197075973.6479 | 206387444.4063
15 | 2038 | -216030722.562 | 206387444.4063 | [6 empty] | 2038 | 216030722.562 | 206387444.4063
16 | 2039 | -234725389.0219 | 206387444.4063 | [6 empty] | 2039 | 234725389.0219 | 206387444.4063
17 | 2040 | -241532828.7901 | 206387444.4063 | [6 empty] | 2040 | 241532828.7901 | 206387444.4063
18 | 2041 | -259694135.5373 | 206387444.4063 | [6 empty] | 2041 | 259694135.5373 | 206387444.4063
19 | 2042 | -277524359.6389 | 206387444.4063 | [6 empty] | 2042 | 277524359.6389 | 206387444.4063
20 | 2043 | -294858700.3024 | 206387444.4063 | [6 empty] | 2043 | 294858700.3024 | 206387444.4063
21 | 2044 | -310194553.313 | 206387444.4063 | [6 empty] | 2044 | 310194553.313 | 206387444.4063
22 | 2045 | -327249035.3112 | 206387444.4063 | [6 empty] | 2045 | 327249035.3112 | 206387444.4063
23 | 2046 | -344021404.6417 | 206387444.4063 | [6 empty] | 2046 | 344021404.6417 | 206387444.4063
24 | 2047 | -360510340.6118 | 206387444.4063 | [6 empty] | 2047 | 360510340.6118 | 206387444.4063
25 | 2048 | -376714919.148 | 206387444.4063 | [6 empty] | 2048 | 376714919.148 | 206387444.4063
26 | 2049 | -392634596.8595 | 206387444.4063 | [6 empty] | 2049 | 392634596.8595 | 206387444.4063
27 | 2050 | -408269194.2921 | 206387444.4063 | [6 empty] | 2050 | 408269194.2921 | 206387444.4063
28 | 2051 | -423618711.7074 | 206387444.4063 | [6 empty] | 2051 | 423618711.7074 | 206387444.4063
29 | 2052 | -438639394.0761 | 206387444.4063 | [6 empty] | 2052 | 438639394.0761 | 206387444.4063
30 | 2053 | -453210096.6246 | 206387444.4063 | [6 empty] | 2053 | 453210096.6246 | 206387444.4063
31 | 2054 | -467708233.5919 | 206387444.4063 | [6 empty] | 2054 | 467708233.5919 | 206387444.4063
32 | 2055 | -481925009.5463 | 206387444.4063 | [6 empty] | 2055 | 481925009.5463 | 206387444.4063
33 | 2056 | -495862082.2863 | 206387444.4063 | [6 empty] | 2056 | 495862082.2863 | 206387444.4063
34 | 2057 | -509909416.6765 | 206387444.4063 | [6 empty] | 2057 | 509909416.6765 | 206387444.4063
35 | 2058 | -523853689.68 | 206387444.4063 | [6 empty] | 2058 | 523853689.68 | 206387444.4063
36 | 2059 | -537470588.2102 | 206387444.4063 | [6 empty] | 2059 | 537470588.2102 | 206387444.4063
37 | 2060 | -550766460.9481 | 206387444.4063 | [6 empty] | 2060 | 550766460.9481 | 206387444.4063
38 | 2061 | -563829269.5663 | 206387444.4063 | [6 empty] | 2061 | 563829269.5663 | 206387444.4063
39 | 2062 | -576659532.5005 | 206387444.4063 | [6 empty] | 2062 | 576659532.5005 | 206387444.4063
40 | 2063 | -589256114.1505 | 206387444.4063 | [6 empty] | 2063 | 589256114.1505 | 206387444.4063
Note on I3: Mi, Niki: includes variable fuel costs
Note on E5: Mi, Niki: Adjusted for 2023 cashflow

## #1-With Volatility
| Model Results from GSVM | [21 empty] | 50%
In Nominal Dollar in USD$ | Total Variable Decision Cost_With Dawn Corunna | Total Variable Decision Cost_Without Dawn Corunna | Capacity Release Saving_With | Capacity Release Saving_Without | Total Variable Cost Delta | In Nominal Dollar in CAD$ | Total Variable Decision Cost_With Dawn Corunna | Total Variable Decision Cost_Without Dawn Corunna | Capacity Release Saving_With | Capacity Release Saving_Without | Total Variable Cost Delta | Capacity Release Delta | In Real Dollar in CAD$ | Total Variable Decision Cost_With Dawn Corunna | Total Variable Decision Cost_Without Dawn Corunna | Capacity Release Saving_With | Capacity Release Saving_Without | Total Variable Cost Delta | Capacity Release Delta | Year | Incremental Gas Supply Cash Flow Model Results | Incremental Gas Supply Cash Flow 0 Volatility | High Storage Value Estimate | Capacity Release Saving | NPV of the High Storage Value Estimate | Capacity Release Saving
2024 | 1385451050.634 | 1405355214.3556 | -5946555.1157 | -1773076.7458 | -19904163.7216 | 2024 | 1801086365.8242 | 1826961778.6623 | -7730521.6505 | -2304999.7696 | -25875412.8381 | -5425521.8809 | 2024 | 1764041494.4409 | 1789384699.9631 | -7571519.736 | -2257590.3718 | -25343205.5222 | -5313929.3642 | 2024 | -25875412.8381 | -13907067.4872 | -19891240.1627 | -5425521.8809 | -794470249.7851 | -74444577.9702
2025 | 1358181794.1667 | 1373857179.6847 | -5323954.3248 | -1896440.9966 | -15675385.518 | 2025 | 1765636332.4168 | 1786014333.5901 | -6921140.6222 | -2465373.2956 | -20378001.1734 | -4455767.3266 | 2025 | 1693751811.7733 | 1713300161.4385 | -6639359.563 | -2365000.3172 | -19548349.6652 | -4274359.2458 | 2025 | -20378001.1734 | -7961716.32 | -14169858.7467 | -4455767.3266
2026 | 1273398323.8661 | 1290667756.3321 | -3601843.6697 | -1063261.6187 | -17269432.466 | 2026 | 1655417821.026 | 1677868083.2318 | -4682396.7706 | -1382240.1044 | -22450262.2058 | -3300156.6662 | 2026 | 1555358116.7131 | 1576451400.2942 | -4399375.028 | -1298692.2928 | -21093283.5811 | -3100682.7352 | 2026 | -22450262.2058 | -12417189.9416 | -17433726.0737 | -3300156.6662
2027 | 1302077521.7895 | 1323703180.1432 | -4612488.7863 | -1343235.8961 | -21625658.3537 | 2027 | 1692700778.3264 | 1720814134.1862 | -5996235.4222 | -1746206.6649 | -28113355.8599 | -4250028.7573 | 2027 | 1557676347.9783 | 1583547139.8194 | -5517923.9081 | -1606914.143 | -25870791.841 | -3911009.7651 | 2027 | -28113355.8599 | -17197894.1131 | -22655624.9865 | -4250028.7573
2028 | 1358348110.4283 | 1391276283.3385 | -5436641.7421 | -1178749.0064 | -32928172.9103 | 2028 | 1765852543.5567 | 1808659168.3401 | -7067634.2647 | -1532373.7084 | -42806624.7834 | -5535260.5564 | 2028 | 1591569928.2637 | 1630151709.6158 | -6370086.9026 | -1381134.5245 | -38581781.3522 | -4988952.3781 | 2028 | -42806624.7834 | -29866694.834 | -36336659.8087 | -5535260.5564
2029 | 1455878945.6182 | 1488616279.0567 | -5762419.7437 | -1852963.5874 | -32737333.4385 | 2029 | 1892642629.3037 | 1935201162.7737 | -7491145.6668 | -2408852.6637 | -42558533.47 | -5082293.0032 | 2029 | 1670760369.6015 | 1708329591.6031 | -6612927.9291 | -2126452.984 | -37569222.0016 | -4486474.9451 | 2029 | -42558533.47 | -29072105.0785 | -35815319.2742 | -5082293.0032
2030 | 1515229224.1945 | 1546370199.5609 | -3881220.4527 | -1591300.6071 | -31140975.3663 | 2030 | 1969797991.4529 | 2010281259.4291 | -5045586.5885 | -2068690.7892 | -40483267.9762 | -2976895.7993 | 2030 | 1703105281.2225 | 1738107483.3725 | -4362460.1117 | -1788608.8947 | -35002202.15 | -2573851.2169 | 2030 | -40483267.9762 | -26475630.948 | -33479449.4621 | -2976895.7993
2031 | 1604674955.8309 | 1642578572.754 | -4980223.3354 | -1135298.6477 | -37903616.9231 | 2031 | 2086077442.5802 | 2135352144.5802 | -6474290.336 | -1475888.242 | -49274702 | -4998402.094 | 2031 | 1766544126.8923 | 1808271214.1258 | -5482595.8689 | -1249820.1901 | -41727087.2335 | -4232775.6787 | 2031 | -49274702 | -32392762.923 | -40833732.4615 | -4998402.094
2032 | 1695447932.9347 | 1733084397.8406 | -4827851.687 | -1510771.7372 | -37636464.9059 | 2032 | 2204082312.8151 | 2253009717.1928 | -6276207.1931 | -1964003.2584 | -48927404.3777 | -4312203.9347 | 2032 | 1828083928.9363 | 1868664719.0036 | -5205537.6687 | -1628960.3942 | -40580790.0673 | -3576577.2746 | 2032 | -48927404.3777 | -31979018.8797 | -40453211.6287 | -4312203.9347
2033 | 1792646817.6909 | 1832910574.9362 | -5350425.9746 | -1506867.7486 | -40263757.2453 | 2033 | 2330440862.9981 | 2382783747.417 | -6955553.767 | -1958928.0732 | -52342884.4189 | -4996625.6938 | 2033 | 1893130994.8584 | 1935651677.7159 | -5650336.2226 | -1591333.001 | -42520682.8575 | -4059003.2216 | 2033 | -52342884.4189 | -32863251.6786 | -42603068.0487 | -4996625.6938
2034 | 1900328466.0053 | 1943446299.7314 | -5549677.2536 | -1323006.0246 | -43117833.726 | 2034 | 2470427005.8069 | 2526480189.6508 | -7214580.4297 | -1719907.832 | -56053183.8439 | -5494672.5978 | 2034 | 1965571576.2745 | 2010169754.915 | -5740211.791 | -1368428.1869 | -44598178.6405 | -4371783.6041 | 2034 | -56053183.8439 | -33099088.5589 | -44576136.2014 | -5494672.5978
2035 | 1943418617.4822 | 1984468703.005 | -5216943.4542 | -1522198.8383 | -41050085.5228 | 2035 | 2526444202.7269 | 2579809313.9065 | -6782026.4905 | -1978858.4898 | -53365111.1796 | -4803168.0007 | 2035 | 1968796397.9078 | 2010382528.5458 | -5285067.9665 | -1542076.1964 | -41586130.6381 | -3742991.7701 | 2035 | -53365111.1796 | -31041832.9227 | -42203472.0511 | -4803168.0007
2040 | 2220353526.9785 | 2261016321.847 | -3238127.5009 | -680865.4636 | -40662794.8685 | 2040 | 2886459585.0721 | 2939321218.4011 | -4209565.7511 | -885125.1027 | -52861633.329 | -3324440.6484 | 2040 | 2027345958.3274 | 2064474078.6151 | -2956648.3993 | -621680.2095 | -37128120.2877 | -2334968.1898 | 2036 | -61413359.4214 | -38768693.115 | -50091026.2682 | -3134855.5153
2044 | 2432403627.4896 | 2506080909.3216 | -2265320.2808 | -956107.6714 | -73677281.832 | 2044 | 3162124715.7364 | 3257905182.118 | -2944916.3651 | -1242939.9729 | -95780466.3816 | -1701976.3922 | 2044 | 2043800075.6661 | 2105706591.707 | -1903410.1532 | -803358.8296 | -61906516.0409 | -1100051.3237 | 2037 | -62703039.9693 | -39582835.6705 | -51142937.8199 | -3200687.4811
[14 empty] | 2013314143.9671 | 2060187732.956 | -3381708.8397 | -989038.4118 | -46873588.9889 | -2392670.4279 | 2038 | -64019803.8087 | -40414075.2195 | -52216939.5141 | -3267901.9182
[20 empty] | 2039 | -65364219.6886 | -41262770.7991 | -53313495.2439 | -3336527.8585
[20 empty] | 2040 | -37128120.2877 | -19145129.7598 | -28136625.0237 | -3406594.9435
[20 empty] | 2041 | -68138342.5364 | -43014004.0546 | -55576173.2955 | -3478133.4373
[20 empty] | 2042 | -69569247.7297 | -43917298.1398 | -56743272.9347 | -3551174.2395
[20 empty] | 2043 | -71030201.932 | -44839561.4007 | -57934881.6664 | -3625748.8985
[20 empty] | 2044 | -61906516.0409 | -45435042.9443 | -53670779.4926 | -3701889.6254
[20 empty] | 2045 | -74044794.7322 | -46742597.2261 | -60393695.9792 | -3779629.3076
[20 empty] | 2046 | -75599735.4216 | -47724191.7679 | -61661963.5947 | -3859001.523
[20 empty] | 2047 | -77187329.8655 | -48726399.795 | -62956864.8302 | -3940040.555
[20 empty] | 2048 | -78808263.7926 | -49749654.1907 | -64278958.9917 | -4022781.4066
[20 empty] | 2049 | -80463237.3323 | -50794396.9287 | -65628817.1305 | -4107259.8162
[20 empty] | 2050 | -82152965.3163 | -51861079.2642 | -67007022.2902 | -4193512.2723
[20 empty] | 2051 | -83878177.5879 | -52950161.9287 | -68414169.7583 | -4281576.03
[20 empty] | 2052 | -85639619.3172 | -54062115.3293 | -69850867.3232 | -4371489.1267
[20 empty] | 2053 | -87438051.3229 | -55197419.7512 | -71317735.537 | -4463290.3983
[20 empty] | 2054 | -89274250.4007 | -56356565.5659 | -72815407.9833 | -4557019.4967
[20 empty] | 2055 | -91149009.6591 | -57540053.4428 | -74344531.551 | -4652716.9061
[20 empty] | 2056 | -93063138.8619 | -58748394.5651 | -75905766.7135 | -4750423.9612
[20 empty] | 2057 | -95017464.778 | -59982110.851 | -77499787.8145 | -4850182.8643
[20 empty] | 2058 | -97012831.5384 | -61241735.1789 | -79127283.3586 | -4952036.7045
[20 empty] | 2059 | -99050101.0007 | -62527811.6176 | -80788956.3092 | -5056029.4753
[20 empty] | 2060 | -101130153.1217 | -63840895.6616 | -82485524.3916 | -5162206.0943
[20 empty] | 2061 | -103253886.3373 | -65181554.4705 | -84217720.4039 | -5270612.4223
[20 empty] | 2062 | -105422217.9503 | -66550367.1144 | -85986292.5324 | -5381295.2831
[20 empty] | 2063 | -107636084.5273 | -67947924.8238 | -87792004.6755 | -5494302.4841

## #1-Without Volatility
Model Results from GSVM
In Nominal Dollar in USD$ | Total Variable Decision Cost_With Dawn Corunna | Total Variable Decision Cost_Without Dawn Corunna | Total Variable Cost Delta | In Nominal Dollar in CAD$ | Total Variable Decision Cost_With Dawn Corunna | Total Variable Decision Cost_Without Dawn Corunna | Total Variable Cost Delta | In Real Dollar in CAD$ | Total Variable Decision Cost_With Dawn Corunna | Total Variable Decision Cost_Without Dawn Corunna | Total Variable Cost Delta
2024 | 1418990136.5402 | 1429687880.7611 | -10697744.221 | 2024 | 1844687177.5022 | 1858594244.9895 | -13907067.4872 | 2024 | 1806745521.5497 | 1820366547.4921 | -13621025.9424
2025 | 1392873830.0956 | 1398998227.2649 | -6124397.1692 | 2025 | 1810735979.1243 | 1818697695.4443 | -7961716.32 | 2025 | 1737015312.2568 | 1744652882.4598 | -7637570.203
2026 | 1301964715.7528 | 1311516400.3232 | -9551684.5704 | 2026 | 1692554130.4786 | 1704971320.4202 | -12417189.9416 | 2026 | 1590249767.3878 | 1601916415.4794 | -11666648.0915
2027 | 1333542980.8226 | 1346772130.1404 | -13229149.3178 | 2027 | 1733605875.0694 | 1750803769.1825 | -17197894.1131 | 2027 | 1595318500.9946 | 1611144542.5714 | -15826041.5769
2028 | 1390304559.3855 | 1413278940.027 | -22974380.6415 | 2028 | 1807395927.2011 | 1837262622.0351 | -29866694.834 | 2028 | 1629013145.3477 | 1655932116.316 | -26918970.9683
2029 | 1498839775.5925 | 1521202933.3452 | -22363157.7527 | 2029 | 1948491708.2703 | 1977563813.3488 | -29072105.0785 | 2029 | 1720062031.9288 | 1745725894.8652 | -25663862.9364
2030 | 1554298092.9833 | 1574663962.9433 | -20365869.96 | 2030 | 2020587520.8783 | 2047063151.8263 | -26475630.948 | 2030 | 1747018370.8747 | 1769909442.4906 | -22891071.6159
2031 | 1640226198.0776 | 1665143708.0184 | -24917509.9407 | 2031 | 2132294057.5009 | 2164686820.4239 | -32392762.923 | 2031 | 1805681547.1944 | 1833112573.4484 | -27431026.254
2032 | 1738953146.0621 | 1763552391.3541 | -24599245.292 | 2032 | 2260639089.8807 | 2292618108.7604 | -31979018.8797 | 2032 | 1874992583.2206 | 1901516243.4928 | -26523660.2722
2033 | 1832607971.3594 | 1857887395.7275 | -25279424.3681 | 2033 | 2382390362.7672 | 2415253614.4458 | -32863251.6786 | 2033 | 1935332112.1413 | 1962028537.411 | -26696425.2697
2034 | 1948835092.1391 | 1974295929.4921 | -25460837.353 | 2034 | 2533485619.7809 | 2566584708.3398 | -33099088.5589 | 2034 | 2015743558.2741 | 2042078530.9404 | -26334972.6663
2035 | 1998247024.1336 | 2022125357.1511 | -23878333.0174 | 2035 | 2597721131.3737 | 2628762964.2964 | -31041832.9227 | 2035 | 2024340771.3882 | 2048530915.2975 | -24190143.9092
2040 | 2277206819.9168 | 2298174606.0078 | -20967786.091 | 2040 | 2960368865.8919 | 2987626987.8102 | -27258121.9183 | 2040 | 2079257193.2977 | 2098402323.0575 | -19145129.7598
2044 | 2480300944.1501 | 2534374904.0196 | -54073959.8695 | 2044 | 3224391227.3951 | 3294687375.2255 | -70296147.8304 | 2044 | 2084045262.8993 | 2129480305.8436 | -45435042.9443
-29590105.5378
|  |  |  | Year | Incremental Gas Supply Cash Flow
|  |  |  | 2024 | -13907067.4872
|  |  |  | 2025 | -7961716.32
|  |  |  | 2026 | -12417189.9416
|  |  |  | 2027 | -17197894.1131
|  |  |  | 2028 | -29866694.834
|  |  |  | 2029 | -29072105.0785
|  |  |  | 2030 | -26475630.948
|  |  |  | 2031 | -32392762.923
|  |  |  | 2032 | -31979018.8797
|  |  |  | 2033 | -32863251.6786
|  |  |  | 2034 | -33099088.5589
|  |  |  | 2035 | -31041832.9227
|  |  |  | 2036 | -38768693.115
|  |  |  | 2037 | -39582835.6705
|  |  |  | 2038 | -40414075.2195
|  |  |  | 2039 | -41262770.7991
|  |  |  | 2040 | -19145129.7598
|  |  |  | 2041 | -43014004.0546
|  |  |  | 2042 | -43917298.1398
|  |  |  | 2043 | -44839561.4007
|  |  |  | 2044 | -45435042.9443
|  |  |  | 2045 | -46742597.2261
|  |  |  | 2046 | -47724191.7679
|  |  |  | 2047 | -48726399.795
|  |  |  | 2048 | -49749654.1907
|  |  |  | 2049 | -50794396.9287
|  |  |  | 2050 | -51861079.2642
|  |  |  | 2051 | -52950161.9287
|  |  |  | 2052 | -54062115.3293
|  |  |  | 2053 | -55197419.7512
|  |  |  | 2054 | -56356565.5659
|  |  |  | 2055 | -57540053.4428
|  |  |  | 2056 | -58748394.5651
|  |  |  | 2057 | -59982110.851
|  |  |  | 2058 | -61241735.1789
|  |  |  | 2059 | -62527811.6176
|  |  |  | 2060 | -63840895.6616
|  |  |  | 2061 | -65181554.4705
|  |  |  | 2062 | -66550367.1144
|  |  |  | 2063 | -67947924.8238

## Simplified Cost of Services (hidden)
Year | Rate Base | Rate of Return | Return | Depreciation | Cost of Service | NPV of Cost of Service | Storage Capacity
2024 | 206400000 | 7.38% | 15232320 | 5160000 | 20392320 | 264840305.5347 | 14726941.766
2025 | 201240000 | 7.38% | 14851512 | 5160000 | 20011512
2026 | 196080000 | 7.38% | 14470704 | 5160000 | 19630704
2027 | 190920000 | 7.38% | 14089896 | 5160000 | 19249896
2028 | 185760000 | 7.38% | 13709088 | 5160000 | 18869088
2029 | 180600000 | 7.38% | 13328280 | 5160000 | 18488280
2030 | 175440000 | 7.38% | 12947472 | 5160000 | 18107472
2031 | 170280000 | 7.38% | 12566664 | 5160000 | 17726664
2032 | 165120000 | 7.38% | 12185856 | 5160000 | 17345856
2033 | 159960000 | 7.38% | 11805048 | 5160000 | 16965048
2034 | 154800000 | 7.38% | 11424240 | 5160000 | 16584240
2035 | 149640000 | 7.38% | 11043432 | 5160000 | 16203432
2036 | 144480000 | 7.38% | 10662624 | 5160000 | 15822624
2037 | 139320000 | 7.38% | 10281816 | 5160000 | 15441816
2038 | 134160000 | 7.38% | 9901008 | 5160000 | 15061008
2039 | 129000000 | 7.38% | 9520200 | 5160000 | 14680200
2040 | 123840000 | 7.38% | 9139392 | 5160000 | 14299392
2041 | 118680000 | 7.38% | 8758584 | 5160000 | 13918584
2042 | 113520000 | 7.38% | 8377776 | 5160000 | 13537776
2043 | 108360000 | 7.38% | 7996968 | 5160000 | 13156968
2044 | 103200000 | 7.38% | 7616160 | 5160000 | 12776160
2045 | 98040000 | 7.38% | 7235352 | 5160000 | 12395352
2046 | 92880000 | 7.38% | 6854544 | 5160000 | 12014544
2047 | 87720000 | 7.38% | 6473736 | 5160000 | 11633736
2048 | 82560000 | 7.38% | 6092928 | 5160000 | 11252928
2049 | 77400000 | 7.38% | 5712120 | 5160000 | 10872120
2050 | 72240000 | 7.38% | 5331312 | 5160000 | 10491312
2051 | 67080000 | 7.38% | 4950504 | 5160000 | 10110504
2052 | 61920000 | 7.38% | 4569696 | 5160000 | 9729696
2053 | 56760000 | 7.38% | 4188888 | 5160000 | 9348888
2054 | 51600000 | 7.38% | 3808080 | 5160000 | 8968080
2055 | 46440000 | 7.38% | 3427272 | 5160000 | 8587272
2056 | 41280000 | 7.38% | 3046464 | 5160000 | 8206464
2057 | 36120000 | 7.38% | 2665656 | 5160000 | 7825656
2058 | 30960000 | 7.38% | 2284848 | 5160000 | 7444848
2059 | 25800000 | 7.38% | 1904040 | 5160000 | 7064040
2060 | 20640000 | 7.38% | 1523232 | 5160000 | 6683232
2061 | 15480000 | 7.38% | 1142424 | 5160000 | 6302424
2062 | 10320000 | 7.38% | 761616 | 5160000 | 5921616
2063 | 5160000 | 7.38% | 380808 | 5160000 | 5540808

## #1 Cost of Service
| Calculation of Revenue Requirements | [8 empty] | Revenue Requirement Calculation
| Dawn Corunna Storage Project | [8 empty] | Excluding Indirect Overheads
InService Date: Nov-01-2023
Figures in $ 000's
[6 empty] | 2021 | 2022 | 2023 | 2024 | 2025 | 2026 | 2027 | 2028 | 2029 | 2030 | 2031 | 2032 | 2033 | 2034 | 2035 | 2036 | 2037 | 2038 | 2039 | 2040 | 2041 | 2042 | 2043 | 2044 | 2045 | 2046 | 2047 | 2048 | 2049 | 2050 | 2051 | 2052 | 2053 | 2054 | 2055 | 2056 | 2057 | 2058 | 2059 | 2060 | 2061 | 2062 | 2063
Particulars | [5 empty] | 1 | 2 | 3 | 4 | 5 | 6 | 7 | 8 | 9 | 10 | 11 | 12 | 13 | 14 | 15 | 16 | 17 | 18 | 19 | 20 | 21 | 22 | 23 | 24 | 25 | 26 | 27 | 28 | 29 | 30 | 31 | 32 | 33 | 34 | 35 | 36 | 37 | 38 | 39 | 40 | 41 | 42 | 43
Notes
Rate Base Investment
| Capital Expenditures |  | $ 000's |  |  | 2297.4684 | 17749.5337 | 176261.714 | 10078.7283 | 0 | 0 | 0 | 0 | 0 | 0 | 0 | 0 | 0 | 0 | 0 | 0 | 0 | 0 | 0 | 0 | 52.5 | 52.5 | 52.5 | 52.5 | 52.5 | 52.5 | 52.5 | 52.5 | 52.5 | 52.5 | 105 | 105 | 105 | 105 | 105 | 105 | 105 | 105 | 105 | 105
| Average Investment |  | $ 000's |  |  | 0 | 0 | 23154.727 | 183995.5911 | 179026.6912 | 174057.7912 | 169088.8913 | 164119.9913 | 159151.0914 | 154182.1914 | 149213.2915 | 144244.3915 | 139275.4916 | 134306.5916 | 129337.6917 | 124368.7917 | 119399.8918 | 114430.9918 | 109462.0919 | 104493.1919 | 99524.292 | 94555.392 | 89586.4921 | 84617.5921 | 79648.6922 | 74679.7922 | 69710.8923 | 64741.9923 | 59773.0924 | 54804.1924 | 49835.2925 | 44866.3925 | 39897.4926 | 34928.5926 | 29959.6927 | 24990.7927 | 20770.2602 | 17721.7671 | 15096.9461 | 12472.125
| Cumulative Capex |  | $ 000's |  |  | 2297.4684 | 20047.0021 | 196308.7161 | 206387.4444 | 206387.4444 | 206387.4444 | 206387.4444 | 206387.4444 | 206387.4444 | 206387.4444 | 206387.4444 | 206387.4444 | 206387.4444 | 206387.4444 | 206387.4444 | 206387.4444 | 206387.4444 | 206387.4444 | 206387.4444 | 206387.4444 | 206439.9444 | 206492.4444 | 206544.9444 | 206597.4444 | 206649.9444 | 206702.4444 | 206754.9444 | 206807.4444 | 206859.9444 | 206912.4444 | 207017.4444 | 207122.4444 | 207227.4444 | 207332.4444 | 207437.4444 | 207542.4444 | 207647.4444 | 207752.4444 | 207857.4444 | 207962.4444
Total Cost of Service
Operating Costs:
| O&M | 0 | $ 000's | 0 | #REF! | 0 | 0 | 258.6775 | 1570.8002 | 1683.2899 | 1796.2474 | 1909.6823 | 2023.6041 | 2138.0225 | 2252.9473 | 2353.5402 | 2499.9261 | 3005.3773 | 2435.7935 | 2464.3152 | 2493.4074 | 2523.0813 | 2553.3488 | 2584.2216 | 2615.7119 | 2647.832 | 2826.2756 | 3442.4178 | 2748.0982 | 2782.866 | 2818.3292 | 2854.5016 | 2891.3975 | 2929.0313 | 2967.4177 | 3006.5719 | 3224.0937 | 3975.1676 | 3128.796 | 3171.1777 | 3214.4071 | 3258.5011 | 3303.4769 | 3349.3523 | 3396.1452
| ICF Substract Fuel Cost | [6 empty] | 0 | 0 | 0 | 0 | 0 | 0 | 0 | 0 | 0 | 0 | 0 | 0 | 0 | 0 | 0 | 0 | 0 | 0 | 0 | 0 | 0 | 0 | 0 | 0 | 0 | 0 | 0 | 0 | 0 | 0 | 0 | 0 | 0 | 0 | 0 | 0 | 0 | 0
| Depreciation Expense | 0 | $ 000's | 0 | #REF! | 0 | 0 | 414.075 | 5030.0138 | 5091.1276 | 5091.1276 | 5091.1276 | 5091.1276 | 5091.1276 | 5091.1276 | 5091.1276 | 5091.1276 | 5091.1276 | 5091.1276 | 5091.1276 | 5091.1276 | 5091.1276 | 5091.1276 | 5091.1276 | 5091.1276 | 5091.7681 | 5093.0491 | 5094.3301 | 5095.6111 | 5096.8921 | 5098.1731 | 5099.4541 | 5100.7351 | 5102.0161 | 5103.2971 | 5105.2186 | 5107.7806 | 5110.3426 | 5112.9046 | 5115.4666 | 5118.0286 | 3623.8557 | 2779.0737 | 2781.6357 | 2784.1977
| Municipal taxes | 0 | $ 000's | 0 | #REF! | 0 | 0 | 128.8333 | 775.319 | 789.2747 | 803.4817 | 817.9444 | 832.6674 | 847.6554 | 862.9132 | 878.4456 | 894.2576 | 910.3543 | 926.7406 | 943.422 | 960.4036 | 977.6908 | 995.2893 | 1013.2045 | 1031.4422 | 1050.0081 | 1068.9083 | 1088.1486 | 1107.7353 | 1127.6745 | 1147.9727 | 1168.6362 | 1189.6716 | 1211.0857 | 1232.8852 | 1255.0772 | 1277.6686 | 1300.6666 | 1324.0786 | 1347.912 | 1372.1744 | 1396.8736 | 1422.0173 | 1447.6136 | 1473.6707
| Total Operating Costs |  |  |  |  | 0 | 0 | 801.5858 | 7376.133 | 7563.6922 | 7690.8567 | 7818.7543 | 7947.399 | 8076.8054 | 8206.9881 | 8323.1134 | 8485.3113 | 9006.8592 | 8453.6617 | 8498.8648 | 8544.9385 | 8591.8997 | 8639.7656 | 8688.5537 | 8738.2816 | 8789.6081 | 8988.2329 | 9624.8964 | 8951.4446 | 9007.4326 | 9064.4749 | 9122.5918 | 9181.8042 | 9242.133 | 9303.6 | 9366.8677 | 9609.5428 | 10386.1767 | 9565.7791 | 9634.5563 | 9704.6101 | 8279.2304 | 7504.5679 | 7578.6016 | 7654.0135
| Rev Req Interest expense |  | $ 000's |  |  | 0 | 0 | 675.0622 | 4333.4642 | 4204.9789 | 4088.2694 | 3971.5599 | 3854.8504 | 3738.1408 | 3621.4313 | 3504.7218 | 3388.0123 | 3271.3027 | 3154.5932 | 3037.8837 | 2921.1742 | 2804.4647 | 2687.7551 | 2571.0456 | 2454.3361 | 2337.6266 | 2220.917 | 2104.2075 | 1987.498 | 1870.7885 | 1754.079 | 1637.3694 | 1520.6599 | 1403.9504 | 1287.2409 | 1170.5313 | 1053.8218 | 937.1123 | 820.4028 | 703.6933 | 586.9837 | 487.8519 | 416.2489 | 354.5971 | 292.9453
| AfterTx Req'd Return on Equity |  | $ 000's |  |  | 0 | 0 | 760.2901 | 5868.7234 | 5710.2353 | 5551.7473 | 5393.2593 | 5234.7712 | 5047.636 | 4890.0424 | 4732.4488 | 4574.8551 | 4417.2615 | 4259.6679 | 4102.0742 | 3944.4806 | 3786.887 | 3629.2933 | 3471.6997 | 3314.1061 | 3156.5124 | 2998.9188 | 2841.3252 | 2683.7316 | 2526.1379 | 2368.5443 | 2210.9507 | 2053.357 | 1895.7634 | 1738.1698 | 1580.5761 | 1422.9825 | 1265.3889 | 1107.7952 | 950.2016 | 792.608 | 658.7496 | 562.0636 | 478.8147 | 395.5659
| Total Utility Req'd Return |  |  |  |  | 0 | 0 | 1435.3523 | 10202.1875 | 9915.2143 | 9640.0167 | 9364.8192 | 9089.6216 | 8785.7768 | 8511.4737 | 8237.1705 | 7962.8674 | 7688.5642 | 7414.2611 | 7139.9579 | 6865.6548 | 6591.3516 | 6317.0485 | 6042.7453 | 5768.4422 | 5494.139 | 5219.8359 | 4945.5327 | 4671.2296 | 4396.9264 | 4122.6233 | 3848.3201 | 3574.0169 | 3299.7138 | 3025.4106 | 2751.1075 | 2476.8043 | 2202.5012 | 1928.198 | 1653.8949 | 1379.5917 | 1146.6014 | 978.3124 | 833.4118 | 688.5112
Income Taxes
| Income tax on Req Rtrn on Equity |  |  |  |  | 0 | 0 | 274.1182 | 2115.9343 | 2058.7923 | 2001.6504 | 1944.5084 | 1887.3665 | 1819.896 | 1763.0765 | 1706.257 | 1649.4376 | 1592.6181 | 1535.7986 | 1478.9791 | 1422.1597 | 1365.3402 | 1308.5207 | 1251.7013 | 1194.8818 | 1138.0623 | 1081.2428 | 1024.4234 | 967.6039 | 910.7844 | 853.9649 | 797.1455 | 740.326 | 683.5065 | 626.6871 | 569.8676 | 513.0481 | 456.2286 | 399.4092 | 342.5897 | 285.7702 | 237.5083 | 202.6488 | 172.6339 | 142.619
| Income Tax Exp (Credit) on timing differences |  |  |  |  | 0 | 0 | -6565.2657 | -1841.6764 | -1623.9489 | -1419.2718 | -1226.8628 | -1045.9865 | -875.9514 | -716.1077 | -565.8445 | -424.5873 | -291.7964 | -166.9642 | -49.6137 | 60.7038 | 164.4096 | 261.9003 | 353.5482 | 439.7037 | 520.696 | 596.8346 | 668.4103 | 735.6968 | 798.951 | 858.4147 | 914.315 | 966.8656 | 1016.2672 | 1062.7086 | 1106.3671 | 1147.4096 | 1185.9929 | 1222.2642 | 1256.3623 | 1288.4173 | 778.9126 | 501.7365 | 528.3681 | 553.4041
| Total Income Taxes |  |  |  |  | 0 | 0 | -6291.1475 | 274.2579 | 434.8435 | 582.3786 | 717.6457 | 841.38 | 943.9446 | 1046.9688 | 1140.4125 | 1224.8502 | 1300.8217 | 1368.8344 | 1429.3655 | 1482.8634 | 1529.7498 | 1570.421 | 1605.2495 | 1634.5855 | 1658.7583 | 1678.0774 | 1692.8337 | 1703.3007 | 1709.7354 | 1712.3796 | 1711.4605 | 1707.1916 | 1699.7738 | 1689.3956 | 1676.2347 | 1660.4577 | 1642.2215 | 1621.6734 | 1598.952 | 1574.1876 | 1016.421 | 704.3853 | 701.002 | 696.0231
| Required Return and Taxes |  |  |  |  | 0 | 0 | -4855.7952 | 10476.4454 | 10350.0577 | 10222.3953 | 10082.4648 | 9931.0016 | 9729.7214 | 9558.4425 | 9377.5831 | 9187.7176 | 8989.3859 | 8783.0955 | 8569.3234 | 8348.5182 | 8121.1015 | 7887.4695 | 7647.9948 | 7403.0277 | 7152.8974 | 6897.9133 | 6638.3664 | 6374.5302 | 6106.6618 | 5835.0029 | 5559.7806 | 5281.2086 | 4999.4876 | 4714.8063 | 4427.3422 | 4137.2621 | 3844.7227 | 3549.8714 | 3252.8469 | 2953.7793 | 2163.0224 | 1682.6977 | 1534.4138 | 1384.5343
| Total Cost of Service |  |  |  |  | 0 | 0 | -4054.2094 | 17852.5784 | 17913.7499 | 17913.252 | 17901.2191 | 17878.4007 | 17806.5268 | 17765.4305 | 17700.6965 | 17673.0289 | 17996.2451 | 17236.7572 | 17068.1882 | 16893.4567 | 16713.0012 | 16527.2351 | 16336.5485 | 16141.3093 | 15942.5055 | 15886.1462 | 16263.2628 | 15325.9748 | 15114.0944 | 14899.4778 | 14682.3724 | 14463.0127 | 14241.6206 | 14018.4063 | 13794.2099 | 13746.8049 | 14230.8994 | 13115.6506 | 12887.4032 | 12658.3894 | 10442.2528 | 9187.2657 | 9113.0154 | 9038.5479 | 8457.3182 | 7863.3433 | 7269.3683
Fuel Cost
| NPV Cost of Service | 275604.5042

## Gas Flow
| Flow | [15 empty] | Price
Unit Conversion | With Dawn to Corunna Project (Mcf) | [7 empty] | Without Dawn to Corunna Project (Mcf) | [7 empty] | With Dawn to Corunna Project (US$ Per Mcf) | [5 empty] | Without Dawn to Corunna Project (US$ Per Mcf)
0.94782 | Scenario Year | Chicago | Clarington | Niagara | Empress | Dawn | Storage Injection | Storage Withdrawal | Scenario Year | Chicago | Clarington | Niagara | Empress | Dawn | Storage Injection | Storage Withdrawal | Scenario Year | Chicago | Clarington | Niagara | Empress | Dawn | Scenario Year | Chicago | Clarington | Niagara | Empress | Dawn
| 2024 | 17224064.0347 | 37486152.6 | 50282042.128 | 91443622.4596 | 246533477.396 | 174374034.829 | 174374035.435 | 2024 | 19277811.618 | 37486152.6 | 54751234.6911 | 94604173.08 | 236849986.9736 | 144241258.4924 | 144241260.935 | 2024 | 3.2517 | 2.9066 | 3.1207 | 2.948 | 3.3726 | 2024 | 3.2468 | 2.9037 | 3.1188 | 2.9441 | 3.3706
| 2025 | 16339416.701 | 40271501.4 | 52090515.8764 | 86777900.58 | 249152141.284 | 175930530.834 | 175930531.393 | 2025 | 19359146.388 | 40735726.2 | 60048166.543 | 87020240.302 | 237468196.5381 | 143823717.652 | 143823719.795 | 2025 | 3.21 | 2.7337 | 2.9995 | 2.9112 | 3.3115 | 2025 | 3.2051 | 2.7249 | 2.997 | 2.9057 | 3.3086
| 2026 | 20279383.818 | 40851782.4 | 54673018.8625 | 97696960 | 233021326.701 | 173216542.496 | 173216543.0283 | 2026 | 20873424.276 | 40967838.6 | 60636005.534 | 97086354 | 226958849.2692 | 143031998.985 | 143032001.363 | 2026 | 2.9803 | 2.5338 | 2.7998 | 2.6497 | 3.1242 | 2026 | 2.9758 | 2.5195 | 2.7859 | 2.6443 | 3.1088
| 2027 | 19146580.278 | 41316007.2 | 54683353.787 | 91085324.873 | 242637288.9565 | 174221681.3028 | 174221681.952 | 2027 | 19895630.92 | 40851782.4 | 59600000 | 93876102.34 | 234645039.637 | 142829330.287 | 142829332.722 | 2027 | 3.0481 | 2.5356 | 2.839 | 2.7211 | 3.1731 | 2027 | 3.0427 | 2.5367 | 2.8322 | 2.7166 | 3.1587
| 2028 | 19621922.892 | 41432063.4 | 56132065.174 | 84294130.6759 | 248614775.2101 | 175835605.9275 | 175835606.7702 | 2028 | 21959973.214 | 41432063.4 | 60243830.351 | 90261208.2 | 236197882.181 | 140996483.6472 | 140996486.12 | 2028 | 3.1463 | 2.6543 | 2.9481 | 2.8688 | 3.2927 | 2028 | 3.1586 | 2.6666 | 2.9624 | 2.8826 | 3.3069
| 2029 | 18166938.9697 | 40735726.2 | 53406410.534 | 77614140.962 | 262902582.7365 | 174434541.6862 | 174434542.265 | 2029 | 20360429.6621 | 40735726.2 | 59114293.802 | 80905295 | 251710054.577 | 145856177.3532 | 145856180.08 | 2029 | 3.3592 | 2.8593 | 3.1593 | 3.1011 | 3.4938 | 2029 | 3.3674 | 2.8674 | 3.1699 | 3.1098 | 3.5038
| 2030 | 19439914.82 | 40271501.4 | 52900277.168 | 94338627 | 248622890.2956 | 175345246.0036 | 175345246.755 | 2030 | 21702407.486 | 39807276.6 | 58033843.404 | 94033324 | 241996359.3959 | 144192750.6996 | 144192753.352 | 2030 | 3.4699 | 2.9866 | 3.2774 | 3.1166 | 3.6213 | 2030 | 3.4733 | 2.9907 | 3.2828 | 3.1207 | 3.6264
| 2031 | 21446808.458 | 40155445.2 | 53105218.449 | 96272983.994 | 247877682.0702 | 174774778.496 | 174774779.0064 | 2031 | 23557394.45 | 40155445.2 | 55702485.032 | 99223475 | 240219338.512 | 143364008.016 | 143364010.4935 | 2031 | 3.6443 | 3.1552 | 3.4592 | 3.2502 | 3.828 | 2031 | 3.6544 | 3.1661 | 3.4716 | 3.2608 | 3.8401
| 2032 | 20427087.2855 | 39459108 | 49861432.6133 | 96261169.347 | 255109345.18 | 175616288.991 | 175616289.839 | 2032 | 21164395.04 | 39459108 | 54823508.177 | 98203584.27 | 247467547.219 | 145019275.887 | 145019278.3588 | 2032 | 3.8454 | 3.3428 | 3.658 | 3.4194 | 4.0078 | 2032 | 3.8571 | 3.3535 | 3.6712 | 3.4315 | 4.0212
| 2033 | 21318910.402 | 38994883.2 | 51162329.846 | 97069209.595 | 255370531.966 | 177523391.175 | 177523392.221 | 2033 | 22957987.84 | 38878827 | 55150095.811 | 98799349.2 | 248129605.0295 | 143986787.431 | 143986790.029 | 2033 | 4.0258 | 3.537 | 3.8512 | 3.5658 | 4.2139 | 2033 | 4.0387 | 3.5489 | 3.8654 | 3.5786 | 4.2282
| 2034 | 20814719.2579 | 38298546 | 48300978.711 | 96702375.292 | 262613943.02 | 176928350.901 | 176928351.5542 | 2034 | 22778424.549 | 38066433.6 | 53576967.13 | 98598504.74 | 253710232.378 | 145153015.931 | 145153018.602 | 2034 | 4.2532 | 3.7683 | 4.0813 | 3.7634 | 4.4417 | 2034 | 4.267 | 3.7804 | 4.0959 | 3.7771 | 4.4567
| 2035 | 20140173.121 | 37486152.6 | 45796368.203 | 99223475 | 267449771.491 | 176341329.002 | 176341329.701 | 2035 | 22415729.719 | 37486152.6 | 51755071.683 | 99223475 | 259215511.4776 | 145997342.324 | 145997345.138 | 2035 | 4.3371 | 3.8402 | 4.1703 | 3.7926 | 4.5101 | 2035 | 4.3466 | 3.8497 | 4.1813 | 3.8022 | 4.5212
| 2040 | 21137702.2622 | 39459108 | 48459125.46 | 109298474 | 265626614.032 | 176586254.333 | 176586255.44 | 2040 | 23487854.373 | 39226995.6 | 55568044.75 | 103497717 | 250630681.9585 | 147039777.272 | 147039779.742 | 2040 | 4.8741 | 4.2588 | 4.7015 | 3.8481 | 5.1054 | 2040 | 4.8643 | 4.2529 | 4.6985 | 3.8416 | 5.1008
| 2044 | 23869202.708 | 37486152.6 | 52033626.703 | 109298474 | 273146649.1813 | 175401992.9097 | 175401993.413 | 2044 | 24040031.251 | 38994883.2 | 55180247.81 | 107161353 | 249901019.593 | 143137723.8355 | 143137726.707 | 2044 | 5.1507 | 4.6704 | 5.0397 | 4.0104 | 5.4276 | 2044 | 5.2068 | 4.7242 | 5.0997 | 4.0642 | 5.4902
| With Dawn to Corunna Project (TJ) | [7 empty] | Without Dawn to Corunna Project (TJ) | [7 empty] | With Dawn to Corunna Project (CAD$ Per GJ) | [5 empty] | Without Dawn to Corunna Project (CAD$ Per GJ)
| Scenario Year | Chicago | Clarington | Niagara | Empress | Dawn | Storage Injection | Storage Withdrawal | Scenario Year | Chicago | Clarington | Niagara | Empress | Dawn | Storage Injection | Storage Withdrawal | Scenario Year | Chicago | Clarington | Niagara | Empress | Dawn | Scenario Year | Chicago | Clarington | Niagara | Empress | Dawn
| 2024 | 16325.2605 | 35530.0122 | 47658.1737 | 86671.8188 | 233668.618 | 165274.6725 | 165274.673 | 2024 | 18271.8373 | 35530.0122 | 51894.1503 | 89667.4424 | 224490.4412 | 136714.3152 | 136714.3175 | 2024 | 4.0066 | 3.5814 | 3.8452 | 3.6324 | 4.1556 | 2024 | 4.0006 | 3.5778 | 3.8429 | 3.6276 | 4.1531
| 2025 | 15486.7767 | 38170.0132 | 49372.2759 | 82249.5683 | 236150.6321 | 166749.9458 | 166749.9463 | 2025 | 18348.9278 | 38610.0133 | 56914.6723 | 82479.2621 | 225076.3908 | 136318.5629 | 136318.5649 | 2025 | 3.9552 | 3.3684 | 3.6959 | 3.5871 | 4.0804 | 2025 | 3.9492 | 3.3576 | 3.6928 | 3.5803 | 4.0767
| 2026 | 19221.1445 | 38720.0133 | 51820.0161 | 92598.8384 | 220861.572 | 164177.5816 | 164177.5821 | 2026 | 19784.1861 | 38830.0134 | 57471.8361 | 92020.0956 | 215115.4529 | 135568.1585 | 135568.1607 | 2026 | 3.6722 | 3.1221 | 3.4498 | 3.2649 | 3.8495 | 2026 | 3.6667 | 3.1044 | 3.4327 | 3.2583 | 3.8305
| 2027 | 18147.454 | 39160.0135 | 51829.8117 | 86332.2183 | 229975.7444 | 165130.2692 | 165130.2698 | 2027 | 18857.417 | 38720.0133 | 56489.8925 | 88977.3646 | 222400.5547 | 135376.0656 | 135376.0679 | 2027 | 3.7557 | 3.1242 | 3.4981 | 3.3529 | 3.9098 | 2027 | 3.7491 | 3.1256 | 3.4897 | 3.3473 | 3.892
| 2028 | 18597.9919 | 39270.0135 | 53202.9249 | 79895.409 | 235641.3074 | 166659.9744 | 166659.9752 | 2028 | 20814.0357 | 39270.0135 | 57100.1258 | 85551.1065 | 223872.3652 | 133638.8624 | 133638.8648 | 2028 | 3.8768 | 3.2706 | 3.6325 | 3.5348 | 4.0572 | 2028 | 3.8919 | 3.2857 | 3.6502 | 3.5518 | 4.0746
| 2029 | 17218.9334 | 38610.0133 | 50619.5032 | 73564.0013 | 249183.5341 | 165332.0219 | 165332.0224 | 2029 | 19297.9611 | 38610.0133 | 56029.5319 | 76683.413 | 238575.0658 | 138244.9627 | 138244.9653 | 2029 | 4.139 | 3.5231 | 3.8928 | 3.8211 | 4.305 | 2029 | 4.1492 | 3.5331 | 3.9058 | 3.8318 | 4.3173
| 2030 | 18425.4815 | 38170.0132 | 50139.7814 | 89415.7533 | 235648.999 | 166195.2029 | 166195.2036 | 2030 | 20569.9105 | 37730.013 | 55005.4627 | 89126.3819 | 229368.2604 | 136668.3386 | 136668.3412 | 2030 | 4.2755 | 3.68 | 4.0382 | 3.8402 | 4.462 | 2030 | 4.2796 | 3.685 | 4.0449 | 3.8452 | 4.4683
| 2031 | 20327.6494 | 38060.0131 | 50334.0282 | 91249.1697 | 234942.678 | 165654.5041 | 165654.5046 | 2031 | 22328.0987 | 38060.0131 | 52795.7616 | 94045.6952 | 227683.9699 | 135882.8423 | 135882.8446 | 2031 | 4.4903 | 3.8878 | 4.2623 | 4.0048 | 4.7167 | 2031 | 4.5028 | 3.9011 | 4.2776 | 4.0179 | 4.7317
| 2032 | 19361.1403 | 37400.0129 | 47259.5129 | 91237.9716 | 241796.9711 | 166452.1021 | 166452.1029 | 2032 | 20059.9732 | 37400.0129 | 51962.6524 | 93079.0254 | 234553.9452 | 137451.7333 | 137451.7356 | 2032 | 4.7382 | 4.1189 | 4.5073 | 4.2133 | 4.9383 | 2032 | 4.7526 | 4.132 | 4.5235 | 4.2282 | 4.9548
| 2033 | 20206.4254 | 36960.0127 | 48492.5254 | 92003.8459 | 242044.5284 | 168259.6859 | 168259.6869 | 2033 | 21759.9709 | 36850.0127 | 52272.1977 | 93643.7016 | 235181.4549 | 136473.1232 | 136473.1256 | 2033 | 4.9605 | 4.3582 | 4.7454 | 4.3936 | 5.1922 | 2033 | 4.9763 | 4.3728 | 4.7628 | 4.4094 | 5.2098
| 2034 | 19728.5445 | 36300.0125 | 45780.4882 | 91656.1541 | 248909.9565 | 167695.6966 | 167695.6972 | 2034 | 21589.7777 | 36080.0124 | 50781.1596 | 93453.3378 | 240470.8683 | 137578.4943 | 137578.4969 | 2034 | 5.2406 | 4.6432 | 5.0289 | 4.6371 | 5.4728 | 2034 | 5.2576 | 4.6581 | 5.0468 | 4.654 | 5.4914
| 2035 | 19089.1982 | 35530.0122 | 43406.5758 | 94045.6952 | 253493.4368 | 167139.3073 | 167139.308 | 2035 | 21246.0094 | 35530.0122 | 49054.3362 | 94045.6952 | 245688.8653 | 138378.7612 | 138378.7639 | 2035 | 5.344 | 4.7318 | 5.1384 | 4.6731 | 5.5571 | 2035 | 5.3557 | 4.7435 | 5.152 | 4.6849 | 5.5709
| 2040 | 20034.6733 | 37400.0129 | 45930.3823 | 103594.9504 | 251765.4172 | 167371.4517 | 167371.4527 | 2040 | 22262.1874 | 37180.0128 | 52668.3368 | 98096.8944 | 237552.0181 | 139366.7988 | 139366.8011 | 2040 | 6.0057 | 5.2475 | 5.793 | 4.7415 | 6.2906 | 2040 | 5.9936 | 5.2403 | 5.7893 | 4.7335 | 6.285
| 2044 | 22623.6358 | 35530.0122 | 49318.3553 | 103594.9504 | 258893.0343 | 166248.9886 | 166248.9891 | 2044 | 22785.55 | 36960.0127 | 52300.7763 | 101569.3508 | 236860.4317 | 135668.3663 | 135668.369 | 2044 | 6.3465 | 5.7547 | 6.2098 | 4.9415 | 6.6877 | 2044 | 6.4157 | 5.821 | 6.2836 | 5.0078 | 6.7648
Delta (TJ)
| Scenario Year | Chicago | Clarington | Niagara | Empress | Dawn | Storage Injection | Storage Withdrawal
| 2024 | -1946.5768 | 0 | -4235.9766 | -2995.6236 | 9178.1767 | 28560.3573 | 28560.3556
| 2025 | -2862.1511 | -440.0002 | -7542.3965 | -229.6937 | 11074.2413 | 30431.383 | 30431.3815
| 2026 | -563.0416 | -110 | -5651.8201 | 578.7427 | 5746.1191 | 28609.4231 | 28609.4214
| 2027 | -709.9629 | 440.0002 | -4660.0808 | -2645.1463 | 7575.1897 | 29754.2036 | 29754.2019
| 2028 | -2216.0438 | 0 | -3897.2009 | -5655.6974 | 11768.9422 | 33021.1119 | 33021.1104
| 2029 | -2079.0277 | 0 | -5410.0287 | -3119.4117 | 10608.4683 | 27087.0592 | 27087.0572
| 2030 | -2144.429 | 440.0002 | -4865.6813 | 289.3714 | 6280.7386 | 29526.8643 | 29526.8625
| 2031 | -2000.4493 | 0 | -2461.7334 | -2796.5255 | 7258.7081 | 29771.6619 | 29771.66
| 2032 | -698.8328 | 0 | -4703.1395 | -1841.0539 | 7243.0259 | 29000.3688 | 29000.3673
| 2033 | -1553.5454 | 110 | -3779.6723 | -1639.8557 | 6863.0736 | 31786.5627 | 31786.5613
| 2034 | -1861.2332 | 220.0001 | -5000.6715 | -1797.1837 | 8439.0882 | 30117.2023 | 30117.2004
| 2035 | -2156.8112 | 0 | -5647.7604 | 0 | 7804.5715 | 28760.5461 | 28760.544
| 2040 | -2227.5141 | 220.0001 | -6737.9545 | 5498.056 | 14213.3992 | 28004.6529 | 28004.6516
| 2044 | -161.9142 | -1430.0005 | -2982.4209 | 2025.5996 | 22032.6026 | 30580.6223 | 30580.6201

## Option 1 Dawn Corunna Weather
Cost Estimation-Annual Cash Flow
| Year | Total Portfolio Cost without Replacement | Incremental Infrastructure Costs | Incremental Storage Capacity Cost | Incremental Pipeline Capacity Cost | Incremental Pipeline Capacity Release | Incremental Commodity Cost | Total Incremental Costs | Total Portfolio Cost + Incremental Contract Cost in Option
NPV Summary
| NPV 2024-2063 | 46822998392.2293 | 275604504.2149 | 0 | 0 | -70953911.363 | -798259661.9196 | -589554859.6779 | 45643888672.8736
| NPV 2024-2043 | 28557030272.7749 | 213680038.1272 | 0 | 0 | -50170394.7573 | -461991314.2826 | -294427461.5229 | 27968175349.7291
Cash Flow
| 2024 | 1836248678.1014 | 17852578.3638 | 0 | 0 | -4859000.8232 | -20182789.6017 | -7189212.061 | 1821870253.9793
| 2025 | 1794895197.0769 | 17913749.8933 | 0 | 0 | -4069542.8194 | -14471918.6958 | -627711.6219 | 1793639773.8331
| 2026 | 1686654052.7493 | 17913252.0148 | 0 | 0 | -2857402.4165 | -17684602.5273 | -2628752.929 | 1681396546.8913
| 2027 | 1728932717.4516 | 17901219.0665 | 0 | 0 | -4045738.8954 | -22842115.8653 | -8986635.6941 | 1710959446.0634
| 2028 | 1818322489.3759 | 17878400.6585 | 0 | 0 | -5137266.9234 | -36622096.5256 | -23880962.7906 | 1770560563.7948
| 2029 | 1945660763.6097 | 17806526.8006 | 0 | 0 | -4695191.7211 | -36091698.7881 | -22980363.7086 | 1899700036.1925
| 2030 | 2021118106.4612 | 17765430.5358 | 0 | 0 | -2629711.0127 | -33730334.7679 | -18594615.2448 | 1983928875.9717
| 2031 | 2147100563.7082 | 17700696.4955 | 0 | 0 | -4704646.1844 | -41100585.0037 | -28104534.6927 | 2090891494.3228
| 2032 | 2263648078.5815 | 17673028.929 | 0 | 0 | -4112589.3397 | -40636442.2421 | -27076002.6528 | 2209496073.2758
| 2033 | 2393918979.1765 | 17996245.0548 | 0 | 0 | -4829265.624 | -42773943.3871 | -29606963.9563 | 2334705051.264
| 2034 | 2540127238.2895 | 17236757.1779 | 0 | 0 | -5205631.1061 | -44796150.8798 | -32765024.808 | 2474597188.6736
| 2035 | 2593803828.3092 | 17068188.1611 | 0 | 0 | -4648913.5347 | -42384238.6981 | -29964964.0718 | 2533873900.1656
| 2036 | 2713272623.6167 | 16893456.6968 | 0 | 0 | -3087235.5771 | -50248618.7694 | -36442397.6497 | 2640387828.3174
| 2037 | 2770251348.7127 | 16713001.1927 | 0 | 0 | -3152067.5242 | -51303839.7635 | -37742906.095 | 2694765536.5226
| 2038 | 2828426627.0356 | 16527235.1062 | 0 | 0 | -3218260.9422 | -52381220.3986 | -39072246.2346 | 2750282134.5663
| 2039 | 2887823586.2034 | 16336548.4657 | 0 | 0 | -3285844.422 | -53481226.0269 | -40430521.9832 | 2806962542.2369
| 2040 | 2948467881.5137 | 16141309.3027 | 0 | 0 | -3354847.1549 | -28198909.9474 | -15412447.7996 | 2917642985.9145
| 2041 | 3010385707.0254 | 15942505.4965 | 0 | 0 | -3425298.9451 | -55751022.7407 | -43233816.1894 | 2923918074.6466
| 2042 | 3073603806.873 | 15886146.158 | 0 | 0 | -3497230.223 | -56921794.2183 | -44532878.2833 | 2984538050.3063
| 2043 | 3138149486.8173 | 16263262.8194 | 0 | 0 | -3570672.0577 | -58117151.8969 | -45424561.1352 | 3047300364.5469
| 2044 | 3204050626.0405 | 15325974.7951 | 0 | 0 | -3645656.1709 | -53828473.7426 | -42148155.1183 | 3119754315.8038
| 2045 | 3271335689.1873 | 15114094.4247 | 0 | 0 | -3722214.9505 | -60583701.9405 | -49191822.4664 | 3172952044.2546
| 2046 | 3340033738.6603 | 14899477.7865 | 0 | 0 | -3800381.4644 | -61855959.6813 | -50756863.3592 | 3238520011.9419
| 2047 | 3410174447.1721 | 14682372.4438 | 0 | 0 | -3880189.4752 | -63154934.8346 | -52352751.866 | 3305468943.4402
| 2048 | 3481788110.5627 | 14463012.7341 | 0 | 0 | -3961673.4542 | -64481188.4661 | -53979849.1862 | 3373828412.1903
| 2049 | 3554905660.8845 | 14241620.5936 | 0 | 0 | -4044868.5967 | -65835293.4239 | -55638541.427 | 3443628578.0305
| 2050 | 3629558679.7631 | 14018406.333 | 0 | 0 | -4129810.8372 | -67217834.5858 | -57329239.0901 | 3514900201.5829
| 2051 | 3705779412.0381 | 13794209.8664 | 0 | 0 | -4216536.8648 | -68629409.1121 | -59051736.1105 | 3587675939.8171
| 2052 | 3783600779.6909 | 13746804.8675 | 0 | 0 | -4305084.139 | -70070626.7035 | -60628905.9749 | 3662342967.7411
| 2053 | 3863056396.0645 | 14230899.415 | 0 | 0 | -4395490.9059 | -71542109.8643 | -61706701.3551 | 3739642993.3542
| 2054 | 3944180580.3818 | 13115650.5652 | 0 | 0 | -4487796.2149 | -73044494.1714 | -64416639.8211 | 3815347300.7396
| 2055 | 4027008372.5698 | 12887403.1853 | 0 | 0 | -4582039.9354 | -74578428.549 | -66273065.2992 | 3894462241.9715
| 2056 | 4111575548.3938 | 12658389.3853 | 0 | 0 | -4678262.7741 | -76144575.5485 | -68164448.9373 | 3975246650.5193
| 2057 | 4197918634.9101 | 10442252.7849 | 0 | 0 | -4776506.2923 | -77743611.635 | -72077865.1425 | 4053762904.6251
| 2058 | 4286074926.2432 | 9187265.6752 | 0 | 0 | -4876812.9245 | -79376227.4794 | -75065774.7286 | 4135943376.7859
| 2059 | 4376082499.6943 | 9113015.4395 | 0 | 0 | -4979225.9959 | -81043128.2565 | -76909338.8128 | 4222263822.0687
| 2060 | 4467980232.1879 | 9038547.8533 | 0 | 0 | -5083789.7418 | -82745033.9498 | -78790275.8383 | 4310399680.5113
| 2061 | 4561807817.0638 | 8457318.1906 | 0 | 0 | -5190549.3264 | -84482679.6628 | -81215910.7985 | 4399375995.4668
| 2062 | 4657605781.2221 | 7863343.2623 | 0 | 0 | -5299550.8622 | -86256815.9357 | -83693023.5357 | 4490219734.1508
| 2063 | 4755415502.6278 | 7269368.3339 | 0 | 0 | -5410841.4303 | -88068209.0704 | -86209682.1668 | 4582996138.2942
NPV Calculation - For Chart Creation
| Year | NPV | Initial Investment
1 | 2024 | 6852089.269 | 206387444.4063
2 | 2025 | 7422310.792 | 206387444.4063
3 | 2026 | 9698324.7643 | 206387444.4063
4 | 2027 | 17114227.2191 | 206387444.4063
5 | 2028 | 35897031.0334 | 206387444.4063
6 | 2029 | 53123933.9586 | 206387444.4063
7 | 2030 | 66409474.3177 | 206387444.4063
8 | 2031 | 85548073.3626 | 206387444.4063
9 | 2032 | 103121643.9727 | 206387444.4063
10 | 2033 | 121436818.2612 | 206387444.4063
11 | 2034 | 140755140.2324 | 206387444.4063
12 | 2035 | 157594065.8404 | 206387444.4063
13 | 2036 | 177112693.4237 | 206387444.4063
14 | 2037 | 196379928.2124 | 206387444.4063
15 | 2038 | 215390454.9549 | 206387444.4063
16 | 2039 | 234139400.0678 | 206387444.4063
17 | 2040 | 240951497.1097 | 206387444.4063
18 | 2041 | 259164203.9591 | 206387444.4063
19 | 2042 | 277044446.6504 | 206387444.4063
20 | 2043 | 294427461.5229 | 206387444.4063
21 | 2044 | 309800320.7207 | 206387444.4063
22 | 2045 | 326900895.5966 | 206387444.4063
23 | 2046 | 343718118.938 | 206387444.4063
24 | 2047 | 360250703.3498 | 206387444.4063
25 | 2048 | 376497757.1614 | 206387444.4063
26 | 2049 | 392458768.514 | 206387444.4063
27 | 2050 | 408133588.6377 | 206387444.4063
28 | 2051 | 423522247.6538 | 206387444.4063
29 | 2052 | 438581019.5904 | 206387444.4063
30 | 2053 | 453188787.9496 | 206387444.4063
31 | 2054 | 467722994.4869 | 206387444.4063
32 | 2055 | 481974870.5471 | 206387444.4063
33 | 2056 | 495946099.9855 | 206387444.4063
34 | 2057 | 510026673.0233 | 206387444.4063
35 | 2058 | 524003291.2986 | 206387444.4063
36 | 2059 | 537651665.7367 | 206387444.4063
37 | 2060 | 550978168.3849 | 206387444.4063
38 | 2061 | 564070783.6543 | 206387444.4063
39 | 2062 | 576930052.1079 | 206387444.4063
40 | 2063 | 589554859.6779 | 206387444.4063
Note on I3: Mi, Niki: includes variable fuel costs
Note on E5: Mi, Niki: Adjusted for 2023 cashflow

## #1-With Volatility Weather
| Model Results from GSVM | [21 empty] | 50%
In Nominal Dollar in USD$ | Total Variable Decision Cost_With Dawn Corunna | Total Variable Decision Cost_Without Dawn Corunna | Capacity Release Saving_With | Capacity Release Saving_Without | Total Variable Cost Delta | In Nominal Dollar in CAD$ | Total Variable Decision Cost_With Dawn Corunna | Total Variable Decision Cost_Without Dawn Corunna | Capacity Release Saving_With | Capacity Release Saving_Without | Total Variable Cost Delta | Capacity Release Delta | In Real Dollar in CAD$ | Total Variable Decision Cost_With Dawn Corunna | Total Variable Decision Cost_Without Dawn Corunna | Capacity Release Saving_With | Capacity Release Saving_Without | Total Variable Cost Delta | Capacity Release Delta | Year | Incremental Gas Supply Cash Flow Model Results | Incremental Gas Supply Cash Flow 0 Volatility | High Storage Value Estimate | Capacity Release Saving | NPV of the High Storage Value Estimate | Capacity Release Saving
2024 | 1392146281.8348 | 1412498983.1549 | -5556145.6178 | -1818452.6769 | -20352701.3201 | 2024 | 1809790166.3852 | 1836248678.1014 | -7222989.3031 | -2363988.4799 | -26458511.7161 | -4859000.8232 | 2024 | 1772566274.6182 | 1798480585.7996 | -7074426.3498 | -2315365.7982 | -25914311.1813 | -4759060.5516 | 2024 | -26458511.7161 | -13907067.4872 | -20182789.6017 | -4859000.8232 | -798259661.9196 | -70953911.363
2025 | 1364548520.0041 | 1380688613.1361 | -5021809.7636 | -1891392.2103 | -16140093.132 | 2025 | 1773913076.0053 | 1794895197.0769 | -6528352.6927 | -2458809.8733 | -20982121.0716 | -4069542.8194 | 2025 | 1701691583.5096 | 1721819457.4819 | -6262563.246 | -2358704.1121 | -20127873.9724 | -3903859.1339 | 2025 | -20982121.0716 | -7961716.32 | -14471918.6958 | -4069542.8194
2026 | 1279770798.1817 | 1297426194.4225 | -3268302.7666 | -1070300.9078 | -17655396.2408 | 2026 | 1663702037.6362 | 1686654052.7493 | -4248793.5966 | -1391391.1801 | -22952015.1131 | -2857402.4165 | 2026 | 1563141603.9885 | 1584706312.6364 | -3991980.4672 | -1307290.243 | -21564708.648 | -2684690.2243 | 2026 | -22952015.1131 | -12417189.9416 | -17684602.5273 | -2857402.4165
2027 | 1308035676.7955 | 1329948244.1936 | -4449048.437 | -1336941.5944 | -21912567.398 | 2027 | 1700446379.8342 | 1728932717.4516 | -5783762.9681 | -1738024.0727 | -28486337.6174 | -4045738.8954 | 2027 | 1564804093.4276 | 1591018114.7805 | -5322400.0916 | -1599384.265 | -26214021.3529 | -3723015.8266 | 2027 | -28486337.6174 | -17197894.1131 | -22842115.8653 | -4045738.8954
2028 | 1365342300.8912 | 1398709607.2122 | -5127483.4655 | -1175739.6782 | -33367306.321 | 2028 | 1774944991.1586 | 1818322489.3759 | -6665728.5051 | -1528461.5817 | -43377498.2173 | -5137266.9234 | 2028 | 1599764987.4888 | 1638861299.34 | -6007847.6413 | -1377608.5092 | -39096311.8511 | -4630239.1321 | 2028 | -43377498.2173 | -29866694.834 | -36622096.5256 | -5137266.9234
2029 | 1463499593.163 | 1496662125.8536 | -5458720.7011 | -1847034.7618 | -33162532.6906 | 2029 | 1902549471.112 | 1945660763.6097 | -7096336.9114 | -2401145.1903 | -43111292.4978 | -4695191.7211 | 2029 | 1679505791.7033 | 1717562970.5243 | -6264404.2237 | -2119649.0893 | -38057178.821 | -4144755.1344 | 2029 | -43111292.4978 | -29072105.0785 | -36091698.7881 | -4695191.7211
2030 | 1523179282.9796 | 1554706235.7394 | -3605354.3632 | -1582499.738 | -31526952.7598 | 2030 | 1980133067.8734 | 2021118106.4612 | -4686960.6722 | -2057249.6594 | -40985038.5878 | -2629711.0127 | 2030 | 1712041082.4113 | 1747477120.0014 | -4052388.8786 | -1778716.7897 | -35436037.59 | -2273672.0888 | 2030 | -40985038.5878 | -26475630.948 | -33730334.7679 | -2629711.0127
2031 | 1613301658.9413 | 1651615818.2371 | -4751000.0266 | -1132041.4232 | -38314159.2958 | 2031 | 2097292156.6236 | 2147100563.7082 | -6176300.0346 | -1471653.8501 | -49808407.0845 | -4704646.1844 | 2031 | 1776041035.6953 | 1818220078.1455 | -5230250.0038 | -1246234.398 | -42179042.4502 | -3984015.6058 | 2031 | -49808407.0845 | -32392762.923 | -41100585.0037 | -4704646.1844
2032 | 1703349394.5976 | 1741267752.755 | -4684405.2076 | -1520874.9463 | -37918358.1574 | 2032 | 2214354212.9768 | 2263648078.5815 | -6089726.7699 | -1977137.4302 | -49293865.6046 | -4112589.3397 | 2032 | 1836603527.0911 | 1877488263.1025 | -5050869.2778 | -1639853.9839 | -40884736.0115 | -3411015.294 | 2032 | -49293865.6046 | -31979018.8797 | -40636442.2421 | -4112589.3397
2033 | 1800949495.4469 | 1841476137.8281 | -5213969.1515 | -1499149.4408 | -40526642.3812 | 2033 | 2341234344.081 | 2393918979.1765 | -6778159.897 | -1948894.273 | -52684635.0955 | -4829265.624 | 2033 | 1901899066.9879 | 1944697370.6204 | -5506230.5132 | -1583182.0547 | -42798303.6325 | -3923048.4585 | 2033 | -52684635.0955 | -32863251.6786 | -42773943.3871 | -4829265.624
2034 | 1910487711.6068 | 1953944029.4535 | -5390888.432 | -1386556.8119 | -43456317.8467 | 2034 | 2483634025.0889 | 2540127238.2895 | -7008154.9616 | -1802523.8555 | -56493213.2007 | -5205631.1061 | 2034 | 1976079614.6205 | 2021027898.4025 | -5575971.3451 | -1434160.8344 | -44948283.782 | -4141810.5108 | 2034 | -56493213.2007 | -33099088.5589 | -44796150.8798 | -5205631.1061
2035 | 1953905526.0273 | 1995233714.084 | -5089670.5997 | -1513583.2653 | -41328188.0566 | 2035 | 2540077183.8356 | 2593803828.3092 | -6616571.7796 | -1967658.2449 | -53726644.4736 | -4648913.5347 | 2035 | 1979420247.8509 | 2021288112.5744 | -5156133.1425 | -1533348.1186 | -41867864.7235 | -3622785.0239 | 2035 | -53726644.4736 | -31041832.9227 | -42384238.6981 | -4648913.5347
2040 | 2232668454.2103 | 2273467678.2356 | -3240117.1169 | -676311.8717 | -40799224.0253 | 2040 | 2902468990.4734 | 2955507981.7063 | -4212152.252 | -879205.4332 | -53038991.2329 | -3332946.8188 | 2040 | 2038590391.994 | 2075843082.1289 | -2958465.065 | -617522.4454 | -37252690.1349 | -2340942.6196 | 2036 | -61728544.4237 | -38768693.115 | -50248618.7694 | -3087235.5771
2044 | 2443759836.0675 | 2517812473.6598 | -2264338.4342 | -948943.143 | -74052637.5923 | 2044 | 3176887786.8878 | 3273156215.7577 | -2943639.9644 | -1233626.0859 | -96268428.8699 | -1710013.8785 | 2044 | 2053342003.5306 | 2115563908.0714 | -1902585.1675 | -797338.9143 | -62221904.5408 | -1105246.2532 | 2037 | -63024843.8566 | -39582835.6705 | -51303839.7635 | -3152067.5242
[14 empty] | 2023784214.4585 | 2070898367.5916 | -3339061.125 | -982736.4928 | -47114153.1331 | -2356324.6322 | 2038 | -64348365.5776 | -40414075.2195 | -52381220.3986 | -3218260.9422
[20 empty] | 2039 | -65699681.2547 | -41262770.7991 | -53481226.0269 | -3285844.422
[20 empty] | 2040 | -37252690.1349 | -19145129.7598 | -28198909.9474 | -3354847.1549
[20 empty] | 2041 | -68488041.4269 | -43014004.0546 | -55751022.7407 | -3425298.9451
[20 empty] | 2042 | -69926290.2968 | -43917298.1398 | -56921794.2183 | -3497230.223
[20 empty] | 2043 | -71394742.3931 | -44839561.4007 | -58117151.8969 | -3570672.0577
[20 empty] | 2044 | -62221904.5408 | -45435042.9443 | -53828473.7426 | -3645656.1709
[20 empty] | 2045 | -74424806.655 | -46742597.2261 | -60583701.9405 | -3722214.9505
[20 empty] | 2046 | -75987727.5947 | -47724191.7679 | -61855959.6813 | -3800381.4644
[20 empty] | 2047 | -77583469.8742 | -48726399.795 | -63154934.8346 | -3880189.4752
[20 empty] | 2048 | -79212722.7416 | -49749654.1907 | -64481188.4661 | -3961673.4542
[20 empty] | 2049 | -80876189.9191 | -50794396.9287 | -65835293.4239 | -4044868.5967
[20 empty] | 2050 | -82574589.9074 | -51861079.2642 | -67217834.5858 | -4129810.8372
[20 empty] | 2051 | -84308656.2955 | -52950161.9287 | -68629409.1121 | -4216536.8648
[20 empty] | 2052 | -86079138.0777 | -54062115.3293 | -70070626.7035 | -4305084.139
[20 empty] | 2053 | -87886799.9773 | -55197419.7512 | -71542109.8643 | -4395490.9059
[20 empty] | 2054 | -89732422.7769 | -56356565.5659 | -73044494.1714 | -4487796.2149
[20 empty] | 2055 | -91616803.6552 | -57540053.4428 | -74578428.549 | -4582039.9354
[20 empty] | 2056 | -93540756.5319 | -58748394.5651 | -76144575.5485 | -4678262.7741
[20 empty] | 2057 | -95505112.4191 | -59982110.851 | -77743611.635 | -4776506.2923
[20 empty] | 2058 | -97510719.7799 | -61241735.1789 | -79376227.4794 | -4876812.9245
[20 empty] | 2059 | -99558444.8953 | -62527811.6176 | -81043128.2565 | -4979225.9959
[20 empty] | 2060 | -101649172.2381 | -63840895.6616 | -82745033.9498 | -5083789.7418
[20 empty] | 2061 | -103783804.8551 | -65181554.4705 | -84482679.6628 | -5190549.3264
[20 empty] | 2062 | -105963264.757 | -66550367.1144 | -86256815.9357 | -5299550.8622
[20 empty] | 2063 | -108188493.3169 | -67947924.8238 | -88068209.0704 | -5410841.4303

## #1-Without Volatility Weather
Model Results from GSVM
In Nominal Dollar in USD$ | Total Variable Decision Cost_With Dawn Corunna | Total Variable Decision Cost_Without Dawn Corunna | Total Variable Cost Delta | In Nominal Dollar in CAD$ | Total Variable Decision Cost_With Dawn Corunna | Total Variable Decision Cost_Without Dawn Corunna | Total Variable Cost Delta | In Real Dollar in CAD$ | Total Variable Decision Cost_With Dawn Corunna | Total Variable Decision Cost_Without Dawn Corunna | Total Variable Cost Delta
2024 | 1423717569.7738 | 1434466569.3182 | -10748999.5444 | 2024 | 1850832840.706 | 1864806540.1136 | -13973699.4077 | 2024 | 1812764780.3193 | 1826451067.6921 | -13686287.3728
2025 | 1397354850.5207 | 1403532098.1168 | -6177247.596 | 2025 | 1816561305.677 | 1824591727.5518 | -8030421.8748 | 2025 | 1742603471.7331 | 1750306950.2752 | -7703478.542
2026 | 1306445626.3167 | 1316028733.0937 | -9583106.777 | 2026 | 1698379314.2117 | 1710837353.0218 | -12458038.8101 | 2026 | 1595722855.0189 | 1607427882.9192 | -11705027.9003
2027 | 1338235367.1468 | 1351513771.8928 | -13278404.746 | 2027 | 1739705977.2908 | 1756967903.4606 | -17261926.1698 | 2027 | 1600932006.3891 | 1616816972.273 | -15884965.8839
2028 | 1395148699.2211 | 1418189474.6474 | -23040775.4263 | 2028 | 1813693308.9875 | 1843646317.0416 | -29953008.0541 | 2028 | 1634689000.6248 | 1661685766.0421 | -26996765.4173
2029 | 1504103551.9522 | 1526533595.1693 | -22430043.2171 | 2029 | 1955334617.5379 | 1984493673.7201 | -29159056.1822 | 2029 | 1726102718.871 | 1751843339.2765 | -25740620.4056
2030 | 1559784412.1736 | 1580208232.6478 | -20423820.4742 | 2030 | 2027719735.8256 | 2054270702.4421 | -26550966.6165 | 2030 | 1753184948.8671 | 1776141156.388 | -22956207.521
2031 | 1645874781.5722 | 1670863697.0019 | -24988915.4297 | 2031 | 2139637216.0439 | 2172122806.1024 | -32485590.0586 | 2031 | 1811899923.0476 | 1839409557.7118 | -27509634.6642
2032 | 1744873192.3048 | 1769553088.145 | -24679895.8402 | 2032 | 2268335149.9962 | 2300419014.5885 | -32083864.5922 | 2032 | 1881375758.5365 | 1907986378.7017 | -26610620.1652
2033 | 1838790990.4492 | 1864149260.8043 | -25358270.3551 | 2033 | 2390428287.584 | 2423394039.0456 | -32965751.4616 | 2033 | 1941861711.2599 | 1968641402.1123 | -26779690.8524
2034 | 1955334536.8723 | 1980872119.5658 | -25537582.6935 | 2034 | 2541934897.934 | 2575133755.4356 | -33198857.5016 | 2034 | 2022466145.4782 | 2048880498.3477 | -26414352.8695
2035 | 2004892434.1319 | 2028824681.4189 | -23932247.287 | 2035 | 2606360164.3715 | 2637472085.8446 | -31111921.4731 | 2035 | 2031072959.2707 | 2055317721.4792 | -24244762.2085
2040 | 2284836175.1852 | 2305847204.7175 | -21011029.5323 | 2040 | 2970287027.7407 | 2997601366.1327 | -27314338.3919 | 2040 | 2086223355.3886 | 2105407969.5885 | -19184614.1999
2044 | 2488574395.1896 | 2542860756.7151 | -54286361.5255 | 2044 | 3235146713.7465 | 3305718983.7296 | -70572269.9831 | 2044 | 2090996938.0528 | 2136610449.1246 | -45613511.0717
-29680962.4934
|  |  |  | Year | Incremental Gas Supply Cash Flow
|  |  |  | 2024 | -13973699.4077
|  |  |  | 2025 | -8030421.8748
|  |  |  | 2026 | -12458038.8101
|  |  |  | 2027 | -17261926.1698
|  |  |  | 2028 | -29953008.0541
|  |  |  | 2029 | -29159056.1822
|  |  |  | 2030 | -26550966.6165
|  |  |  | 2031 | -32485590.0586
|  |  |  | 2032 | -32083864.5922
|  |  |  | 2033 | -32965751.4616
|  |  |  | 2034 | -33198857.5016
|  |  |  | 2035 | -31111921.4731
|  |  |  | 2036 | -38887733.0902
|  |  |  | 2037 | -39704375.4851
|  |  |  | 2038 | -40538167.3703
|  |  |  | 2039 | -41389468.8851
|  |  |  | 2040 | -19184614.1999
|  |  |  | 2041 | -43146079.3341
|  |  |  | 2042 | -44052147.0001
|  |  |  | 2043 | -44977242.0871
|  |  |  | 2044 | -45613511.0717
|  |  |  | 2045 | -46886121.2185
|  |  |  | 2046 | -47870729.7641
|  |  |  | 2047 | -48876015.0891
|  |  |  | 2048 | -49902411.406
|  |  |  | 2049 | -50950362.0455
|  |  |  | 2050 | -52020319.6485
|  |  |  | 2051 | -53112746.3611
|  |  |  | 2052 | -54228114.0347
|  |  |  | 2053 | -55366904.4294
|  |  |  | 2054 | -56529609.4224
|  |  |  | 2055 | -57716731.2203
|  |  |  | 2056 | -58928782.5759
|  |  |  | 2057 | -60166287.01
|  |  |  | 2058 | -61429779.0372
|  |  |  | 2059 | -62719804.397
|  |  |  | 2060 | -64036920.2894
|  |  |  | 2061 | -65381695.6154
|  |  |  | 2062 | -66754711.2234
|  |  |  | 2063 | -68156560.159

## Option 2 Market Storage
| Historical Average Storage Pricing (Regression) | [9 empty] | Market Storage Value (Projected Storage Pricing)
| Year | Total Portfolio Cost without Replacement | Incremental Infrastructure Costs | Incremental Storage Capacity Cost | Incremental Pipeline Capacity Cost | Incremental Pipeline Capacity Release | Incremental Commodity Cost | Total Incremental Costs | Total Portfolio Cost + Incremental Contract Cost in Option |  | Year | Total Portfolio Cost without Replacement | Incremental Infrastructure Costs | Incremental Storage Capacity Cost | Incremental Pipeline Capacity Cost | Incremental Pipeline Capacity Release | Incremental Commodity Cost | Total Incremental Costs | Total Portfolio Cost + Incremental Contract Cost in Option
| NPV Summary | [9 empty] | NPV Summary
| NPV 2024-2063 | 46581647168.7669 | 0 | 677070652.9808 | 0 | -84810609.5726 | -662138896.8315 | -69878853.4233 | 46441889461.9202 |  | NPV 2024-2063 | 46581647168.7669 | 0 | 713892240.5835 | 0 | -84810609.5726 | -662138896.8315 | -33057265.8206 | 46515532637.1257
| NPV 2024-2043 | 28410150180.2261 | 0 | 428554267.8428 | 0 | -58495585.0755 | -409172100.0067 | -39113417.2394 | 28331923345.7472 |  | NPV 2024-2043 | 28410150180.2261 | 0 | 452334877.6859 | 0 | -58495585.0755 | -409172100.0067 | -15332807.3963 | 28379484565.4335
| Cash Flow | [9 empty] | Cash Flow
| 2024 | 1826961778.6623 | 0 | 28767151.49 | 0 | -5744844.4378 | -22151463.5375 | 870843.5147 | 1828703465.6917 |  | 2024 | 1826961778.6623 | 0 | 26156265.1915 | 0 | -5744844.4378 | -22151463.5375 | -1740042.7838 | 1823481693.0947
| 2025 | 1786014333.5901 | 0 | 29371261.6713 | 0 | -5269979.0812 | -19951069.9357 | 4150212.6545 | 1794314758.8991 |  | 2025 | 1786014333.5901 | 0 | 21490538.4957 | 0 | -5269979.0812 | -19951069.9357 | -3730510.5211 | 1778553312.5479
| 2026 | 1677868083.2318 | 0 | 29988058.1664 | 0 | -3283371.8147 | -25354286.2941 | 1350400.0575 | 1680568883.3469 |  | 2026 | 1677868083.2318 | 0 | 28997398.2344 | 0 | -3283371.8147 | -25354286.2941 | 359740.1255 | 1678587563.4829
| 2027 | 1720814134.1862 | 0 | 30617807.3879 | 0 | -4361330.6419 | -29396017.2761 | -3139540.53 | 1714535053.1262 |  | 2027 | 1720814134.1862 | 0 | 33854346.8322 | 0 | -4361330.6419 | -29396017.2761 | 96998.9143 | 1721008132.0148
| 2028 | 1808659168.3401 | 0 | 31260781.3431 | 0 | -5606114.3379 | -29564797.1106 | -3910130.1055 | 1800838908.1292 |  | 2028 | 1808659168.3401 | 0 | 34849707.3362 | 0 | -5606114.3379 | -29564797.1106 | -321204.1123 | 1808016760.1154
| 2029 | 1935201162.7737 | 0 | 31917257.7513 | 0 | -5005800.3429 | -31590629.4616 | -4679172.0532 | 1925842818.6673 |  | 2029 | 1935201162.7737 | 0 | 36163545.3576 | 0 | -5005800.3429 | -31590629.4616 | -432884.4468 | 1934335393.8801
| 2030 | 2010281259.4291 | 0 | 32587520.164 | 0 | -3153145.8152 | -31739099.5136 | -2304725.1647 | 2005671809.0998 |  | 2030 | 2010281259.4291 | 0 | 37467133.7937 | 0 | -3153145.8152 | -31739099.5136 | 2574888.465 | 2015431036.3591
| 2031 | 2135352144.5802 | 0 | 33271858.0875 | 0 | -5950225.7679 | -34306204.1568 | -6984571.8372 | 2121383000.9057 |  | 2031 | 2135352144.5802 | 0 | 38866074.0288 | 0 | -5950225.7679 | -34306204.1568 | -1390355.8959 | 2132571432.7884
| 2032 | 2253009717.1928 | 0 | 33970567.1073 | 0 | -4395520.685 | -33756661.5326 | -4181615.1103 | 2244646486.9722 |  | 2032 | 2253009717.1928 | 0 | 38259485.4936 | 0 | -4395520.685 | -33756661.5326 | 107303.276 | 2253224323.7449
| 2033 | 2382783747.417 | 0 | 34683949.0166 | 0 | -5255097.3145 | -34851174.8584 | -5422323.1563 | 2371939101.1045 |  | 2033 | 2382783747.417 | 0 | 40223538.3059 | 0 | -5255097.3145 | -34851174.8584 | 117266.1331 | 2383018279.6832
| 2034 | 2526480189.6508 | 0 | 35412311.9459 | 0 | -5501543.0265 | -36413520.8481 | -6502751.9287 | 2513474685.7933 |  | 2034 | 2526480189.6508 | 0 | 40335702.9494 | 0 | -5501543.0265 | -36413520.8481 | -1579360.9253 | 2523321467.8003
| 2035 | 2579809313.9065 | 0 | 36155970.4968 | 0 | -4843096.3766 | -36334700.552 | -5021826.4318 | 2569765661.0428 |  | 2035 | 2579809313.9065 | 0 | 39073618.5699 | 0 | -4843096.3766 | -36334700.552 | -2104178.3587 | 2575600957.1891
| 2036 | 2699239645.3725 | 0 | 36915245.8772 | 0 | -3908899.6045 | -38137148.3543 | -5130802.0816 | 2688978041.2093 |  | 2036 | 2699239645.3725 | 0 | 38852385.3548 | 0 | -3908899.6045 | -38137148.3543 | -3193662.604 | 2692852320.1644
| 2037 | 2755923677.9253 | 0 | 37690466.0406 | 0 | -3990986.4962 | -38938028.4698 | -5238548.9253 | 2745446580.0747 |  | 2037 | 2755923677.9253 | 0 | 39668285.4472 | 0 | -3990986.4962 | -38938028.4698 | -3260729.5187 | 2749402218.8879
| 2038 | 2813798075.1618 | 0 | 38481965.8275 | 0 | -4074797.2126 | -39755727.0676 | -5348558.4528 | 2803100958.2562 |  | 2038 | 2813798075.1618 | 0 | 40501319.4416 | 0 | -4074797.2126 | -39755727.0676 | -3329204.8386 | 2807139665.4845
| 2039 | 2872887834.7402 | 0 | 39290087.1099 | 0 | -4160367.9541 | -40590597.3361 | -5460878.1803 | 2861966078.3796 |  | 2039 | 2872887834.7402 | 0 | 41351847.1499 | 0 | -4160367.9541 | -40590597.3361 | -3399118.1402 | 2866089598.4597
| 2040 | 2933218479.2697 | 0 | 40115178.9392 | 0 | -4247735.6811 | -33654212.4708 | 2213230.7873 | 2937644940.8442 |  | 2040 | 2933218479.2697 | 0 | 42220235.9401 | 0 | -4247735.6811 | -33654212.4708 | 4318287.7881 | 2941855054.846
| 2041 | 2994816067.3344 | 0 | 40957597.6969 | 0 | -4336938.1304 | -42313302.8776 | -5692643.3111 | 2983430780.7121 |  | 2041 | 2994816067.3344 | 0 | 43106860.8948 | 0 | -4336938.1304 | -42313302.8776 | -3543380.1132 | 2987729307.1079
| 2042 | 3057707204.7484 | 0 | 41817707.2485 | 0 | -4428013.8312 | -43201882.238 | -5812188.8207 | 3046082827.1071 |  | 2042 | 3057707204.7484 | 0 | 44012104.9736 | 0 | -4428013.8312 | -43201882.238 | -3617791.0956 | 3050471622.5572
| 2043 | 3121919056.0481 | 0 | 42695879.1008 | 0 | -4521002.1216 | -44109121.765 | -5934244.7859 | 3110050566.4763 |  | 2043 | 3121919056.0481 | 0 | 44936359.178 | 0 | -4521002.1216 | -44109121.765 | -3693764.7086 | 3114531526.6309
| 2044 | 3187479356.2251 | 0 | 43592492.5619 | 0 | -4615943.1662 | -34683938.2538 | 4292611.1419 | 3196064578.5089 |  | 2044 | 3187479356.2251 | 0 | 45880022.7208 | 0 | -4615943.1662 | -34683938.2538 | 6580141.3008 | 3200639638.8267
| 2045 | 3254416422.7058 | 0 | 44507934.9057 | 0 | -4712877.9727 | -45981157.0019 | -6186100.0688 | 3242044222.5682 |  | 2045 | 3254416422.7058 | 0 | 46843503.1979 | 0 | -4712877.9727 | -45981157.0019 | -3850531.7766 | 3246715359.1526
| 2046 | 3322759167.5827 | 0 | 45442601.5387 | 0 | -4811848.4101 | -46946761.2989 | -6316008.1703 | 3310127151.2421 |  | 2046 | 3322759167.5827 | 0 | 47827216.7651 | 0 | -4811848.4101 | -46946761.2989 | -3931392.9439 | 3314896381.6948
| 2047 | 3392537110.1019 | 0 | 46396896.171 | 0 | -4912897.2267 | -47932643.2862 | -6448644.3419 | 3379639821.4182 |  | 2047 | 3392537110.1019 | 0 | 48831588.3171 | 0 | -4912897.2267 | -47932643.2862 | -4013952.1957 | 3384509205.7104
| 2048 | 3463780389.414 | 0 | 47371230.9906 | 0 | -5016068.0684 | -48939228.7952 | -6584065.873 | 3450612257.668 |  | 2048 | 3463780389.414 | 0 | 49857051.6718 | 0 | -5016068.0684 | -48939228.7952 | -4098245.1919 | 3455583899.0303
| 2049 | 3536519777.5917 | 0 | 48366026.8414 | 0 | -5121405.4979 | -49966952.5999 | -6722331.2564 | 3523075115.079 |  | 2049 | 3536519777.5917 | 0 | 50904049.7569 | 0 | -5121405.4979 | -49966952.5999 | -4184308.3409 | 3528151160.91
| 2050 | 3610786692.9212 | 0 | 49381713.4051 | 0 | -5228955.0133 | -51016258.6045 | -6863500.2128 | 3597059692.4956 |  | 2050 | 3610786692.9212 | 0 | 51973034.8018 | 0 | -5228955.0133 | -51016258.6045 | -4272178.816 | 3602242335.2891
| 2051 | 3686613213.4725 | 0 | 50418729.3866 | 0 | -5338763.0686 | -52087600.0352 | -7007633.7172 | 3672597946.038 |  | 2051 | 3686613213.4725 | 0 | 53064468.5326 | 0 | -5338763.0686 | -52087600.0352 | -4361894.5712 | 3677889424.3302
| 2052 | 3764032090.9554 | 0 | 51477522.7037 | 0 | -5450877.0931 | -53181439.6359 | -7154794.0253 | 3749722502.9048 |  | 2052 | 3764032090.9554 | 0 | 54178822.3718 | 0 | -5450877.0931 | -53181439.6359 | -4453494.3572 | 3755125102.2411
| 2053 | 3843076764.8655 | 0 | 52558550.6805 | 0 | -5565345.512 | -54298249.8683 | -7305044.6998 | 3828466675.4658 |  | 2053 | 3843076764.8655 | 0 | 55316577.6416 | 0 | -5565345.512 | -54298249.8683 | -4547017.7387 | 3833982729.3882
| 2054 | 3923781376.9277 | 0 | 53662280.2448 | 0 | -5682217.7678 | -55438513.1155 | -7458450.6385 | 3908864475.6506 |  | 2054 | 3923781376.9277 | 0 | 56478225.7721 | 0 | -5682217.7678 | -55438513.1155 | -4642505.1112 | 3914496366.7053
| 2055 | 4006180785.8431 | 0 | 54789188.1299 | 0 | -5801544.3409 | -56602721.8909 | -7615078.1019 | 3990950629.6393 |  | 2055 | 4006180785.8431 | 0 | 57664268.5133 | 0 | -5801544.3409 | -56602721.8909 | -4739997.7185 | 3996700790.4061
| 2056 | 4090310582.3459 | 0 | 55939761.0806 | 0 | -5923376.7721 | -57791379.0506 | -7774994.7421 | 4074760592.8617 |  | 2056 | 4090310582.3459 | 0 | 58875218.1521 | 0 | -5923376.7721 | -57791379.0506 | -4839537.6706 | 4080631507.0046
| 2057 | 4176207104.5751 | 0 | 57114496.0633 | 0 | -6047767.6843 | -59004998.0107 | -7938269.6317 | 4160330565.3118 |  | 2057 | 4176207104.5751 | 0 | 60111597.7333 | 0 | -6047767.6843 | -59004998.0107 | -4941167.9617 | 4166324768.6517
| 2058 | 4263907453.7712 | 0 | 58313900.4807 | 0 | -6174770.8056 | -60244102.9689 | -8104973.2939 | 4247697507.1834 |  | 2058 | 4263907453.7712 | 0 | 61373941.2857 | 0 | -6174770.8056 | -60244102.9689 | -5044932.4889 | 4253817588.7934
| 2059 | 4353449510.3004 | 0 | 59538492.3907 | 0 | -6304440.9926 | -61509229.1313 | -8275177.7331 | 4336899154.8342 |  | 2059 | 4353449510.3004 | 0 | 62662794.0527 | 0 | -6304440.9926 | -61509229.1313 | -5150876.0712 | 4343147758.1581
| 2060 | 4444871950.0167 | 0 | 60788800.731 | 0 | -6436834.2534 | -62800922.943 | -8448956.4655 | 4427974037.0857 |  | 2060 | 4444871950.0167 | 0 | 63978712.7278 | 0 | -6436834.2534 | -62800922.943 | -5259044.4686 | 4434353861.0794
| 2061 | 4538214260.967 | 0 | 62065365.5463 | 0 | -6572007.7727 | -64119742.3248 | -8626384.5513 | 4520961491.8645 |  | 2061 | 4538214260.967 | 0 | 65322265.6951 | 0 | -6572007.7727 | -64119742.3248 | -5369484.4025 | 4527475292.1621
| 2062 | 4633516760.4474 | 0 | 63368738.2228 | 0 | -6710019.9359 | -65466256.9137 | -8807538.6268 | 4615901683.1937 |  | 2062 | 4633516760.4474 | 0 | 66694033.2747 | 0 | -6710019.9359 | -65466256.9137 | -5482243.5749 | 4622552273.2975
| 2063 | 4730820612.4167 | 0 | 64699481.7255 | 0 | -6850930.3546 | -66841048.3089 | -8992496.938 | 4712835618.5407 |  | 2063 | 4730820612.4167 | 0 | 68094607.9734 | 0 | -6850930.3546 | -66841048.3089 | -5597370.69 | 4719625871.0367
| Year | NPV | Initial Investment | [7 empty] | Year | NPV | Initial Investment
1 | 2024 | 830007.1623 | 0 | [6 empty] | 1 | 2024 | -1658447.1824 | 0 | [6 empty] | 1
2 | 2025 | 4600115.1197 | 0 | [6 empty] | 2 | 2025 | -5047292.1819 | 0 | [6 empty] | 2
3 | 2026 | 5769311.8765 | 0 | [6 empty] | 3 | 2026 | -4735823.7502 | 0 | [6 empty] | 3
4 | 2027 | 3178517.3772 | 0 | [6 empty] | 4 | 2027 | -4655778.8356 | 0 | [6 empty] | 4
5 | 2028 | 103130.2036 | 0 | [6 empty] | 5 | 2028 | -4908411.6075 | 0 | [6 empty] | 5
6 | 2029 | -3404544.5988 | 0 | [6 empty] | 6 | 2029 | -5232917.2784 | 0 | [6 empty] | 6
7 | 2030 | -5051232.0289 | 0 | [6 empty] | 7 | 2030 | -3393202.7067 | 0 | [6 empty] | 7
8 | 2031 | -9807579.051 | 0 | [6 empty] | 8 | 2031 | -4340005.9294 | 0 | [6 empty] | 8
9 | 2032 | -12521639.5181 | 0 | [6 empty] | 9 | 2032 | -4270361.1698 | 0 | [6 empty] | 9
10 | 2033 | -15875944.735 | 0 | [6 empty] | 10 | 2033 | -4197819.1263 | 0 | [6 empty] | 10
11 | 2034 | -19709979.8439 | 0 | [6 empty] | 11 | 2034 | -5129013.3812 | 0 | [6 empty] | 11
12 | 2035 | -22532014.3205 | 0 | [6 empty] | 12 | 2035 | -6311464.4185 | 0 | [6 empty] | 12
13 | 2036 | -25280083.0946 | 0 | [6 empty] | 13 | 2036 | -8021997.0677 | 0 | [6 empty] | 13
14 | 2037 | -27954290.3176 | 0 | [6 empty] | 14 | 2037 | -9686554.6685 | 0 | [6 empty] | 14
15 | 2038 | -30556621.2123 | 0 | [6 empty] | 15 | 2038 | -11306372.921 | 0 | [6 empty] | 15
16 | 2039 | -33089007.6433 | 0 | [6 empty] | 16 | 2039 | -12882654.3123 | 0 | [6 empty] | 16
17 | 2040 | -32110789.057 | 0 | [6 empty] | 17 | 2040 | -10974028.5152 | 0 | [6 empty] | 17
18 | 2041 | -34508875.8548 | 0 | [6 empty] | 18 | 2041 | -12466715.2347 | 0 | [6 empty] | 18
19 | 2042 | -36842507.7844 | 0 | [6 empty] | 19 | 2042 | -13919282.0862 | 0 | [6 empty] | 19
20 | 2043 | -39113417.2394 | 0 | [6 empty] | 20 | 2043 | -15332807.3963 | 0 | [6 empty] | 20
21 | 2044 | -37547756.6194 | 0 | [6 empty] | 21 | 2044 | -12932807.0775 | 0 | [6 empty] | 21
22 | 2045 | -39698233.3066 | 0 | [6 empty] | 22 | 2045 | -14271369.1323 | 0 | [6 empty] | 22
23 | 2046 | -41790910.2964 | 0 | [6 empty] | 23 | 2046 | -15573953.8234 | 0 | [6 empty] | 23
24 | 2047 | -43827341.1071 | 0 | [6 empty] | 24 | 2047 | -16841528.1368 | 0 | [6 empty] | 24
25 | 2048 | -45809037.5022 | 0 | [6 empty] | 25 | 2048 | -18075033.0681 | 0 | [6 empty] | 25
26 | 2049 | -47737470.6125 | 0 | [6 empty] | 26 | 2049 | -19275384.3214 | 0 | [6 empty] | 26
27 | 2050 | -49614072.0285 | 0 | [6 empty] | 27 | 2050 | -20443472.9886 | 0 | [6 empty] | 27
28 | 2051 | -51440234.8628 | 0 | [6 empty] | 28 | 2051 | -21580166.2112 | 0 | [6 empty] | 28
29 | 2052 | -53217314.7844 | 0 | [6 empty] | 29 | 2052 | -22686307.8241 | 0 | [6 empty] | 29
30 | 2053 | -54946631.0254 | 0 | [6 empty] | 30 | 2053 | -23762718.9819 | 0 | [6 empty] | 30
31 | 2054 | -56629467.3597 | 0 | [6 empty] | 31 | 2054 | -24810198.7686 | 0 | [6 empty] | 31
32 | 2055 | -58267073.0568 | 0 | [6 empty] | 32 | 2055 | -25829524.7905 | 0 | [6 empty] | 32
33 | 2056 | -59860663.8086 | 0 | [6 empty] | 33 | 2056 | -26821453.7538 | 0 | [6 empty] | 33
34 | 2057 | -61411422.632 | 0 | [6 empty] | 34 | 2057 | -27786722.0264 | 0 | [6 empty] | 34
35 | 2058 | -62920500.7474 | 0 | [6 empty] | 35 | 2058 | -28726046.1841 | 0 | [6 empty] | 35
36 | 2059 | -64389018.4331 | 0 | [6 empty] | 36 | 2059 | -29640123.5431 | 0 | [6 empty] | 36
37 | 2060 | -65818065.857 | 0 | [6 empty] | 37 | 2060 | -30529632.6772 | 0 | [6 empty] | 37
38 | 2061 | -67208703.8857 | 0 | [6 empty] | 38 | 2061 | -31395233.9219 | 0 | [6 empty] | 38
39 | 2062 | -68561964.8725 | 0 | [6 empty] | 39 | 2062 | -32237569.8644 | 0 | [6 empty] | 39
40 | 2063 | -69878853.4233 | 0 | [6 empty] | 40 | 2063 | -33057265.8206 | 0 | [6 empty] | 40
Note on C2: ICF used historical data on market-based storage contracts from the Enbridge storage STAR Report and the Enbridge Storage Holders Index of Customers, as well as responses to recent Enbridge RFPs for market-based storage.
Note on M2: ICF estimates the cost of market-based storage using the GSVM to project the change in storage values over time. The projected storage value is based on an allocation of storage prices between space and deliverability consistent with the current Enbridge in-franchise storage cost of service. Based on the Enbridge storage costs for 2019 deliverability represented 51% of the storage value and space represented 49% of storage costs
Note on I3: Mi, Niki: includes variable fuel costs
Note on S3: Mi, Niki: includes variable fuel costs

## #2-Storage Value
Scenario | Deliverability % | Deliverability | Space | Deliverability Cost | Space Cost |  |  |  | Deliverability | Space
With Dawn Corunna | 1.905% | 1894 | 99400 | 19551.2809 | 18421.6118 |  |  |  | 51.49% | 48.51%
Without Dawn Corunna | 1.527% | 1228 | 84673.0582 | [15 empty] | NPV | NPV
Dawn Corunna | 4.476% | 666 | 14726.9418 | [15 empty] | 713892240.5835 | 677070652.9808
| With Volatility | Model Results from GSVM |  |  | Without Volatility | Model Results from GSVM |  |  |  | 50% |  |  |  | Real Term |  |  | 3.1852 | 3.0145
| Scenario Year | 1.9% Deliverability Storage (Model Output) | 1.5% Deliverability Storage (Model Output) |  | Scenario Year | With Market Storage | Without Market Storage | Space Charge-Model Result (With) | Space Charge-0 Volatility (With) | Space Charge Estimation | Deliverability Charge (Dawn Corunna Equivalent) | Total Storage Charge Dawn Corunna- High Estimation | Total Storage Charge Dawn Corunna- Low Estimation | Total Storage Charge - High Estimation | Total Storage Charge - Low Estimation | Year | Storage Model (High Cose) | Regression (Low Case) | High Cost Estimation - Cash Flow | Regression - Cash Flow
| 2024 | 0.94654 | 0.9359 |  | 2024 | 0.61543 | 0.58092 | 0.45919 | 0.29856 | 0.37888 | 1.3972 | 1.7761 | 1.3972 | 1.7396 | 1.3685 | 2024 | 1.7761 | 1.9534 | 26156265.1915 | 28767151.49
| 2025 | 0.7932 | 0.77644 |  | 2025 | 0.49058 | 0.44992 | 0.3848 | 0.23799 | 0.3114 | 1.1479 | 1.4593 | 1.1479 | 1.3999 | 1.1011 | 2025 | 1.4593 | 1.9944 | 21490538.4957 | 29371261.6713
| 2026 | 1.0189 | 1.0213 |  | 2026 | 0.73066 | 0.68433 | 0.49429 | 0.35446 | 0.42438 | 1.5446 | 1.969 | 1.5446 | 1.85 | 1.4513 | 2026 | 1.969 | 2.0363 | 28997398.2344 | 29988058.1664
| 2027 | 1.1594 | 1.1572 |  | 2027 | 1.1314 | 1.0562 | 0.56245 | 0.54887 | 0.55566 | 1.7431 | 2.2988 | 1.7431 | 2.1154 | 1.6041 | 2027 | 2.2988 | 2.079 | 33854346.8322 | 30617807.3879
| 2028 | 1.1883 | 1.212 |  | 2028 | 0.88781 | 0.84573 | 0.57645 | 0.4307 | 0.50358 | 1.8628 | 2.3664 | 1.8628 | 2.1328 | 1.679 | 2028 | 2.3664 | 2.1227 | 34849707.3362 | 31260781.3431
| 2029 | 1.2888 | 1.276 |  | 2029 | 0.97194 | 0.90453 | 0.62524 | 0.47151 | 0.54838 | 1.9072 | 2.4556 | 1.9072 | 2.1677 | 1.6836 | 2029 | 2.4556 | 2.1673 | 36163545.3576 | 31917257.7513
| 2030 | 1.2989 | 1.3105 |  | 2030 | 0.96897 | 0.92745 | 0.63013 | 0.47007 | 0.5501 | 1.994 | 2.5441 | 1.994 | 2.1997 | 1.724 | 2030 | 2.5441 | 2.2128 | 37467133.7937 | 32587520.164
| 2031 | 1.4008 | 1.3807 |  | 2031 | 1.0075 | 0.93307 | 0.67956 | 0.48877 | 0.58417 | 2.0549 | 2.6391 | 2.0549 | 2.2349 | 1.7402 | 2031 | 2.6391 | 2.2593 | 38866074.0288 | 33271858.0875
| 2032 | 1.3802 | 1.3403 |  | 2032 | 1.2257 | 0.90494 | 0.66956 | 0.59464 | 0.6321 | 1.9658 | 2.5979 | 1.9658 | 2.1547 | 1.6305 | 2032 | 2.5979 | 2.3067 | 38259485.4936 | 33970567.1073
| 2033 | 1.3842 | 1.3897 |  | 2033 | 1.198 | 1.1634 | 0.67149 | 0.58118 | 0.62633 | 2.105 | 2.7313 | 2.105 | 2.2188 | 1.71 | 2033 | 2.7313 | 2.3551 | 40223538.3059 | 34683949.0166
| 2034 | 1.4624 | 1.4263 |  | 2034 | 1.1679 | 1.1341 | 0.70947 | 0.56656 | 0.63802 | 2.1009 | 2.7389 | 2.1009 | 2.1792 | 1.6716 | 2034 | 2.7389 | 2.4046 | 40335702.9494 | 35412311.9459
| 2035 | 1.4406 | 1.3891 |  | 2035 | 1.1579 | 0.85189 | 0.69887 | 0.56171 | 0.63029 | 2.0229 | 2.6532 | 2.0229 | 2.0676 | 1.5764 | 2035 | 2.6532 | 2.4551 | 39073618.5699 | 36155970.4968
| 2040 | 1.5651 | 1.5016 |  | 2040 | 1.0027 | 0.90102 | 0.75929 | 0.48642 | 0.62285 | 2.1758 | 2.7987 | 2.1758 | 1.9657 | 1.5282 | 2036 | 2.6382 | 2.5066 | 38852385.3548 | 36915245.8772
| 2044 | 1.6667 | 1.6416 |  | 2044 | 1.0721 | 0.98371 | 0.80857 | 0.52009 | 0.66433 | 2.4416 | 3.106 | 2.4416 | 2.0075 | 1.5781 | 2037 | 2.6936 | 2.5593 | 39668285.4472 | 37690466.0406
|  | 1.2853 | 1.2685 | [10 empty] | 2.0136 | 1.5609 | 2038 | 2.7502 | 2.613 | 40501319.4416 | 38481965.8275
[16 empty] | 2039 | 2.8079 | 2.6679 | 41351847.1499 | 39290087.1099
[16 empty] | 2040 | 2.8669 | 2.7239 | 42220235.9401 | 40115178.9392
[16 empty] | 2041 | 2.9271 | 2.7811 | 43106860.8948 | 40957597.6969
[16 empty] | 2042 | 2.9885 | 2.8395 | 44012104.9736 | 41817707.2485
[16 empty] | 2043 | 3.0513 | 2.8992 | 44936359.178 | 42695879.1008
[16 empty] | 2044 | 3.1154 | 2.9601 | 45880022.7208 | 43592492.5619
[16 empty] | 2045 | 3.1808 | 3.0222 | 46843503.1979 | 44507934.9057
[16 empty] | 2046 | 3.2476 | 3.0857 | 47827216.7651 | 45442601.5387
[16 empty] | 2047 | 3.3158 | 3.1505 | 48831588.3171 | 46396896.171
[16 empty] | 2048 | 3.3854 | 3.2166 | 49857051.6718 | 47371230.9906
[16 empty] | 2049 | 3.4565 | 3.2842 | 50904049.7569 | 48366026.8414
[16 empty] | 2050 | 3.5291 | 3.3532 | 51973034.8018 | 49381713.4051
[16 empty] | 2051 | 3.6032 | 3.4236 | 53064468.5326 | 50418729.3866
[16 empty] | 2052 | 3.6789 | 3.4955 | 54178822.3718 | 51477522.7037
[16 empty] | 2053 | 3.7561 | 3.5689 | 55316577.6416 | 52558550.6805
[16 empty] | 2054 | 3.835 | 3.6438 | 56478225.7721 | 53662280.2448
[16 empty] | 2055 | 3.9156 | 3.7203 | 57664268.5133 | 54789188.1299
[16 empty] | 2056 | 3.9978 | 3.7985 | 58875218.1521 | 55939761.0806
[16 empty] | 2057 | 4.0817 | 3.8782 | 60111597.7333 | 57114496.0633
[16 empty] | 2058 | 4.1675 | 3.9597 | 61373941.2857 | 58313900.4807
[16 empty] | 2059 | 4.255 | 4.0428 | 62662794.0527 | 59538492.3907
[16 empty] | 2060 | 4.3443 | 4.1277 | 63978712.7278 | 60788800.731
[16 empty] | 2061 | 4.4356 | 4.2144 | 65322265.6951 | 62065365.5463
[16 empty] | 2062 | 4.5287 | 4.3029 | 66694033.2747 | 63368738.2228
[16 empty] | 2063 | 4.6238 | 4.3933 | 68094607.9734 | 64699481.7255
Note on K9: Mi, Niki: Should be the same across cases
Note on L9: Mi, Niki: Should be the same across cases

## #2-Commodity
With Volatility | Model Results from GSVM | [21 empty] | 50% | 25%
In Nominal Dollar in USD$ | Total Variable Decision Cost_With Market Storage | Total Variable Decision Cost_Without Dawn Corunna | Capacity Release Saving_With | Capacity Release Saving_Without | Total Variable Cost Delta | In Nominal Dollar in CAD$ | Total Variable Decision Cost_With Dawn Corunna | Total Variable Decision Cost_Without Dawn Corunna | Capacity Release Saving_With | Capacity Release Saving_Without | Total Variable Cost Delta | Capacity Release Delta | In Real Dollar in CAD$ | Total Variable Decision Cost_With Dawn Corunna | Total Variable Decision Cost_Without Dawn Corunna | Capacity Release Saving_With | Capacity Release Saving_Without | Total Variable Cost Delta | Capacity Release Delta | Year | Incremental Gas Supply Cash Flow Model Results | Incremental Gas Supply Cash Flow 0 Volatility | Reference | Low Storage Value Estimate | Capacity Release Saving | NPV of the High Storage Value Estimate | NPV of the Low Storage Value Estimate | Capacity Release Saving
2024 | 1383955909.3119 | 1405355214.3556 | -6192187.8519 | -1773076.7458 | -21399305.0437 | 2024 | 1799142682.1054 | 1826961778.6623 | -8049844.2074 | -2304999.7696 | -27819096.5569 | -5744844.4378 | 2024 | 1762137788.546 | 1789384699.9631 | -7884274.4441 | -2257590.3718 | -27246911.4171 | -5626684.0723 | 2024 | -27819096.5569 | -16483830.5182 | -22151463.5375 | -19317647.0279 | -5744844.4378 | -662138896.8315 | -565025915.6475 | -84810609.5726
2025 | 1354372948.8651 | 1373857179.6847 | -5950271.0591 | -1896440.9966 | -19484230.8196 | 2025 | 1760684833.5246 | 1786014333.5901 | -7735352.3768 | -2465373.2956 | -25329500.0655 | -5269979.0812 | 2025 | 1689001903.7285 | 1713300161.4385 | -7420422.2367 | -2365000.3172 | -24298257.71 | -5055421.9195 | 2025 | -25329500.0655 | -14572639.8059 | -19951069.9357 | -17261854.8708 | -5269979.0812
2026 | 1266990210.1216 | 1290667756.3321 | -3588932.2455 | -1063261.6187 | -23677546.2105 | 2026 | 1647087273.1581 | 1677868083.2318 | -4665611.9191 | -1382240.1044 | -30780810.0737 | -3283371.8147 | 2026 | 1547531098.6163 | 1576451400.2942 | -4383604.7164 | -1298692.2928 | -28920301.678 | -3084912.4235 | 2026 | -30780810.0737 | -19927762.5146 | -25354286.2941 | -22641024.4044 | -3283371.8147
2027 | 1297037402.6704 | 1323703180.1432 | -4698105.6206 | -1343235.8961 | -26665777.4728 | 2027 | 1686148623.4715 | 1720814134.1862 | -6107537.3068 | -1746206.6649 | -34665510.7147 | -4361330.6419 | 2027 | 1551646849.5718 | 1583547139.8194 | -5620347.3933 | -1606914.143 | -31900290.2475 | -4013433.2503 | 2027 | -34665510.7147 | -24126523.8374 | -29396017.2761 | -26761270.5567 | -4361330.6419
2028 | 1363177312.2332 | 1391276283.3385 | -5491144.6509 | -1178749.0064 | -28098971.1053 | 2028 | 1772130505.9032 | 1808659168.3401 | -7138488.0462 | -1532373.7084 | -36528662.4369 | -5606114.3379 | 2028 | 1597228280.7222 | 1630151709.6158 | -6433947.698 | -1381134.5245 | -32923428.8936 | -5052813.1735 | 2028 | -36528662.4369 | -22600931.7843 | -29564797.1106 | -26082864.4475 | -5606114.3379
2029 | 1458725928.4923 | 1488616279.0567 | -5703579.2358 | -1852963.5874 | -29890350.5644 | 2029 | 1896343707.04 | 1935201162.7737 | -7414653.0065 | -2408852.6637 | -38857455.7337 | -5005800.3429 | 2029 | 1674027554.8117 | 1708329591.6031 | -6545402.8171 | -2126452.984 | -34302036.7915 | -4418949.8332 | 2029 | -38857455.7337 | -24323803.1895 | -31590629.4616 | -27957216.3255 | -5005800.3429
2030 | 1516246507.3837 | 1546370199.5609 | -4016797.388 | -1591300.6071 | -30123692.1772 | 2030 | 1971120459.5987 | 2010281259.4291 | -5221836.6044 | -2068690.7892 | -39160799.8304 | -3153145.8152 | 2030 | 1704248699.2244 | 1738107483.3725 | -4514847.4804 | -1788608.8947 | -33858784.1481 | -2726238.5857 | 2030 | -39160799.8304 | -24317399.1967 | -31739099.5136 | -28028249.3552 | -3153145.8152
2031 | 1608960666.979 | 1642578572.754 | -5712395.3922 | -1135298.6477 | -33617905.775 | 2031 | 2091648867.0727 | 2135352144.5802 | -7426114.0099 | -1475888.242 | -43703277.5075 | -5950225.7679 | 2031 | 1771262152.7022 | 1808271214.1258 | -6288624.68 | -1249820.1901 | -37009061.4236 | -5038804.4899 | 2031 | -43703277.5075 | -24909130.8062 | -34306204.1568 | -29607667.4815 | -5950225.7679
2032 | 1699876711.8294 | 1733084397.8406 | -4891941.4949 | -1510771.7372 | -33207686.0113 | 2032 | 2209839725.3782 | 2253009717.1928 | -6359523.9434 | -1964003.2584 | -43169991.8146 | -4395520.685 | 2032 | 1832859174.0883 | 1868664719.0036 | -5274641.2641 | -1628960.3942 | -35805544.9154 | -3645680.8699 | 2032 | -43169991.8146 | -24343331.2506 | -33756661.5326 | -29049996.3916 | -4395520.685
2033 | 1797937463.4535 | 1832910574.9362 | -5549250.2982 | -1506867.7486 | -34973111.4827 | 2033 | 2337318702.4895 | 2382783747.417 | -7214025.3877 | -1958928.0732 | -45465044.9275 | -5255097.3145 | 2033 | 1898718199.9772 | 1935651677.7159 | -5860305.3508 | -1591333.001 | -36933477.7387 | -4268972.3498 | 2033 | -45465044.9275 | -24237304.7892 | -34851174.8584 | -29544239.8238 | -5255097.3145
2034 | 1905863894.9233 | 1943446299.7314 | -5554962.1988 | -1323006.0246 | -37582404.8081 | 2034 | 2477623063.4003 | 2526480189.6508 | -7221450.8585 | -1719907.832 | -48857126.2505 | -5501543.0265 | 2034 | 1971297050.5482 | 2010169754.915 | -5745678.1818 | -1368428.1869 | -38872704.3668 | -4377249.9949 | 2034 | -48857126.2505 | -23969915.4457 | -36413520.8481 | -30191718.1469 | -5501543.0265
2035 | 1947547286.3919 | 1984468703.005 | -5247657.5895 | -1522198.8383 | -36921416.6131 | 2035 | 2531811472.3094 | 2579809313.9065 | -6821954.8664 | -1978858.4898 | -47997841.5971 | -4843096.3766 | 2035 | 1972978980.2935 | 2010382528.5458 | -5316183.1768 | -1542076.1964 | -37403548.2524 | -3774106.9803 | 2035 | -47997841.5971 | -24671559.507 | -36334700.552 | -30503130.0295 | -4843096.3766
2040 | 2217813765.7622 | 2261016321.847 | -4684091.7816 | -680865.4636 | -43202556.0848 | 2040 | 2883157895.4908 | 2939321218.4011 | -6089319.316 | -885125.1027 | -56163322.9103 | -5204194.2134 | 2040 | 2025026969.6733 | 2064474078.6151 | -4276920.0609 | -621680.2095 | -39447108.9418 | -3655239.8514 | 2036 | -50635439.8521 | -25638856.8566 | -38137148.3543 | -31888002.6055 | -3908899.6045
2044 | 2459556697.2217 | 2506080909.3216 | -2766338.0719 | -956107.6714 | -46524212.0999 | 2044 | 3197423706.3882 | 3257905182.118 | -3596239.4935 | -1242939.9729 | -60481475.7298 | -2353299.5207 | 2044 | 2066615140.2985 | 2105706591.707 | -2324384.776 | -803358.8296 | -39091451.4086 | -1521025.9464 | 2037 | -51698784.089 | -26177272.8505 | -38938028.4698 | -32557650.6602 | -3990986.4962
[14 empty] | 2021540363.4218 | 2060187732.956 | -3972496.0045 | -989038.4118 | -38647369.5342 | -2983457.5927 | 2038 | -52784458.5549 | -26726995.5804 | -39755727.0676 | -33241361.324 | -4074797.2126
[20 empty] | 2039 | -53892932.1845 | -27288262.4876 | -40590597.3361 | -33939429.9118 | -4160367.9541
[20 empty] | 2040 | -39447108.9418 | -27861315.9998 | -33654212.4708 | -30757764.2353 | -4247735.6811
[20 empty] | 2041 | -56180202.1194 | -28446403.6358 | -42313302.8776 | -35379853.2567 | -4336938.1304
Without Volatility | Model Results from GSVM | [18 empty] | 2042 | -57359986.3639 | -29043778.1122 | -43201882.238 | -36122830.1751 | -4428013.8312
In Nominal Dollar in USD$ | Total Variable Decision Cost_With Market | Total Variable Decision Cost_Without Dawn Corunna | Total Variable Cost Delta |  |  | In Nominal Dollar in CAD$ | Total Variable Decision Cost_With Dawn Corunna | Total Variable Decision Cost_Without Dawn Corunna | Total Variable Cost Delta |  |  |  | In Real Dollar in CAD$ | Total Variable Decision Cost_With Dawn Corunna | Total Variable Decision Cost_Without Dawn Corunna | Total Variable Cost Delta |  |  |  | 2043 | -58564546.0775 | -29653697.4525 | -44109121.765 | -36881409.6088 | -4521002.1216
2024 | 1417008011.1318 | 1429687880.7611 | -12679869.6294 |  |  | 2024 | 1842110414.4713 | 1858594244.9895 | -16483830.5182 |  |  |  | 2024 | 1804221757.5625 | 1820366547.4921 | -16144789.9297 |  |  |  | 2044 | -39091451.4086 | -30276425.099 | -34683938.2538 | -32480181.6764 | -4615943.1662
2025 | 1387788504.3373 | 1398998227.2649 | -11209722.9276 |  |  | 2025 | 1804125055.6385 | 1818697695.4443 | -14572639.8059 |  |  |  | 2025 | 1730673539.9303 | 1744652882.4598 | -13979342.5296 |  |  |  | 2045 | -61050083.9776 | -30912230.0261 | -45981157.0019 | -38446693.514 | -4712877.9727
2026 | 1296187352.2351 | 1311516400.3232 | -15329048.0881 |  |  | 2026 | 1685043557.9056 | 1704971320.4202 | -19927762.5146 |  |  |  | 2026 | 1583193162.1826 | 1601916415.4794 | -18723253.2967 |  |  |  | 2046 | -62332135.7411 | -31561386.8567 | -46946761.2989 | -39254074.0778 | -4811848.4101
2027 | 1328213265.6501 | 1346772130.1404 | -18558864.4903 |  |  | 2027 | 1726677245.3451 | 1750803769.1825 | -24126523.8374 |  |  |  | 2027 | 1588942558.6049 | 1611144542.5714 | -22201983.9665 |  |  |  | 2047 | -63641110.5917 | -32224175.9807 | -47932643.2862 | -40078409.6334 | -4912897.2267
2028 | 1395893607.8852 | 1413278940.027 | -17385332.1418 |  |  | 2028 | 1814661690.2508 | 1837262622.0351 | -22600931.7843 |  |  |  | 2028 | 1635561806.513 | 1655932116.316 | -20370309.803 |  |  |  | 2048 | -64977573.9141 | -32900883.6763 | -48939228.7952 | -40920056.2357 | -5016068.0684
2029 | 1502492315.5072 | 1521202933.3452 | -18710617.838 |  |  | 2029 | 1953240010.1593 | 1977563813.3488 | -24323803.1895 |  |  |  | 2029 | 1724253670.9082 | 1745725894.8652 | -21472223.957 |  |  |  | 2049 | -66342102.9663 | -33591802.2335 | -49966952.5999 | -41779377.4167 | -5121405.4979
2030 | 1555958271.2535 | 1574663962.9433 | -18705691.6898 |  |  | 2030 | 2022745752.6296 | 2047063151.8263 | -24317399.1967 |  |  |  | 2030 | 1748884397.7006 | 1769909442.4906 | -21025044.79 |  |  |  | 2050 | -67735287.1286 | -34297230.0804 | -51016258.6045 | -42656744.3424 | -5228955.0133
2031 | 1645982838.1674 | 1665143708.0184 | -19160869.8509 |  |  | 2031 | 2139777689.6177 | 2164686820.4239 | -24909130.8062 |  |  |  | 2031 | 1812018879.6892 | 1833112573.4484 | -21093693.7592 |  |  |  | 2051 | -69157728.1583 | -35017471.9121 | -52087600.0352 | -43552535.9736 | -5338763.0686
2032 | 1744826751.9306 | 1763552391.3541 | -18725639.4235 |  |  | 2032 | 2268274777.5098 | 2292618108.7604 | -24343331.2506 |  |  |  | 2032 | 1881325685.1016 | 1901516243.4928 | -20190558.3912 |  |  |  | 2052 | -70610040.4496 | -35752838.8222 | -53181439.6359 | -44467139.2291 | -5450877.0931
2033 | 1839243315.1204 | 1857887395.7275 | -18644080.6071 |  |  | 2033 | 2391016309.6566 | 2415253614.4458 | -24237304.7892 |  |  |  | 2033 | 1942339390.3244 | 1962028537.411 | -19689147.0867 |  |  |  | 2053 | -72092851.2991 | -36503648.4375 | -54298249.8683 | -45400949.1529 | -5565345.512
2034 | 1955857532.9954 | 1974295929.4921 | -18438396.4967 |  |  | 2034 | 2542614792.894 | 2566584708.3398 | -23969915.4457 |  |  |  | 2034 | 2023007097.3885 | 2042078530.9404 | -19071433.5518 |  |  |  | 2054 | -73606801.1764 | -37270225.0547 | -55438513.1155 | -46354369.0851 | -5682217.7678
2035 | 2003147234.4534 | 2022125357.1511 | -18978122.6977 |  |  | 2035 | 2604091404.7894 | 2628762964.2964 | -24671559.507 |  |  |  | 2035 | 2029304970.2179 | 2048530915.2975 | -19225945.0796 |  |  |  | 2055 | -75152544.0011 | -38052899.7808 | -56602721.8909 | -47327810.8359 | -5801544.3409
2040 | 2275969921.6008 | 2298174606.0078 | -22204684.407 |  |  | 2040 | 2958760898.081 | 2987626987.8102 | -28866089.7292 |  |  |  | 2040 | 2078127814.2275 | 2098402323.0575 | -20274508.83 |  |  |  | 2056 | -76730747.4251 | -38852010.6762 | -57791379.0506 | -48321694.8634 | -5923376.7721
2044 | 2511517212.1311 | 2534374904.0196 | -22857691.8885 |  |  | 2044 | 3264972375.7705 | 3294687375.2255 | -29714999.4551 |  |  |  | 2044 | 2110274384.6374 | 2129480305.8436 | -19205921.2062 |  |  |  | 2057 | -78342093.121 | -39667902.9004 | -59004998.0107 | -49336450.4556 | -6047767.6843
[14 empty] | 2072569056.3609 | 2092137848.0662 | -19568791.7053 |  |  |  | 2058 | -79987277.0766 | -40500928.8613 | -60244102.9689 | -50372515.9151 | -6174770.8056
[20 empty] | 2059 | -81667009.8952 | -41351448.3674 | -61509229.1313 | -51430338.7493 | -6304440.9926
[20 empty] | 2060 | -83382017.103 | -42219828.7831 | -62800922.943 | -52510375.8631 | -6436834.2534
[6 empty] | Year | Incremental Gas Supply Cash Flow | [12 empty] | 2061 | -85133039.4621 | -43106445.1876 | -64119742.3248 | -53613093.7562 | -6572007.7727
[6 empty] | 2024 | -16483830.5182 | [12 empty] | 2062 | -86920833.2908 | -44011680.5365 | -65466256.9137 | -54738968.7251 | -6710019.9359
[6 empty] | 2025 | -14572639.8059 | [12 empty] | 2063 | -88746170.7899 | -44935925.8278 | -66841048.3089 | -55888487.0683 | -6850930.3546
[6 empty] | 2026 | -19927762.5146
[6 empty] | 2027 | -24126523.8374
[6 empty] | 2028 | -22600931.7843
[6 empty] | 2029 | -24323803.1895
[6 empty] | 2030 | -24317399.1967
[6 empty] | 2031 | -24909130.8062
[6 empty] | 2032 | -24343331.2506
[6 empty] | 2033 | -24237304.7892
[6 empty] | 2034 | -23969915.4457
[6 empty] | 2035 | -24671559.507
[6 empty] | 2036 | -25638856.8566
[6 empty] | 2037 | -26177272.8505
[6 empty] | 2038 | -26726995.5804
[6 empty] | 2039 | -27288262.4876
[6 empty] | 2040 | -27861315.9998
[6 empty] | 2041 | -28446403.6358
[6 empty] | 2042 | -29043778.1122
[6 empty] | 2043 | -29653697.4525
[6 empty] | 2044 | -30276425.099
[6 empty] | 2045 | -30912230.0261
[6 empty] | 2046 | -31561386.8567
[6 empty] | 2047 | -32224175.9807
[6 empty] | 2048 | -32900883.6763
[6 empty] | 2049 | -33591802.2335
[6 empty] | 2050 | -34297230.0804
[6 empty] | 2051 | -35017471.9121
[6 empty] | 2052 | -35752838.8222
[6 empty] | 2053 | -36503648.4375
[6 empty] | 2054 | -37270225.0547
[6 empty] | 2055 | -38052899.7808
[6 empty] | 2056 | -38852010.6762
[6 empty] | 2057 | -39667902.9004
[6 empty] | 2058 | -40500928.8613
[6 empty] | 2059 | -41351448.3674
[6 empty] | 2060 | -42219828.7831
[6 empty] | 2061 | -43106445.1876
[6 empty] | 2062 | -44011680.5365
[6 empty] | 2063 | -44935925.8278

## Option 2 Market Storage 1.2%
| Historical Average Storgae Pricing in Foot Note | [9 empty] | Projected Storage Pricing (50%)
| Year | Total Portfolio Cost without Replacement | Incremental Infrastructure Costs | Incremental Storage Capacity Cost | Incremental Pipeline Capacity Cost | Incremental Pipeline Capacity Release | Incremental Commodity Cost | Total Incremental Costs | Total Portfolio Cost + Incremental Contract Cost in Option |  | Year | Total Portfolio Cost without Replacement | Incremental Infrastructure Costs | Incremental Storage Capacity Cost | Incremental Pipeline Capacity Cost | Incremental Pipeline Capacity Release | Incremental Commodity Cost | Total Incremental Costs | Total Portfolio Cost + Incremental Contract Cost in Option
| NPV Summary | [9 empty] | NPV Summary
| NPV 2024-2063 | 46581647168.7669 | 0 | 980687141.1565 | 0 | -152611356.7993 | -1143271915.2388 | -315196130.8816 | 45951254907.0036 |  | NPV 2024-2063 | 46581647168.7669 | 0 | 1164236614.9094 | 0 | -152611356.7993 | -1143271915.2388 | -131646657.1287 | 46318353854.5095
| NPV 2024-2043 | 28410150180.2261 | 0 | 620729399.3779 | 0 | -104297830.2537 | -728348860.0941 | -211917290.97 | 27986315598.2862 |  | NPV 2024-2043 | 28410150180.2261 | 0 | 737766181.3454 | 0 | -104297830.2537 | -728348860.0941 | -94880509.0024 | 28220389162.2212
| Cash Flow | [9 empty] | Cash Flow
| 2024 | 1826961778.6623 | 0 | 41667107.3097 | 0 | -9153913.8861 | -37446380.6627 | -4933187.2391 | 1817095404.1841 |  | 2024 | 1826961778.6623 | 0 | 41819127.6039 | 0 | -9153913.8861 | -37446380.6627 | -4781166.9449 | 1817399444.7725
| 2025 | 1786014333.5901 | 0 | 42542116.5632 | 0 | -6968033.0729 | -23998904.0304 | 11575179.4599 | 1809164692.5099 |  | 2025 | 1786014333.5901 | 0 | 34363725.6364 | 0 | -6968033.0729 | -23998904.0304 | 3396788.5331 | 1792807910.6563
| 2026 | 1677868083.2318 | 0 | 43435501.011 | 0 | -9114700.1772 | -43348851.7858 | -9028050.9519 | 1659811981.3279 |  | 2026 | 1677868083.2318 | 0 | 46538087.4709 | 0 | -9114700.1772 | -43348851.7858 | -5925464.492 | 1666017154.2477
| 2027 | 1720814134.1862 | 0 | 44347646.5322 | 0 | -6148287.8271 | -56475830.6841 | -18276471.9789 | 1684261190.2283 |  | 2027 | 1720814134.1862 | 0 | 56778503.2343 | 0 | -6148287.8271 | -56475830.6841 | -5845615.2769 | 1709122903.6324
| 2028 | 1808659168.3401 | 0 | 45278947.1094 | 0 | -8349011.2972 | -58778842.404 | -21848906.5919 | 1764961355.1564 |  | 2028 | 1808659168.3401 | 0 | 55668653.7407 | 0 | -8349011.2972 | -58778842.404 | -11459199.9605 | 1785740768.419
| 2029 | 1935201162.7737 | 0 | 46229804.9987 | 0 | -10286544.0224 | -63719074.1314 | -27775813.1552 | 1879649536.4634 |  | 2029 | 1935201162.7737 | 0 | 58815878.1561 | 0 | -10286544.0224 | -63719074.1314 | -15189739.9978 | 1904821682.7781
| 2030 | 2010281259.4291 | 0 | 47200630.9037 | 0 | -7671320.4105 | -67878144.537 | -28348834.0438 | 1953583591.3416 |  | 2030 | 2010281259.4291 | 0 | 60203117.622 | 0 | -7671320.4105 | -67878144.537 | -15346347.3255 | 1979588564.7782
| 2031 | 2135352144.5802 | 0 | 48191844.1526 | 0 | -9406637.7328 | -71375020.3194 | -32589813.8996 | 2070172516.7811 |  | 2031 | 2135352144.5802 | 0 | 63000446.1404 | 0 | -9406637.7328 | -71375020.3194 | -17781211.9118 | 2099789720.7566
| 2032 | 2253009717.1928 | 0 | 49203872.8799 | 0 | -8043229.2808 | -66337022.4557 | -25176378.8567 | 2202656959.4795 |  | 2032 | 2253009717.1928 | 0 | 64334596.9294 | 0 | -8043229.2808 | -66337022.4557 | -10045654.8072 | 2232918407.5785
| 2033 | 2382783747.417 | 0 | 50237154.2103 | 0 | -9055235.8998 | -65731701.1839 | -24549782.8734 | 2333684181.6702 |  | 2033 | 2382783747.417 | 0 | 66084841.788 | 0 | -9055235.8998 | -65731701.1839 | -8702095.2957 | 2365379556.8256
| 2034 | 2526480189.6508 | 0 | 51292134.4487 | 0 | -9616877.1323 | -65576413.1285 | -23901155.812 | 2478677878.0268 |  | 2034 | 2526480189.6508 | 0 | 66672706.5167 | 0 | -9616877.1323 | -65576413.1285 | -8520583.744 | 2509439022.1627
| 2035 | 2579809313.9065 | 0 | 52369269.2722 | 0 | -9988588.3855 | -62729708.9628 | -20349028.0761 | 2539111257.7543 |  | 2035 | 2579809313.9065 | 0 | 65083560.3287 | 0 | -9988588.3855 | -62729708.9628 | -7634737.0195 | 2564539839.8675
| 2036 | 2699239645.3725 | 0 | 53469023.9269 | 0 | -7176612.1604 | -62396418.6841 | -16104006.9176 | 2667031631.5373 |  | 2036 | 2699239645.3725 | 0 | 63348985.6439 | 0 | -7176612.1604 | -62396418.6841 | -6224045.2006 | 2686791554.9714
| 2037 | 2755923677.9253 | 0 | 54591873.4293 | 0 | -7327321.0157 | -63706743.4765 | -16442191.0629 | 2723039295.7996 |  | 2037 | 2755923677.9253 | 0 | 64679314.3424 | 0 | -7327321.0157 | -63706743.4765 | -6354750.1498 | 2743214177.6258
| 2038 | 2813798075.1618 | 0 | 55738302.7714 | 0 | -7481194.757 | -65044585.0895 | -16787477.0752 | 2780223121.0114 |  | 2038 | 2813798075.1618 | 0 | 66037579.9436 | 0 | -7481194.757 | -65044585.0895 | -6488199.9029 | 2800821675.3559
| 2039 | 2872887834.7402 | 0 | 56908807.1296 | 0 | -7638299.8469 | -66410521.3764 | -17140014.0938 | 2838607806.5527 |  | 2039 | 2872887834.7402 | 0 | 67424369.1224 | 0 | -7638299.8469 | -66410521.3764 | -6624452.1009 | 2859638930.5384
| 2040 | 2933218479.2697 | 0 | 58103892.0793 | 0 | -7798704.1437 | -55302628.8286 | -4997440.8931 | 2923223597.4836 |  | 2040 | 2933218479.2697 | 0 | 68840280.874 | 0 | -7798704.1437 | -55302628.8286 | 5738947.9016 | 2944696375.073
| 2041 | 2994816067.3344 | 0 | 59324073.8129 | 0 | -7962476.9307 | -69229050.3141 | -17867453.4319 | 2959081160.4706 |  | 2041 | 2994816067.3344 | 0 | 70285926.7723 | 0 | -7962476.9307 | -69229050.3141 | -6905600.4725 | 2981004866.3894
| 2042 | 3057707204.7484 | 0 | 60569879.363 | 0 | -8129688.9463 | -70682860.3707 | -18242669.954 | 3021221864.8404 |  | 2042 | 3057707204.7484 | 0 | 71761931.2346 | 0 | -8129688.9463 | -70682860.3707 | -7050618.0824 | 3043605968.5835
| 2043 | 3121919056.0481 | 0 | 61841846.8296 | 0 | -8300412.4142 | -72167200.4385 | -18625766.023 | 3084667524.0021 |  | 2043 | 3121919056.0481 | 0 | 73268931.7905 | 0 | -8300412.4142 | -72167200.4385 | -7198681.0622 | 3107521693.9238
| 2044 | 3187479356.2251 | 0 | 63140525.6131 | 0 | -8474721.0749 | -59604990.5294 | -4939185.9912 | 3177600984.2427 |  | 2044 | 3187479356.2251 | 0 | 74807579.3581 | 0 | -8474721.0749 | -59604990.5294 | 6727867.7538 | 3200935091.7328
| 2045 | 3254416422.7058 | 0 | 64466476.6509 | 0 | -8652690.2174 | -75230048.5923 | -19416262.1588 | 3215583898.3883 |  | 2045 | 3254416422.7058 | 0 | 76378538.5246 | 0 | -8652690.2174 | -75230048.5923 | -7504200.2851 | 3239408022.1356
| 2046 | 3322759167.5827 | 0 | 65820272.6606 | 0 | -8834396.712 | -76809879.6127 | -19824003.6641 | 3283111160.2544 |  | 2046 | 3322759167.5827 | 0 | 77982487.8336 | 0 | -8834396.712 | -76809879.6127 | -7661788.4911 | 3307435590.6004
| 2047 | 3392537110.1019 | 0 | 67202498.3865 | 0 | -9019919.043 | -78422887.0846 | -20240307.7411 | 3352056494.6198 |  | 2047 | 3392537110.1019 | 0 | 79620120.0781 | 0 | -9019919.043 | -78422887.0846 | -7822686.0494 | 3376891738.0031
| 2048 | 3463780389.414 | 0 | 68613750.8526 | 0 | -9209337.3429 | -80069767.7134 | -20665354.2036 | 3422449681.0068 |  | 2048 | 3463780389.414 | 0 | 81292142.5998 | 0 | -9209337.3429 | -80069767.7134 | -7986962.4565 | 3447806464.5011
| 2049 | 3536519777.5917 | 0 | 70054639.6205 | 0 | -9402733.4271 | -81751232.8354 | -21099326.6419 | 3494321124.3079 |  | 2049 | 3536519777.5917 | 0 | 82999277.5944 | 0 | -9402733.4271 | -81751232.8354 | -8154688.668 | 3520210400.2556
| 2050 | 3610786692.9212 | 0 | 71525787.0525 | 0 | -9600190.829 | -83468008.7249 | -21542412.5014 | 3567701867.9184 |  | 2050 | 3610786692.9212 | 0 | 84742262.4239 | 0 | -9600190.829 | -83468008.7249 | -8325937.1301 | 3594134818.661
| 2051 | 3686613213.4725 | 0 | 73027828.5806 | 0 | -9801794.8364 | -85220836.9081 | -21994803.1639 | 3642623607.1447 |  | 2051 | 3686613213.4725 | 0 | 86521849.9348 | 0 | -9801794.8364 | -85220836.9081 | -8500781.8098 | 3669611649.8529
| 2052 | 3764032090.9554 | 0 | 74561412.9808 | 0 | -10007632.528 | -87010474.4832 | -22456694.0304 | 3719118702.8947 |  | 2052 | 3764032090.9554 | 0 | 88338808.7834 | 0 | -10007632.528 | -87010474.4832 | -8679298.2278 | 3746673494.4998
| 2053 | 3843076764.8655 | 0 | 76127202.6534 | 0 | -10217792.8111 | -88837694.4473 | -22928284.605 | 3797220195.6555 |  | 2053 | 3843076764.8655 | 0 | 90193923.7678 | 0 | -10217792.8111 | -88837694.4473 | -8861563.4906 | 3825353637.8843
| 2054 | 3923781376.9277 | 0 | 77725873.9092 | 0 | -10432366.4601 | -90703286.0307 | -23409778.5817 | 3876961819.7642 |  | 2054 | 3923781376.9277 | 0 | 92087996.167 | 0 | -10432366.4601 | -90703286.0307 | -9047656.3239 | 3905686064.2799
| 2055 | 4006180785.8431 | 0 | 79358117.2612 | 0 | -10651446.1558 | -92608055.0374 | -23901383.9319 | 3958378017.9793 |  | 2055 | 4006180785.8431 | 0 | 94021844.0865 | 0 | -10651446.1558 | -92608055.0374 | -9237657.1067 | 3987705471.6297
| 2056 | 4090310582.3459 | 0 | 81024637.7237 | 0 | -10875126.5251 | -94552824.1932 | -24403312.9945 | 4041503956.3569 |  | 2056 | 4090310582.3459 | 0 | 95996302.8123 | 0 | -10875126.5251 | -94552824.1932 | -9431647.9059 | 4071447286.534
| 2057 | 4176207104.5751 | 0 | 82726155.1159 | 0 | -11103504.1821 | -96538433.5012 | -24915782.5674 | 4126375539.4404 |  | 2057 | 4176207104.5751 | 0 | 98012225.1713 | 0 | -11103504.1821 | -96538433.5012 | -9629712.512 | 4156947679.5512
| 2058 | 4263907453.7712 | 0 | 84463404.3734 | 0 | -11336677.7699 | -98565740.6048 | -25439014.0013 | 4213029425.7686 |  | 2058 | 4263907453.7712 | 0 | 100070481.8999 | 0 | -11336677.7699 | -98565740.6048 | -9831936.4747 | 4244243580.8218
| 2059 | 4353449510.3004 | 0 | 86237135.8652 | 0 | -11574748.0031 | -100635621.1575 | -25973233.2953 | 4301503043.7097 |  | 2059 | 4353449510.3004 | 0 | 102171962.0198 | 0 | -11574748.0031 | -100635621.1575 | -10038407.1407 | 4333372696.019
| 2060 | 4444871950.0167 | 0 | 88048115.7184 | 0 | -11817817.7111 | -102748969.2018 | -26518671.1945 | 4391834607.6276 |  | 2060 | 4444871950.0167 | 0 | 104317573.2223 | 0 | -11817817.7111 | -102748969.2018 | -10249213.6906 | 4424373522.6354
| 2061 | 4538214260.967 | 0 | 89897126.1485 | 0 | -12065991.8831 | -104906697.555 | -27075563.2896 | 4484063134.3878 |  | 2061 | 4538214260.967 | 0 | 106508242.2599 | 0 | -12065991.8831 | -104906697.555 | -10464447.1781 | 4517285366.6108
| 2062 | 4633516760.4474 | 0 | 91784965.7976 | 0 | -12319377.7126 | -107109738.2037 | -27644150.1187 | 4578228460.21 |  | 2062 | 4633516760.4474 | 0 | 108744915.3474 | 0 | -12319377.7126 | -107109738.2037 | -10684200.5689 | 4612148359.3096
| 2063 | 4730820612.4167 | 0 | 93712450.0793 | 0 | -12578084.6446 | -109359042.7059 | -28224677.2712 | 4674371257.8744 |  | 2063 | 4730820612.4167 | 0 | 111028558.5697 | 0 | -12578084.6446 | -109359042.7059 | -10908568.7808 | 4709003474.8551
| Year | NPV | Initial Investment | [7 empty] | Year | NPV | Initial Investment
1 | 2024 | 4701855.9275 | [7 empty] | 1 | 2024 | 4556964.3013 | [7 empty] | 1
2 | 2025 | -5813189.884 | [7 empty] | 2 | 2025 | 1471276.7608 | [7 empty] | 2
3 | 2026 | 2003432.927 | [7 empty] | 3 | 2026 | 6601633.375 | [7 empty] | 3
4 | 2027 | 17085443.373 | [7 empty] | 4 | 2027 | 11425520.106 | [7 empty] | 4
5 | 2028 | 34269998.6889 | [7 empty] | 5 | 2028 | 20438385.5678 | [7 empty] | 5
6 | 2029 | 55091742.1112 | [7 empty] | 6 | 2029 | 31825158.1933 | [7 empty] | 6
7 | 2030 | 75346508.0133 | [7 empty] | 7 | 2030 | 42789865.6676 | [7 empty] | 7
8 | 2031 | 97539488.1851 | [7 empty] | 8 | 2031 | 54898498.2792 | [7 empty] | 8
9 | 2032 | 113880115.6114 | [7 empty] | 9 | 2032 | 61418590.1237 | [7 empty] | 9
10 | 2033 | 129066865.3483 | [7 empty] | 10 | 2033 | 66801796.3265 | [7 empty] | 10
11 | 2034 | 143159033.023 | [7 empty] | 11 | 2034 | 71825548.9748 | [7 empty] | 11
12 | 2035 | 154594246.7995 | [7 empty] | 12 | 2035 | 76115918.501 | [7 empty] | 12
13 | 2036 | 163219587.9927 | [7 empty] | 13 | 2036 | 79449530.6716 | [7 empty] | 13
14 | 2037 | 171613100.5338 | [7 empty] | 14 | 2037 | 82693543.2776 | [7 empty] | 14
15 | 2038 | 179781015.4256 | [7 empty] | 15 | 2038 | 85850364.5421 | [7 empty] | 15
16 | 2039 | 187729396.1963 | [7 empty] | 16 | 2039 | 88922337.961 | [7 empty] | 16
17 | 2040 | 189938198.6375 | [7 empty] | 17 | 2040 | 86385799.2793 | [7 empty] | 17
18 | 2041 | 197465054.2376 | [7 empty] | 18 | 2041 | 89294857.2369 | [7 empty] | 18
19 | 2042 | 204789605.8653 | [7 empty] | 19 | 2042 | 92125726.6372 | [7 empty] | 19
20 | 2043 | 211917290.97 | [7 empty] | 20 | 2043 | 94880509.0024 | [7 empty] | 20
21 | 2044 | 213718779.3289 | [7 empty] | 21 | 2044 | 92426627.8446 | [7 empty] | 21
22 | 2045 | 220468463.0813 | [7 empty] | 22 | 2045 | 95035316.2897 | [7 empty] | 22
23 | 2046 | 227036731.3918 | [7 empty] | 23 | 2046 | 97573889.3953 | [7 empty] | 23
24 | 2047 | 233428460.2756 | [7 empty] | 24 | 2047 | 100044231.695 | [7 empty] | 24
25 | 2048 | 239648394.6927 | [7 empty] | 25 | 2048 | 102448177.0705 | [7 empty] | 25
26 | 2049 | 245701152.0696 | [7 empty] | 26 | 2049 | 104787510.1132 | [7 empty] | 26
27 | 2050 | 251591225.7275 | [7 empty] | 27 | 2050 | 107063967.4489 | [7 empty] | 27
28 | 2051 | 257322988.2176 | [7 empty] | 28 | 2051 | 109279239.0269 | [7 empty] | 28
29 | 2052 | 262900694.5677 | [7 empty] | 29 | 2052 | 111434969.375 | [7 empty] | 29
30 | 2053 | 268328485.4401 | [7 empty] | 30 | 2053 | 113532758.8197 | [7 empty] | 30
31 | 2054 | 273610390.2064 | [7 empty] | 31 | 2054 | 115574164.6747 | [7 empty] | 31
32 | 2055 | 278750329.938 | [7 empty] | 32 | 2055 | 117560702.3968 | [7 empty] | 32
33 | 2056 | 283752120.3173 | [7 empty] | 33 | 2056 | 119493846.7107 | [7 empty] | 33
34 | 2057 | 288619474.4702 | [7 empty] | 34 | 2057 | 121375032.7044 | [7 empty] | 34
35 | 2058 | 293356005.7227 | [7 empty] | 35 | 2058 | 123205656.8938 | [7 empty] | 35
36 | 2059 | 297965230.2831 | [7 empty] | 36 | 2059 | 124987078.2599 | [7 empty] | 36
37 | 2060 | 302450569.8525 | [7 empty] | 37 | 2060 | 126720619.2577 | [7 empty] | 37
38 | 2061 | 306815354.1647 | [7 empty] | 38 | 2061 | 128407566.7974 | [7 empty] | 38
39 | 2062 | 311062823.4582 | [7 empty] | 39 | 2062 | 130049173.2005 | [7 empty] | 39
40 | 2063 | 315196130.8816 | [7 empty] | 40 | 2063 | 131646657.1287 | [7 empty] | 40
Note on I3: Mi, Niki: includes variable fuel costs
Note on S3: Mi, Niki: includes variable fuel costs

## #2-Storage Value 1.2%
Scenario | Deliverability % | Deliverability | Space | Deliverability Cost | Space Cost |  |  |  | Deliverability | Space
With Dawn Corunna | 1.905% | 1894 | 99400 | 19551.2809 | 18421.6118 |  |  |  | 51.49% | 48.51%
Without Dawn Corunna | 1.527% | 1228 | 84673.0582 | [15 empty] | NPV | NPV
Dawn Corunna | 1.2% | 666 | 55500 | [15 empty] | 1164236614.9094 | 980687141.1565
| With Volatility | Model Results from GSVM |  |  | Without Volatility | Model Results from GSVM |  |  |  | 50% |  |  |  | Real Term |  |  | 1.3788 | 1.1586
| Scenario Year | 1.9% Deliverability Storage (Model Output) | 1.5% Deliverability Storage (Model Output) |  | Scenario Year | With Dawn Corunna | Without Corunna | Space Charge-Model Result (With) | Space Charge-0 Volatility (With) | Space Charge Estimation | Deliverability Charge (Dawn Corunna Equivalent) | Total Storage Charge Dawn Corunna- High Estimation | Total Storage Charge Dawn Corunna- Low Estimation | Total Storage Charge - High Estimation | Total Storage Charge - Low Estimation | Year | Storage Model | Regression | High Cost Estimation - Cash Flow | Regression - Cash Flow
| 2024 | 0.94654 | 0.9359 |  | 2024 | 0.61543 | 0.58092 | 0.45919 | 0.29856 | 0.37888 | 0.37462 | 0.7535 | 0.37462 | 0.738 | 0.36692 | 2024 | 0.7535 | 0.75076 | 41819127.6039 | 41667107.3097
| 2025 | 0.7932 | 0.77644 |  | 2025 | 0.49058 | 0.44992 | 0.3848 | 0.23799 | 0.3114 | 0.30777 | 0.61917 | 0.30777 | 0.59396 | 0.29524 | 2025 | 0.61917 | 0.76652 | 34363725.6364 | 42542116.5632
| 2026 | 1.0189 | 1.0213 |  | 2026 | 0.73066 | 0.68433 | 0.49429 | 0.35446 | 0.42438 | 0.41415 | 0.83852 | 0.41415 | 0.78784 | 0.38912 | 2026 | 0.83852 | 0.78262 | 46538087.4709 | 43435501.011
| 2027 | 1.1594 | 1.1572 |  | 2027 | 1.1314 | 1.0562 | 0.56245 | 0.54887 | 0.55566 | 0.46737 | 1.023 | 0.46737 | 0.94143 | 0.43009 | 2027 | 1.023 | 0.79906 | 56778503.2343 | 44347646.5322
| 2028 | 1.1883 | 1.212 |  | 2028 | 0.88781 | 0.84573 | 0.57645 | 0.4307 | 0.50358 | 0.49946 | 1.003 | 0.49946 | 0.90404 | 0.45017 | 2028 | 1.003 | 0.81584 | 55668653.7407 | 45278947.1094
| 2029 | 1.2888 | 1.276 |  | 2029 | 0.97194 | 0.90453 | 0.62524 | 0.47151 | 0.54838 | 0.51137 | 1.0597 | 0.51137 | 0.93551 | 0.45142 | 2029 | 1.0597 | 0.83297 | 58815878.1561 | 46229804.9987
| 2030 | 1.2989 | 1.3105 |  | 2030 | 0.96897 | 0.92745 | 0.63013 | 0.47007 | 0.5501 | 0.53464 | 1.0847 | 0.53464 | 0.93788 | 0.46226 | 2030 | 1.0847 | 0.85046 | 60203117.622 | 47200630.9037
| 2031 | 1.4008 | 1.3807 |  | 2031 | 1.0075 | 0.93307 | 0.67956 | 0.48877 | 0.58417 | 0.55098 | 1.1351 | 0.55098 | 0.96127 | 0.46658 | 2031 | 1.1351 | 0.86832 | 63000446.1404 | 48191844.1526
| 2032 | 1.3802 | 1.3403 |  | 2032 | 1.2257 | 0.90494 | 0.66956 | 0.59464 | 0.6321 | 0.52708 | 1.1592 | 0.52708 | 0.96143 | 0.43716 | 2032 | 1.1592 | 0.88656 | 64334596.9294 | 49203872.8799
| 2033 | 1.3842 | 1.3897 |  | 2033 | 1.198 | 1.1634 | 0.67149 | 0.58118 | 0.62633 | 0.56438 | 1.1907 | 0.56438 | 0.96728 | 0.45848 | 2033 | 1.1907 | 0.90517 | 66084841.788 | 50237154.2103
| 2034 | 1.4624 | 1.4263 |  | 2034 | 1.1679 | 1.1341 | 0.70947 | 0.56656 | 0.63802 | 0.56329 | 1.2013 | 0.56329 | 0.95581 | 0.44818 | 2034 | 1.2013 | 0.92418 | 66672706.5167 | 51292134.4487
| 2035 | 1.4406 | 1.3891 |  | 2035 | 1.1579 | 0.85189 | 0.69887 | 0.56171 | 0.63029 | 0.54239 | 1.1727 | 0.54239 | 0.91384 | 0.42267 | 2035 | 1.1727 | 0.94359 | 65083560.3287 | 52369269.2722
| 2040 | 1.5651 | 1.5016 |  | 2040 | 1.0027 | 0.90102 | 0.75929 | 0.48642 | 0.62285 | 0.58338 | 1.2062 | 0.58338 | 0.84722 | 0.40975 | 2036 | 1.1414 | 0.96341 | 63348985.6439 | 53469023.9269
| 2044 | 1.6667 | 1.6416 |  | 2044 | 1.0721 | 0.98371 | 0.80857 | 0.52009 | 0.66433 | 0.65465 | 1.319 | 0.65465 | 0.85251 | 0.42313 | 2037 | 1.1654 | 0.98364 | 64679314.3424 | 54591873.4293
|  | 1.2853 | 1.2685 | [10 empty] | 0.87119 | 0.41852 | 2038 | 1.1899 | 1.0043 | 66037579.9436 | 55738302.7714
[16 empty] | 2039 | 1.2149 | 1.0254 | 67424369.1224 | 56908807.1296
[16 empty] | 2040 | 1.2404 | 1.0469 | 68840280.874 | 58103892.0793
[16 empty] | 2041 | 1.2664 | 1.0689 | 70285926.7723 | 59324073.8129
[16 empty] | 2042 | 1.293 | 1.0913 | 71761931.2346 | 60569879.363
[16 empty] | 2043 | 1.3202 | 1.1143 | 73268931.7905 | 61841846.8296
[16 empty] | 2044 | 1.3479 | 1.1377 | 74807579.3581 | 63140525.6131
[16 empty] | 2045 | 1.3762 | 1.1616 | 76378538.5246 | 64466476.6509
[16 empty] | 2046 | 1.4051 | 1.186 | 77982487.8336 | 65820272.6606
[16 empty] | 2047 | 1.4346 | 1.2109 | 79620120.0781 | 67202498.3865
[16 empty] | 2048 | 1.4647 | 1.2363 | 81292142.5998 | 68613750.8526
[16 empty] | 2049 | 1.4955 | 1.2622 | 82999277.5944 | 70054639.6205
[16 empty] | 2050 | 1.5269 | 1.2888 | 84742262.4239 | 71525787.0525
[16 empty] | 2051 | 1.559 | 1.3158 | 86521849.9348 | 73027828.5806
[16 empty] | 2052 | 1.5917 | 1.3434 | 88338808.7834 | 74561412.9808
[16 empty] | 2053 | 1.6251 | 1.3717 | 90193923.7678 | 76127202.6534
[16 empty] | 2054 | 1.6592 | 1.4005 | 92087996.167 | 77725873.9092
[16 empty] | 2055 | 1.6941 | 1.4299 | 94021844.0865 | 79358117.2612
[16 empty] | 2056 | 1.7297 | 1.4599 | 95996302.8123 | 81024637.7237
[16 empty] | 2057 | 1.766 | 1.4906 | 98012225.1713 | 82726155.1159
[16 empty] | 2058 | 1.8031 | 1.5219 | 100070481.8999 | 84463404.3734
[16 empty] | 2059 | 1.8409 | 1.5538 | 102171962.0198 | 86237135.8652
[16 empty] | 2060 | 1.8796 | 1.5865 | 104317573.2223 | 88048115.7184
[16 empty] | 2061 | 1.9191 | 1.6198 | 106508242.2599 | 89897126.1485
[16 empty] | 2062 | 1.9594 | 1.6538 | 108744915.3474 | 91784965.7976
[16 empty] | 2063 | 2.0005 | 1.6885 | 111028558.5697 | 93712450.0793
Note on K9: Mi, Niki: Should be the same across cases
Note on L9: Mi, Niki: Should be the same across cases

## #2-Commodity 1.2%
With Volatility | Model Results from GSVM | [21 empty] | 50% | 25%
In Nominal Dollar in USD$ | Total Variable Decision Cost_With Market Storage | Total Variable Decision Cost_Without Dawn Corunna | Capacity Release Saving_With | Capacity Release Saving_Without | Total Variable Cost Delta | In Nominal Dollar in CAD$ | Total Variable Decision Cost_With Dawn Corunna | Total Variable Decision Cost_Without Dawn Corunna | Capacity Release Saving_With | Capacity Release Saving_Without | Total Variable Cost Delta | Capacity Release Delta | In Real Dollar in CAD$ | Total Variable Decision Cost_With Dawn Corunna | Total Variable Decision Cost_Without Dawn Corunna | Capacity Release Saving_With | Capacity Release Saving_Without | Total Variable Cost Delta | Capacity Release Delta | Year | Incremental Gas Supply Cash Flow Model Results | Incremental Gas Supply Cash Flow 0 Volatility | Reference | Low Storage Value Estimate | Capacity Release Saving | NPV of the High Storage Value Estimate | NPV of the Low Storage Value Estimate | Capacity Release Saving |  | -611745812.9754
2024 | 1374021197.6955 | 1405355214.3556 | -8814548.9659 | -1773076.7458 | -31334016.6601 | 2024 | 1786227557.0042 | 1826961778.6623 | -11458913.6557 | -2304999.7696 | -40734221.6581 | -9153913.8861 | 2024 | 1749488302.6486 | 1789384699.9631 | -11223225.9115 | -2257590.3718 | -39896397.3145 | -8965635.5397 | 2024 | -40734221.6581 | -34158539.6673 | -37446380.6627 | -35802460.165 | -9153913.8861 | -1143271915.2388 | -1085637674.9218 | -152611356.7993 | -25875412.8381 | -13907067.4872 | #REF!
2025 | 1352738050.2404 | 1373857179.6847 | -7256466.4373 | -1896440.9966 | -21119129.4443 | 2025 | 1758559465.3126 | 1786014333.5901 | -9433406.3686 | -2465373.2956 | -27454868.2776 | -6968033.0729 | 2025 | 1686963065.8354 | 1713300161.4385 | -9049343.1941 | -2365000.3172 | -26337095.6031 | -6684342.8769 | 2025 | -27454868.2776 | -20542939.7832 | -23998904.0304 | -22270921.9068 | -6968033.0729 |  |  |  | -20378001.1734 | -7961716.32
2026 | 1254719879.6612 | 1290667756.3321 | -8074569.4473 | -1063261.6187 | -35947876.6709 | 2026 | 1631135843.5596 | 1677868083.2318 | -10496940.2815 | -1382240.1044 | -46732239.6722 | -9114700.1772 | 2026 | 1532543833.6587 | 1576451400.2942 | -9862465.5722 | -1298692.2928 | -43907566.6355 | -8563773.2794 | 2026 | -46732239.6722 | -39965463.8993 | -43348851.7858 | -41657157.8425 | -9114700.1772 |  |  |  | -22450262.2058 | -12417189.9416
2027 | 1278437323.6491 | 1323703180.1432 | -6072688.0707 | -1343235.8961 | -45265856.4942 | 2027 | 1661968520.7438 | 1720814134.1862 | -7894494.4919 | -1746206.6649 | -58845613.4424 | -6148287.8271 | 2027 | 1529395560.6299 | 1583547139.8194 | -7264761.4432 | -1606914.143 | -54151579.1894 | -5657847.3002 | 2027 | -58845613.4424 | -54106047.9258 | -56475830.6841 | -55290939.3049 | -6148287.8271 |  |  |  | -28113355.8599 | -17197894.1131
2028 | 1342345365.0934 | 1391276283.3385 | -7601065.3889 | -1178749.0064 | -48930918.2451 | 2028 | 1745048974.6215 | 1808659168.3401 | -9881385.0056 | -1532373.7084 | -63610193.7186 | -8349011.2972 | 2028 | 1572819588.7527 | 1630151709.6158 | -8906131.6483 | -1381134.5245 | -57332120.8631 | -7524997.1238 | 2028 | -63610193.7186 | -53947491.0895 | -58778842.404 | -56363166.7468 | -8349011.2972 |  |  |  | -42806624.7834 | -29866694.834
2029 | 1435709620.1045 | 1488616279.0567 | -9765689.7585 | -1852963.5874 | -52906658.9522 | 2029 | 1866422506.1359 | 1935201162.7737 | -12695396.6861 | -2408852.6637 | -68778656.6378 | -10286544.0224 | 2029 | 1647614139.0366 | 1708329591.6031 | -11207063.2517 | -2126452.984 | -60715452.5665 | -9080610.2677 | 2029 | -68778656.6378 | -58659491.6251 | -63719074.1314 | -61189282.8783 | -10286544.0224 |  |  |  | -42558533.47 | -29072105.0785
2030 | 1490533755.6706 | 1546370199.5609 | -7492316.3075 | -1591300.6071 | -55836443.8903 | 2030 | 1937693882.3718 | 2010281259.4291 | -9740011.1997 | -2068690.7892 | -72587377.0573 | -7671320.4105 | 2030 | 1675347776.1575 | 1738107483.3725 | -8421302.3799 | -1788608.8947 | -62759707.2151 | -6632693.4852 | 2030 | -72587377.0573 | -63168912.0166 | -67878144.537 | -65523528.2768 | -7671320.4105 |  |  |  | -40483267.9762 | -26475630.948
2031 | 1583214664.9037 | 1642578572.754 | -8371173.8268 | -1135298.6477 | -59363907.8503 | 2031 | 2058179064.3748 | 2135352144.5802 | -10882525.9748 | -1475888.242 | -77173080.2054 | -9406637.7328 | 2031 | 1742919061.4164 | 1808271214.1258 | -9215603.3876 | -1249820.1901 | -65352152.7094 | -7965783.1974 | 2031 | -77173080.2054 | -65576960.4334 | -71375020.3194 | -68475990.3764 | -9406637.7328 |  |  |  | -49274702 | -32392762.923
2032 | 1678768874.3992 | 1733084397.8406 | -7697871.184 | -1510771.7372 | -54315523.4414 | 2032 | 2182399536.719 | 2253009717.1928 | -10007232.5392 | -1964003.2584 | -70610180.4738 | -8043229.2808 | 2032 | 1810100056.7889 | 1868664719.0036 | -8300080.6602 | -1628960.3942 | -58564662.2147 | -6671120.266 | 2032 | -70610180.4738 | -62063864.4376 | -66337022.4557 | -64200443.4467 | -8043229.2808 |  |  |  | -48927404.3777 | -31979018.8797
2033 | 1777971403.4813 | 1832910574.9362 | -8472433.8255 | -1506867.7486 | -54939171.4548 | 2033 | 2311362824.5257 | 2382783747.417 | -11014163.9731 | -1958928.0732 | -71420922.8913 | -9055235.8998 | 2033 | 1877632971.9192 | 1935651677.7159 | -8947343.6254 | -1591333.001 | -58018705.7967 | -7356010.6244 | 2033 | -71420922.8913 | -60042479.4765 | -65731701.1839 | -62887090.3302 | -9055235.8998 |  |  |  | -52342884.4189 | -32863251.6786
2034 | 1886827569.9181 | 1943446299.7314 | -8720603.8186 | -1323006.0246 | -56618729.8133 | 2034 | 2452875840.8935 | 2526480189.6508 | -11336784.9642 | -1719907.832 | -73604348.7573 | -9616877.1323 | 2034 | 1951607160.0812 | 2010169754.915 | -9020004.3311 | -1368428.1869 | -58562594.8338 | -7651576.1442 | 2034 | -73604348.7573 | -57548477.4996 | -65576413.1285 | -61562445.314 | -9616877.1323 |  |  |  | -56053183.8439 | -33099088.5589
2035 | 1930453226.1698 | 1984468703.005 | -9205728.3656 | -1522198.8383 | -54015476.8352 | 2035 | 2509589194.0207 | 2579809313.9065 | -11967446.8752 | -1978858.4898 | -70220119.8857 | -9988588.3855 | 2035 | 1955661700.3785 | 2010382528.5458 | -9325939.704 | -1542076.1964 | -54720828.1673 | -7783863.5076 | 2035 | -70220119.8857 | -55239298.0398 | -62729708.9628 | -58984503.5013 | -9988588.3855 |  |  |  | -53365111.1796 | -31041832.9227
2040 | 2204670631.4093 | 2261016321.847 | -4594243.72 | -680865.4636 | -56345690.4377 | 2040 | 2866071820.8321 | 2939321218.4011 | -5972516.836 | -885125.1027 | -73249397.569 | -5087391.7333 | 2040 | 2013026322.0349 | 2064474078.6151 | -4194882.1771 | -621680.2095 | -51447756.5802 | -3573201.9677 | 2036 | -70354249.3951 | -54438587.9732 | -62396418.6841 | -58417503.3287 | -7176612.1604 |  |  |  | -61413359.4214 | -38768693.115
2044 | 2440713169.0749 | 2506080909.3216 | -6996683.9323 | -956107.6714 | -65367740.2467 | 2044 | 3172927119.7973 | 3257905182.118 | -9095689.112 | -1242939.9729 | -84978062.3207 | -7852749.1391 | 2044 | 2050782075.4991 | 2105706591.707 | -5878885.8019 | -803358.8296 | -54924516.208 | -5075526.9724 | 2037 | -71831688.6323 | -55581798.3206 | -63706743.4765 | -59644270.8986 | -7327321.0157 |  |  |  | -62703039.9693 | -39582835.6705
[14 empty] | 2006490032.6375 | 2060187732.956 | -6466569.2277 | -989038.4118 | -53697700.3185 | -5477530.8159 | 2038 | -73340154.0936 | -56749016.0854 | -65044585.0895 | -60896800.5874 | -7481194.757 |  |  |  | -64019803.8087 | -40414075.2195
[20 empty] | 2039 | -74880297.3296 | -57940745.4232 | -66410521.3764 | -62175633.3998 | -7638299.8469 |  |  |  | -65364219.6886 | -41262770.7991
[20 empty] | 2040 | -51447756.5802 | -59157501.077 | -55302628.8286 | -57230064.9528 | -7798704.1437 |  |  |  | -37128120.2877 | -19145129.7598
[20 empty] | 2041 | -78058292.0286 | -60399808.5997 | -69229050.3141 | -64814429.4569 | -7962476.9307 |  |  |  | -68138342.5364 | -43014004.0546
Without Volatility | Model Results from GSVM | [18 empty] | 2042 | -79697516.1612 | -61668204.5802 | -70682860.3707 | -66175532.4755 | -8129688.9463 |  |  |  | -69569247.7297 | -43917298.1398
In Nominal Dollar in USD$ | Total Variable Decision Cost_With Market | Total Variable Decision Cost_Without Dawn Corunna | Total Variable Cost Delta |  |  | In Nominal Dollar in CAD$ | Total Variable Decision Cost_With Dawn Corunna | Total Variable Decision Cost_Without Dawn Corunna | Total Variable Cost Delta |  |  |  | In Real Dollar in CAD$ | Total Variable Decision Cost_With Dawn Corunna | Total Variable Decision Cost_Without Dawn Corunna | Total Variable Cost Delta |  |  |  | 2043 | -81371164.0005 | -62963236.8764 | -72167200.4385 | -67565218.6575 | -8300412.4142 |  |  |  | -71030201.932 | -44839561.4007
2024 | 1403412081.017 | 1429687880.7611 | -26275799.7441 |  |  | 2024 | 1824435705.3221 | 1858594244.9895 | -34158539.6673 |  |  |  | 2024 | 1786910583.0775 | 1820366547.4921 | -33455964.4146 |  |  |  | 2044 | -54924516.208 | -64285464.8508 | -59604990.5294 | -61945227.6901 | -8474721.0749 |  |  |  | -61906516.0409 | -45435042.9443
2025 | 1383195965.8932 | 1398998227.2649 | -15802261.3717 |  |  | 2025 | 1798154755.6611 | 1818697695.4443 | -20542939.7832 |  |  |  | 2025 | 1724946309.3461 | 1744652882.4598 | -19706573.1137 |  |  |  | 2045 | -84824637.5719 | -65635459.6127 | -75230048.5923 | -70432754.1025 | -8652690.2174 |  |  |  | -74044794.7322 | -46742597.2261
2026 | 1280773735.7853 | 1311516400.3232 | -30742664.5379 |  |  | 2026 | 1665005856.5209 | 1704971320.4202 | -39965463.8993 |  |  |  | 2026 | 1564366615.1362 | 1601916415.4794 | -37549800.3432 |  |  |  | 2046 | -86605954.9609 | -67013804.2646 | -76809879.6127 | -71911841.9387 | -8834396.712 |  |  |  | -75599735.4216 | -47724191.7679
2027 | 1305152093.2744 | 1346772130.1404 | -41620036.866 |  |  | 2027 | 1696697721.2567 | 1750803769.1825 | -54106047.9258 |  |  |  | 2027 | 1561354460.2275 | 1611144542.5714 | -49790082.344 |  |  |  | 2047 | -88424680.0151 | -68421094.1541 | -78422887.0846 | -73421990.6194 | -9019919.043 |  |  |  | -77187329.8655 | -48726399.795
2028 | 1371780869.9582 | 1413278940.027 | -41498070.0688 |  |  | 2028 | 1783315130.9456 | 1837262622.0351 | -53947491.0895 |  |  |  | 2028 | 1607309027.8047 | 1655932116.316 | -48623088.5113 |  |  |  | 2048 | -90281598.2954 | -69857937.1314 | -80069767.7134 | -74963852.4224 | -9209337.3429 |  |  |  | -78808263.7926 | -49749654.1907
2029 | 1476080247.4798 | 1521202933.3452 | -45122685.8654 |  |  | 2029 | 1918904321.7237 | 1977563813.3488 | -58659491.6251 |  |  |  | 2029 | 1693943296.0846 | 1745725894.8652 | -51782598.7805 |  |  |  | 2049 | -92177511.8596 | -71324953.8111 | -81751232.8354 | -76538093.3232 | -9402733.4271 |  |  |  | -80463237.3323 | -50794396.9287
2030 | 1526072492.1613 | 1574663962.9433 | -48591470.782 |  |  | 2030 | 1983894239.8097 | 2047063151.8263 | -63168912.0166 |  |  |  | 2030 | 1715293025.9182 | 1769909442.4906 | -54616416.5723 |  |  |  | 2050 | -94113239.6086 | -72822777.8412 | -83468008.7249 | -78145393.283 | -9600190.829 |  |  |  | -82152965.3163 | -51861079.2642
2031 | 1614699892.3004 | 1665143708.0184 | -50443815.718 |  |  | 2031 | 2099109859.9905 | 2164686820.4239 | -65576960.4334 |  |  |  | 2031 | 1777580313.7401 | 1833112573.4484 | -55532259.7083 |  |  |  | 2051 | -96089617.6404 | -74352056.1758 | -85220836.9081 | -79786446.542 | -9801794.8364 |  |  |  | -83878177.5879 | -52950161.9287
2032 | 1715810957.1714 | 1763552391.3541 | -47741434.1828 |  |  | 2032 | 2230554244.3228 | 2292618108.7604 | -62063864.4376 |  |  |  | 2032 | 1850039965.821 | 1901516243.4928 | -51476277.6719 |  |  |  | 2052 | -98107499.6109 | -75913449.3555 | -87010474.4832 | -81461961.9194 | -10007632.528 |  |  |  | -85639619.3172 | -54062115.3293
2033 | 1811700873.0533 | 1857887395.7275 | -46186522.6742 |  |  | 2033 | 2355211134.9693 | 2415253614.4458 | -60042479.4765 |  |  |  | 2033 | 1913253097.2315 | 1962028537.411 | -48775440.1795 |  |  |  | 2053 | -100167757.1027 | -77507631.792 | -88837694.4473 | -83172663.1197 | -10217792.8111 |  |  |  | -87438051.3229 | -55197419.7512
2034 | 1930027869.877 | 1974295929.4921 | -44268059.6151 |  |  | 2034 | 2509036230.8401 | 2566584708.3398 | -57548477.4996 |  |  |  | 2034 | 1996290636.2302 | 2042078530.9404 | -45787894.7102 |  |  |  | 2054 | -102271280.0019 | -79135292.0596 | -90703286.0307 | -84919289.0452 | -10432366.4601 |  |  |  | -89274250.4007 | -56356565.5659
2035 | 1979633589.4281 | 2022125357.1511 | -42491767.7229 |  |  | 2035 | 2573523666.2566 | 2628762964.2964 | -55239298.0398 |  |  |  | 2035 | 2005484276.5131 | 2048530915.2975 | -43046638.7844 |  |  |  | 2055 | -104418976.8819 | -80797133.1929 | -92608055.0374 | -86702594.1151 | -10651446.1558 |  |  |  | -91149009.6591 | -57540053.4428
2040 | 2257226376.3634 | 2298174606.0078 | -40948229.6444 |  |  | 2040 | 2934394289.2724 | 2987626987.8102 | -53232698.5377 |  |  |  | 2040 | 2061013579.8409 | 2098402323.0575 | -37388743.2166 |  |  |  | 2056 | -106611775.3964 | -82493872.9899 | -94552824.1932 | -88523348.5915 | -10875126.5251 |  |  |  | -93063138.8619 | -58748394.5651
2044 | 2481753015.9989 | 2534374904.0196 | -52621888.0208 |  |  | 2044 | 3226278920.7985 | 3294687375.2255 | -68408454.427 |  |  |  | 2044 | 2085265350.1089 | 2129480305.8436 | -44214955.7348 |  |  |  | 2057 | -108850622.6797 | -84226244.3227 | -96538433.5012 | -90382338.912 | -11103504.1821 |  |  |  | -95017464.778 | -59982110.851
[14 empty] | 2050587735.4876 | 2092137848.0662 | -41550112.5786 |  |  |  | 2058 | -111136485.756 | -85994995.4535 | -98565740.6048 | -92280368.0291 | -11336677.7699 |  |  |  | -97012831.5384 | -61241735.1789
[20 empty] | 2059 | -113470351.9569 | -87800890.358 | -100635621.1575 | -94218255.7577 | -11574748.0031 |  |  |  | -99050101.0007 | -62527811.6176
[20 empty] | 2060 | -115853229.348 | -89644709.0555 | -102748969.2018 | -96196839.1286 | -11817817.7111 |  |  |  | -101130153.1217 | -63840895.6616
[6 empty] | Year | Incremental Gas Supply Cash Flow | [12 empty] | 2061 | -118286147.1643 | -91527247.9457 | -104906697.555 | -98216972.7503 | -12065991.8831 |  |  |  | -103253886.3373 | -65181554.4705
[6 empty] | 2024 | -34158539.6673 | [12 empty] | 2062 | -120770156.2548 | -93449320.1525 | -107109738.2037 | -100279529.1781 | -12319377.7126 |  |  |  | -105422217.9503 | -66550367.1144
[6 empty] | 2025 | -20542939.7832 | [12 empty] | 2063 | -123306329.5361 | -95411755.8758 | -109359042.7059 | -102385399.2908 | -12578084.6446 |  |  |  | -107636084.5273 | -67947924.8238
[6 empty] | 2026 | -39965463.8993 | [21 empty] | 0 | 0
[6 empty] | 2027 | -54106047.9258
[6 empty] | 2028 | -53947491.0895
[6 empty] | 2029 | -58659491.6251
[6 empty] | 2030 | -63168912.0166
[6 empty] | 2031 | -65576960.4334
[6 empty] | 2032 | -62063864.4376
[6 empty] | 2033 | -60042479.4765
[6 empty] | 2034 | -57548477.4996
[6 empty] | 2035 | -55239298.0398
[6 empty] | 2036 | -54438587.9732
[6 empty] | 2037 | -55581798.3206
[6 empty] | 2038 | -56749016.0854
[6 empty] | 2039 | -57940745.4232
[6 empty] | 2040 | -59157501.077
[6 empty] | 2041 | -60399808.5997
[6 empty] | 2042 | -61668204.5802
[6 empty] | 2043 | -62963236.8764
[6 empty] | 2044 | -64285464.8508
[6 empty] | 2045 | -65635459.6127
[6 empty] | 2046 | -67013804.2646
[6 empty] | 2047 | -68421094.1541
[6 empty] | 2048 | -69857937.1314
[6 empty] | 2049 | -71324953.8111
[6 empty] | 2050 | -72822777.8412
[6 empty] | 2051 | -74352056.1758
[6 empty] | 2052 | -75913449.3555
[6 empty] | 2053 | -77507631.792
[6 empty] | 2054 | -79135292.0596
[6 empty] | 2055 | -80797133.1929
[6 empty] | 2056 | -82493872.9899
[6 empty] | 2057 | -84226244.3227
[6 empty] | 2058 | -85994995.4535
[6 empty] | 2059 | -87800890.358
[6 empty] | 2060 | -89644709.0555
[6 empty] | 2061 | -91527247.9457
[6 empty] | 2062 | -93449320.1525
[6 empty] | 2063 | -95411755.8758

## Compare 1.2% and 4.5%
difference between 4.5% and 1.2%, commodity and capacity realease and pipeline flow, with 2 volatility
| In Nominal Dollar in CAD$ | Total Variable Decision Cost_With Market Storage 4.5% | Total Variable Decision Cost_With Market Storage 1.2% | Total Variable Decision Cost_Without Dawn Corunna | Capacity Release Saving_With 4.5% | Capacity Release Saving_With 1.2% | Capacity Release Saving_Without | Total Variable Cost Delta (4.5% with 1.2%) | Capacity Release Delta (4.5% and 1.2%)
| 2024 | 1799142682.1054 | 1786227557.0042 | 1826961778.6623 | -6192187.8519 | -8814548.9659 | -1773076.7458 | -12915125.1012 | -2622361.114
| 2025 | 1760684833.5246 | 1758559465.3126 | 1786014333.5901 | -5950271.0591 | -7256466.4373 | -1896440.9966 | -2125368.2121 | -1306195.3783
| 2026 | 1647087273.1581 | 1631135843.5596 | 1677868083.2318 | -3588932.2455 | -8074569.4473 | -1063261.6187 | -15951429.5985 | -4485637.2019
| 2027 | 1686148623.4715 | 1661968520.7438 | 1720814134.1862 | -4698105.6206 | -6072688.0707 | -1343235.8961 | -24180102.7277 | -1374582.4501
| 2028 | 1772130505.9032 | 1745048974.6215 | 1808659168.3401 | -5491144.6509 | -7601065.3889 | -1178749.0064 | -27081531.2817 | -2109920.738
| 2029 | 1896343707.04 | 1866422506.1359 | 1935201162.7737 | -5703579.2358 | -9765689.7585 | -1852963.5874 | -29921200.9041 | -4062110.5227
| 2030 | 1971120459.5987 | 1937693882.3718 | 2010281259.4291 | -4016797.388 | -7492316.3075 | -1591300.6071 | -33426577.2269 | -3475518.9195
| 2031 | 2091648867.0727 | 2058179064.3748 | 2135352144.5802 | -5712395.3922 | -8371173.8268 | -1135298.6477 | -33469802.698 | -2658778.4345
| 2032 | 2209839725.3782 | 2182399536.719 | 2253009717.1928 | -4891941.4949 | -7697871.184 | -1510771.7372 | -27440188.6592 | -2805929.6891
| 2033 | 2337318702.4895 | 2311362824.5257 | 2382783747.417 | -5549250.2982 | -8472433.8255 | -1506867.7486 | -25955877.9638 | -2923183.5272
| 2034 | 2477623063.4003 | 2452875840.8935 | 2526480189.6508 | -5554962.1988 | -8720603.8186 | -1323006.0246 | -24747222.5068 | -3165641.6198
| 2035 | 2531811472.3094 | 2509589194.0207 | 2579809313.9065 | -5247657.5895 | -9205728.3656 | -1522198.8383 | -22222278.2887 | -3958070.7761
| 2040 | 2883157895.4908 | 2866071820.8321 | 2939321218.4011 | -4684091.7816 | -4594243.72 | -680865.4636 | -17086074.6587 | 89848.0616
| 2044 | 3197423706.3882 | 3172927119.7973 | 3257905182.118 | -2766338.0719 | -6996683.9323 | -956107.6714 | -24496586.5909 | -4230345.8603
| Delta - Cost (C$) | [9 empty] | Delta - Flow (GJ) | [7 empty] | C$ per GJ
| In Nominal Dollar in CAD$ | Chicago Monthly | Clarington (Monthly) | Niagara (Monthly) | Empress (Monthly) | Dawn (Daily) | Storage | Total |  |  | In Nominal Dollar in CAD$ | Chicago Monthly | Clarington (Monthly) | Niagara (Monthly) | Empress (Monthly) | Dawn (Daily) | Storage | Total Gas Supply | In Nominal Dollar in CAD$ | Chicago Monthly | Clarington (Monthly) | Niagara (Monthly) | Empress (Monthly) | Dawn (Daily)
| 2024 | 1120015.0672 | 0 | -21335360.0153 | -16544015.1814 | 22228821.3464 | 1615413.682 | -12915125.1012 |  |  | 2024 | 256999.0038 | 0 | -4396801.7717 | -3416576.5116 | 7556379.2737 | 12782915.6869 | -0.0056871 | 2024 | 4.3581 |  | 4.8525 | 4.8423 | 2.9417
| 2025 | -22284135.0083 | 0 | 0 | 3510865.8215 | 15849223.0207 | 798677.9541 | -2125368.2121 |  |  | 2025 | -4844993.5169 | 0 | 0 | 778991.3253 | 4066002.1515 | 6514060.1153 | -0.040093 | 2025 | 4.5994 |  |  | 4.5069 | 3.898
| 2026 | -8263893.3511 | 0 | -29120180.0337 | -19625112.2118 | 39612972.77 | 1444783.2281 | -15951429.5985 |  |  | 2026 | -1784997.6115 | 0 | -6462011.2392 | -4302062.8441 | 12549071.8114 | 11306773.6689 | 0.11658 | 2026 | 4.6296 |  | 4.5064 | 4.5618 | 3.1566
| 2027 | -12171248.5042 | 0 | -11580013.3177 | 2280705.6287 | -4184901.7485 | 1475355.2139 | -24180102.7278 |  |  | 2027 | -2549996.5879 | 0 | -2454045.5483 | 578742.7397 | 4425299.2846 | 11947630.6006 | -0.11184 | 2027 | 4.773 |  | 4.7187 | 3.9408 | -0.94568
| 2028 | -10077005.5811 | 0 | -6798387.4484 | -12451817.4694 | 662372.8808 | 1583306.3365 | -27081531.2817 |  |  | 2028 | -1955108.338 | 0 | -1376244.8723 | -2402801.1926 | 5734154.4331 | 10872045.8753 | 0.030141 | 2028 | 5.1542 |  | 4.9398 | 5.1822 | 0.11551
| 2029 | -8242697.2916 | 0 | -28829417.8513 | -16511819.1171 | 22069813.2119 | 1592920.144 | -29921200.9041 |  |  | 2029 | -1540235.2832 | 0 | -5497338.5299 | -3168356.0784 | 10205929.7506 | 13708477.2228 | -0.14094 | 2029 | 5.3516 |  | 5.2443 | 5.2115 | 2.1625
| 2030 | -13389963.5766 | 0 | -27967862.232 | -16394957.3794 | 22692879.1569 | 1633326.8042 | -33426577.2269 |  |  | 2030 | -2417199.5069 | 0 | -5118211.7347 | -2975198.2046 | 10510609.5017 | 14108357.2452 | 0.055335 | 2030 | 5.5395 |  | 5.4644 | 5.5105 | 2.159
| 2031 | -19287761.9459 | 0 | -30312394.7148 | 0 | 14452435.5435 | 1677918.4193 | -33469802.698 |  |  | 2031 | -3350387.351 | 0 | -5307126.2462 | 0 | 8657513.8588 | 14904849.2582 | 0.2616 | 2031 | 5.7569 |  | 5.7116 |  | 1.6694
| 2032 | -19500956.8376 | -2879670.8207 | -24708158.365 | 0 | 17917218.5647 | 1731378.7994 | -27440188.6592 |  |  | 2032 | -3249743.8932 | -490620.2751 | -4170394.7468 | 0 | 7910759.0422 | 18804635.1331 | 0.12701 | 2032 | 6.0008 | 5.8694 | 5.9247 |  | 2.2649
| 2033 | -20686198.9276 | 0 | -27995293.5895 | 0 | 20878749.9415 | 1846864.6119 | -25955877.9638 |  |  | 2033 | -3319005.2945 | 0 | -4549521.542 | 0 | 7868526.8062 | 12847428.8284 | -0.03033 | 2033 | 6.2327 |  | 6.1535 |  | 2.6535
| 2034 | -22181172.58 | -1930711.9925 | -29344430.5333 | 0 | 26691486.8441 | 2017605.7549 | -24747222.5068 |  |  | 2034 | -3399995.4505 | -300087.4437 | -4549521.542 | 0 | 8249604.4532 | 16022387.025 | 0.017061 | 2034 | 6.5239 | 6.4338 | 6.45 |  | 3.2355
| 2035 | -20782305.6658 | -2203486.12 | -27184896.0639 | -15889161.2032 | 41823446.2799 | 2014124.4843 | -22222278.2887 |  |  | 2035 | -3144995.7917 | -340986.323 | -4170394.7468 | -2409134.2194 | 10065510.9776 | 13231308.1968 | -0.10331 | 2035 | 6.6081 | 6.4621 | 6.5185 | 6.5954 | 4.1551
| 2040 | -17707556.3322 | 0 | 0 | 0 | -1635758.197 | 2257239.8704 | -17086074.6587 |  |  | 2040 | -2401981.3754 | 0 | 0 | 0 | 2401981.1347 | 12128041.4044 | -0.24075 | 2040 | 7.3721 |  |  |  | -0.681
| 2044 | -31806462.0435 | -4862655.5306 | -54073153.8274 | 0 | 63814012.4756 | 2431672.3351 | -24496586.5909 |  |  | 2044 | -4015838.7969 | -611626.7127 | -6750952.0547 | 0 | 11378417.7312 | 8886767.48 | 0.16691 | 2044 | 7.9203 | 7.9504 | 8.0097 |  | 5.6083
[20 empty] | Winter Price |  |  |  | More Summer Purchases and Less Winter Purchases
1.3 | 4.5% | [8 empty] | 1.3 | 1.2%
| In Nominal Dollar in CAD$ | Chicago Monthly | Clarington (Monthly) | Niagara (Monthly) | Empress (Monthly) | Dawn (Daily) | Storage | Total |  |  | In Nominal Dollar in CAD$ | Chicago Monthly | Clarington (Monthly) | Niagara (Monthly) | Empress (Monthly) | Dawn (Daily) | Storage | Total
| 2024 | 67272980.6255 | 147421596.3513 | 199609808.4964 | 360859715.1388 | 1019907439.7718 | 4071141.7217 | 1799142682.1054 |  |  | 2024 | 68392995.6927 | 147421596.3513 | 178274448.481 | 344315699.9573 | 1042136261.1182 | 5686555.4037 | 1786227557.0042
| 2025 | 69818689.5785 | 150458349.7208 | 205591179.9956 | 325366287.9872 | 1005462405.5501 | 3987920.6924 | 1760684833.5246 |  |  | 2025 | 47534554.5702 | 150458349.7208 | 205591179.9956 | 328877153.8087 | 1021311628.5708 | 4786598.6465 | 1758559465.3126
| 2026 | 68254625.825 | 140411106.1541 | 189380703.6119 | 351309243.4552 | 894008544.5492 | 3723049.5625 | 1647087273.1581 |  |  | 2026 | 59990732.4739 | 140411106.1541 | 160260523.5782 | 331684131.2435 | 933621517.3192 | 5167832.7907 | 1631135843.5596
| 2027 | 67841518.0002 | 141098467.4944 | 189227952.297 | 328782757.9133 | 955404222.7755 | 3793704.9911 | 1686148623.4715 |  |  | 2027 | 55670269.496 | 141098467.4944 | 177647938.9793 | 331063463.542 | 951219321.027 | 5269060.205 | 1661968520.7438
| 2028 | 76490389.927 | 149996454.8189 | 205502595.7066 | 316958115.7112 | 1019238431.7807 | 3944517.9587 | 1772130505.9032 |  |  | 2028 | 66413384.3459 | 149996454.8189 | 198704208.2581 | 304506298.2418 | 1019900804.6615 | 5527824.2952 | 1745048974.6215
| 2029 | 74955572.4121 | 157862104.601 | 206619637.0109 | 323949880.2043 | 1128809602.9658 | 4146909.8459 | 1896343707.04 |  |  | 2029 | 66712875.1205 | 157862104.601 | 177790219.1596 | 307438061.0872 | 1150879416.1777 | 5739829.9899 | 1866422506.1359
| 2030 | 83345302.7777 | 159999682.0528 | 209098422.8275 | 395994134.7032 | 1118437441.8614 | 4245475.376 | 1971120459.5987 |  |  | 2030 | 69955339.2011 | 159999682.0528 | 181130560.5955 | 379599177.3238 | 1141130321.0183 | 5878802.1802 | 1937693882.3718
| 2031 | 95538683.3853 | 170740237.5993 | 211719966.6624 | 420256037.1157 | 1188964869.8053 | 4429072.5047 | 2091648867.0727 |  |  | 2031 | 76250921.4394 | 170740237.5993 | 181407571.9476 | 420256037.1157 | 1203417305.3488 | 6106990.924 | 2058179064.3748
| 2032 | 97102486.7388 | 177366973.4297 | 220945625.5164 | 441582165.8019 | 1268147683.6071 | 4694790.2844 | 2209839725.3782 |  |  | 2032 | 77601529.9012 | 174487302.609 | 196237467.1514 | 441582165.8019 | 1286064902.1718 | 6426169.0838 | 2182399536.719
| 2033 | 106893452.4402 | 184960544.6758 | 235420248.6172 | 466667949.2396 | 1338446897.6407 | 4929609.876 | 2337318702.4895 |  |  | 2033 | 86207253.5126 | 184960544.6758 | 207424955.0277 | 466667949.2396 | 1359325647.5822 | 6776474.4879 | 2311362824.5257
| 2034 | 112194769.5554 | 192654558.3292 | 243358007.8795 | 491371980.6201 | 1432873431.9977 | 5170315.0183 | 2477623063.4003 |  |  | 2034 | 90013596.9754 | 190723846.3367 | 214013577.3462 | 491371980.6201 | 1459564918.8418 | 7187920.7733 | 2452875840.8935
| 2035 | 109600002.8501 | 193638781.8083 | 234628378.3601 | 512337610.5828 | 1476277258.1242 | 5329440.584 | 2531811472.3094 |  |  | 2035 | 88817697.1843 | 191435295.6883 | 207443482.2962 | 496448449.3796 | 1518100704.4041 | 7343565.0682 | 2509589194.0207
| 2040 | 140327728.0477 | 223759263.2752 | 267852015.7563 | 575883397.6172 | 1669154515.0836 | 6180975.7108 | 2883157895.4908 |  |  | 2040 | 122620171.7155 | 223759263.2752 | 267852015.7563 | 575883397.6172 | 1667518756.8867 | 8438215.5812 | 2866071820.8321
| 2044 | 159335578.0483 | 235866537.1496 | 339181703.7921 | 607165230.9953 | 1849473014.2347 | 6401642.1682 | 3197423706.3882 |  |  | 2044 | 127529116.0048 | 231003881.619 | 285108549.9647 | 607165230.9953 | 1913287026.7103 | 8833314.5033 | 3172927119.7973
0.94782 | 4.5% | [8 empty] | 1.3 | 1.2%
| In Nominal Dollar in CAD$ | Chicago Monthly | Clarington (Monthly) | Niagara (Monthly) | Empress (Monthly) | Dawn (Daily) | Storage | Total |  |  | In Nominal Dollar in CAD$ | Chicago Monthly | Clarington (Monthly) | Niagara (Monthly) | Empress (Monthly) | Dawn (Daily) | Storage | Total
| 2024 | 15837662.9693 | 35530012.2458 | 48037300.5111 | 86093076.0638 | 234355831.5161 | 166021445.9574 | 585875329.2634 |  |  | 2024 | 16094661.9731 | 35530012.2458 | 43640498.7394 | 82676499.5523 | 241912210.7898 | 178804361.6443 | 598658244.9446
| 2025 | 16224322.9753 | 38610013.3074 | 51315939.1411 | 78550691.0535 | 236728299.7528 | 166659005.0983 | 588088271.3283 |  |  | 2025 | 11379329.4583 | 38610013.3074 | 51315939.1411 | 79329682.3788 | 240794301.9044 | 173173065.2136 | 594602331.4035
| 2026 | 17266147.1031 | 38830013.3832 | 51820016.0584 | 91926680.6596 | 223378727.0922 | 165565430.9117 | 588787015.2082 |  |  | 2026 | 15481149.4916 | 38830013.3832 | 45358004.8192 | 87624617.8155 | 235927798.9036 | 176872204.5806 | 600093788.9937
| 2027 | 16957455.6403 | 38720013.3453 | 51640248.2778 | 85382538.3894 | 232744986.3007 | 164434958.8475 | 589880200.801 |  |  | 2027 | 14407459.0524 | 38720013.3453 | 49186202.7295 | 85961281.1292 | 237170285.5853 | 176382589.448 | 601827831.2897
| 2028 | 18597991.8526 | 39270013.5348 | 53013361.541 | 79587706.3643 | 236138573.3033 | 166842382.3584 | 593450028.9544 |  |  | 2028 | 16642883.5145 | 39270013.5348 | 51637116.6687 | 77184905.1717 | 241872727.7364 | 177714428.2337 | 604322074.8598
| 2029 | 17303933.2601 | 38610013.3074 | 50619503.1676 | 73564001.3061 | 249098534.2356 | 166630998.9576 | 595826984.2344 |  |  | 2029 | 15763697.9769 | 38610013.3074 | 45122164.6377 | 70395645.2276 | 259304463.9863 | 180339476.1804 | 609535461.3163
| 2030 | 18425481.51 | 37730013.004 | 49840222.5076 | 89057556.8122 | 236746754.5511 | 166877195.4556 | 598677223.8404 |  |  | 2030 | 16008282.003 | 37730013.004 | 44722010.7729 | 86082358.6075 | 247257364.0527 | 180985552.7007 | 612785581.1409
| 2031 | 20145997.1338 | 38060013.1178 | 48074245.1282 | 91270232.4133 | 237363050.607 | 165084165.7059 | 599997704.1059 |  |  | 2031 | 16795609.7828 | 38060013.1178 | 42767118.882 | 91270232.4133 | 246020564.4658 | 179989014.9641 | 614902553.6258
| 2032 | 19125880.9669 | 37400012.8903 | 47259512.8726 | 90948600.2136 | 242321601.8391 | 163848180.4378 | 600903789.2204 |  |  | 2032 | 15876137.0737 | 36909392.6152 | 43089118.1258 | 90948600.2136 | 250232360.8813 | 182652815.5709 | 619708424.4806
| 2033 | 19951425.784 | 36850012.7007 | 47183129.0671 | 91889638.9339 | 243833131.394 | 169374024.7428 | 609081362.6225 |  |  | 2033 | 16632420.4895 | 36850012.7007 | 42633607.5251 | 91889638.9339 | 251701658.2001 | 182221453.5712 | 621928791.4206
| 2034 | 19813544.3975 | 36080012.4354 | 45780488.1551 | 91656154.0733 | 249044956.681 | 167020956.9606 | 609396112.7029 |  |  | 2034 | 16413548.9471 | 35779924.9917 | 41230966.6131 | 91656154.0733 | 257294561.1342 | 183043343.9855 | 625418499.7449
| 2035 | 19053400.7569 | 35530012.2458 | 43406575.7675 | 94045695.2048 | 253529234.3563 | 166096620.3529 | 611661538.6842 |  |  | 2035 | 15908404.9652 | 35189025.9228 | 39236181.0207 | 91636560.9854 | 263594745.3339 | 179327928.5497 | 624892846.7777
| 2040 | 21325417.4548 | 37180012.8145 | 43973048.2344 | 103594950.4102 | 252652007.1077 | 167883657.3405 | 626609093.3621 |  |  | 2040 | 18923436.0794 | 37180012.8145 | 43973048.2344 | 103594950.4102 | 255053988.2423 | 180011698.7449 | 638737134.5258
| 2044 | 22538635.9283 | 35420012.2079 | 49904045.9445 | 103305579.0404 | 258791714.8581 | 168752800.3238 | 638712788.3029 |  |  | 2044 | 18522797.1314 | 34808385.4952 | 43153093.8898 | 103305579.0404 | 270170132.5893 | 177639567.8038 | 647599555.9498

## Option 3 Pipeline
Cost Estimation-Annual Cash Flow
| Year | Total Portfolio Cost without Replacement | Incremental Infrastructure Costs | Incremental Storage Capacity Cost | Incremental Pipeline Capacity Cost | Incremental Pipeline Capacity Release | Incremental Commodity Cost | Total Incremental Costs | Total Portfolio Cost + Incremental Contract Cost in Option
NPV Summary
| NPV 2024-2063 | 46581647168.7669 | 0 | 0 | 7199549901.4038 | -645695341.7693 | -2490021071.8589 | 4063833487.7757 | 54709314144.3183
| NPV 2024-2043 | 28410150180.2261 | 0 | 0 | 4556980609.3505 | -435068596.5192 | -1398483594.4321 | 2723428418.3992 | 33857007017.0245
Cash Flow
| 2024 | 1826961778.6623 | 0 | 0 | 305892068.6666 | -32685731.1353 | -59335012.2549 | 213871325.2764 | 2254704429.2152
| 2025 | 1786014333.5901 | 0 | 0 | 312315802.1086 | -37394385.6742 | -71798766.2746 | 203122650.1598 | 2192259633.9097
| 2026 | 1677868083.2318 | 0 | 0 | 318874433.9528 | -35649900.4313 | -78538485.3207 | 204686048.2009 | 2087240179.6335
| 2027 | 1720814134.1862 | 0 | 0 | 325570797.0658 | -33818434.5649 | -81410589.5033 | 210341772.9977 | 2141497680.1816
| 2028 | 1808659168.3401 | 0 | 0 | 332407783.8042 | -37287465.7698 | -82055933.9162 | 213064384.1182 | 2234787936.5765
| 2029 | 1935201162.7737 | 0 | 0 | 339388347.2641 | -36359960.3513 | -78859688.1076 | 224168698.8052 | 2383538560.3841
| 2030 | 2010281259.4291 | 0 | 0 | 346515502.5567 | -37370232.0822 | -86693537.1754 | 222451733.2991 | 2455184726.0273
| 2031 | 2135352144.5802 | 0 | 0 | 353792328.1104 | -33721020.9411 | -100508509.3781 | 219562797.7911 | 2574477740.1625
| 2032 | 2253009717.1928 | 0 | 0 | 361221967.0007 | -32242566.0483 | -99197439.9241 | 229781961.0282 | 2712573639.2492
| 2033 | 2382783747.417 | 0 | 0 | 368807628.3077 | -34774287.5504 | -105833502.7957 | 228199837.9616 | 2839183423.3402
| 2034 | 2526480189.6508 | 0 | 0 | 376552588.5021 | -35145939.5596 | -109818987.7236 | 231587661.219 | 2989655512.0887
| 2035 | 2579809313.9065 | 0 | 0 | 384460192.8607 | -34985550.8032 | -113793756.5246 | 235680885.5329 | 3051171084.9724
| 2036 | 2699239645.3725 | 0 | 0 | 392533856.9108 | -31287023.9317 | -164936667.6002 | 196310165.3789 | 3091859976.1304
| 2037 | 2755923677.9253 | 0 | 0 | 400777067.9059 | -31944051.4342 | -168400337.6198 | 200432678.8519 | 3156789035.6291
| 2038 | 2813798075.1618 | 0 | 0 | 409193386.3319 | -32614876.5144 | -171936744.7098 | 204641765.1078 | 3223081605.3773
| 2039 | 2872887834.7402 | 0 | 0 | 417786447.4449 | -33299788.9212 | -175547416.3487 | 208939242.175 | 3290766319.0902
| 2040 | 2933218479.2697 | 0 | 0 | 426559962.8412 | -33999084.4885 | -145840175.6125 | 246720702.7403 | 3426659884.7503
| 2041 | 2994816067.3344 | 0 | 0 | 435517722.0609 | -34713065.2628 | -182997824.246 | 217806832.5522 | 3430429732.4387
| 2042 | 3057707204.7484 | 0 | 0 | 444663594.2242 | -35442039.6333 | -186840778.5551 | 222380776.0358 | 3502468756.8199
| 2043 | 3121919056.0481 | 0 | 0 | 454001529.7029 | -36186322.4656 | -190764434.9048 | 227050772.3325 | 3576020600.7132
| 2044 | 3187479356.2251 | 0 | 0 | 463535561.8266 | -36946235.2374 | -143145588.0062 | 283443738.5831 | 3754366833.3913
| 2045 | 3254416422.7058 | 0 | 0 | 473269808.625 | -37722106.1773 | -198860668.2866 | 236687034.1611 | 3727790491.028
| 2046 | 3322759167.5827 | 0 | 0 | 483208474.6061 | -38514270.4071 | -203036742.3206 | 241657461.8785 | 3806074091.3396
| 2047 | 3392537110.1019 | 0 | 0 | 493355852.5729 | -39323070.0856 | -207300513.9093 | 246732268.5779 | 3886001647.2578
| 2048 | 3463780389.414 | 0 | 0 | 503716325.4769 | -40148854.5574 | -211653824.7014 | 251913646.2181 | 3967607681.8502
| 2049 | 3536519777.5917 | 0 | 0 | 514294368.3119 | -40991980.5031 | -216098555.0201 | 257203832.7886 | 4050927443.169
| 2050 | 3610786692.9212 | 0 | 0 | 525094550.0465 | -41852812.0937 | -220636624.6756 | 262605113.2772 | 4135996919.4756
| 2051 | 3686613213.4725 | 0 | 0 | 536121535.5974 | -42731721.1476 | -225269993.7938 | 268119820.656 | 4222852854.7846
| 2052 | 3764032090.9554 | 0 | 0 | 547380087.845 | -43629087.2917 | -230000663.6634 | 273750336.8898 | 4311532764.735
| 2053 | 3843076764.8655 | 0 | 0 | 558875069.6897 | -44545298.1249 | -234830677.6004 | 279499093.9645 | 4402074952.7945
| 2054 | 3923781376.9277 | 0 | 0 | 570611446.1532 | -45480749.3855 | -239762121.83 | 285368574.9377 | 4494518526.8031
| 2055 | 4006180785.8431 | 0 | 0 | 582594286.5224 | -46435845.1226 | -244797126.3884 | 291361315.0114 | 4588903415.866
| 2056 | 4090310582.3459 | 0 | 0 | 594828766.5394 | -47410997.8702 | -249937866.0425 | 297479902.6267 | 4685270387.5992
| 2057 | 4176207104.5751 | 0 | 0 | 607320170.6367 | -48406628.8254 | -255186561.2294 | 303726980.5818 | 4783661065.7388
| 2058 | 4263907453.7712 | 0 | 0 | 620073894.2201 | -49423168.0308 | -260545479.0153 | 310105247.1741 | 4884117948.1193
| 2059 | 4353449510.3004 | 0 | 0 | 633095445.9987 | -50461054.5594 | -266016934.0746 | 316617457.3647 | 4986684425.0298
| 2060 | 4444871950.0167 | 0 | 0 | 646390450.3647 | -51520736.7052 | -271603289.6901 | 323266423.9694 | 5091404797.9554
| 2061 | 4538214260.967 | 0 | 0 | 659964649.8223 | -52602672.176 | -277306958.7736 | 330055018.8727 | 5198324298.7125
| 2062 | 4633516760.4474 | 0 | 0 | 673823907.4686 | -53707328.2917 | -283130404.9079 | 336986174.2691 | 5307489108.9855
| 2063 | 4730820612.4167 | 0 | 0 | 687974209.5254 | -54835182.1858 | -289076143.411 | 344062883.9287 | 5418946380.2741
NPV Calculation
| Year | NPV | Initial Investment
1 | 2024 | 203842284.8613
2 | 2025 | 388361581.447
3 | 2026 | 565581852.132
4 | 2027 | 739158941.9136
5 | 2028 | 906737885.9369
6 | 2029 | 1074782763.8231
7 | 2030 | 1233720791.9454
8 | 2031 | 1383238455.1285
9 | 2032 | 1532377512.6488
10 | 2033 | 1673544293.9183
11 | 2034 | 1810088826.7005
12 | 2035 | 1942530597.3363
13 | 2036 | 2047674749.6417
14 | 2037 | 2149992877.2664
15 | 2038 | 2249560937.0308
16 | 2039 | 2346452844.2167
17 | 2040 | 2455500115.0428
18 | 2041 | 2547253569.6462
19 | 2042 | 2636540909.6673
20 | 2043 | 2723428418.3992
21 | 2044 | 2826809946.5234
22 | 2045 | 2909089564.2911
23 | 2046 | 2989157701.6727
24 | 2047 | 3067073798.0001
25 | 2048 | 3142895695.0171
26 | 2049 | 3216679679.8191
27 | 2050 | 3288480526.6385
28 | 2051 | 3358351537.5065
29 | 2052 | 3426344581.8223
30 | 2053 | 3492510134.8593
31 | 2054 | 3556897315.2356
32 | 2055 | 3619553921.3776
33 | 2056 | 3680526467.0037
34 | 2057 | 3739860215.6545
35 | 2058 | 3797599214.2938
36 | 2059 | 3853786326.0082
37 | 2060 | 3908463261.8263
38 | 2061 | 3961670611.6837
39 | 2062 | 4013447874.5547
40 | 2063 | 4063833487.7757
Note on I3: Mi, Niki: includes variable fuel costs

## #3-With Volatility
| Model Results from GSVM | [21 empty] | 50%
In Nominal Dollar in USD$ | Total Variable Decision Cost_Pipeline | Total Variable Decision Cost_Without Dawn Corunna | Capacity Release Saving_Pipeline | Capacity Release Saving_Without | Total Variable Cost Delta | In Nominal Dollar in CAD$ | Total Variable Decision Cost_Without Dawn Corunna | Total Variable Decision Cost_Pipeline | Capacity Release Saving_With | Capacity Release Saving_Without | Total Variable Cost Delta | Capacity Release Delta | In Real Dollar in CAD$ | Total Variable Decision Cost_Without Dawn Corunna | Total Variable Decision Cost_Pipeline | Capacity Release Saving_With | Capacity Release Saving_Without | Total Variable Cost Delta | Capacity Release Delta | Year | Incremental Gas Supply Cash Flow Model Results | Incremental Gas Supply Cash Flow 0 Volatility | Commodity Cost | Capacity Release Saving Loss | Incremental Pipeline Fixed Cost (Firm Transportation) | NPV of Commodity Cost | Capacity Release Saving Loss | Incremental Pipeline Fixed Cost (Firm Transportation)
2024 | 1359712897.2365 | 1405355214.3556 | -26915946.8499 | -1773076.7458 | -45642317.1191 | 2024 | 1767626766.4074 | 1826961778.6623 | -34990730.9049 | -2304999.7696 | -59335012.2549 | -32685731.1353 | 2024 | 1731270094.4245 | 1789384699.9631 | -34271039.0841 | -2257590.3718 | -58114605.5385 | -32013448.7123 | 2024 | -59335012.2549 | -67245878.9316 | -59335012.2549 | -32685731.1353 | 305892068.6666 | -2490021071.8589 | -645695341.7693 | 7199549901.4038
2025 | 1318627359.4735 | 1373857179.6847 | -30661353.0537 | -1896440.9966 | -55229820.2112 | 2025 | 1714215567.3156 | 1786014333.5901 | -39859758.9698 | -2465373.2956 | -71798766.2746 | -37394385.6742 | 2025 | 1644424545.193 | 1713300161.4385 | -38236944.7958 | -2365000.3172 | -68875616.2455 | -35871944.4786 | 2025 | -71798766.2746 | -79633180.2547 | -71798766.2746 | -37394385.6742 | 312315802.1086
2026 | 1230253536.8547 | 1290667756.3321 | -28486261.9505 | -1063261.6187 | -60414219.4775 | 2026 | 1599329597.9111 | 1677868083.2318 | -37032140.5356 | -1382240.1044 | -78538485.3207 | -35649900.4313 | 2026 | 1502660077.6044 | 1576451400.2942 | -34793778.1204 | -1298692.2928 | -73791322.6899 | -33495085.8276 | 2026 | -78538485.3207 | -85791073.3715 | -78538485.3207 | -35649900.4313 | 318874433.9528
2027 | 1261079649.7561 | 1323703180.1432 | -27357416.3306 | -1343235.8961 | -62623530.3871 | 2027 | 1639403544.6829 | 1720814134.1862 | -35564641.2298 | -1746206.6649 | -81410589.5033 | -33818434.5649 | 2027 | 1508630561.9056 | 1583547139.8194 | -32727698.3489 | -1606914.143 | -74916577.9138 | -31120784.2058 | 2027 | -81410589.5033 | -90472030.2908 | -81410589.5033 | -33818434.5649 | 325570797.0658
2028 | 1328156334.1722 | 1391276283.3385 | -29861414.9832 | -1178749.0064 | -63119949.1663 | 2028 | 1726603234.4239 | 1808659168.3401 | -38819839.4782 | -1532373.7084 | -82055933.9162 | -37287465.7698 | 2028 | 1556194369.6708 | 1630151709.6158 | -34988475.8832 | -1381134.5245 | -73957339.945 | -33607341.3587 | 2028 | -82055933.9162 | -84648039.6033 | -82055933.9162 | -37287465.7698 | 332407783.8042
2029 | 1427954980.5124 | 1488616279.0567 | -29822163.8577 | -1852963.5874 | -60661298.5443 | 2029 | 1856341474.6661 | 1935201162.7737 | -38768813.015 | -2408852.6637 | -78859688.1076 | -36359960.3513 | 2029 | 1638714948.2419 | 1708329591.6031 | -34223786.0223 | -2126452.984 | -69614643.3613 | -32097333.0383 | 2029 | -78859688.1076 | -83112183.1767 | -78859688.1076 | -36359960.3513 | 339388347.2641
2030 | 1479682863.2721 | 1546370199.5609 | -30337632.978 | -1591300.6071 | -66687336.2887 | 2030 | 1923587722.2538 | 2010281259.4291 | -39438922.8715 | -2068690.7892 | -86693537.1754 | -37370232.0822 | 2030 | 1663151461.6627 | 1738107483.3725 | -34099251.8621 | -1788608.8947 | -74956021.7098 | -32310642.9674 | 2030 | -86693537.1754 | -93735995.112 | -86693537.1754 | -37370232.0822 | 346515502.5567
2031 | 1565264334.7708 | 1642578572.754 | -27074545.5255 | -1135298.6477 | -77314237.9832 | 2031 | 2034843635.2021 | 2135352144.5802 | -35196909.1831 | -1475888.242 | -100508509.3781 | -33721020.9411 | 2031 | 1723158018.7475 | 1808271214.1258 | -29805649.5569 | -1249820.1901 | -85113195.3783 | -28555829.3668 | 2031 | -100508509.3781 | -98607611.0525 | -100508509.3781 | -33721020.9411 | 353792328.1104
2032 | 1656778674.8221 | 1733084397.8406 | -26312745.6206 | -1510771.7372 | -76305723.0186 | 2032 | 2153812277.2687 | 2253009717.1928 | -34206569.3067 | -1964003.2584 | -99197439.9241 | -32242566.0483 | 2032 | 1786389549.5771 | 1868664719.0036 | -28371208.8474 | -1628960.3942 | -82275169.4266 | -26742248.4532 | 2032 | -99197439.9241 | -105300687.2756 | -99197439.9241 | -32242566.0483 | 361221967.0007
2033 | 1751500188.1703 | 1832910574.9362 | -28256319.7105 | -1506867.7486 | -81410386.7659 | 2033 | 2276950244.6213 | 2382783747.417 | -36733215.6237 | -1958928.0732 | -105833502.7957 | -34774287.5504 | 2033 | 1849677951.6205 | 1935651677.7159 | -29840186.0962 | -1591333.001 | -85973726.0954 | -28248853.0952 | 2033 | -105833502.7957 | -107350626.778 | -105833502.7957 | -34774287.5504 | 368807628.3077
2034 | 1858970155.3286 | 1943446299.7314 | -28358344.1473 | -1323006.0246 | -84476144.4028 | 2034 | 2416661201.9271 | 2526480189.6508 | -36865847.3915 | -1719907.832 | -109818987.7236 | -35145939.5596 | 2034 | 1922793329.5855 | 2010169754.915 | -29331958.2395 | -1368428.1869 | -87376425.3295 | -27963530.0527 | 2034 | -109818987.7236 | -111056621.6189 | -109818987.7236 | -35145939.5596 | 376552588.5021
2035 | 1896935044.1399 | 1984468703.005 | -28434160.9946 | -1522198.8383 | -87533658.8651 | 2035 | 2466015557.3819 | 2579809313.9065 | -36964409.2929 | -1978858.4898 | -113793756.5246 | -34985550.8032 | 2035 | 1921705827.2325 | 2010382528.5458 | -28805463.3418 | -1542076.1964 | -88676701.3133 | -27263387.1454 | 2035 | -113793756.5246 | -120565059.0805 | -113793756.5246 | -34985550.8032 | 384460192.8607
2040 | 2101291856.9789 | 2261016321.847 | -27007101.8158 | -680865.4636 | -159724464.8681 | 2040 | 2731679414.0726 | 2939321218.4011 | -35109232.3606 | -885125.1027 | -207641804.3285 | -34224107.2579 | 2040 | 1918633903.0026 | 2064474078.6151 | -24659468.8851 | -621680.2095 | -145840175.6125 | -24037788.6756 | 2036 | -164936667.6002 | -170129737.9158 | -164936667.6002 | -31287023.9317 | 392533856.9108
2044 | 2335717941.0102 | 2506080909.3216 | -25161184.4628 | -956107.6714 | -170362968.3114 | 2044 | 3036433323.3133 | 3257905182.118 | -32709539.8017 | -1242939.9729 | -221471858.8048 | -31466599.8288 | 2044 | 1962561003.7008 | 2105706591.707 | -21141405.2042 | -803358.8296 | -143145588.0062 | -20338046.3747 | 2037 | -168400337.6198 | -173702462.412 | -168400337.6198 | -31944051.4342 | 400777067.9059
[18 empty] | -125887488.3107 | -23879740.7319 | 2038 | -171936744.7098 | -177350214.1227 | -171936744.7098 | -32614876.5144 | 409193386.3319
[20 empty] | 2039 | -175547416.3487 | -181074568.6192 | -175547416.3487 | -33299788.9212 | 417786447.4449
[20 empty] | 2040 | -145840175.6125 | -152471795.4815 | -145840175.6125 | -33999084.4885 | 426559962.8412
[20 empty] | 2041 | -182997824.246 | -188759554.386 | -182997824.246 | -34713065.2628 | 435517722.0609
[20 empty] | 2042 | -186840778.5551 | -192723505.0281 | -186840778.5551 | -35442039.6333 | 444663594.2242
[20 empty] | 2043 | -190764434.9048 | -196770698.6337 | -190764434.9048 | -36186322.4656 | 454001529.7029
[20 empty] | 2044 | -143145588.0062 | -143128049.8497 | -143145588.0062 | -36946235.2374 | 463535561.8266
[20 empty] | 2045 | -198860668.2866 | -205121843.8544 | -198860668.2866 | -37722106.1773 | 473269808.625
[20 empty] | 2046 | -203036742.3206 | -209429402.5754 | -203036742.3206 | -38514270.4071 | 483208474.6061
[20 empty] | 2047 | -207300513.9093 | -213827420.0294 | -207300513.9093 | -39323070.0856 | 493355852.5729
[20 empty] | 2048 | -211653824.7014 | -218317795.8501 | -211653824.7014 | -40148854.5574 | 503716325.4769
[20 empty] | 2049 | -216098555.0201 | -222902469.5629 | -216098555.0201 | -40991980.5031 | 514294368.3119
[20 empty] | 2050 | -220636624.6756 | -227583421.4237 | -220636624.6756 | -41852812.0937 | 525094550.0465
[20 empty] | 2051 | -225269993.7938 | -232362673.2736 | -225269993.7938 | -42731721.1476 | 536121535.5974
[20 empty] | 2052 | -230000663.6634 | -237242289.4124 | -230000663.6634 | -43629087.2917 | 547380087.845
[20 empty] | 2053 | -234830677.6004 | -242224377.49 | -234830677.6004 | -44545298.1249 | 558875069.6897
[20 empty] | 2054 | -239762121.83 | -247311089.4173 | -239762121.83 | -45480749.3855 | 570611446.1532
[20 empty] | 2055 | -244797126.3884 | -252504622.2951 | -244797126.3884 | -46435845.1226 | 582594286.5224
[20 empty] | 2056 | -249937866.0425 | -257807219.3633 | -249937866.0425 | -47410997.8702 | 594828766.5394
[20 empty] | 2057 | -255186561.2294 | -263221170.9699 | -255186561.2294 | -48406628.8254 | 607320170.6367
[20 empty] | 2058 | -260545479.0153 | -268748815.5603 | -260545479.0153 | -49423168.0308 | 620073894.2201
[20 empty] | 2059 | -266016934.0746 | -274392540.6871 | -266016934.0746 | -50461054.5594 | 633095445.9987
[20 empty] | 2060 | -271603289.6901 | -280154784.0415 | -271603289.6901 | -51520736.7052 | 646390450.3647
[20 empty] | 2061 | -277306958.7736 | -286038034.5064 | -277306958.7736 | -52602672.176 | 659964649.8223
[20 empty] | 2062 | -283130404.9079 | -292044833.231 | -283130404.9079 | -53707328.2917 | 673823907.4686
[20 empty] | 2063 | -289076143.411 | -298177774.7288 | -289076143.411 | -54835182.1858 | 687974209.5254

## #3-Without Volatility
Model Results from GSVM
In Nominal Dollar in USD$ | Total Variable Decision Cost_With Dawn Corunna | Total Variable Decision Cost_Without Dawn Corunna | Total Variable Cost Delta | In Nominal Dollar in CAD$ | Total Variable Decision Cost_With Dawn Corunna | Total Variable Decision Cost_Without Dawn Corunna | Total Variable Cost Delta | In Real Dollar in CAD$ | Total Variable Decision Cost_With Dawn Corunna | Total Variable Decision Cost_Without Dawn Corunna | Total Variable Cost Delta
2024 | 1377960281.5829 | 1429687880.7611 | -51727599.1782 | 2024 | 1791348366.0578 | 1858594244.9895 | -67245878.9316 | 2024 | 1754503786.5405 | 1820366547.4921 | -65862760.9517
2025 | 1337741934.7613 | 1398998227.2649 | -61256292.5036 | 2025 | 1739064515.1896 | 1818697695.4443 | -79633180.2547 | 2025 | 1668261815.4789 | 1744652882.4598 | -76391066.9809
2026 | 1245523266.9605 | 1311516400.3232 | -65993133.3627 | 2026 | 1619180247.0486 | 1704971320.4202 | -85791073.3715 | 2026 | 1521310878.5478 | 1601916415.4794 | -80605536.9316
2027 | 1277178260.6859 | 1346772130.1404 | -69593869.4545 | 2027 | 1660331738.8917 | 1750803769.1825 | -90472030.2908 | 2027 | 1527889342.6318 | 1611144542.5714 | -83255199.9397
2028 | 1348165063.4091 | 1413278940.027 | -65113876.6179 | 2028 | 1752614582.4318 | 1837262622.0351 | -84648039.6033 | 2028 | 1579638501.1947 | 1655932116.316 | -76293615.1213
2029 | 1457270484.7477 | 1521202933.3452 | -63932448.5975 | 2029 | 1894451630.172 | 1977563813.3488 | -83112183.1767 | 2029 | 1672357293.8769 | 1745725894.8652 | -73368600.9883
2030 | 1502559351.3187 | 1574663962.9433 | -72104611.6246 | 2030 | 1953327156.7144 | 2047063151.8263 | -93735995.112 | 2030 | 1688864447.5172 | 1769909442.4906 | -81044994.9734
2031 | 1589291699.5164 | 1665143708.0184 | -75852008.5019 | 2031 | 2066079209.3714 | 2164686820.4239 | -98607611.0525 | 2031 | 1749609107.7495 | 1833112573.4484 | -83503465.6989
2032 | 1682551862.6806 | 1763552391.3541 | -81000528.6735 | 2032 | 2187317421.4848 | 2292618108.7604 | -105300687.2756 | 2032 | 1814178990.7073 | 1901516243.4928 | -87337252.7855
2033 | 1775309990.5137 | 1857887395.7275 | -82577405.2139 | 2033 | 2307902987.6678 | 2415253614.4458 | -107350626.778 | 2033 | 1874822377.3674 | 1962028537.411 | -87206160.0437
2034 | 1888867759.0161 | 1974295929.4921 | -85428170.476 | 2034 | 2455528086.7209 | 2566584708.3398 | -111056621.6189 | 2034 | 1953717394.0608 | 2042078530.9404 | -88361136.8796
2035 | 1929383004.0122 | 2022125357.1511 | -92742353.1388 | 2035 | 2508197905.2159 | 2628762964.2964 | -120565059.0805 | 2035 | 1954577502.9185 | 2048530915.2975 | -93953412.3789
2040 | 2131187177.2113 | 2298174606.0078 | -166987428.7965 | 2040 | 2770543330.3747 | 2987626987.8102 | -217083657.4355 | 2040 | 1945930527.576 | 2098402323.0575 | -152471795.4815
2044 | 2364032808.5304 | 2534374904.0196 | -170342095.4892 | 2044 | 3073242651.0896 | 3294687375.2255 | -221444724.136 | 2044 | 1986352255.9939 | 2129480305.8436 | -143128049.8497
-129851085.9034
|  |  |  | Year | Incremental Gas Supply Cash Flow
|  |  |  | 2024 | -67245878.9316
|  |  |  | 2025 | -79633180.2547
|  |  |  | 2026 | -85791073.3715
|  |  |  | 2027 | -90472030.2908
|  |  |  | 2028 | -84648039.6033
|  |  |  | 2029 | -83112183.1767
|  |  |  | 2030 | -93735995.112
|  |  |  | 2031 | -98607611.0525
|  |  |  | 2032 | -105300687.2756
|  |  |  | 2033 | -107350626.778
|  |  |  | 2034 | -111056621.6189
|  |  |  | 2035 | -120565059.0805
|  |  |  | 2036 | -170129737.9158
|  |  |  | 2037 | -173702462.412
|  |  |  | 2038 | -177350214.1227
|  |  |  | 2039 | -181074568.6192
|  |  |  | 2040 | -152471795.4815
|  |  |  | 2041 | -188759554.386
|  |  |  | 2042 | -192723505.0281
|  |  |  | 2043 | -196770698.6337
|  |  |  | 2044 | -143128049.8497
|  |  |  | 2045 | -205121843.8544
|  |  |  | 2046 | -209429402.5754
|  |  |  | 2047 | -213827420.0294
|  |  |  | 2048 | -218317795.8501
|  |  |  | 2049 | -222902469.5629
|  |  |  | 2050 | -227583421.4237
|  |  |  | 2051 | -232362673.2736
|  |  |  | 2052 | -237242289.4124
|  |  |  | 2053 | -242224377.49
|  |  |  | 2054 | -247311089.4173
|  |  |  | 2055 | -252504622.2951
|  |  |  | 2056 | -257807219.3633
|  |  |  | 2057 | -263221170.9699
|  |  |  | 2058 | -268748815.5603
|  |  |  | 2059 | -274392540.6871
|  |  |  | 2060 | -280154784.0415
|  |  |  | 2061 | -286038034.5064
|  |  |  | 2062 | -292044833.231
|  |  |  | 2063 | -298177774.7288

## Option 4 Delivered Service
| Cost Estimation-Annual Cash Flow | [9 empty] | High Cost Estimation
| Year | Total Portfolio Cost without Replacement | Incremental Infrastructure Costs | Incremental Storage Capacity Cost | Incremental Delivered Service Cost | Incremental Pipeline Capacity Release | Incremental Commodity Cost | Total Incremental Costs | Total Portfolio Cost + Incremental Contract Cost in Option |  | Year | Total Portfolio Cost without Replacement | Incremental Infrastructure Costs | Incremental Storage Capacity Cost | Incremental Delivered Service Cost | Incremental Pipeline Capacity Release | Incremental Commodity Cost | Total Incremental Costs | Total Portfolio Cost + Incremental Contract Cost in Option
| NPV Summary | [9 empty] | NPV Summary
| NPV 2024-2063 | 46581647168.7669 | 0 | 0 | 620377975.172 | 0 | 0 | 620377975.172 | 47822403119.111 |  | NPV 2024-2063 | 46581647168.7669 | 0 | 0 | 1613255711.7665 | 0 | 0 | 1613255711.7665 | 49808158592.3
| NPV 2024-2043 | 28410150180.2261 | 0 | 0 | 392670436.6305 | 0 | 0 | 392670436.6305 | 29195491053.487 |  | NPV 2024-2043 | 28410150180.2261 | 0 | 0 | 1021115916.5673 | 0 | 0 | 1021115916.5673 | 30452382013.3606
| Cash Flow | [9 empty] | Cash Flow
| 2024 | 1826961778.6623 | 0 | 0 | 26358411.9534 | 0 | 0 | 26358411.9534 | 1879678602.5692 |  | 2024 | 1826961778.6623 | 0 | 0 | 68543469.2055 | 0 | 0 | 68543469.2055 | 1964048717.0733
| 2025 | 1786014333.5901 | 0 | 0 | 26911938.6045 | 0 | 0 | 26911938.6045 | 1839838210.7991 |  | 2025 | 1786014333.5901 | 0 | 0 | 69982882.0588 | 0 | 0 | 69982882.0588 | 1925980097.7078
| 2026 | 1677868083.2318 | 0 | 0 | 27477089.3152 | 0 | 0 | 27477089.3152 | 1732822261.8621 |  | 2026 | 1677868083.2318 | 0 | 0 | 71452522.5821 | 0 | 0 | 71452522.5821 | 1820773128.3959
| 2027 | 1720814134.1862 | 0 | 0 | 28054108.1908 | 0 | 0 | 28054108.1908 | 1776922350.5678 |  | 2027 | 1720814134.1862 | 0 | 0 | 72953025.5563 | 0 | 0 | 72953025.5563 | 1866720185.2988
| 2028 | 1808659168.3401 | 0 | 0 | 28643244.4628 | 0 | 0 | 28643244.4628 | 1865945657.2657 |  | 2028 | 1808659168.3401 | 0 | 0 | 74485039.093 | 0 | 0 | 74485039.093 | 1957629246.526
| 2029 | 1935201162.7737 | 0 | 0 | 29244752.5965 | 0 | 0 | 29244752.5965 | 1993690667.9667 |  | 2029 | 1935201162.7737 | 0 | 0 | 76049224.9139 | 0 | 0 | 76049224.9139 | 2087299612.6015
| 2030 | 2010281259.4291 | 0 | 0 | 29858892.401 | 0 | 0 | 29858892.401 | 2069999044.2312 |  | 2030 | 2010281259.4291 | 0 | 0 | 77646258.6371 | 0 | 0 | 77646258.6371 | 2165573776.7034
| 2031 | 2135352144.5802 | 0 | 0 | 30485929.1414 | 0 | 0 | 30485929.1414 | 2196324002.8631 |  | 2031 | 2135352144.5802 | 0 | 0 | 79276830.0685 | 0 | 0 | 79276830.0685 | 2293905804.7172
| 2032 | 2253009717.1928 | 0 | 0 | 31126133.6534 | 0 | 0 | 31126133.6534 | 2315261984.4997 |  | 2032 | 2253009717.1928 | 0 | 0 | 80941643.4999 | 0 | 0 | 80941643.4999 | 2414893004.1927
| 2033 | 2382783747.417 | 0 | 0 | 31779782.4601 | 0 | 0 | 31779782.4601 | 2446343312.3373 |  | 2033 | 2382783747.417 | 0 | 0 | 82641418.0134 | 0 | 0 | 82641418.0134 | 2548066583.4439
| 2034 | 2526480189.6508 | 0 | 0 | 32447157.8918 | 0 | 0 | 32447157.8918 | 2591374505.4344 |  | 2034 | 2526480189.6508 | 0 | 0 | 84376887.7917 | 0 | 0 | 84376887.7917 | 2695233965.2342
| 2035 | 2579809313.9065 | 0 | 0 | 33128548.2075 | 0 | 0 | 33128548.2075 | 2646066410.3215 |  | 2035 | 2579809313.9065 | 0 | 0 | 86148802.4353 | 0 | 0 | 86148802.4353 | 2752106918.7772
| 2036 | 2699239645.3725 | 0 | 0 | 33824247.7199 | 0 | 0 | 33824247.7199 | 2766888140.8123 |  | 2036 | 2699239645.3725 | 0 | 0 | 87957927.2865 | 0 | 0 | 87957927.2865 | 2875155499.9455
| 2037 | 2755923677.9253 | 0 | 0 | 34534556.922 | 0 | 0 | 34534556.922 | 2824992791.7693 |  | 2037 | 2755923677.9253 | 0 | 0 | 89805043.7595 | 0 | 0 | 89805043.7595 | 2935533765.4443
| 2038 | 2813798075.1618 | 0 | 0 | 35259782.6174 | 0 | 0 | 35259782.6174 | 2884317640.3965 |  | 2038 | 2813798075.1618 | 0 | 0 | 91690949.6784 | 0 | 0 | 91690949.6784 | 2997179974.5187
| 2039 | 2872887834.7402 | 0 | 0 | 36000238.0523 | 0 | 0 | 36000238.0523 | 2944888310.8448 |  | 2039 | 2872887834.7402 | 0 | 0 | 93616459.6217 | 0 | 0 | 93616459.6217 | 3060120753.9835
| 2040 | 2933218479.2697 | 0 | 0 | 36756243.0514 | 0 | 0 | 36756243.0514 | 3006730965.3726 |  | 2040 | 2933218479.2697 | 0 | 0 | 95582405.2737 | 0 | 0 | 95582405.2737 | 3124383289.8172
| 2041 | 2994816067.3344 | 0 | 0 | 37528124.1555 | 0 | 0 | 37528124.1555 | 3069872315.6454 |  | 2041 | 2994816067.3344 | 0 | 0 | 97589635.7845 | 0 | 0 | 97589635.7845 | 3189995338.9034
| 2042 | 3057707204.7484 | 0 | 0 | 38316214.7628 | 0 | 0 | 38316214.7628 | 3134339634.2739 |  | 2042 | 3057707204.7484 | 0 | 0 | 99639018.136 | 0 | 0 | 99639018.136 | 3256985241.0203
| 2043 | 3121919056.0481 | 0 | 0 | 39120855.2728 | 0 | 0 | 39120855.2728 | 3200160766.5937 |  | 2043 | 3121919056.0481 | 0 | 0 | 101731437.5168 | 0 | 0 | 101731437.5168 | 3325381931.0818
| 2044 | 3187479356.2251 | 0 | 0 | 39942393.2335 | 0 | 0 | 39942393.2335 | 3267364142.6922 |  | 2044 | 3187479356.2251 | 0 | 0 | 103867797.7047 | 0 | 0 | 103867797.7047 | 3395214951.6345
| 2045 | 3254416422.7058 | 0 | 0 | 40781183.4914 | 0 | 0 | 40781183.4914 | 3335978789.6887 |  | 2045 | 3254416422.7058 | 0 | 0 | 106049021.4565 | 0 | 0 | 106049021.4565 | 3466514465.6188
| 2046 | 3322759167.5827 | 0 | 0 | 41637588.3447 | 0 | 0 | 41637588.3447 | 3406034344.2722 |  | 2046 | 3322759167.5827 | 0 | 0 | 108276050.9071 | 0 | 0 | 108276050.9071 | 3539311269.3968
| 2047 | 3392537110.1019 | 0 | 0 | 42511977.7 | 0 | 0 | 42511977.7 | 3477561065.5019 |  | 2047 | 3392537110.1019 | 0 | 0 | 110549847.9761 | 0 | 0 | 110549847.9761 | 3613636806.0541
| 2048 | 3463780389.414 | 0 | 0 | 43404729.2317 | 0 | 0 | 43404729.2317 | 3550589847.8774 |  | 2048 | 3463780389.414 | 0 | 0 | 112871394.7836 | 0 | 0 | 112871394.7836 | 3689523178.9813
| 2049 | 3536519777.5917 | 0 | 0 | 44316228.5456 | 0 | 0 | 44316228.5456 | 3625152234.6828 |  | 2049 | 3536519777.5917 | 0 | 0 | 115241694.0741 | 0 | 0 | 115241694.0741 | 3767003165.7399
| 2050 | 3610786692.9212 | 0 | 0 | 45246869.345 | 0 | 0 | 45246869.345 | 3701280431.6112 |  | 2050 | 3610786692.9212 | 0 | 0 | 117661769.6496 | 0 | 0 | 117661769.6496 | 3846110232.2204
| 2051 | 3686613213.4725 | 0 | 0 | 46197053.6013 | 0 | 0 | 46197053.6013 | 3779007320.675 |  | 2051 | 3686613213.4725 | 0 | 0 | 120132666.8123 | 0 | 0 | 120132666.8123 | 3926878547.097
| 2052 | 3764032090.9554 | 0 | 0 | 47167191.7269 | 0 | 0 | 47167191.7269 | 3858366474.4092 |  | 2052 | 3764032090.9554 | 0 | 0 | 122655452.8153 | 0 | 0 | 122655452.8153 | 4009342996.5861
| 2053 | 3843076764.8655 | 0 | 0 | 48157702.7531 | 0 | 0 | 48157702.7531 | 3939392170.3718 |  | 2053 | 3843076764.8655 | 0 | 0 | 125231217.3244 | 0 | 0 | 125231217.3244 | 4093539199.5144
| 2054 | 3923781376.9277 | 0 | 0 | 49169014.511 | 0 | 0 | 49169014.511 | 4022119405.9496 |  | 2054 | 3923781376.9277 | 0 | 0 | 127861072.8883 | 0 | 0 | 127861072.8883 | 4179503522.7042
| 2055 | 4006180785.8431 | 0 | 0 | 50201563.8157 | 0 | 0 | 50201563.8157 | 4106583913.4745 |  | 2055 | 4006180785.8431 | 0 | 0 | 130546155.4189 | 0 | 0 | 130546155.4189 | 4267273096.681
| 2056 | 4090310582.3459 | 0 | 0 | 51255796.6558 | 0 | 0 | 51255796.6558 | 4192822175.6575 |  | 2056 | 4090310582.3459 | 0 | 0 | 133287624.6827 | 0 | 0 | 133287624.6827 | 4356885831.7113
| 2057 | 4176207104.5751 | 0 | 0 | 52332168.3856 | 0 | 0 | 52332168.3856 | 4280871441.3463 |  | 2057 | 4176207104.5751 | 0 | 0 | 136086664.801 | 0 | 0 | 136086664.801 | 4448380434.1772
| 2058 | 4263907453.7712 | 0 | 0 | 53431143.9217 | 0 | 0 | 53431143.9217 | 4370769741.6146 |  | 2058 | 4263907453.7712 | 0 | 0 | 138944484.7619 | 0 | 0 | 138944484.7619 | 4541796423.2949
| 2059 | 4353449510.3004 | 0 | 0 | 54553197.944 | 0 | 0 | 54553197.944 | 4462555906.1885 |  | 2059 | 4353449510.3004 | 0 | 0 | 141862318.9419 | 0 | 0 | 141862318.9419 | 4637174148.1841
| 2060 | 4444871950.0167 | 0 | 0 | 55698815.1009 | 0 | 0 | 55698815.1009 | 4556269580.2184 |  | 2060 | 4444871950.0167 | 0 | 0 | 144841427.6396 | 0 | 0 | 144841427.6396 | 4734554805.296
| 2061 | 4538214260.967 | 0 | 0 | 56868490.218 | 0 | 0 | 56868490.218 | 4651951241.403 |  | 2061 | 4538214260.967 | 0 | 0 | 147883097.6201 | 0 | 0 | 147883097.6201 | 4833980456.2072
| 2062 | 4633516760.4474 | 0 | 0 | 58062728.5126 | 0 | 0 | 58062728.5126 | 4749642217.4725 |  | 2062 | 4633516760.4474 | 0 | 0 | 150988642.6701 | 0 | 0 | 150988642.6701 | 4935494045.7875
| 2063 | 4730820612.4167 | 0 | 0 | 59282045.8113 | 0 | 0 | 59282045.8113 | 4849384704.0394 |  | 2063 | 4730820612.4167 | 0 | 0 | 154159404.1662 | 0 | 0 | 154159404.1662 | 5039139420.7491
| NPV Calculation | [9 empty] | NPV Calculation
| Year | NPV | Initial Investment | [7 empty] | Year | NPV | Initial Investment
1 | 2024 | 25122390.3483 | [7 empty] | 1 | 2024 | 65329269.1627
2 | 2025 | 49569550.6091 | [7 empty] | 2 | 2025 | 128902642.9857
3 | 2026 | 73359629.3608 | [7 empty] | 3 | 2026 | 190767315.7586
4 | 2027 | 96510287.3911 | [7 empty] | 4 | 2027 | 250969213.3007
5 | 2028 | 119038710.808 | [7 empty] | 5 | 2028 | 309553027.0544
6 | 2029 | 140961623.7976 | [7 empty] | 6 | 2029 | 366562247.2627
7 | 2030 | 162295301.0396 | [7 empty] | 7 | 2030 | 422039195.2543
8 | 2031 | 183055579.7893 | [7 empty] | 8 | 2031 | 476025054.861
9 | 2032 | 203257871.6339 | [7 empty] | 9 | 2032 | 528559902.9914
10 | 2033 | 222917173.9341 | [7 empty] | 10 | 2033 | 579682739.3821
11 | 2034 | 242048080.9571 | [7 empty] | 11 | 2034 | 629431515.5496
12 | 2035 | 260664794.7108 | [7 empty] | 12 | 2035 | 677843162.9638
13 | 2036 | 278781135.4872 | [7 empty] | 13 | 2036 | 724953620.4647
14 | 2037 | 296410552.1215 | [7 empty] | 14 | 2037 | 770797860.9416
15 | 2038 | 313566131.9763 | [7 empty] | 15 | 2038 | 815409917.296
16 | 2039 | 330260610.6569 | [7 empty] | 16 | 2039 | 858822907.7056
17 | 2040 | 346506381.466 | [7 empty] | 17 | 2040 | 901069060.2105
18 | 2041 | 362315504.6037 | [7 empty] | 18 | 2041 | 942179736.6379
19 | 2042 | 377699716.1207 | [7 empty] | 19 | 2042 | 982185455.8833
20 | 2043 | 392670436.6305 | [7 empty] | 20 | 2043 | 1021115916.5673
21 | 2044 | 407238779.7876 | [7 empty] | 21 | 2044 | 1059000019.0819
22 | 2045 | 421415560.5381 | [7 empty] | 22 | 2045 | 1095865887.0455
23 | 2046 | 435211303.148 | [7 empty] | 23 | 2046 | 1131740888.1805
24 | 2047 | 448636249.0159 | [7 empty] | 24 | 2047 | 1166651654.63
25 | 2048 | 461700364.2763 | [7 empty] | 25 | 2048 | 1200624102.7285
26 | 2049 | 474413347.1974 | [7 empty] | 26 | 2049 | 1233683452.241
27 | 2050 | 486784635.3813 | [7 empty] | 27 | 2050 | 1265854245.0854
28 | 2051 | 498823412.7695 | [7 empty] | 28 | 2051 | 1297160363.551
29 | 2052 | 510538616.4612 | [7 empty] | 29 | 2052 | 1327625048.0281
30 | 2053 | 521938943.3476 | [7 empty] | 30 | 2053 | 1357270914.2606
31 | 2054 | 533032856.5682 | [7 empty] | 31 | 2054 | 1386119970.1349
32 | 2055 | 543828591.7933 | [7 empty] | 32 | 2055 | 1414193632.018
33 | 2056 | 554334163.3382 | [7 empty] | 33 | 2056 | 1441512740.6556
34 | 2057 | 564557370.1122 | [7 empty] | 34 | 2057 | 1468097576.644
35 | 2058 | 574505801.4087 | [7 empty] | 35 | 2058 | 1493967875.4852
36 | 2059 | 584186842.5388 | [7 empty] | 36 | 2059 | 1519142842.2378
37 | 2060 | 593607680.3141 | [7 empty] | 37 | 2060 | 1543641165.7742
38 | 2061 | 602775308.3818 | [7 empty] | 38 | 2061 | 1567481032.6543
39 | 2062 | 611696532.4163 | [7 empty] | 39 | 2062 | 1590680140.6268
40 | 2063 | 620377975.172 | [7 empty] | 40 | 2063 | 1613255711.7665
Note on I3: Mi, Niki: includes variable fuel costs
Note on S3: Mi, Niki: includes variable fuel costs

## #4 Delivered Service
Low Cost Estimation | 3.7185 | High Cost Estimation | 3.7185
Commodity Cost Adder | 0 | Commodity Cost Adder | 5.9512
Total Cost | 3.7185 | Total Cost | 9.6697
Days in A Year | 10 | Days in A Year | 10
Capacity (GJ) | 666000 | Capacity (GJ) | 666000
NPV | 620377975.172 | NPV | 1613255711.7665
Year | Annual Cash Flow | Year | Annual Cash Flow
2024 | 26358411.9534 | 2024 | 68543469.2055
2025 | 26911938.6045 | 2025 | 69982882.0588
2026 | 27477089.3152 | 2026 | 71452522.5821
2027 | 28054108.1908 | 2027 | 72953025.5563
2028 | 28643244.4628 | 2028 | 74485039.093
2029 | 29244752.5965 | 2029 | 76049224.9139
2030 | 29858892.401 | 2030 | 77646258.6371
2031 | 30485929.1414 | 2031 | 79276830.0685
2032 | 31126133.6534 | 2032 | 80941643.4999
2033 | 31779782.4601 | 2033 | 82641418.0134
2034 | 32447157.8918 | 2034 | 84376887.7917
2035 | 33128548.2075 | 2035 | 86148802.4353
2036 | 33824247.7199 | 2036 | 87957927.2865
2037 | 34534556.922 | 2037 | 89805043.7595
2038 | 35259782.6174 | 2038 | 91690949.6784
2039 | 36000238.0523 | 2039 | 93616459.6217
2040 | 36756243.0514 | 2040 | 95582405.2737
2041 | 37528124.1555 | 2041 | 97589635.7845
2042 | 38316214.7628 | 2042 | 99639018.136
2043 | 39120855.2728 | 2043 | 101731437.5168
2044 | 39942393.2335 | 2044 | 103867797.7047
2045 | 40781183.4914 | 2045 | 106049021.4565
2046 | 41637588.3447 | 2046 | 108276050.9071
2047 | 42511977.7 | 2047 | 110549847.9761
2048 | 43404729.2317 | 2048 | 112871394.7836
2049 | 44316228.5456 | 2049 | 115241694.0741
2050 | 45246869.345 | 2050 | 117661769.6496
2051 | 46197053.6013 | 2051 | 120132666.8123
2052 | 47167191.7269 | 2052 | 122655452.8153
2053 | 48157702.7531 | 2053 | 125231217.3244
2054 | 49169014.511 | 2054 | 127861072.8883
2055 | 50201563.8157 | 2055 | 130546155.4189
2056 | 51255796.6558 | 2056 | 133287624.6827
2057 | 52332168.3856 | 2057 | 136086664.801
2058 | 53431143.9217 | 2058 | 138944484.7619
2059 | 54553197.944 | 2059 | 141862318.9419
2060 | 55698815.1009 | 2060 | 144841427.6396
2061 | 56868490.218 | 2061 | 147883097.6201
2062 | 58062728.5126 | 2062 | 150988642.6701
2063 | 59282045.8113 | 2063 | 154159404.1662
Note on G3: Delta of top 10 days commodity price between Iroquois and Dawn (2015-2022 winter)