## Introduction
Review of Enbridge Gas' stage 2 analysis of the economics of natural gas and electrified alternatives for customers in the Ontario Panhandle
This is an adjusted version of Enbridge Gas' I.ED.14 Attachement 1 spreadsheet.
The analysis was split into three building types: residential, commercial and industrial.
The cells that were changed are highlighted in green and the rationale for the changes are detailed in the leftmost column.
The additional information sheet describes how the weighted average space and water heating efficiency was calculated and describes the assumptions used in the analysis
Abbreviations used
AC = air conditioner
ccASHP = cold climate air source heat pump
EF = energy factor, a measure of water heater efficiency
HPWH = heat pump water heater

## Exhibit I.ED.14a res
Changes made
[5 empty] | 2023 | 2024 | 2025 | 2026 | 2027 | 2028 | 2029 | 2030 | 2031 | 2032 | 2033 | 2034 | 2035 | 2036 | 2037 | 2038 | 2039 | 2040 | 2041 | 2042 | 2043 | 2044 | 2045 | 2046 | 2047 | 2048 | 2049 | 2050 | 2051 | 2052 | 2053 | 2054 | 2055 | 2056 | 2057 | 2058 | 2059 | 2060 | 2061 | 2062 | 2063 | 2064 | 2065 | 2066 | 2067 | 2068 | 2069 | 2070 | 2071 | 2072 | 2073 | 2074 | 2075 | 2076 | 2077 | 2078 | 2079 | 2080 | 2081 | 2082
| Incremental Growth | Constant | Units | Total | 1 | 2 | 3 | 4 | 5 | 6 | 7 | 8 | 9 | 10 | 11 | 12 | 13 | 14 | 15 | 16 | 17 | 18 | 19 | 20 | 21 | 22 | 23 | 24 | 25 | 26 | 27 | 28 | 29 | 30 | 31 | 32 | 33 | 34 | 35 | 36 | 37 | 38 | 39 | 40 | 41 | 42 | 43 | 44 | 45 | 46 | 47 | 48 | 49 | 50 | 51 | 52 | 53 | 54 | 55 | 56 | 57 | 58 | 59 | 60
| Discount Rate | 4%
| Discount Factor (Mid Period) | 0.5 |  |  | 0.98058 | 0.94287 | 0.9066 | 0.87173 | 0.8382 | 0.80597 | 0.77497 | 0.74516 | 0.7165 | 0.68894 | 0.66245 | 0.63697 | 0.61247 | 0.58891 | 0.56626 | 0.54448 | 0.52354 | 0.5034 | 0.48404 | 0.46543 | 0.44752 | 0.43031 | 0.41376 | 0.39785 | 0.38255 | 0.36783 | 0.35368 | 0.34008 | 0.327 | 0.31442 | 0.30233 | 0.2907 | 0.27952 | 0.26877 | 0.25843 | 0.24849 | 0.23894 | 0.22975 | 0.22091 | 0.21241 | 0.20424 | 0.19639 | 0.18884 | 0.18157 | 0.17459 | 0.16787 | 0.16142 | 0.15521 | 0.14924 | 0.1435 | 0.13798 | 0.13267 | 0.12757 | 0.12266 | 0.11795 | 0.11341 | 0.10905 | 0.10485 | 0.10082 | 0.096943 | 1.0198 | 1.0198 | 1.0198 | 1.0198 | 1.0198 | 1.0198 | 1.0198 | 1.0198 | 1.0198 | 1.0198 | 1.0198 | 1.0198 | 1.0198 | 1.0198 | 1.0198 | 1.0198 | 1.0198 | 1.0198 | 1.0198 | 1.0198 | 1.0198 | 1.0198 | 1.0198 | 1.0198 | 1.0198 | 1.0198 | 1.0198 | 1.0198 | 1.0198 | 1.0198 | 1.0198 | 1.0198 | 1.0198 | 1.0198 | 1.0198 | 1.0198 | 1.0198 | 1.0198 | 1.0198 | 1.0198 | 1.0198 | 1.0198 | 1.0198 | 1.0198 | 1.0198 | 1.0198 | 1.0198 | 1.0198 | 1.0198 | 1.0198 | 1.0198 | 1.0198 | 1.0198 | 1.0198 | 1.0198 | 1.0198 | 1.0198 | 1.0198 | 1.0198 | 1.0198 | 1.0198 | 1.0198 | 1.0198 | 1.0198 | 1.0198 | 1.0198 | 1.0198 | 1.0198 | 1.0198 | 1.0198 | 1.0198 | 1.0198 | 1.0198 | 1.0198 | 1.0198 | 1.0198 | 1.0198 | 1.0198 | 1.0198 | 1.0198 | 1.0198 | 1.0198 | 1.0198 | 1.0198 | 1.0198 | 1.0198 | 1.0198 | 1.0198 | 1.0198 | 1.0198 | 1.0198 | 1.0198 | 1.0198 | 1.0198 | 1.0198 | 1.0198 | 1.0198 | 1.0198 | 1.0198 | 1.0198 | 1.0198 | 1.0198 | 1.0198 | 1.0198 | 1.0198 | 1.0198 | 1.0198 | 1.0198 | 1.0198 | 1.0198 | 1.0198 | 1.0198 | 1.0198 | 1.0198 | 1.0198 | 1.0198 | 1.0198 | 1.0198 | 1.0198 | 1.0198 | 1.0198 | 1.0198 | 1.0198 | 1.0198 | 1.0198 | 1.0198 | 1.0198 | 1.0198 | 1.0198 | 1.0198 | 1.0198 | 1.0198 | 1.0198 | 1.0198 | 1.0198 | 1.0198 | 1.0198 | 1.0198 | 1.0198 | 1.0198 | 1.0198 | 1.0198 | 1.0198 | 1.0198 | 1.0198 | 1.0198 | 1.0198 | 1.0198 | 1.0198 | 1.0198 | 1.0198 | 1.0198 | 1.0198 | 1.0198 | 1.0198 | 1.0198 | 1.0198 | 1.0198 | 1.0198 | 1.0198 | 1.0198 | 1.0198 | 1.0198 | 1.0198 | 1.0198 | 1.0198 | 1.0198 | 1.0198 | 1.0198 | 1.0198 | 1.0198 | 1.0198 | 1.0198 | 1.0198 | 1.0198 | 1.0198 | 1.0198 | 1.0198 | 1.0198 | 1.0198 | 1.0198 | 1.0198 | 1.0198 | 1.0198 | 1.0198 | 1.0198 | 1.0198 | 1.0198 | 1.0198 | 1.0198 | 1.0198 | 1.0198 | 1.0198 | 1.0198 | 1.0198 | 1.0198 | 1.0198 | 1.0198 | 1.0198 | 1.0198 | 1.0198 | 1.0198 | 1.0198 | 1.0198 | 1.0198 | 1.0198 | 1.0198 | 1.0198 | 1.0198 | 1.0198 | 1.0198 | 1.0198 | 1.0198 | 1.0198 | 1.0198 | 1.0198 | 1.0198 | 1.0198 | 1.0198 | 1.0198 | 1.0198 | 1.0198 | 1.0198 | 1.0198 | 1.0198 | 1.0198 | 1.0198 | 1.0198 | 1.0198 | 1.0198 | 1.0198 | 1.0198 | 1.0198 | 1.0198 | 1.0198 | 1.0198 | 1.0198 | 1.0198 | 1.0198 | 1.0198 | 1.0198 | 1.0198 | 1.0198 | 1.0198 | 1.0198 | 1.0198 | 1.0198 | 1.0198 | 1.0198 | 1.0198 | 1.0198 | 1.0198 | 1.0198 | 1.0198 | 1.0198 | 1.0198 | 1.0198 | 1.0198 | 1.0198 | 1.0198 | 1.0198 | 1.0198 | 1.0198 | 1.0198 | 1.0198 | 1.0198 | 1.0198 | 1.0198 | 1.0198 | 1.0198 | 1.0198 | 1.0198 | 1.0198 | 1.0198 | 1.0198 | 1.0198 | 1.0198 | 1.0198 | 1.0198 | 1.0198 | 1.0198 | 1.0198 | 1.0198 | 1.0198 | 1.0198 | 1.0198 | 1.0198 | 1.0198 | 1.0198 | 1.0198 | 1.0198 | 1.0198 | 1.0198 | 1.0198 | 1.0198 | 1.0198 | 1.0198 | 1.0198 | 1.0198 | 1.0198 | 1.0198 | 1.0198 | 1.0198 | 1.0198 | 1.0198 | 1.0198 | 1.0198 | 1.0198 | 1.0198 | 1.0198 | 1.0198 | 1.0198 | 1.0198 | 1.0198 | 1.0198 | 1.0198 | 1.0198 | 1.0198 | 1.0198 | 1.0198 | 1.0198 | 1.0198 | 1.0198 | 1.0198 | 1.0198 | 1.0198 | 1.0198 | 1.0198 | 1.0198 | 1.0198 | 1.0198 | 1.0198 | 1.0198 | 1.0198 | 1.0198 | 1.0198 | 1.0198 | 1.0198 | 1.0198 | 1.0198 | 1.0198 | 1.0198 | 1.0198 | 1.0198 | 1.0198 | 1.0198 | 1.0198 | 1.0198 | 1.0198 | 1.0198 | 1.0198 | 1.0198 | 1.0198 | 1.0198 | 1.0198 | 1.0198 | 1.0198 | 1.0198 | 1.0198 | 1.0198 | 1.0198 | 1.0198 | 1.0198 | 1.0198 | 1.0198 | 1.0198 | 1.0198 | 1.0198 | 1.0198 | 1.0198 | 1.0198 | 1.0198 | 1.0198 | 1.0198 | 1.0198 | 1.0198 | 1.0198 | 1.0198 | 1.0198 | 1.0198 | 1.0198 | 1.0198 | 1.0198 | 1.0198 | 1.0198 | 1.0198 | 1.0198 | 1.0198 | 1.0198 | 1.0198 | 1.0198 | 1.0198 | 1.0198 | 1.0198 | 1.0198 | 1.0198 | 1.0198 | 1.0198 | 1.0198 | 1.0198 | 1.0198 | 1.0198 | 1.0198 | 1.0198 | 1.0198 | 1.0198 | 1.0198 | 1.0198 | 1.0198 | 1.0198 | 1.0198 | 1.0198 | 1.0198 | 1.0198 | 1.0198 | 1.0198 | 1.0198 | 1.0198 | 1.0198 | 1.0198 | 1.0198 | 1.0198 | 1.0198 | 1.0198 | 1.0198 | 1.0198 | 1.0198 | 1.0198 | 1.0198 | 1.0198 | 1.0198 | 1.0198 | 1.0198 | 1.0198 | 1.0198 | 1.0198 | 1.0198 | 1.0198 | 1.0198 | 1.0198 | 1.0198 | 1.0198 | 1.0198 | 1.0198 | 1.0198 | 1.0198 | 1.0198 | 1.0198 | 1.0198 | 1.0198 | 1.0198 | 1.0198 | 1.0198 | 1.0198 | 1.0198 | 1.0198 | 1.0198 | 1.0198 | 1.0198 | 1.0198 | 1.0198 | 1.0198 | 1.0198 | 1.0198 | 1.0198 | 1.0198 | 1.0198 | 1.0198 | 1.0198 | 1.0198 | 1.0198 | 1.0198 | 1.0198 | 1.0198 | 1.0198 | 1.0198 | 1.0198 | 1.0198 | 1.0198 | 1.0198 | 1.0198 | 1.0198 | 1.0198 | 1.0198 | 1.0198 | 1.0198 | 1.0198 | 1.0198 | 1.0198 | 1.0198 | 1.0198 | 1.0198 | 1.0198 | 1.0198 | 1.0198 | 1.0198 | 1.0198 | 1.0198 | 1.0198 | 1.0198 | 1.0198 | 1.0198 | 1.0198 | 1.0198 | 1.0198 | 1.0198 | 1.0198 | 1.0198 | 1.0198 | 1.0198 | 1.0198 | 1.0198 | 1.0198 | 1.0198 | 1.0198 | 1.0198 | 1.0198 | 1.0198 | 1.0198 | 1.0198 | 1.0198 | 1.0198 | 1.0198 | 1.0198 | 1.0198 | 1.0198 | 1.0198 | 1.0198 | 1.0198 | 1.0198 | 1.0198 | 1.0198 | 1.0198 | 1.0198 | 1.0198 | 1.0198 | 1.0198 | 1.0198 | 1.0198 | 1.0198 | 1.0198 | 1.0198 | 1.0198 | 1.0198 | 1.0198 | 1.0198 | 1.0198 | 1.0198 | 1.0198 | 1.0198 | 1.0198 | 1.0198 | 1.0198 | 1.0198 | 1.0198 | 1.0198 | 1.0198 | 1.0198 | 1.0198 | 1.0198 | 1.0198 | 1.0198 | 1.0198 | 1.0198 | 1.0198 | 1.0198 | 1.0198 | 1.0198 | 1.0198 | 1.0198 | 1.0198 | 1.0198 | 1.0198 | 1.0198 | 1.0198 | 1.0198 | 1.0198 | 1.0198 | 1.0198 | 1.0198 | 1.0198 | 1.0198 | 1.0198 | 1.0198 | 1.0198 | 1.0198 | 1.0198 | 1.0198 | 1.0198 | 1.0198 | 1.0198 | 1.0198 | 1.0198 | 1.0198 | 1.0198 | 1.0198 | 1.0198 | 1.0198 | 1.0198 | 1.0198 | 1.0198 | 1.0198 | 1.0198 | 1.0198 | 1.0198 | 1.0198 | 1.0198 | 1.0198 | 1.0198 | 1.0198 | 1.0198 | 1.0198 | 1.0198 | 1.0198 | 1.0198 | 1.0198 | 1.0198 | 1.0198 | 1.0198 | 1.0198 | 1.0198 | 1.0198 | 1.0198 | 1.0198 | 1.0198 | 1.0198 | 1.0198 | 1.0198 | 1.0198 | 1.0198 | 1.0198 | 1.0198 | 1.0198 | 1.0198 | 1.0198 | 1.0198 | 1.0198 | 1.0198 | 1.0198 | 1.0198 | 1.0198 | 1.0198 | 1.0198 | 1.0198 | 1.0198 | 1.0198 | 1.0198 | 1.0198 | 1.0198 | 1.0198 | 1.0198 | 1.0198 | 1.0198 | 1.0198 | 1.0198 | 1.0198 | 1.0198 | 1.0198 | 1.0198 | 1.0198 | 1.0198 | 1.0198 | 1.0198 | 1.0198 | 1.0198 | 1.0198 | 1.0198 | 1.0198 | 1.0198 | 1.0198 | 1.0198 | 1.0198 | 1.0198 | 1.0198 | 1.0198 | 1.0198 | 1.0198 | 1.0198 | 1.0198 | 1.0198 | 1.0198 | 1.0198 | 1.0198 | 1.0198 | 1.0198 | 1.0198 | 1.0198 | 1.0198 | 1.0198 | 1.0198 | 1.0198 | 1.0198 | 1.0198 | 1.0198 | 1.0198 | 1.0198 | 1.0198 | 1.0198 | 1.0198 | 1.0198 | 1.0198 | 1.0198 | 1.0198 | 1.0198 | 1.0198 | 1.0198 | 1.0198 | 1.0198 | 1.0198 | 1.0198 | 1.0198 | 1.0198 | 1.0198 | 1.0198 | 1.0198 | 1.0198 | 1.0198 | 1.0198 | 1.0198 | 1.0198 | 1.0198 | 1.0198 | 1.0198 | 1.0198 | 1.0198 | 1.0198 | 1.0198 | 1.0198 | 1.0198 | 1.0198 | 1.0198 | 1.0198 | 1.0198 | 1.0198 | 1.0198 | 1.0198 | 1.0198 | 1.0198 | 1.0198 | 1.0198 | 1.0198 | 1.0198 | 1.0198 | 1.0198 | 1.0198 | 1.0198 | 1.0198 | 1.0198 | 1.0198 | 1.0198 | 1.0198 | 1.0198 | 1.0198 | 1.0198 | 1.0198 | 1.0198 | 1.0198 | 1.0198 | 1.0198 | 1.0198 | 1.0198 | 1.0198 | 1.0198 | 1.0198 | 1.0198 | 1.0198 | 1.0198 | 1.0198 | 1.0198 | 1.0198 | 1.0198 | 1.0198 | 1.0198 | 1.0198 | 1.0198 | 1.0198 | 1.0198 | 1.0198 | 1.0198 | 1.0198 | 1.0198 | 1.0198 | 1.0198 | 1.0198 | 1.0198 | 1.0198 | 1.0198 | 1.0198 | 1.0198 | 1.0198 | 1.0198 | 1.0198 | 1.0198 | 1.0198 | 1.0198 | 1.0198 | 1.0198 | 1.0198 | 1.0198 | 1.0198 | 1.0198 | 1.0198 | 1.0198 | 1.0198 | 1.0198 | 1.0198 | 1.0198 | 1.0198 | 1.0198 | 1.0198 | 1.0198 | 1.0198 | 1.0198 | 1.0198 | 1.0198 | 1.0198 | 1.0198 | 1.0198 | 1.0198 | 1.0198 | 1.0198 | 1.0198 | 1.0198 | 1.0198 | 1.0198 | 1.0198 | 1.0198 | 1.0198 | 1.0198 | 1.0198 | 1.0198 | 1.0198 | 1.0198 | 1.0198 | 1.0198 | 1.0198 | 1.0198 | 1.0198 | 1.0198 | 1.0198 | 1.0198 | 1.0198 | 1.0198 | 1.0198 | 1.0198 | 1.0198 | 1.0198 | 1.0198 | 1.0198 | 1.0198 | 1.0198 | 1.0198 | 1.0198 | 1.0198 | 1.0198 | 1.0198 | 1.0198 | 1.0198 | 1.0198 | 1.0198 | 1.0198 | 1.0198 | 1.0198 | 1.0198 | 1.0198 | 1.0198 | 1.0198 | 1.0198 | 1.0198 | 1.0198 | 1.0198 | 1.0198 | 1.0198 | 1.0198 | 1.0198 | 1.0198 | 1.0198 | 1.0198 | 1.0198 | 1.0198 | 1.0198 | 1.0198 | 1.0198 | 1.0198 | 1.0198 | 1.0198 | 1.0198 | 1.0198 | 1.0198 | 1.0198 | 1.0198 | 1.0198 | 1.0198 | 1.0198 | 1.0198 | 1.0198 | 1.0198 | 1.0198 | 1.0198 | 1.0198 | 1.0198 | 1.0198 | 1.0198 | 1.0198 | 1.0198 | 1.0198 | 1.0198 | 1.0198 | 1.0198 | 1.0198 | 1.0198 | 1.0198 | 1.0198 | 1.0198 | 1.0198 | 1.0198 | 1.0198 | 1.0198 | 1.0198 | 1.0198 | 1.0198 | 1.0198 | 1.0198 | 1.0198 | 1.0198 | 1.0198 | 1.0198 | 1.0198 | 1.0198 | 1.0198 | 1.0198 | 1.0198 | 1.0198 | 1.0198 | 1.0198 | 1.0198 | 1.0198 | 1.0198 | 1.0198 | 1.0198 | 1.0198 | 1.0198 | 1.0198 | 1.0198 | 1.0198 | 1.0198 | 1.0198 | 1.0198 | 1.0198 | 1.0198 | 1.0198 | 1.0198 | 1.0198 | 1.0198 | 1.0198 | 1.0198 | 1.0198 | 1.0198 | 1.0198 | 1.0198 | 1.0198 | 1.0198 | 1.0198 | 1.0198 | 1.0198 | 1.0198 | 1.0198 | 1.0198 | 1.0198 | 1.0198 | 1.0198 | 1.0198 | 1.0198 | 1.0198 | 1.0198 | 1.0198 | 1.0198 | 1.0198 | 1.0198 | 1.0198 | 1.0198 | 1.0198 | 1.0198 | 1.0198 | 1.0198 | 1.0198 | 1.0198 | 1.0198 | 1.0198 | 1.0198 | 1.0198 | 1.0198 | 1.0198 | 1.0198 | 1.0198 | 1.0198 | 1.0198 | 1.0198 | 1.0198 | 1.0198 | 1.0198 | 1.0198 | 1.0198 | 1.0198 | 1.0198 | 1.0198 | 1.0198 | 1.0198 | 1.0198 | 1.0198 | 1.0198 | 1.0198 | 1.0198 | 1.0198 | 1.0198 | 1.0198 | 1.0198 | 1.0198 | 1.0198 | 1.0198 | 1.0198 | 1.0198 | 1.0198 | 1.0198 | 1.0198 | 1.0198 | 1.0198 | 1.0198 | 1.0198 | 1.0198 | 1.0198 | 1.0198 | 1.0198 | 1.0198 | 1.0198 | 1.0198 | 1.0198 | 1.0198 | 1.0198 | 1.0198 | 1.0198 | 1.0198 | 1.0198 | 1.0198 | 1.0198 | 1.0198 | 1.0198 | 1.0198 | 1.0198 | 1.0198 | 1.0198 | 1.0198 | 1.0198 | 1.0198 | 1.0198 | 1.0198 | 1.0198 | 1.0198 | 1.0198 | 1.0198 | 1.0198 | 1.0198 | 1.0198 | 1.0198 | 1.0198 | 1.0198 | 1.0198 | 1.0198 | 1.0198 | 1.0198 | 1.0198 | 1.0198 | 1.0198 | 1.0198 | 1.0198 | 1.0198 | 1.0198 | 1.0198 | 1.0198 | 1.0198 | 1.0198 | 1.0198 | 1.0198 | 1.0198 | 1.0198 | 1.0198 | 1.0198 | 1.0198 | 1.0198 | 1.0198 | 1.0198 | 1.0198 | 1.0198 | 1.0198 | 1.0198 | 1.0198 | 1.0198 | 1.0198 | 1.0198 | 1.0198 | 1.0198 | 1.0198 | 1.0198 | 1.0198 | 1.0198 | 1.0198 | 1.0198 | 1.0198 | 1.0198 | 1.0198 | 1.0198 | 1.0198 | 1.0198 | 1.0198 | 1.0198 | 1.0198 | 1.0198 | 1.0198 | 1.0198 | 1.0198 | 1.0198 | 1.0198 | 1.0198 | 1.0198 | 1.0198 | 1.0198 | 1.0198 | 1.0198 | 1.0198 | 1.0198 | 1.0198 | 1.0198 | 1.0198 | 1.0198 | 1.0198 | 1.0198 | 1.0198 | 1.0198 | 1.0198 | 1.0198 | 1.0198 | 1.0198 | 1.0198 | 1.0198 | 1.0198 | 1.0198 | 1.0198 | 1.0198 | 1.0198 | 1.0198 | 1.0198 | 1.0198 | 1.0198 | 1.0198 | 1.0198 | 1.0198 | 1.0198 | 1.0198 | 1.0198 | 1.0198 | 1.0198 | 1.0198 | 1.0198 | 1.0198 | 1.0198 | 1.0198 | 1.0198 | 1.0198 | 1.0198 | 1.0198 | 1.0198 | 1.0198 | 1.0198 | 1.0198 | 1.0198 | 1.0198 | 1.0198 | 1.0198 | 1.0198 | 1.0198 | 1.0198 | 1.0198 | 1.0198 | 1.0198 | 1.0198 | 1.0198 | 1.0198 | 1.0198 | 1.0198 | 1.0198 | 1.0198 | 1.0198 | 1.0198 | 1.0198 | 1.0198 | 1.0198 | 1.0198 | 1.0198 | 1.0198 | 1.0198 | 1.0198 | 1.0198 | 1.0198 | 1.0198 | 1.0198 | 1.0198 | 1.0198 | 1.0198 | 1.0198 | 1.0198 | 1.0198 | 1.0198 | 1.0198 | 1.0198 | 1.0198 | 1.0198 | 1.0198 | 1.0198 | 1.0198 | 1.0198 | 1.0198 | 1.0198 | 1.0198 | 1.0198 | 1.0198 | 1.0198 | 1.0198 | 1.0198 | 1.0198 | 1.0198 | 1.0198 | 1.0198 | 1.0198 | 1.0198 | 1.0198 | 1.0198 | 1.0198 | 1.0198 | 1.0198 | 1.0198 | 1.0198 | 1.0198 | 1.0198 | 1.0198 | 1.0198 | 1.0198 | 1.0198 | 1.0198 | 1.0198 | 1.0198 | 1.0198 | 1.0198 | 1.0198 | 1.0198 | 1.0198 | 1.0198 | 1.0198 | 1.0198 | 1.0198 | 1.0198 | 1.0198 | 1.0198 | 1.0198 | 1.0198 | 1.0198 | 1.0198 | 1.0198 | 1.0198 | 1.0198 | 1.0198 | 1.0198 | 1.0198 | 1.0198 | 1.0198 | 1.0198 | 1.0198 | 1.0198 | 1.0198 | 1.0198 | 1.0198 | 1.0198 | 1.0198 | 1.0198 | 1.0198 | 1.0198 | 1.0198 | 1.0198 | 1.0198 | 1.0198 | 1.0198 | 1.0198 | 1.0198 | 1.0198 | 1.0198 | 1.0198 | 1.0198 | 1.0198 | 1.0198 | 1.0198 | 1.0198 | 1.0198 | 1.0198 | 1.0198 | 1.0198 | 1.0198 | 1.0198 | 1.0198 | 1.0198 | 1.0198 | 1.0198 | 1.0198 | 1.0198 | 1.0198 | 1.0198 | 1.0198 | 1.0198 | 1.0198 | 1.0198 | 1.0198 | 1.0198 | 1.0198 | 1.0198 | 1.0198 | 1.0198 | 1.0198 | 1.0198 | 1.0198 | 1.0198 | 1.0198 | 1.0198 | 1.0198 | 1.0198 | 1.0198 | 1.0198 | 1.0198 | 1.0198 | 1.0198 | 1.0198 | 1.0198 | 1.0198 | 1.0198 | 1.0198 | 1.0198 | 1.0198 | 1.0198 | 1.0198 | 1.0198 | 1.0198 | 1.0198 | 1.0198 | 1.0198 | 1.0198 | 1.0198 | 1.0198 | 1.0198 | 1.0198 | 1.0198 | 1.0198 | 1.0198 | 1.0198 | 1.0198 | 1.0198 | 1.0198 | 1.0198 | 1.0198 | 1.0198 | 1.0198 | 1.0198 | 1.0198 | 1.0198 | 1.0198 | 1.0198 | 1.0198 | 1.0198 | 1.0198 | 1.0198 | 1.0198 | 1.0198 | 1.0198 | 1.0198 | 1.0198 | 1.0198 | 1.0198 | 1.0198 | 1.0198 | 1.0198 | 1.0198 | 1.0198 | 1.0198 | 1.0198 | 1.0198 | 1.0198 | 1.0198 | 1.0198 | 1.0198 | 1.0198 | 1.0198 | 1.0198 | 1.0198 | 1.0198 | 1.0198 | 1.0198 | 1.0198 | 1.0198 | 1.0198 | 1.0198 | 1.0198 | 1.0198 | 1.0198 | 1.0198 | 1.0198 | 1.0198 | 1.0198 | 1.0198 | 1.0198 | 1.0198 | 1.0198 | 1.0198 | 1.0198 | 1.0198 | 1.0198 | 1.0198 | 1.0198 | 1.0198 | 1.0198 | 1.0198 | 1.0198 | 1.0198 | 1.0198 | 1.0198 | 1.0198 | 1.0198 | 1.0198 | 1.0198 | 1.0198 | 1.0198 | 1.0198 | 1.0198 | 1.0198 | 1.0198 | 1.0198 | 1.0198 | 1.0198 | 1.0198 | 1.0198 | 1.0198 | 1.0198 | 1.0198 | 1.0198 | 1.0198 | 1.0198 | 1.0198 | 1.0198 | 1.0198 | 1.0198 | 1.0198 | 1.0198 | 1.0198 | 1.0198 | 1.0198 | 1.0198 | 1.0198 | 1.0198 | 1.0198 | 1.0198 | 1.0198 | 1.0198 | 1.0198 | 1.0198 | 1.0198 | 1.0198 | 1.0198 | 1.0198 | 1.0198 | 1.0198 | 1.0198 | 1.0198 | 1.0198 | 1.0198 | 1.0198 | 1.0198 | 1.0198 | 1.0198 | 1.0198 | 1.0198 | 1.0198 | 1.0198 | 1.0198 | 1.0198 | 1.0198 | 1.0198 | 1.0198 | 1.0198 | 1.0198 | 1.0198 | 1.0198 | 1.0198 | 1.0198 | 1.0198 | 1.0198 | 1.0198 | 1.0198 | 1.0198 | 1.0198 | 1.0198 | 1.0198 | 1.0198 | 1.0198 | 1.0198 | 1.0198 | 1.0198 | 1.0198 | 1.0198 | 1.0198 | 1.0198 | 1.0198 | 1.0198 | 1.0198 | 1.0198 | 1.0198 | 1.0198 | 1.0198 | 1.0198 | 1.0198 | 1.0198 | 1.0198 | 1.0198 | 1.0198 | 1.0198 | 1.0198 | 1.0198 | 1.0198 | 1.0198 | 1.0198 | 1.0198 | 1.0198 | 1.0198 | 1.0198 | 1.0198 | 1.0198 | 1.0198 | 1.0198 | 1.0198 | 1.0198 | 1.0198 | 1.0198 | 1.0198 | 1.0198 | 1.0198 | 1.0198 | 1.0198 | 1.0198 | 1.0198 | 1.0198 | 1.0198 | 1.0198 | 1.0198 | 1.0198 | 1.0198 | 1.0198 | 1.0198 | 1.0198 | 1.0198 | 1.0198 | 1.0198 | 1.0198 | 1.0198 | 1.0198 | 1.0198 | 1.0198 | 1.0198 | 1.0198 | 1.0198 | 1.0198 | 1.0198 | 1.0198 | 1.0198 | 1.0198 | 1.0198 | 1.0198 | 1.0198 | 1.0198 | 1.0198 | 1.0198 | 1.0198 | 1.0198 | 1.0198 | 1.0198 | 1.0198 | 1.0198 | 1.0198 | 1.0198 | 1.0198 | 1.0198 | 1.0198 | 1.0198 | 1.0198 | 1.0198 | 1.0198 | 1.0198 | 1.0198 | 1.0198 | 1.0198 | 1.0198 | 1.0198 | 1.0198 | 1.0198 | 1.0198 | 1.0198 | 1.0198 | 1.0198 | 1.0198 | 1.0198 | 1.0198 | 1.0198 | 1.0198 | 1.0198 | 1.0198 | 1.0198 | 1.0198 | 1.0198 | 1.0198 | 1.0198 | 1.0198 | 1.0198 | 1.0198 | 1.0198 | 1.0198 | 1.0198 | 1.0198 | 1.0198 | 1.0198 | 1.0198 | 1.0198 | 1.0198 | 1.0198 | 1.0198 | 1.0198 | 1.0198 | 1.0198 | 1.0198 | 1.0198 | 1.0198 | 1.0198 | 1.0198 | 1.0198 | 1.0198 | 1.0198 | 1.0198 | 1.0198 | 1.0198 | 1.0198 | 1.0198 | 1.0198 | 1.0198 | 1.0198 | 1.0198 | 1.0198 | 1.0198 | 1.0198 | 1.0198 | 1.0198 | 1.0198 | 1.0198 | 1.0198 | 1.0198 | 1.0198 | 1.0198 | 1.0198 | 1.0198 | 1.0198 | 1.0198 | 1.0198 | 1.0198 | 1.0198 | 1.0198 | 1.0198 | 1.0198 | 1.0198 | 1.0198 | 1.0198 | 1.0198 | 1.0198 | 1.0198 | 1.0198 | 1.0198 | 1.0198 | 1.0198 | 1.0198 | 1.0198 | 1.0198 | 1.0198 | 1.0198 | 1.0198 | 1.0198 | 1.0198 | 1.0198 | 1.0198 | 1.0198 | 1.0198 | 1.0198 | 1.0198 | 1.0198 | 1.0198 | 1.0198 | 1.0198 | 1.0198 | 1.0198 | 1.0198 | 1.0198 | 1.0198 | 1.0198 | 1.0198 | 1.0198 | 1.0198 | 1.0198 | 1.0198 | 1.0198 | 1.0198 | 1.0198 | 1.0198 | 1.0198 | 1.0198 | 1.0198 | 1.0198 | 1.0198 | 1.0198 | 1.0198 | 1.0198 | 1.0198 | 1.0198 | 1.0198 | 1.0198 | 1.0198 | 1.0198 | 1.0198 | 1.0198 | 1.0198 | 1.0198 | 1.0198 | 1.0198 | 1.0198 | 1.0198 | 1.0198 | 1.0198 | 1.0198 | 1.0198 | 1.0198 | 1.0198 | 1.0198 | 1.0198 | 1.0198 | 1.0198 | 1.0198 | 1.0198 | 1.0198 | 1.0198 | 1.0198 | 1.0198 | 1.0198 | 1.0198 | 1.0198 | 1.0198 | 1.0198 | 1.0198 | 1.0198 | 1.0198 | 1.0198 | 1.0198 | 1.0198 | 1.0198 | 1.0198 | 1.0198 | 1.0198 | 1.0198 | 1.0198 | 1.0198 | 1.0198 | 1.0198 | 1.0198 | 1.0198 | 1.0198 | 1.0198 | 1.0198 | 1.0198 | 1.0198 | 1.0198 | 1.0198 | 1.0198 | 1.0198 | 1.0198 | 1.0198 | 1.0198 | 1.0198 | 1.0198 | 1.0198 | 1.0198 | 1.0198 | 1.0198 | 1.0198 | 1.0198 | 1.0198 | 1.0198 | 1.0198 | 1.0198 | 1.0198 | 1.0198 | 1.0198 | 1.0198 | 1.0198 | 1.0198 | 1.0198 | 1.0198 | 1.0198 | 1.0198 | 1.0198 | 1.0198 | 1.0198 | 1.0198 | 1.0198 | 1.0198 | 1.0198 | 1.0198 | 1.0198 | 1.0198 | 1.0198 | 1.0198 | 1.0198 | 1.0198 | 1.0198 | 1.0198 | 1.0198 | 1.0198 | 1.0198 | 1.0198 | 1.0198 | 1.0198 | 1.0198 | 1.0198 | 1.0198 | 1.0198 | 1.0198 | 1.0198 | 1.0198 | 1.0198 | 1.0198 | 1.0198 | 1.0198 | 1.0198 | 1.0198 | 1.0198 | 1.0198 | 1.0198 | 1.0198 | 1.0198 | 1.0198 | 1.0198 | 1.0198 | 1.0198 | 1.0198 | 1.0198 | 1.0198 | 1.0198 | 1.0198 | 1.0198 | 1.0198 | 1.0198 | 1.0198 | 1.0198 | 1.0198 | 1.0198 | 1.0198 | 1.0198 | 1.0198 | 1.0198 | 1.0198 | 1.0198 | 1.0198 | 1.0198 | 1.0198 | 1.0198 | 1.0198 | 1.0198 | 1.0198 | 1.0198 | 1.0198 | 1.0198 | 1.0198 | 1.0198 | 1.0198 | 1.0198 | 1.0198 | 1.0198 | 1.0198 | 1.0198 | 1.0198 | 1.0198 | 1.0198 | 1.0198 | 1.0198 | 1.0198 | 1.0198 | 1.0198 | 1.0198 | 1.0198 | 1.0198 | 1.0198 | 1.0198 | 1.0198 | 1.0198 | 1.0198 | 1.0198 | 1.0198 | 1.0198 | 1.0198 | 1.0198 | 1.0198 | 1.0198 | 1.0198 | 1.0198 | 1.0198 | 1.0198 | 1.0198 | 1.0198 | 1.0198 | 1.0198 | 1.0198 | 1.0198 | 1.0198 | 1.0198 | 1.0198 | 1.0198 | 1.0198 | 1.0198 | 1.0198 | 1.0198 | 1.0198 | 1.0198 | 1.0198 | 1.0198 | 1.0198 | 1.0198 | 1.0198 | 1.0198 | 1.0198 | 1.0198 | 1.0198 | 1.0198 | 1.0198 | 1.0198 | 1.0198 | 1.0198 | 1.0198 | 1.0198 | 1.0198 | 1.0198 | 1.0198 | 1.0198 | 1.0198 | 1.0198 | 1.0198 | 1.0198 | 1.0198 | 1.0198 | 1.0198 | 1.0198 | 1.0198 | 1.0198 | 1.0198 | 1.0198 | 1.0198 | 1.0198 | 1.0198 | 1.0198 | 1.0198 | 1.0198 | 1.0198 | 1.0198 | 1.0198 | 1.0198 | 1.0198 | 1.0198 | 1.0198 | 1.0198 | 1.0198 | 1.0198 | 1.0198 | 1.0198 | 1.0198 | 1.0198 | 1.0198 | 1.0198 | 1.0198 | 1.0198 | 1.0198 | 1.0198 | 1.0198 | 1.0198 | 1.0198 | 1.0198 | 1.0198 | 1.0198 | 1.0198 | 1.0198 | 1.0198 | 1.0198 | 1.0198 | 1.0198 | 1.0198 | 1.0198 | 1.0198 | 1.0198 | 1.0198 | 1.0198 | 1.0198 | 1.0198 | 1.0198 | 1.0198 | 1.0198 | 1.0198 | 1.0198 | 1.0198 | 1.0198 | 1.0198 | 1.0198 | 1.0198 | 1.0198 | 1.0198 | 1.0198 | 1.0198 | 1.0198 | 1.0198 | 1.0198 | 1.0198 | 1.0198 | 1.0198 | 1.0198 | 1.0198 | 1.0198 | 1.0198 | 1.0198 | 1.0198 | 1.0198 | 1.0198 | 1.0198 | 1.0198 | 1.0198 | 1.0198 | 1.0198 | 1.0198 | 1.0198 | 1.0198 | 1.0198 | 1.0198 | 1.0198 | 1.0198 | 1.0198 | 1.0198 | 1.0198 | 1.0198 | 1.0198 | 1.0198 | 1.0198 | 1.0198 | 1.0198 | 1.0198 | 1.0198 | 1.0198 | 1.0198 | 1.0198 | 1.0198 | 1.0198 | 1.0198 | 1.0198 | 1.0198 | 1.0198 | 1.0198 | 1.0198 | 1.0198 | 1.0198 | 1.0198 | 1.0198 | 1.0198 | 1.0198 | 1.0198 | 1.0198 | 1.0198 | 1.0198 | 1.0198 | 1.0198 | 1.0198 | 1.0198 | 1.0198 | 1.0198 | 1.0198 | 1.0198 | 1.0198 | 1.0198 | 1.0198 | 1.0198 | 1.0198 | 1.0198 | 1.0198 | 1.0198 | 1.0198 | 1.0198 | 1.0198 | 1.0198 | 1.0198 | 1.0198 | 1.0198 | 1.0198 | 1.0198 | 1.0198 | 1.0198 | 1.0198 | 1.0198 | 1.0198 | 1.0198 | 1.0198 | 1.0198 | 1.0198 | 1.0198 | 1.0198 | 1.0198 | 1.0198 | 1.0198 | 1.0198 | 1.0198 | 1.0198 | 1.0198 | 1.0198 | 1.0198 | 1.0198 | 1.0198 | 1.0198 | 1.0198 | 1.0198 | 1.0198 | 1.0198 | 1.0198 | 1.0198 | 1.0198 | 1.0198 | 1.0198 | 1.0198 | 1.0198 | 1.0198 | 1.0198 | 1.0198 | 1.0198 | 1.0198 | 1.0198 | 1.0198 | 1.0198 | 1.0198 | 1.0198 | 1.0198 | 1.0198 | 1.0198 | 1.0198 | 1.0198 | 1.0198 | 1.0198 | 1.0198 | 1.0198 | 1.0198 | 1.0198 | 1.0198 | 1.0198 | 1.0198 | 1.0198 | 1.0198 | 1.0198 | 1.0198 | 1.0198 | 1.0198 | 1.0198 | 1.0198 | 1.0198 | 1.0198 | 1.0198 | 1.0198 | 1.0198 | 1.0198 | 1.0198 | 1.0198 | 1.0198 | 1.0198 | 1.0198 | 1.0198 | 1.0198 | 1.0198 | 1.0198 | 1.0198 | 1.0198 | 1.0198 | 1.0198 | 1.0198 | 1.0198 | 1.0198 | 1.0198 | 1.0198 | 1.0198 | 1.0198 | 1.0198 | 1.0198 | 1.0198 | 1.0198 | 1.0198 | 1.0198 | 1.0198 | 1.0198 | 1.0198 | 1.0198 | 1.0198 | 1.0198 | 1.0198 | 1.0198 | 1.0198 | 1.0198 | 1.0198 | 1.0198 | 1.0198 | 1.0198 | 1.0198 | 1.0198 | 1.0198 | 1.0198 | 1.0198 | 1.0198 | 1.0198 | 1.0198 | 1.0198 | 1.0198 | 1.0198 | 1.0198 | 1.0198 | 1.0198 | 1.0198 | 1.0198 | 1.0198 | 1.0198 | 1.0198 | 1.0198 | 1.0198 | 1.0198 | 1.0198 | 1.0198 | 1.0198 | 1.0198 | 1.0198 | 1.0198 | 1.0198 | 1.0198 | 1.0198 | 1.0198 | 1.0198 | 1.0198 | 1.0198 | 1.0198 | 1.0198 | 1.0198 | 1.0198 | 1.0198 | 1.0198 | 1.0198 | 1.0198 | 1.0198 | 1.0198 | 1.0198 | 1.0198 | 1.0198 | 1.0198 | 1.0198 | 1.0198 | 1.0198 | 1.0198 | 1.0198 | 1.0198 | 1.0198 | 1.0198 | 1.0198 | 1.0198 | 1.0198 | 1.0198 | 1.0198 | 1.0198 | 1.0198 | 1.0198 | 1.0198 | 1.0198 | 1.0198 | 1.0198 | 1.0198 | 1.0198 | 1.0198 | 1.0198 | 1.0198 | 1.0198 | 1.0198 | 1.0198 | 1.0198 | 1.0198 | 1.0198 | 1.0198 | 1.0198 | 1.0198 | 1.0198 | 1.0198 | 1.0198 | 1.0198 | 1.0198 | 1.0198 | 1.0198 | 1.0198 | 1.0198 | 1.0198 | 1.0198 | 1.0198 | 1.0198 | 1.0198 | 1.0198 | 1.0198 | 1.0198 | 1.0198 | 1.0198 | 1.0198 | 1.0198 | 1.0198 | 1.0198 | 1.0198 | 1.0198 | 1.0198 | 1.0198 | 1.0198 | 1.0198 | 1.0198 | 1.0198 | 1.0198 | 1.0198 | 1.0198 | 1.0198 | 1.0198 | 1.0198 | 1.0198 | 1.0198 | 1.0198 | 1.0198 | 1.0198 | 1.0198 | 1.0198 | 1.0198 | 1.0198 | 1.0198 | 1.0198 | 1.0198 | 1.0198 | 1.0198 | 1.0198 | 1.0198 | 1.0198 | 1.0198 | 1.0198 | 1.0198 | 1.0198 | 1.0198 | 1.0198 | 1.0198 | 1.0198 | 1.0198 | 1.0198 | 1.0198 | 1.0198 | 1.0198 | 1.0198 | 1.0198 | 1.0198 | 1.0198 | 1.0198 | 1.0198 | 1.0198 | 1.0198 | 1.0198 | 1.0198 | 1.0198 | 1.0198 | 1.0198 | 1.0198 | 1.0198 | 1.0198 | 1.0198 | 1.0198 | 1.0198 | 1.0198 | 1.0198 | 1.0198 | 1.0198 | 1.0198 | 1.0198 | 1.0198 | 1.0198 | 1.0198 | 1.0198 | 1.0198 | 1.0198 | 1.0198 | 1.0198 | 1.0198 | 1.0198 | 1.0198 | 1.0198 | 1.0198 | 1.0198 | 1.0198 | 1.0198 | 1.0198 | 1.0198 | 1.0198 | 1.0198 | 1.0198 | 1.0198 | 1.0198 | 1.0198 | 1.0198 | 1.0198 | 1.0198 | 1.0198 | 1.0198 | 1.0198 | 1.0198 | 1.0198 | 1.0198 | 1.0198 | 1.0198 | 1.0198 | 1.0198 | 1.0198 | 1.0198 | 1.0198 | 1.0198 | 1.0198 | 1.0198 | 1.0198 | 1.0198 | 1.0198 | 1.0198 | 1.0198 | 1.0198 | 1.0198 | 1.0198 | 1.0198 | 1.0198 | 1.0198 | 1.0198 | 1.0198 | 1.0198 | 1.0198 | 1.0198 | 1.0198 | 1.0198 | 1.0198 | 1.0198 | 1.0198 | 1.0198 | 1.0198 | 1.0198 | 1.0198 | 1.0198 | 1.0198 | 1.0198 | 1.0198 | 1.0198 | 1.0198 | 1.0198 | 1.0198 | 1.0198 | 1.0198 | 1.0198 | 1.0198 | 1.0198 | 1.0198 | 1.0198 | 1.0198 | 1.0198 | 1.0198 | 1.0198 | 1.0198 | 1.0198 | 1.0198 | 1.0198 | 1.0198 | 1.0198 | 1.0198 | 1.0198 | 1.0198 | 1.0198 | 1.0198 | 1.0198 | 1.0198 | 1.0198 | 1.0198 | 1.0198 | 1.0198 | 1.0198 | 1.0198 | 1.0198 | 1.0198 | 1.0198 | 1.0198 | 1.0198 | 1.0198 | 1.0198 | 1.0198 | 1.0198 | 1.0198 | 1.0198 | 1.0198 | 1.0198 | 1.0198 | 1.0198 | 1.0198 | 1.0198 | 1.0198 | 1.0198 | 1.0198 | 1.0198 | 1.0198 | 1.0198 | 1.0198 | 1.0198 | 1.0198 | 1.0198 | 1.0198 | 1.0198 | 1.0198 | 1.0198 | 1.0198 | 1.0198 | 1.0198 | 1.0198 | 1.0198 | 1.0198 | 1.0198 | 1.0198 | 1.0198 | 1.0198 | 1.0198 | 1.0198 | 1.0198 | 1.0198 | 1.0198 | 1.0198 | 1.0198 | 1.0198 | 1.0198 | 1.0198 | 1.0198 | 1.0198 | 1.0198 | 1.0198 | 1.0198 | 1.0198 | 1.0198 | 1.0198 | 1.0198 | 1.0198 | 1.0198 | 1.0198 | 1.0198 | 1.0198 | 1.0198 | 1.0198 | 1.0198 | 1.0198 | 1.0198 | 1.0198 | 1.0198 | 1.0198 | 1.0198 | 1.0198 | 1.0198 | 1.0198 | 1.0198 | 1.0198 | 1.0198 | 1.0198 | 1.0198 | 1.0198 | 1.0198 | 1.0198 | 1.0198 | 1.0198 | 1.0198 | 1.0198 | 1.0198 | 1.0198 | 1.0198 | 1.0198 | 1.0198 | 1.0198 | 1.0198 | 1.0198 | 1.0198 | 1.0198 | 1.0198 | 1.0198 | 1.0198 | 1.0198 | 1.0198 | 1.0198 | 1.0198 | 1.0198 | 1.0198 | 1.0198 | 1.0198 | 1.0198 | 1.0198 | 1.0198 | 1.0198 | 1.0198 | 1.0198 | 1.0198 | 1.0198 | 1.0198 | 1.0198 | 1.0198 | 1.0198 | 1.0198 | 1.0198 | 1.0198 | 1.0198 | 1.0198 | 1.0198 | 1.0198 | 1.0198 | 1.0198 | 1.0198 | 1.0198 | 1.0198 | 1.0198 | 1.0198 | 1.0198 | 1.0198 | 1.0198 | 1.0198 | 1.0198 | 1.0198 | 1.0198 | 1.0198 | 1.0198 | 1.0198 | 1.0198 | 1.0198 | 1.0198 | 1.0198 | 1.0198 | 1.0198 | 1.0198 | 1.0198 | 1.0198 | 1.0198 | 1.0198 | 1.0198 | 1.0198 | 1.0198 | 1.0198 | 1.0198 | 1.0198 | 1.0198 | 1.0198 | 1.0198 | 1.0198 | 1.0198 | 1.0198 | 1.0198 | 1.0198 | 1.0198 | 1.0198 | 1.0198 | 1.0198 | 1.0198 | 1.0198 | 1.0198 | 1.0198 | 1.0198 | 1.0198 | 1.0198 | 1.0198 | 1.0198 | 1.0198 | 1.0198 | 1.0198 | 1.0198 | 1.0198 | 1.0198 | 1.0198 | 1.0198 | 1.0198 | 1.0198 | 1.0198 | 1.0198 | 1.0198 | 1.0198 | 1.0198 | 1.0198 | 1.0198 | 1.0198 | 1.0198 | 1.0198 | 1.0198 | 1.0198 | 1.0198 | 1.0198 | 1.0198 | 1.0198 | 1.0198 | 1.0198 | 1.0198 | 1.0198 | 1.0198 | 1.0198 | 1.0198 | 1.0198 | 1.0198 | 1.0198 | 1.0198 | 1.0198 | 1.0198 | 1.0198 | 1.0198 | 1.0198 | 1.0198 | 1.0198 | 1.0198 | 1.0198 | 1.0198 | 1.0198 | 1.0198 | 1.0198 | 1.0198 | 1.0198 | 1.0198 | 1.0198 | 1.0198 | 1.0198 | 1.0198 | 1.0198 | 1.0198 | 1.0198 | 1.0198 | 1.0198 | 1.0198 | 1.0198 | 1.0198 | 1.0198 | 1.0198 | 1.0198 | 1.0198 | 1.0198 | 1.0198 | 1.0198 | 1.0198 | 1.0198 | 1.0198 | 1.0198 | 1.0198 | 1.0198 | 1.0198 | 1.0198 | 1.0198 | 1.0198 | 1.0198 | 1.0198 | 1.0198 | 1.0198 | 1.0198 | 1.0198 | 1.0198 | 1.0198 | 1.0198 | 1.0198 | 1.0198 | 1.0198 | 1.0198 | 1.0198 | 1.0198 | 1.0198 | 1.0198 | 1.0198 | 1.0198 | 1.0198 | 1.0198 | 1.0198 | 1.0198 | 1.0198 | 1.0198 | 1.0198 | 1.0198 | 1.0198 | 1.0198 | 1.0198 | 1.0198 | 1.0198 | 1.0198 | 1.0198 | 1.0198 | 1.0198 | 1.0198 | 1.0198 | 1.0198 | 1.0198 | 1.0198 | 1.0198 | 1.0198 | 1.0198 | 1.0198 | 1.0198 | 1.0198 | 1.0198 | 1.0198 | 1.0198 | 1.0198 | 1.0198 | 1.0198 | 1.0198 | 1.0198 | 1.0198 | 1.0198 | 1.0198 | 1.0198 | 1.0198 | 1.0198 | 1.0198 | 1.0198 | 1.0198 | 1.0198 | 1.0198 | 1.0198 | 1.0198 | 1.0198 | 1.0198 | 1.0198 | 1.0198 | 1.0198 | 1.0198 | 1.0198 | 1.0198 | 1.0198 | 1.0198 | 1.0198 | 1.0198 | 1.0198 | 1.0198 | 1.0198 | 1.0198 | 1.0198 | 1.0198 | 1.0198 | 1.0198 | 1.0198 | 1.0198 | 1.0198 | 1.0198 | 1.0198 | 1.0198 | 1.0198 | 1.0198 | 1.0198 | 1.0198 | 1.0198 | 1.0198 | 1.0198 | 1.0198 | 1.0198 | 1.0198 | 1.0198 | 1.0198 | 1.0198 | 1.0198 | 1.0198 | 1.0198 | 1.0198 | 1.0198 | 1.0198 | 1.0198 | 1.0198 | 1.0198 | 1.0198 | 1.0198 | 1.0198 | 1.0198 | 1.0198 | 1.0198 | 1.0198 | 1.0198 | 1.0198 | 1.0198 | 1.0198 | 1.0198 | 1.0198 | 1.0198 | 1.0198 | 1.0198 | 1.0198 | 1.0198 | 1.0198 | 1.0198 | 1.0198 | 1.0198 | 1.0198 | 1.0198 | 1.0198 | 1.0198 | 1.0198 | 1.0198 | 1.0198 | 1.0198 | 1.0198 | 1.0198 | 1.0198 | 1.0198 | 1.0198 | 1.0198 | 1.0198 | 1.0198 | 1.0198 | 1.0198 | 1.0198 | 1.0198 | 1.0198 | 1.0198 | 1.0198 | 1.0198 | 1.0198 | 1.0198 | 1.0198 | 1.0198 | 1.0198 | 1.0198 | 1.0198 | 1.0198 | 1.0198 | 1.0198 | 1.0198 | 1.0198 | 1.0198 | 1.0198 | 1.0198 | 1.0198 | 1.0198 | 1.0198 | 1.0198 | 1.0198 | 1.0198 | 1.0198 | 1.0198 | 1.0198 | 1.0198 | 1.0198 | 1.0198 | 1.0198 | 1.0198 | 1.0198 | 1.0198 | 1.0198 | 1.0198 | 1.0198 | 1.0198 | 1.0198 | 1.0198 | 1.0198 | 1.0198 | 1.0198 | 1.0198 | 1.0198 | 1.0198 | 1.0198 | 1.0198 | 1.0198 | 1.0198 | 1.0198 | 1.0198 | 1.0198 | 1.0198 | 1.0198 | 1.0198 | 1.0198 | 1.0198 | 1.0198 | 1.0198 | 1.0198 | 1.0198 | 1.0198 | 1.0198 | 1.0198 | 1.0198 | 1.0198 | 1.0198 | 1.0198 | 1.0198 | 1.0198 | 1.0198 | 1.0198 | 1.0198 | 1.0198 | 1.0198 | 1.0198 | 1.0198 | 1.0198 | 1.0198 | 1.0198 | 1.0198 | 1.0198 | 1.0198 | 1.0198 | 1.0198 | 1.0198 | 1.0198 | 1.0198 | 1.0198 | 1.0198 | 1.0198 | 1.0198 | 1.0198 | 1.0198 | 1.0198 | 1.0198 | 1.0198 | 1.0198 | 1.0198 | 1.0198 | 1.0198 | 1.0198 | 1.0198 | 1.0198 | 1.0198 | 1.0198 | 1.0198 | 1.0198 | 1.0198 | 1.0198 | 1.0198 | 1.0198 | 1.0198 | 1.0198 | 1.0198 | 1.0198 | 1.0198 | 1.0198 | 1.0198 | 1.0198 | 1.0198 | 1.0198 | 1.0198 | 1.0198 | 1.0198 | 1.0198 | 1.0198 | 1.0198 | 1.0198 | 1.0198 | 1.0198 | 1.0198 | 1.0198 | 1.0198 | 1.0198 | 1.0198 | 1.0198 | 1.0198 | 1.0198 | 1.0198 | 1.0198 | 1.0198 | 1.0198 | 1.0198 | 1.0198 | 1.0198 | 1.0198 | 1.0198 | 1.0198 | 1.0198 | 1.0198 | 1.0198 | 1.0198 | 1.0198 | 1.0198 | 1.0198 | 1.0198 | 1.0198 | 1.0198 | 1.0198 | 1.0198 | 1.0198 | 1.0198 | 1.0198 | 1.0198 | 1.0198 | 1.0198 | 1.0198 | 1.0198 | 1.0198 | 1.0198 | 1.0198 | 1.0198 | 1.0198 | 1.0198 | 1.0198 | 1.0198 | 1.0198 | 1.0198 | 1.0198 | 1.0198 | 1.0198 | 1.0198 | 1.0198 | 1.0198 | 1.0198 | 1.0198 | 1.0198 | 1.0198 | 1.0198 | 1.0198 | 1.0198 | 1.0198 | 1.0198 | 1.0198 | 1.0198 | 1.0198 | 1.0198 | 1.0198 | 1.0198 | 1.0198 | 1.0198 | 1.0198 | 1.0198 | 1.0198 | 1.0198 | 1.0198 | 1.0198 | 1.0198 | 1.0198 | 1.0198 | 1.0198 | 1.0198 | 1.0198 | 1.0198 | 1.0198 | 1.0198 | 1.0198 | 1.0198 | 1.0198 | 1.0198 | 1.0198 | 1.0198 | 1.0198 | 1.0198 | 1.0198 | 1.0198 | 1.0198 | 1.0198 | 1.0198 | 1.0198 | 1.0198 | 1.0198 | 1.0198 | 1.0198 | 1.0198 | 1.0198 | 1.0198 | 1.0198 | 1.0198 | 1.0198 | 1.0198 | 1.0198 | 1.0198 | 1.0198 | 1.0198 | 1.0198 | 1.0198 | 1.0198 | 1.0198 | 1.0198 | 1.0198 | 1.0198 | 1.0198 | 1.0198 | 1.0198 | 1.0198 | 1.0198 | 1.0198 | 1.0198 | 1.0198 | 1.0198 | 1.0198 | 1.0198 | 1.0198 | 1.0198 | 1.0198 | 1.0198 | 1.0198 | 1.0198 | 1.0198 | 1.0198 | 1.0198 | 1.0198 | 1.0198 | 1.0198 | 1.0198 | 1.0198 | 1.0198 | 1.0198 | 1.0198 | 1.0198 | 1.0198 | 1.0198 | 1.0198 | 1.0198 | 1.0198 | 1.0198 | 1.0198 | 1.0198 | 1.0198 | 1.0198 | 1.0198 | 1.0198 | 1.0198 | 1.0198 | 1.0198 | 1.0198 | 1.0198 | 1.0198 | 1.0198 | 1.0198 | 1.0198 | 1.0198 | 1.0198 | 1.0198 | 1.0198 | 1.0198 | 1.0198 | 1.0198 | 1.0198 | 1.0198 | 1.0198 | 1.0198 | 1.0198 | 1.0198 | 1.0198 | 1.0198 | 1.0198 | 1.0198 | 1.0198 | 1.0198 | 1.0198 | 1.0198 | 1.0198 | 1.0198 | 1.0198 | 1.0198 | 1.0198 | 1.0198 | 1.0198 | 1.0198 | 1.0198 | 1.0198 | 1.0198 | 1.0198 | 1.0198 | 1.0198 | 1.0198 | 1.0198 | 1.0198 | 1.0198 | 1.0198 | 1.0198 | 1.0198 | 1.0198 | 1.0198 | 1.0198 | 1.0198 | 1.0198 | 1.0198 | 1.0198 | 1.0198 | 1.0198 | 1.0198 | 1.0198 | 1.0198 | 1.0198 | 1.0198 | 1.0198 | 1.0198 | 1.0198 | 1.0198 | 1.0198 | 1.0198 | 1.0198 | 1.0198 | 1.0198 | 1.0198 | 1.0198 | 1.0198 | 1.0198 | 1.0198 | 1.0198 | 1.0198 | 1.0198 | 1.0198 | 1.0198 | 1.0198 | 1.0198 | 1.0198 | 1.0198 | 1.0198 | 1.0198 | 1.0198 | 1.0198 | 1.0198 | 1.0198 | 1.0198 | 1.0198 | 1.0198 | 1.0198 | 1.0198 | 1.0198 | 1.0198 | 1.0198 | 1.0198 | 1.0198 | 1.0198 | 1.0198 | 1.0198 | 1.0198 | 1.0198 | 1.0198 | 1.0198 | 1.0198 | 1.0198 | 1.0198 | 1.0198 | 1.0198 | 1.0198 | 1.0198 | 1.0198 | 1.0198 | 1.0198 | 1.0198 | 1.0198 | 1.0198 | 1.0198 | 1.0198 | 1.0198 | 1.0198 | 1.0198 | 1.0198 | 1.0198 | 1.0198 | 1.0198 | 1.0198 | 1.0198 | 1.0198 | 1.0198 | 1.0198 | 1.0198 | 1.0198 | 1.0198 | 1.0198 | 1.0198 | 1.0198 | 1.0198 | 1.0198 | 1.0198 | 1.0198 | 1.0198 | 1.0198 | 1.0198 | 1.0198 | 1.0198 | 1.0198 | 1.0198 | 1.0198 | 1.0198 | 1.0198 | 1.0198 | 1.0198 | 1.0198 | 1.0198 | 1.0198 | 1.0198 | 1.0198 | 1.0198 | 1.0198 | 1.0198 | 1.0198 | 1.0198 | 1.0198 | 1.0198 | 1.0198 | 1.0198 | 1.0198 | 1.0198 | 1.0198 | 1.0198 | 1.0198 | 1.0198 | 1.0198 | 1.0198 | 1.0198 | 1.0198 | 1.0198 | 1.0198 | 1.0198 | 1.0198 | 1.0198 | 1.0198 | 1.0198 | 1.0198 | 1.0198 | 1.0198 | 1.0198 | 1.0198 | 1.0198 | 1.0198 | 1.0198 | 1.0198 | 1.0198 | 1.0198 | 1.0198 | 1.0198 | 1.0198 | 1.0198 | 1.0198 | 1.0198 | 1.0198 | 1.0198 | 1.0198 | 1.0198 | 1.0198 | 1.0198 | 1.0198 | 1.0198 | 1.0198 | 1.0198 | 1.0198 | 1.0198 | 1.0198 | 1.0198 | 1.0198 | 1.0198 | 1.0198 | 1.0198 | 1.0198 | 1.0198 | 1.0198 | 1.0198 | 1.0198 | 1.0198 | 1.0198 | 1.0198 | 1.0198 | 1.0198 | 1.0198 | 1.0198 | 1.0198 | 1.0198 | 1.0198 | 1.0198 | 1.0198 | 1.0198 | 1.0198 | 1.0198 | 1.0198 | 1.0198 | 1.0198 | 1.0198 | 1.0198 | 1.0198 | 1.0198 | 1.0198 | 1.0198 | 1.0198 | 1.0198 | 1.0198 | 1.0198 | 1.0198 | 1.0198 | 1.0198 | 1.0198 | 1.0198 | 1.0198 | 1.0198 | 1.0198 | 1.0198 | 1.0198 | 1.0198 | 1.0198 | 1.0198 | 1.0198 | 1.0198 | 1.0198 | 1.0198 | 1.0198 | 1.0198 | 1.0198 | 1.0198 | 1.0198 | 1.0198 | 1.0198 | 1.0198 | 1.0198 | 1.0198 | 1.0198 | 1.0198 | 1.0198 | 1.0198 | 1.0198 | 1.0198 | 1.0198 | 1.0198 | 1.0198 | 1.0198 | 1.0198 | 1.0198 | 1.0198 | 1.0198 | 1.0198 | 1.0198 | 1.0198 | 1.0198 | 1.0198 | 1.0198 | 1.0198 | 1.0198 | 1.0198 | 1.0198 | 1.0198 | 1.0198 | 1.0198 | 1.0198 | 1.0198 | 1.0198 | 1.0198 | 1.0198 | 1.0198 | 1.0198 | 1.0198 | 1.0198 | 1.0198 | 1.0198 | 1.0198 | 1.0198 | 1.0198 | 1.0198 | 1.0198 | 1.0198 | 1.0198 | 1.0198 | 1.0198 | 1.0198 | 1.0198 | 1.0198 | 1.0198 | 1.0198 | 1.0198 | 1.0198 | 1.0198 | 1.0198 | 1.0198 | 1.0198 | 1.0198 | 1.0198 | 1.0198 | 1.0198 | 1.0198 | 1.0198 | 1.0198 | 1.0198 | 1.0198 | 1.0198 | 1.0198 | 1.0198 | 1.0198 | 1.0198 | 1.0198 | 1.0198 | 1.0198 | 1.0198 | 1.0198 | 1.0198 | 1.0198 | 1.0198 | 1.0198 | 1.0198 | 1.0198 | 1.0198 | 1.0198 | 1.0198 | 1.0198 | 1.0198 | 1.0198 | 1.0198 | 1.0198 | 1.0198 | 1.0198 | 1.0198 | 1.0198 | 1.0198 | 1.0198 | 1.0198 | 1.0198 | 1.0198 | 1.0198 | 1.0198 | 1.0198 | 1.0198 | 1.0198 | 1.0198 | 1.0198 | 1.0198 | 1.0198 | 1.0198 | 1.0198 | 1.0198 | 1.0198 | 1.0198 | 1.0198 | 1.0198 | 1.0198 | 1.0198 | 1.0198 | 1.0198 | 1.0198 | 1.0198 | 1.0198 | 1.0198 | 1.0198 | 1.0198 | 1.0198 | 1.0198 | 1.0198 | 1.0198 | 1.0198 | 1.0198 | 1.0198 | 1.0198 | 1.0198 | 1.0198 | 1.0198 | 1.0198 | 1.0198 | 1.0198 | 1.0198 | 1.0198 | 1.0198 | 1.0198 | 1.0198 | 1.0198 | 1.0198 | 1.0198 | 1.0198 | 1.0198 | 1.0198 | 1.0198 | 1.0198 | 1.0198 | 1.0198 | 1.0198 | 1.0198 | 1.0198 | 1.0198 | 1.0198 | 1.0198 | 1.0198 | 1.0198 | 1.0198 | 1.0198 | 1.0198 | 1.0198 | 1.0198 | 1.0198 | 1.0198 | 1.0198 | 1.0198 | 1.0198 | 1.0198 | 1.0198 | 1.0198 | 1.0198 | 1.0198 | 1.0198 | 1.0198 | 1.0198 | 1.0198 | 1.0198 | 1.0198 | 1.0198 | 1.0198 | 1.0198 | 1.0198 | 1.0198 | 1.0198 | 1.0198 | 1.0198 | 1.0198 | 1.0198 | 1.0198 | 1.0198 | 1.0198 | 1.0198 | 1.0198 | 1.0198 | 1.0198 | 1.0198 | 1.0198 | 1.0198 | 1.0198 | 1.0198 | 1.0198 | 1.0198 | 1.0198 | 1.0198 | 1.0198 | 1.0198 | 1.0198 | 1.0198 | 1.0198 | 1.0198 | 1.0198 | 1.0198 | 1.0198 | 1.0198 | 1.0198 | 1.0198 | 1.0198 | 1.0198 | 1.0198 | 1.0198 | 1.0198 | 1.0198 | 1.0198 | 1.0198 | 1.0198 | 1.0198 | 1.0198 | 1.0198 | 1.0198 | 1.0198 | 1.0198 | 1.0198 | 1.0198 | 1.0198 | 1.0198 | 1.0198 | 1.0198 | 1.0198 | 1.0198 | 1.0198 | 1.0198 | 1.0198 | 1.0198 | 1.0198 | 1.0198 | 1.0198 | 1.0198 | 1.0198 | 1.0198 | 1.0198 | 1.0198 | 1.0198 | 1.0198 | 1.0198 | 1.0198 | 1.0198 | 1.0198 | 1.0198 | 1.0198 | 1.0198 | 1.0198 | 1.0198 | 1.0198 | 1.0198 | 1.0198 | 1.0198 | 1.0198 | 1.0198 | 1.0198 | 1.0198 | 1.0198 | 1.0198 | 1.0198 | 1.0198 | 1.0198 | 1.0198 | 1.0198 | 1.0198 | 1.0198 | 1.0198 | 1.0198 | 1.0198 | 1.0198 | 1.0198 | 1.0198 | 1.0198 | 1.0198 | 1.0198 | 1.0198 | 1.0198 | 1.0198 | 1.0198 | 1.0198 | 1.0198 | 1.0198 | 1.0198 | 1.0198 | 1.0198 | 1.0198 | 1.0198 | 1.0198 | 1.0198 | 1.0198 | 1.0198 | 1.0198 | 1.0198 | 1.0198 | 1.0198 | 1.0198 | 1.0198 | 1.0198 | 1.0198 | 1.0198 | 1.0198 | 1.0198 | 1.0198 | 1.0198 | 1.0198 | 1.0198 | 1.0198 | 1.0198 | 1.0198 | 1.0198 | 1.0198 | 1.0198 | 1.0198 | 1.0198 | 1.0198 | 1.0198 | 1.0198 | 1.0198 | 1.0198 | 1.0198 | 1.0198 | 1.0198 | 1.0198 | 1.0198 | 1.0198 | 1.0198 | 1.0198 | 1.0198 | 1.0198 | 1.0198 | 1.0198 | 1.0198 | 1.0198 | 1.0198 | 1.0198 | 1.0198 | 1.0198 | 1.0198 | 1.0198 | 1.0198 | 1.0198 | 1.0198 | 1.0198 | 1.0198 | 1.0198 | 1.0198 | 1.0198 | 1.0198 | 1.0198 | 1.0198 | 1.0198 | 1.0198 | 1.0198 | 1.0198 | 1.0198 | 1.0198 | 1.0198 | 1.0198 | 1.0198 | 1.0198 | 1.0198 | 1.0198 | 1.0198 | 1.0198 | 1.0198 | 1.0198 | 1.0198 | 1.0198 | 1.0198 | 1.0198 | 1.0198 | 1.0198 | 1.0198 | 1.0198 | 1.0198 | 1.0198 | 1.0198 | 1.0198 | 1.0198 | 1.0198 | 1.0198 | 1.0198 | 1.0198 | 1.0198 | 1.0198 | 1.0198 | 1.0198 | 1.0198 | 1.0198 | 1.0198 | 1.0198 | 1.0198 | 1.0198 | 1.0198 | 1.0198 | 1.0198 | 1.0198 | 1.0198 | 1.0198 | 1.0198 | 1.0198 | 1.0198 | 1.0198 | 1.0198 | 1.0198 | 1.0198 | 1.0198 | 1.0198 | 1.0198 | 1.0198 | 1.0198 | 1.0198 | 1.0198 | 1.0198 | 1.0198 | 1.0198 | 1.0198 | 1.0198 | 1.0198 | 1.0198 | 1.0198 | 1.0198 | 1.0198 | 1.0198 | 1.0198 | 1.0198 | 1.0198 | 1.0198 | 1.0198 | 1.0198 | 1.0198 | 1.0198 | 1.0198 | 1.0198 | 1.0198 | 1.0198 | 1.0198 | 1.0198 | 1.0198 | 1.0198 | 1.0198 | 1.0198 | 1.0198 | 1.0198 | 1.0198 | 1.0198 | 1.0198 | 1.0198 | 1.0198 | 1.0198 | 1.0198 | 1.0198 | 1.0198 | 1.0198 | 1.0198 | 1.0198 | 1.0198 | 1.0198 | 1.0198 | 1.0198 | 1.0198 | 1.0198 | 1.0198 | 1.0198 | 1.0198 | 1.0198 | 1.0198 | 1.0198 | 1.0198 | 1.0198 | 1.0198 | 1.0198 | 1.0198 | 1.0198 | 1.0198 | 1.0198 | 1.0198 | 1.0198 | 1.0198 | 1.0198 | 1.0198 | 1.0198 | 1.0198 | 1.0198 | 1.0198 | 1.0198 | 1.0198 | 1.0198 | 1.0198 | 1.0198 | 1.0198 | 1.0198 | 1.0198 | 1.0198 | 1.0198 | 1.0198 | 1.0198 | 1.0198 | 1.0198 | 1.0198 | 1.0198 | 1.0198 | 1.0198 | 1.0198 | 1.0198 | 1.0198 | 1.0198 | 1.0198 | 1.0198 | 1.0198 | 1.0198 | 1.0198 | 1.0198 | 1.0198 | 1.0198 | 1.0198 | 1.0198 | 1.0198 | 1.0198 | 1.0198 | 1.0198 | 1.0198 | 1.0198 | 1.0198 | 1.0198 | 1.0198 | 1.0198 | 1.0198 | 1.0198 | 1.0198 | 1.0198 | 1.0198 | 1.0198 | 1.0198 | 1.0198 | 1.0198 | 1.0198 | 1.0198 | 1.0198 | 1.0198 | 1.0198 | 1.0198 | 1.0198 | 1.0198 | 1.0198 | 1.0198 | 1.0198 | 1.0198 | 1.0198 | 1.0198 | 1.0198 | 1.0198 | 1.0198 | 1.0198 | 1.0198 | 1.0198 | 1.0198 | 1.0198 | 1.0198 | 1.0198 | 1.0198 | 1.0198 | 1.0198 | 1.0198 | 1.0198 | 1.0198 | 1.0198 | 1.0198 | 1.0198 | 1.0198 | 1.0198 | 1.0198 | 1.0198 | 1.0198 | 1.0198 | 1.0198 | 1.0198 | 1.0198 | 1.0198 | 1.0198 | 1.0198 | 1.0198 | 1.0198 | 1.0198 | 1.0198 | 1.0198 | 1.0198 | 1.0198 | 1.0198 | 1.0198 | 1.0198 | 1.0198 | 1.0198 | 1.0198 | 1.0198 | 1.0198 | 1.0198 | 1.0198 | 1.0198 | 1.0198 | 1.0198 | 1.0198 | 1.0198 | 1.0198 | 1.0198 | 1.0198 | 1.0198 | 1.0198 | 1.0198 | 1.0198 | 1.0198 | 1.0198 | 1.0198 | 1.0198 | 1.0198 | 1.0198 | 1.0198 | 1.0198 | 1.0198 | 1.0198 | 1.0198 | 1.0198 | 1.0198 | 1.0198 | 1.0198 | 1.0198 | 1.0198 | 1.0198 | 1.0198 | 1.0198 | 1.0198 | 1.0198 | 1.0198 | 1.0198 | 1.0198 | 1.0198 | 1.0198 | 1.0198 | 1.0198 | 1.0198 | 1.0198 | 1.0198 | 1.0198 | 1.0198 | 1.0198 | 1.0198 | 1.0198 | 1.0198 | 1.0198 | 1.0198 | 1.0198 | 1.0198 | 1.0198 | 1.0198 | 1.0198 | 1.0198 | 1.0198 | 1.0198 | 1.0198 | 1.0198 | 1.0198 | 1.0198 | 1.0198 | 1.0198 | 1.0198 | 1.0198 | 1.0198 | 1.0198 | 1.0198 | 1.0198 | 1.0198 | 1.0198 | 1.0198 | 1.0198 | 1.0198 | 1.0198 | 1.0198 | 1.0198 | 1.0198 | 1.0198 | 1.0198 | 1.0198 | 1.0198 | 1.0198 | 1.0198 | 1.0198 | 1.0198 | 1.0198 | 1.0198 | 1.0198 | 1.0198 | 1.0198 | 1.0198 | 1.0198 | 1.0198 | 1.0198 | 1.0198 | 1.0198 | 1.0198 | 1.0198 | 1.0198 | 1.0198 | 1.0198 | 1.0198 | 1.0198 | 1.0198 | 1.0198 | 1.0198 | 1.0198 | 1.0198 | 1.0198 | 1.0198 | 1.0198 | 1.0198 | 1.0198 | 1.0198 | 1.0198 | 1.0198 | 1.0198 | 1.0198 | 1.0198 | 1.0198 | 1.0198 | 1.0198 | 1.0198 | 1.0198 | 1.0198 | 1.0198 | 1.0198 | 1.0198 | 1.0198 | 1.0198 | 1.0198 | 1.0198 | 1.0198 | 1.0198 | 1.0198 | 1.0198 | 1.0198 | 1.0198 | 1.0198 | 1.0198 | 1.0198 | 1.0198 | 1.0198 | 1.0198 | 1.0198 | 1.0198 | 1.0198 | 1.0198 | 1.0198 | 1.0198 | 1.0198 | 1.0198 | 1.0198 | 1.0198 | 1.0198 | 1.0198 | 1.0198 | 1.0198 | 1.0198 | 1.0198 | 1.0198 | 1.0198 | 1.0198 | 1.0198 | 1.0198 | 1.0198 | 1.0198 | 1.0198 | 1.0198 | 1.0198 | 1.0198 | 1.0198 | 1.0198 | 1.0198 | 1.0198 | 1.0198 | 1.0198 | 1.0198 | 1.0198 | 1.0198 | 1.0198 | 1.0198 | 1.0198 | 1.0198 | 1.0198 | 1.0198 | 1.0198 | 1.0198 | 1.0198 | 1.0198 | 1.0198 | 1.0198 | 1.0198 | 1.0198 | 1.0198 | 1.0198 | 1.0198 | 1.0198 | 1.0198 | 1.0198 | 1.0198 | 1.0198 | 1.0198 | 1.0198 | 1.0198 | 1.0198 | 1.0198 | 1.0198 | 1.0198 | 1.0198 | 1.0198 | 1.0198 | 1.0198 | 1.0198 | 1.0198 | 1.0198 | 1.0198 | 1.0198 | 1.0198 | 1.0198 | 1.0198 | 1.0198 | 1.0198 | 1.0198 | 1.0198 | 1.0198 | 1.0198 | 1.0198 | 1.0198 | 1.0198 | 1.0198 | 1.0198 | 1.0198 | 1.0198 | 1.0198 | 1.0198 | 1.0198 | 1.0198 | 1.0198 | 1.0198 | 1.0198 | 1.0198 | 1.0198 | 1.0198 | 1.0198 | 1.0198 | 1.0198 | 1.0198 | 1.0198 | 1.0198 | 1.0198 | 1.0198 | 1.0198 | 1.0198 | 1.0198 | 1.0198 | 1.0198 | 1.0198 | 1.0198 | 1.0198 | 1.0198 | 1.0198 | 1.0198 | 1.0198 | 1.0198 | 1.0198 | 1.0198 | 1.0198 | 1.0198 | 1.0198 | 1.0198 | 1.0198 | 1.0198 | 1.0198 | 1.0198 | 1.0198 | 1.0198 | 1.0198 | 1.0198 | 1.0198 | 1.0198 | 1.0198 | 1.0198 | 1.0198 | 1.0198 | 1.0198 | 1.0198 | 1.0198 | 1.0198 | 1.0198 | 1.0198 | 1.0198 | 1.0198 | 1.0198 | 1.0198 | 1.0198 | 1.0198 | 1.0198 | 1.0198 | 1.0198 | 1.0198 | 1.0198 | 1.0198 | 1.0198 | 1.0198 | 1.0198 | 1.0198 | 1.0198 | 1.0198 | 1.0198 | 1.0198 | 1.0198 | 1.0198 | 1.0198 | 1.0198 | 1.0198 | 1.0198 | 1.0198 | 1.0198 | 1.0198 | 1.0198 | 1.0198 | 1.0198 | 1.0198 | 1.0198 | 1.0198 | 1.0198 | 1.0198 | 1.0198 | 1.0198 | 1.0198 | 1.0198 | 1.0198 | 1.0198 | 1.0198 | 1.0198 | 1.0198 | 1.0198 | 1.0198 | 1.0198 | 1.0198 | 1.0198 | 1.0198 | 1.0198 | 1.0198 | 1.0198 | 1.0198 | 1.0198 | 1.0198 | 1.0198 | 1.0198 | 1.0198 | 1.0198 | 1.0198 | 1.0198 | 1.0198 | 1.0198 | 1.0198 | 1.0198 | 1.0198 | 1.0198 | 1.0198 | 1.0198 | 1.0198 | 1.0198 | 1.0198 | 1.0198 | 1.0198 | 1.0198 | 1.0198 | 1.0198 | 1.0198 | 1.0198 | 1.0198 | 1.0198 | 1.0198 | 1.0198 | 1.0198 | 1.0198 | 1.0198 | 1.0198 | 1.0198 | 1.0198 | 1.0198 | 1.0198 | 1.0198 | 1.0198 | 1.0198 | 1.0198 | 1.0198 | 1.0198 | 1.0198 | 1.0198 | 1.0198 | 1.0198 | 1.0198 | 1.0198 | 1.0198 | 1.0198 | 1.0198 | 1.0198 | 1.0198 | 1.0198 | 1.0198 | 1.0198 | 1.0198 | 1.0198 | 1.0198 | 1.0198 | 1.0198 | 1.0198 | 1.0198 | 1.0198 | 1.0198 | 1.0198 | 1.0198 | 1.0198 | 1.0198 | 1.0198 | 1.0198 | 1.0198 | 1.0198 | 1.0198 | 1.0198 | 1.0198 | 1.0198 | 1.0198 | 1.0198 | 1.0198 | 1.0198 | 1.0198 | 1.0198 | 1.0198 | 1.0198 | 1.0198 | 1.0198 | 1.0198 | 1.0198 | 1.0198 | 1.0198 | 1.0198 | 1.0198 | 1.0198 | 1.0198 | 1.0198 | 1.0198 | 1.0198 | 1.0198 | 1.0198 | 1.0198 | 1.0198 | 1.0198 | 1.0198 | 1.0198 | 1.0198 | 1.0198 | 1.0198 | 1.0198 | 1.0198 | 1.0198 | 1.0198 | 1.0198 | 1.0198 | 1.0198 | 1.0198 | 1.0198 | 1.0198 | 1.0198 | 1.0198 | 1.0198 | 1.0198 | 1.0198 | 1.0198 | 1.0198 | 1.0198 | 1.0198 | 1.0198 | 1.0198 | 1.0198 | 1.0198 | 1.0198 | 1.0198 | 1.0198 | 1.0198 | 1.0198 | 1.0198 | 1.0198 | 1.0198 | 1.0198 | 1.0198 | 1.0198 | 1.0198 | 1.0198 | 1.0198 | 1.0198 | 1.0198 | 1.0198 | 1.0198 | 1.0198 | 1.0198 | 1.0198 | 1.0198 | 1.0198 | 1.0198 | 1.0198 | 1.0198 | 1.0198 | 1.0198 | 1.0198 | 1.0198 | 1.0198 | 1.0198 | 1.0198 | 1.0198 | 1.0198 | 1.0198 | 1.0198 | 1.0198 | 1.0198 | 1.0198 | 1.0198 | 1.0198 | 1.0198 | 1.0198 | 1.0198 | 1.0198 | 1.0198 | 1.0198 | 1.0198 | 1.0198 | 1.0198 | 1.0198 | 1.0198 | 1.0198 | 1.0198 | 1.0198 | 1.0198 | 1.0198 | 1.0198 | 1.0198 | 1.0198 | 1.0198 | 1.0198 | 1.0198 | 1.0198 | 1.0198 | 1.0198 | 1.0198 | 1.0198 | 1.0198 | 1.0198 | 1.0198 | 1.0198 | 1.0198 | 1.0198 | 1.0198 | 1.0198 | 1.0198 | 1.0198 | 1.0198 | 1.0198 | 1.0198 | 1.0198 | 1.0198 | 1.0198 | 1.0198 | 1.0198 | 1.0198 | 1.0198 | 1.0198 | 1.0198 | 1.0198 | 1.0198 | 1.0198 | 1.0198 | 1.0198 | 1.0198 | 1.0198 | 1.0198 | 1.0198 | 1.0198 | 1.0198 | 1.0198 | 1.0198 | 1.0198 | 1.0198 | 1.0198 | 1.0198 | 1.0198 | 1.0198 | 1.0198 | 1.0198 | 1.0198 | 1.0198 | 1.0198 | 1.0198 | 1.0198 | 1.0198 | 1.0198 | 1.0198 | 1.0198 | 1.0198 | 1.0198 | 1.0198 | 1.0198 | 1.0198 | 1.0198 | 1.0198 | 1.0198 | 1.0198 | 1.0198 | 1.0198 | 1.0198 | 1.0198 | 1.0198 | 1.0198 | 1.0198 | 1.0198 | 1.0198 | 1.0198 | 1.0198 | 1.0198 | 1.0198 | 1.0198 | 1.0198 | 1.0198 | 1.0198 | 1.0198 | 1.0198 | 1.0198 | 1.0198 | 1.0198 | 1.0198 | 1.0198 | 1.0198 | 1.0198 | 1.0198 | 1.0198 | 1.0198 | 1.0198 | 1.0198 | 1.0198 | 1.0198 | 1.0198 | 1.0198 | 1.0198 | 1.0198 | 1.0198 | 1.0198 | 1.0198 | 1.0198 | 1.0198 | 1.0198 | 1.0198 | 1.0198 | 1.0198 | 1.0198 | 1.0198 | 1.0198 | 1.0198 | 1.0198 | 1.0198 | 1.0198 | 1.0198 | 1.0198 | 1.0198 | 1.0198 | 1.0198 | 1.0198 | 1.0198 | 1.0198 | 1.0198 | 1.0198 | 1.0198 | 1.0198 | 1.0198 | 1.0198 | 1.0198 | 1.0198 | 1.0198 | 1.0198 | 1.0198 | 1.0198 | 1.0198 | 1.0198 | 1.0198 | 1.0198 | 1.0198 | 1.0198 | 1.0198 | 1.0198 | 1.0198 | 1.0198 | 1.0198 | 1.0198 | 1.0198 | 1.0198 | 1.0198 | 1.0198 | 1.0198 | 1.0198 | 1.0198 | 1.0198 | 1.0198 | 1.0198 | 1.0198 | 1.0198 | 1.0198 | 1.0198 | 1.0198 | 1.0198 | 1.0198 | 1.0198 | 1.0198 | 1.0198 | 1.0198 | 1.0198 | 1.0198 | 1.0198 | 1.0198 | 1.0198 | 1.0198 | 1.0198 | 1.0198 | 1.0198 | 1.0198 | 1.0198 | 1.0198 | 1.0198 | 1.0198 | 1.0198 | 1.0198 | 1.0198 | 1.0198 | 1.0198 | 1.0198 | 1.0198 | 1.0198 | 1.0198 | 1.0198 | 1.0198 | 1.0198 | 1.0198 | 1.0198 | 1.0198 | 1.0198 | 1.0198 | 1.0198 | 1.0198 | 1.0198 | 1.0198 | 1.0198 | 1.0198 | 1.0198 | 1.0198 | 1.0198 | 1.0198 | 1.0198 | 1.0198 | 1.0198 | 1.0198 | 1.0198 | 1.0198 | 1.0198 | 1.0198 | 1.0198 | 1.0198 | 1.0198 | 1.0198 | 1.0198 | 1.0198 | 1.0198 | 1.0198 | 1.0198 | 1.0198 | 1.0198 | 1.0198 | 1.0198 | 1.0198 | 1.0198 | 1.0198 | 1.0198 | 1.0198 | 1.0198 | 1.0198 | 1.0198 | 1.0198 | 1.0198 | 1.0198 | 1.0198 | 1.0198 | 1.0198 | 1.0198 | 1.0198 | 1.0198 | 1.0198 | 1.0198 | 1.0198 | 1.0198 | 1.0198 | 1.0198 | 1.0198 | 1.0198 | 1.0198 | 1.0198 | 1.0198 | 1.0198 | 1.0198 | 1.0198 | 1.0198 | 1.0198 | 1.0198 | 1.0198 | 1.0198 | 1.0198 | 1.0198 | 1.0198 | 1.0198 | 1.0198 | 1.0198 | 1.0198 | 1.0198 | 1.0198 | 1.0198 | 1.0198 | 1.0198 | 1.0198 | 1.0198 | 1.0198 | 1.0198 | 1.0198 | 1.0198 | 1.0198 | 1.0198 | 1.0198 | 1.0198 | 1.0198 | 1.0198 | 1.0198 | 1.0198 | 1.0198 | 1.0198 | 1.0198 | 1.0198 | 1.0198 | 1.0198 | 1.0198 | 1.0198 | 1.0198 | 1.0198 | 1.0198 | 1.0198 | 1.0198 | 1.0198 | 1.0198 | 1.0198 | 1.0198 | 1.0198 | 1.0198 | 1.0198 | 1.0198 | 1.0198 | 1.0198 | 1.0198 | 1.0198 | 1.0198 | 1.0198 | 1.0198 | 1.0198 | 1.0198 | 1.0198 | 1.0198 | 1.0198 | 1.0198 | 1.0198 | 1.0198 | 1.0198 | 1.0198 | 1.0198 | 1.0198 | 1.0198 | 1.0198 | 1.0198 | 1.0198 | 1.0198 | 1.0198 | 1.0198 | 1.0198 | 1.0198 | 1.0198 | 1.0198 | 1.0198 | 1.0198 | 1.0198 | 1.0198 | 1.0198 | 1.0198 | 1.0198 | 1.0198 | 1.0198 | 1.0198 | 1.0198 | 1.0198 | 1.0198 | 1.0198 | 1.0198 | 1.0198 | 1.0198 | 1.0198 | 1.0198 | 1.0198 | 1.0198 | 1.0198 | 1.0198 | 1.0198 | 1.0198 | 1.0198 | 1.0198 | 1.0198 | 1.0198 | 1.0198 | 1.0198 | 1.0198 | 1.0198 | 1.0198 | 1.0198 | 1.0198 | 1.0198 | 1.0198 | 1.0198 | 1.0198 | 1.0198 | 1.0198 | 1.0198 | 1.0198 | 1.0198 | 1.0198 | 1.0198 | 1.0198 | 1.0198 | 1.0198 | 1.0198 | 1.0198 | 1.0198 | 1.0198 | 1.0198 | 1.0198 | 1.0198 | 1.0198 | 1.0198 | 1.0198 | 1.0198 | 1.0198 | 1.0198 | 1.0198 | 1.0198 | 1.0198 | 1.0198 | 1.0198 | 1.0198 | 1.0198 | 1.0198 | 1.0198 | 1.0198 | 1.0198 | 1.0198 | 1.0198 | 1.0198 | 1.0198 | 1.0198 | 1.0198 | 1.0198 | 1.0198 | 1.0198 | 1.0198 | 1.0198 | 1.0198 | 1.0198 | 1.0198 | 1.0198 | 1.0198 | 1.0198 | 1.0198 | 1.0198 | 1.0198 | 1.0198 | 1.0198 | 1.0198 | 1.0198 | 1.0198 | 1.0198 | 1.0198 | 1.0198 | 1.0198 | 1.0198 | 1.0198 | 1.0198 | 1.0198 | 1.0198 | 1.0198 | 1.0198 | 1.0198 | 1.0198 | 1.0198 | 1.0198 | 1.0198 | 1.0198 | 1.0198 | 1.0198 | 1.0198 | 1.0198 | 1.0198 | 1.0198 | 1.0198 | 1.0198 | 1.0198 | 1.0198 | 1.0198 | 1.0198 | 1.0198 | 1.0198 | 1.0198 | 1.0198 | 1.0198 | 1.0198 | 1.0198 | 1.0198 | 1.0198 | 1.0198 | 1.0198 | 1.0198 | 1.0198 | 1.0198 | 1.0198 | 1.0198 | 1.0198 | 1.0198 | 1.0198 | 1.0198 | 1.0198 | 1.0198 | 1.0198 | 1.0198 | 1.0198 | 1.0198 | 1.0198 | 1.0198 | 1.0198 | 1.0198 | 1.0198 | 1.0198 | 1.0198 | 1.0198 | 1.0198 | 1.0198 | 1.0198 | 1.0198 | 1.0198 | 1.0198 | 1.0198 | 1.0198 | 1.0198 | 1.0198 | 1.0198 | 1.0198 | 1.0198 | 1.0198 | 1.0198 | 1.0198 | 1.0198 | 1.0198 | 1.0198 | 1.0198 | 1.0198 | 1.0198 | 1.0198 | 1.0198 | 1.0198 | 1.0198 | 1.0198 | 1.0198 | 1.0198 | 1.0198 | 1.0198 | 1.0198 | 1.0198 | 1.0198 | 1.0198 | 1.0198 | 1.0198 | 1.0198 | 1.0198 | 1.0198 | 1.0198 | 1.0198 | 1.0198 | 1.0198 | 1.0198 | 1.0198 | 1.0198 | 1.0198 | 1.0198 | 1.0198 | 1.0198 | 1.0198 | 1.0198 | 1.0198 | 1.0198 | 1.0198 | 1.0198 | 1.0198 | 1.0198 | 1.0198 | 1.0198 | 1.0198 | 1.0198 | 1.0198 | 1.0198 | 1.0198 | 1.0198 | 1.0198 | 1.0198 | 1.0198 | 1.0198 | 1.0198 | 1.0198 | 1.0198 | 1.0198 | 1.0198 | 1.0198 | 1.0198 | 1.0198 | 1.0198 | 1.0198 | 1.0198 | 1.0198 | 1.0198 | 1.0198 | 1.0198 | 1.0198 | 1.0198 | 1.0198 | 1.0198 | 1.0198 | 1.0198 | 1.0198 | 1.0198 | 1.0198 | 1.0198 | 1.0198 | 1.0198 | 1.0198 | 1.0198 | 1.0198 | 1.0198 | 1.0198 | 1.0198 | 1.0198 | 1.0198 | 1.0198 | 1.0198 | 1.0198 | 1.0198 | 1.0198 | 1.0198 | 1.0198 | 1.0198 | 1.0198 | 1.0198 | 1.0198 | 1.0198 | 1.0198 | 1.0198 | 1.0198 | 1.0198 | 1.0198 | 1.0198 | 1.0198 | 1.0198 | 1.0198 | 1.0198 | 1.0198 | 1.0198 | 1.0198 | 1.0198 | 1.0198 | 1.0198 | 1.0198 | 1.0198 | 1.0198 | 1.0198 | 1.0198 | 1.0198 | 1.0198 | 1.0198 | 1.0198 | 1.0198 | 1.0198 | 1.0198 | 1.0198 | 1.0198 | 1.0198 | 1.0198 | 1.0198 | 1.0198 | 1.0198 | 1.0198 | 1.0198 | 1.0198 | 1.0198 | 1.0198 | 1.0198 | 1.0198 | 1.0198 | 1.0198 | 1.0198 | 1.0198 | 1.0198 | 1.0198 | 1.0198 | 1.0198 | 1.0198 | 1.0198 | 1.0198 | 1.0198 | 1.0198 | 1.0198 | 1.0198 | 1.0198 | 1.0198 | 1.0198 | 1.0198 | 1.0198 | 1.0198 | 1.0198 | 1.0198 | 1.0198 | 1.0198 | 1.0198 | 1.0198 | 1.0198 | 1.0198 | 1.0198 | 1.0198 | 1.0198 | 1.0198 | 1.0198 | 1.0198 | 1.0198 | 1.0198 | 1.0198 | 1.0198 | 1.0198 | 1.0198 | 1.0198 | 1.0198 | 1.0198 | 1.0198 | 1.0198 | 1.0198 | 1.0198 | 1.0198 | 1.0198 | 1.0198 | 1.0198 | 1.0198 | 1.0198 | 1.0198 | 1.0198 | 1.0198 | 1.0198 | 1.0198 | 1.0198 | 1.0198 | 1.0198 | 1.0198 | 1.0198 | 1.0198 | 1.0198 | 1.0198 | 1.0198 | 1.0198 | 1.0198 | 1.0198 | 1.0198 | 1.0198 | 1.0198 | 1.0198 | 1.0198 | 1.0198 | 1.0198 | 1.0198 | 1.0198 | 1.0198 | 1.0198 | 1.0198 | 1.0198 | 1.0198 | 1.0198 | 1.0198 | 1.0198 | 1.0198 | 1.0198 | 1.0198 | 1.0198 | 1.0198 | 1.0198 | 1.0198 | 1.0198 | 1.0198 | 1.0198 | 1.0198 | 1.0198 | 1.0198 | 1.0198 | 1.0198 | 1.0198 | 1.0198 | 1.0198 | 1.0198 | 1.0198 | 1.0198 | 1.0198 | 1.0198 | 1.0198 | 1.0198 | 1.0198 | 1.0198 | 1.0198 | 1.0198 | 1.0198 | 1.0198 | 1.0198 | 1.0198 | 1.0198 | 1.0198 | 1.0198 | 1.0198 | 1.0198 | 1.0198 | 1.0198 | 1.0198 | 1.0198 | 1.0198 | 1.0198 | 1.0198 | 1.0198 | 1.0198 | 1.0198 | 1.0198 | 1.0198 | 1.0198 | 1.0198 | 1.0198 | 1.0198 | 1.0198 | 1.0198 | 1.0198 | 1.0198 | 1.0198 | 1.0198 | 1.0198 | 1.0198 | 1.0198 | 1.0198 | 1.0198 | 1.0198 | 1.0198 | 1.0198 | 1.0198 | 1.0198 | 1.0198 | 1.0198 | 1.0198 | 1.0198 | 1.0198 | 1.0198 | 1.0198 | 1.0198 | 1.0198 | 1.0198 | 1.0198 | 1.0198 | 1.0198 | 1.0198 | 1.0198 | 1.0198 | 1.0198 | 1.0198 | 1.0198 | 1.0198 | 1.0198 | 1.0198 | 1.0198 | 1.0198 | 1.0198 | 1.0198 | 1.0198 | 1.0198 | 1.0198 | 1.0198 | 1.0198 | 1.0198 | 1.0198 | 1.0198 | 1.0198 | 1.0198 | 1.0198 | 1.0198 | 1.0198 | 1.0198 | 1.0198 | 1.0198 | 1.0198 | 1.0198 | 1.0198 | 1.0198 | 1.0198 | 1.0198 | 1.0198 | 1.0198 | 1.0198 | 1.0198 | 1.0198 | 1.0198 | 1.0198 | 1.0198 | 1.0198 | 1.0198 | 1.0198 | 1.0198 | 1.0198 | 1.0198 | 1.0198 | 1.0198 | 1.0198 | 1.0198 | 1.0198 | 1.0198 | 1.0198 | 1.0198 | 1.0198 | 1.0198 | 1.0198 | 1.0198 | 1.0198 | 1.0198 | 1.0198 | 1.0198 | 1.0198 | 1.0198 | 1.0198 | 1.0198 | 1.0198 | 1.0198 | 1.0198 | 1.0198 | 1.0198 | 1.0198 | 1.0198 | 1.0198 | 1.0198 | 1.0198 | 1.0198 | 1.0198 | 1.0198 | 1.0198 | 1.0198 | 1.0198 | 1.0198 | 1.0198 | 1.0198 | 1.0198 | 1.0198 | 1.0198 | 1.0198 | 1.0198 | 1.0198 | 1.0198 | 1.0198 | 1.0198 | 1.0198 | 1.0198 | 1.0198 | 1.0198 | 1.0198 | 1.0198 | 1.0198 | 1.0198 | 1.0198 | 1.0198 | 1.0198 | 1.0198 | 1.0198 | 1.0198 | 1.0198 | 1.0198 | 1.0198 | 1.0198 | 1.0198 | 1.0198 | 1.0198 | 1.0198 | 1.0198 | 1.0198 | 1.0198 | 1.0198 | 1.0198 | 1.0198 | 1.0198 | 1.0198 | 1.0198 | 1.0198 | 1.0198 | 1.0198 | 1.0198 | 1.0198 | 1.0198 | 1.0198 | 1.0198 | 1.0198 | 1.0198 | 1.0198 | 1.0198 | 1.0198 | 1.0198 | 1.0198 | 1.0198 | 1.0198 | 1.0198 | 1.0198 | 1.0198 | 1.0198 | 1.0198 | 1.0198 | 1.0198 | 1.0198 | 1.0198 | 1.0198 | 1.0198 | 1.0198 | 1.0198 | 1.0198 | 1.0198 | 1.0198 | 1.0198 | 1.0198 | 1.0198 | 1.0198 | 1.0198 | 1.0198 | 1.0198 | 1.0198 | 1.0198 | 1.0198 | 1.0198 | 1.0198 | 1.0198 | 1.0198 | 1.0198 | 1.0198 | 1.0198 | 1.0198 | 1.0198 | 1.0198 | 1.0198 | 1.0198 | 1.0198 | 1.0198 | 1.0198 | 1.0198 | 1.0198 | 1.0198 | 1.0198 | 1.0198 | 1.0198 | 1.0198 | 1.0198 | 1.0198 | 1.0198 | 1.0198 | 1.0198 | 1.0198 | 1.0198 | 1.0198 | 1.0198 | 1.0198 | 1.0198 | 1.0198 | 1.0198 | 1.0198 | 1.0198 | 1.0198 | 1.0198 | 1.0198 | 1.0198 | 1.0198 | 1.0198 | 1.0198 | 1.0198 | 1.0198 | 1.0198 | 1.0198 | 1.0198 | 1.0198 | 1.0198 | 1.0198 | 1.0198 | 1.0198 | 1.0198 | 1.0198 | 1.0198 | 1.0198 | 1.0198 | 1.0198 | 1.0198 | 1.0198 | 1.0198 | 1.0198 | 1.0198 | 1.0198 | 1.0198 | 1.0198 | 1.0198 | 1.0198 | 1.0198 | 1.0198 | 1.0198 | 1.0198 | 1.0198 | 1.0198 | 1.0198 | 1.0198 | 1.0198 | 1.0198 | 1.0198 | 1.0198 | 1.0198 | 1.0198 | 1.0198 | 1.0198 | 1.0198 | 1.0198 | 1.0198 | 1.0198 | 1.0198 | 1.0198 | 1.0198 | 1.0198 | 1.0198 | 1.0198 | 1.0198 | 1.0198 | 1.0198 | 1.0198 | 1.0198 | 1.0198 | 1.0198 | 1.0198 | 1.0198 | 1.0198 | 1.0198 | 1.0198 | 1.0198 | 1.0198 | 1.0198 | 1.0198 | 1.0198 | 1.0198 | 1.0198 | 1.0198 | 1.0198 | 1.0198 | 1.0198 | 1.0198 | 1.0198 | 1.0198 | 1.0198 | 1.0198 | 1.0198 | 1.0198 | 1.0198 | 1.0198 | 1.0198 | 1.0198 | 1.0198 | 1.0198 | 1.0198 | 1.0198 | 1.0198 | 1.0198 | 1.0198 | 1.0198 | 1.0198 | 1.0198 | 1.0198 | 1.0198 | 1.0198 | 1.0198 | 1.0198 | 1.0198 | 1.0198 | 1.0198 | 1.0198 | 1.0198 | 1.0198 | 1.0198 | 1.0198 | 1.0198 | 1.0198 | 1.0198 | 1.0198 | 1.0198 | 1.0198 | 1.0198 | 1.0198 | 1.0198 | 1.0198 | 1.0198 | 1.0198 | 1.0198 | 1.0198 | 1.0198 | 1.0198 | 1.0198 | 1.0198 | 1.0198 | 1.0198 | 1.0198 | 1.0198 | 1.0198 | 1.0198 | 1.0198 | 1.0198 | 1.0198 | 1.0198 | 1.0198 | 1.0198 | 1.0198 | 1.0198 | 1.0198 | 1.0198 | 1.0198 | 1.0198 | 1.0198 | 1.0198 | 1.0198 | 1.0198 | 1.0198 | 1.0198 | 1.0198 | 1.0198 | 1.0198 | 1.0198 | 1.0198 | 1.0198 | 1.0198 | 1.0198 | 1.0198 | 1.0198 | 1.0198 | 1.0198 | 1.0198 | 1.0198 | 1.0198 | 1.0198 | 1.0198 | 1.0198 | 1.0198 | 1.0198 | 1.0198 | 1.0198 | 1.0198 | 1.0198 | 1.0198 | 1.0198 | 1.0198 | 1.0198 | 1.0198 | 1.0198 | 1.0198 | 1.0198 | 1.0198 | 1.0198 | 1.0198 | 1.0198 | 1.0198 | 1.0198 | 1.0198 | 1.0198 | 1.0198 | 1.0198 | 1.0198 | 1.0198 | 1.0198 | 1.0198 | 1.0198 | 1.0198 | 1.0198 | 1.0198 | 1.0198 | 1.0198 | 1.0198 | 1.0198 | 1.0198 | 1.0198 | 1.0198 | 1.0198 | 1.0198 | 1.0198 | 1.0198 | 1.0198 | 1.0198 | 1.0198 | 1.0198 | 1.0198 | 1.0198 | 1.0198 | 1.0198 | 1.0198 | 1.0198 | 1.0198 | 1.0198 | 1.0198 | 1.0198 | 1.0198 | 1.0198 | 1.0198 | 1.0198 | 1.0198 | 1.0198 | 1.0198 | 1.0198 | 1.0198 | 1.0198 | 1.0198 | 1.0198 | 1.0198 | 1.0198 | 1.0198 | 1.0198 | 1.0198 | 1.0198 | 1.0198 | 1.0198 | 1.0198 | 1.0198 | 1.0198 | 1.0198 | 1.0198 | 1.0198 | 1.0198 | 1.0198 | 1.0198 | 1.0198 | 1.0198 | 1.0198 | 1.0198 | 1.0198 | 1.0198 | 1.0198 | 1.0198 | 1.0198 | 1.0198 | 1.0198 | 1.0198 | 1.0198 | 1.0198 | 1.0198 | 1.0198 | 1.0198 | 1.0198 | 1.0198 | 1.0198 | 1.0198 | 1.0198 | 1.0198 | 1.0198 | 1.0198 | 1.0198 | 1.0198 | 1.0198 | 1.0198 | 1.0198 | 1.0198 | 1.0198 | 1.0198 | 1.0198 | 1.0198 | 1.0198 | 1.0198 | 1.0198 | 1.0198 | 1.0198 | 1.0198 | 1.0198 | 1.0198 | 1.0198 | 1.0198 | 1.0198 | 1.0198 | 1.0198 | 1.0198 | 1.0198 | 1.0198 | 1.0198 | 1.0198 | 1.0198 | 1.0198 | 1.0198 | 1.0198 | 1.0198 | 1.0198 | 1.0198 | 1.0198 | 1.0198 | 1.0198 | 1.0198 | 1.0198 | 1.0198 | 1.0198 | 1.0198 | 1.0198 | 1.0198 | 1.0198 | 1.0198 | 1.0198 | 1.0198 | 1.0198 | 1.0198 | 1.0198 | 1.0198 | 1.0198 | 1.0198 | 1.0198 | 1.0198 | 1.0198 | 1.0198 | 1.0198 | 1.0198 | 1.0198 | 1.0198 | 1.0198 | 1.0198 | 1.0198 | 1.0198 | 1.0198 | 1.0198 | 1.0198 | 1.0198 | 1.0198 | 1.0198 | 1.0198 | 1.0198 | 1.0198 | 1.0198 | 1.0198 | 1.0198 | 1.0198 | 1.0198 | 1.0198 | 1.0198 | 1.0198 | 1.0198 | 1.0198 | 1.0198 | 1.0198 | 1.0198 | 1.0198 | 1.0198 | 1.0198 | 1.0198 | 1.0198 | 1.0198 | 1.0198 | 1.0198 | 1.0198 | 1.0198 | 1.0198 | 1.0198 | 1.0198 | 1.0198 | 1.0198 | 1.0198 | 1.0198 | 1.0198 | 1.0198 | 1.0198 | 1.0198 | 1.0198 | 1.0198 | 1.0198 | 1.0198 | 1.0198 | 1.0198 | 1.0198 | 1.0198 | 1.0198 | 1.0198 | 1.0198 | 1.0198 | 1.0198 | 1.0198 | 1.0198 | 1.0198 | 1.0198 | 1.0198 | 1.0198 | 1.0198 | 1.0198 | 1.0198 | 1.0198 | 1.0198 | 1.0198 | 1.0198 | 1.0198 | 1.0198 | 1.0198 | 1.0198 | 1.0198 | 1.0198 | 1.0198 | 1.0198 | 1.0198 | 1.0198 | 1.0198 | 1.0198 | 1.0198 | 1.0198 | 1.0198 | 1.0198 | 1.0198 | 1.0198 | 1.0198 | 1.0198 | 1.0198 | 1.0198 | 1.0198 | 1.0198 | 1.0198 | 1.0198 | 1.0198 | 1.0198 | 1.0198 | 1.0198 | 1.0198 | 1.0198 | 1.0198 | 1.0198 | 1.0198 | 1.0198 | 1.0198 | 1.0198 | 1.0198 | 1.0198 | 1.0198 | 1.0198 | 1.0198 | 1.0198 | 1.0198 | 1.0198 | 1.0198 | 1.0198 | 1.0198 | 1.0198 | 1.0198 | 1.0198 | 1.0198 | 1.0198 | 1.0198 | 1.0198 | 1.0198 | 1.0198 | 1.0198 | 1.0198 | 1.0198 | 1.0198 | 1.0198 | 1.0198 | 1.0198 | 1.0198 | 1.0198 | 1.0198 | 1.0198 | 1.0198 | 1.0198 | 1.0198 | 1.0198 | 1.0198 | 1.0198 | 1.0198 | 1.0198 | 1.0198 | 1.0198 | 1.0198 | 1.0198 | 1.0198 | 1.0198 | 1.0198 | 1.0198 | 1.0198 | 1.0198 | 1.0198 | 1.0198 | 1.0198 | 1.0198 | 1.0198 | 1.0198 | 1.0198 | 1.0198 | 1.0198 | 1.0198 | 1.0198 | 1.0198 | 1.0198 | 1.0198 | 1.0198 | 1.0198 | 1.0198 | 1.0198 | 1.0198 | 1.0198 | 1.0198 | 1.0198 | 1.0198 | 1.0198 | 1.0198 | 1.0198 | 1.0198 | 1.0198 | 1.0198 | 1.0198 | 1.0198 | 1.0198 | 1.0198 | 1.0198 | 1.0198 | 1.0198 | 1.0198 | 1.0198 | 1.0198 | 1.0198 | 1.0198 | 1.0198 | 1.0198 | 1.0198 | 1.0198 | 1.0198 | 1.0198 | 1.0198 | 1.0198 | 1.0198 | 1.0198 | 1.0198 | 1.0198 | 1.0198 | 1.0198 | 1.0198 | 1.0198 | 1.0198 | 1.0198 | 1.0198 | 1.0198 | 1.0198 | 1.0198 | 1.0198 | 1.0198 | 1.0198 | 1.0198 | 1.0198 | 1.0198 | 1.0198 | 1.0198 | 1.0198 | 1.0198 | 1.0198 | 1.0198 | 1.0198 | 1.0198 | 1.0198 | 1.0198 | 1.0198 | 1.0198 | 1.0198 | 1.0198 | 1.0198 | 1.0198 | 1.0198 | 1.0198 | 1.0198 | 1.0198 | 1.0198 | 1.0198 | 1.0198 | 1.0198 | 1.0198 | 1.0198 | 1.0198 | 1.0198 | 1.0198 | 1.0198 | 1.0198 | 1.0198 | 1.0198 | 1.0198 | 1.0198 | 1.0198 | 1.0198 | 1.0198 | 1.0198 | 1.0198 | 1.0198 | 1.0198 | 1.0198 | 1.0198 | 1.0198 | 1.0198 | 1.0198 | 1.0198 | 1.0198 | 1.0198 | 1.0198 | 1.0198 | 1.0198 | 1.0198 | 1.0198 | 1.0198 | 1.0198 | 1.0198 | 1.0198 | 1.0198 | 1.0198 | 1.0198 | 1.0198 | 1.0198 | 1.0198 | 1.0198 | 1.0198 | 1.0198 | 1.0198 | 1.0198 | 1.0198 | 1.0198 | 1.0198 | 1.0198 | 1.0198 | 1.0198 | 1.0198 | 1.0198 | 1.0198 | 1.0198 | 1.0198 | 1.0198 | 1.0198 | 1.0198 | 1.0198 | 1.0198 | 1.0198 | 1.0198 | 1.0198 | 1.0198 | 1.0198 | 1.0198 | 1.0198 | 1.0198 | 1.0198 | 1.0198 | 1.0198 | 1.0198 | 1.0198 | 1.0198 | 1.0198 | 1.0198 | 1.0198 | 1.0198 | 1.0198 | 1.0198 | 1.0198 | 1.0198 | 1.0198 | 1.0198 | 1.0198 | 1.0198 | 1.0198 | 1.0198 | 1.0198 | 1.0198 | 1.0198 | 1.0198 | 1.0198 | 1.0198 | 1.0198 | 1.0198 | 1.0198 | 1.0198 | 1.0198 | 1.0198 | 1.0198 | 1.0198 | 1.0198 | 1.0198 | 1.0198 | 1.0198 | 1.0198 | 1.0198 | 1.0198 | 1.0198 | 1.0198 | 1.0198 | 1.0198 | 1.0198 | 1.0198 | 1.0198 | 1.0198 | 1.0198 | 1.0198 | 1.0198 | 1.0198 | 1.0198 | 1.0198 | 1.0198 | 1.0198 | 1.0198 | 1.0198 | 1.0198 | 1.0198 | 1.0198 | 1.0198 | 1.0198 | 1.0198 | 1.0198 | 1.0198 | 1.0198 | 1.0198 | 1.0198 | 1.0198 | 1.0198 | 1.0198 | 1.0198 | 1.0198 | 1.0198 | 1.0198 | 1.0198 | 1.0198 | 1.0198 | 1.0198 | 1.0198 | 1.0198 | 1.0198 | 1.0198 | 1.0198 | 1.0198 | 1.0198 | 1.0198 | 1.0198 | 1.0198 | 1.0198 | 1.0198 | 1.0198 | 1.0198 | 1.0198 | 1.0198 | 1.0198 | 1.0198 | 1.0198 | 1.0198 | 1.0198 | 1.0198 | 1.0198 | 1.0198 | 1.0198 | 1.0198 | 1.0198 | 1.0198 | 1.0198 | 1.0198 | 1.0198 | 1.0198 | 1.0198 | 1.0198 | 1.0198 | 1.0198 | 1.0198 | 1.0198 | 1.0198 | 1.0198 | 1.0198 | 1.0198 | 1.0198 | 1.0198 | 1.0198 | 1.0198 | 1.0198 | 1.0198 | 1.0198 | 1.0198 | 1.0198 | 1.0198 | 1.0198 | 1.0198 | 1.0198 | 1.0198 | 1.0198 | 1.0198 | 1.0198 | 1.0198 | 1.0198 | 1.0198 | 1.0198 | 1.0198 | 1.0198 | 1.0198 | 1.0198 | 1.0198 | 1.0198 | 1.0198 | 1.0198 | 1.0198 | 1.0198 | 1.0198 | 1.0198 | 1.0198 | 1.0198 | 1.0198 | 1.0198 | 1.0198 | 1.0198 | 1.0198 | 1.0198 | 1.0198 | 1.0198 | 1.0198 | 1.0198 | 1.0198 | 1.0198 | 1.0198 | 1.0198 | 1.0198 | 1.0198 | 1.0198 | 1.0198 | 1.0198 | 1.0198 | 1.0198 | 1.0198 | 1.0198 | 1.0198 | 1.0198 | 1.0198 | 1.0198 | 1.0198 | 1.0198 | 1.0198 | 1.0198 | 1.0198 | 1.0198 | 1.0198 | 1.0198 | 1.0198 | 1.0198 | 1.0198 | 1.0198 | 1.0198 | 1.0198 | 1.0198 | 1.0198 | 1.0198 | 1.0198 | 1.0198 | 1.0198 | 1.0198 | 1.0198 | 1.0198 | 1.0198 | 1.0198 | 1.0198 | 1.0198 | 1.0198 | 1.0198 | 1.0198 | 1.0198 | 1.0198 | 1.0198 | 1.0198 | 1.0198 | 1.0198 | 1.0198 | 1.0198 | 1.0198 | 1.0198 | 1.0198 | 1.0198 | 1.0198 | 1.0198 | 1.0198 | 1.0198 | 1.0198 | 1.0198 | 1.0198 | 1.0198 | 1.0198 | 1.0198 | 1.0198 | 1.0198 | 1.0198 | 1.0198 | 1.0198 | 1.0198 | 1.0198 | 1.0198 | 1.0198 | 1.0198 | 1.0198 | 1.0198 | 1.0198 | 1.0198 | 1.0198 | 1.0198 | 1.0198 | 1.0198 | 1.0198 | 1.0198 | 1.0198 | 1.0198 | 1.0198 | 1.0198 | 1.0198 | 1.0198 | 1.0198 | 1.0198 | 1.0198 | 1.0198 | 1.0198 | 1.0198 | 1.0198 | 1.0198 | 1.0198 | 1.0198 | 1.0198 | 1.0198 | 1.0198 | 1.0198 | 1.0198 | 1.0198 | 1.0198 | 1.0198 | 1.0198 | 1.0198 | 1.0198 | 1.0198 | 1.0198 | 1.0198 | 1.0198 | 1.0198 | 1.0198 | 1.0198 | 1.0198 | 1.0198 | 1.0198 | 1.0198 | 1.0198 | 1.0198 | 1.0198 | 1.0198 | 1.0198 | 1.0198 | 1.0198 | 1.0198 | 1.0198 | 1.0198 | 1.0198 | 1.0198 | 1.0198 | 1.0198 | 1.0198 | 1.0198 | 1.0198 | 1.0198 | 1.0198 | 1.0198 | 1.0198 | 1.0198 | 1.0198 | 1.0198 | 1.0198 | 1.0198 | 1.0198 | 1.0198 | 1.0198 | 1.0198 | 1.0198 | 1.0198 | 1.0198 | 1.0198 | 1.0198 | 1.0198 | 1.0198 | 1.0198 | 1.0198 | 1.0198 | 1.0198 | 1.0198 | 1.0198 | 1.0198 | 1.0198 | 1.0198 | 1.0198 | 1.0198 | 1.0198 | 1.0198 | 1.0198 | 1.0198 | 1.0198 | 1.0198 | 1.0198 | 1.0198 | 1.0198 | 1.0198 | 1.0198 | 1.0198 | 1.0198 | 1.0198 | 1.0198 | 1.0198 | 1.0198 | 1.0198 | 1.0198 | 1.0198 | 1.0198 | 1.0198 | 1.0198 | 1.0198 | 1.0198 | 1.0198 | 1.0198 | 1.0198 | 1.0198 | 1.0198 | 1.0198 | 1.0198 | 1.0198 | 1.0198 | 1.0198 | 1.0198 | 1.0198 | 1.0198 | 1.0198 | 1.0198 | 1.0198 | 1.0198 | 1.0198 | 1.0198 | 1.0198 | 1.0198 | 1.0198 | 1.0198 | 1.0198 | 1.0198 | 1.0198 | 1.0198 | 1.0198 | 1.0198 | 1.0198 | 1.0198 | 1.0198 | 1.0198 | 1.0198 | 1.0198 | 1.0198 | 1.0198 | 1.0198 | 1.0198 | 1.0198 | 1.0198 | 1.0198 | 1.0198 | 1.0198 | 1.0198 | 1.0198 | 1.0198 | 1.0198 | 1.0198 | 1.0198 | 1.0198 | 1.0198 | 1.0198 | 1.0198 | 1.0198 | 1.0198 | 1.0198 | 1.0198 | 1.0198 | 1.0198 | 1.0198 | 1.0198 | 1.0198 | 1.0198 | 1.0198 | 1.0198 | 1.0198 | 1.0198 | 1.0198 | 1.0198 | 1.0198 | 1.0198 | 1.0198 | 1.0198 | 1.0198 | 1.0198 | 1.0198 | 1.0198 | 1.0198 | 1.0198 | 1.0198 | 1.0198 | 1.0198 | 1.0198 | 1.0198 | 1.0198 | 1.0198 | 1.0198 | 1.0198 | 1.0198 | 1.0198 | 1.0198 | 1.0198 | 1.0198 | 1.0198 | 1.0198 | 1.0198 | 1.0198 | 1.0198 | 1.0198 | 1.0198 | 1.0198 | 1.0198 | 1.0198 | 1.0198 | 1.0198 | 1.0198 | 1.0198 | 1.0198 | 1.0198 | 1.0198 | 1.0198 | 1.0198 | 1.0198 | 1.0198 | 1.0198 | 1.0198 | 1.0198 | 1.0198 | 1.0198 | 1.0198 | 1.0198 | 1.0198 | 1.0198 | 1.0198 | 1.0198 | 1.0198 | 1.0198 | 1.0198 | 1.0198 | 1.0198 | 1.0198 | 1.0198 | 1.0198 | 1.0198 | 1.0198 | 1.0198 | 1.0198 | 1.0198 | 1.0198 | 1.0198 | 1.0198 | 1.0198 | 1.0198 | 1.0198 | 1.0198 | 1.0198 | 1.0198 | 1.0198 | 1.0198 | 1.0198 | 1.0198 | 1.0198 | 1.0198 | 1.0198 | 1.0198 | 1.0198 | 1.0198 | 1.0198 | 1.0198 | 1.0198 | 1.0198 | 1.0198 | 1.0198 | 1.0198 | 1.0198 | 1.0198 | 1.0198 | 1.0198 | 1.0198 | 1.0198 | 1.0198 | 1.0198 | 1.0198 | 1.0198 | 1.0198 | 1.0198 | 1.0198 | 1.0198 | 1.0198 | 1.0198 | 1.0198 | 1.0198 | 1.0198 | 1.0198 | 1.0198 | 1.0198 | 1.0198 | 1.0198 | 1.0198 | 1.0198 | 1.0198 | 1.0198 | 1.0198 | 1.0198 | 1.0198 | 1.0198 | 1.0198 | 1.0198 | 1.0198 | 1.0198 | 1.0198 | 1.0198 | 1.0198 | 1.0198 | 1.0198 | 1.0198 | 1.0198 | 1.0198 | 1.0198 | 1.0198 | 1.0198 | 1.0198 | 1.0198 | 1.0198 | 1.0198 | 1.0198 | 1.0198 | 1.0198 | 1.0198 | 1.0198 | 1.0198 | 1.0198 | 1.0198 | 1.0198 | 1.0198 | 1.0198 | 1.0198 | 1.0198 | 1.0198 | 1.0198 | 1.0198 | 1.0198 | 1.0198 | 1.0198 | 1.0198 | 1.0198 | 1.0198 | 1.0198 | 1.0198 | 1.0198 | 1.0198 | 1.0198 | 1.0198 | 1.0198 | 1.0198 | 1.0198 | 1.0198 | 1.0198 | 1.0198 | 1.0198 | 1.0198 | 1.0198 | 1.0198 | 1.0198 | 1.0198 | 1.0198 | 1.0198 | 1.0198 | 1.0198 | 1.0198 | 1.0198 | 1.0198 | 1.0198 | 1.0198 | 1.0198 | 1.0198 | 1.0198 | 1.0198 | 1.0198 | 1.0198 | 1.0198 | 1.0198 | 1.0198 | 1.0198 | 1.0198 | 1.0198 | 1.0198 | 1.0198 | 1.0198 | 1.0198 | 1.0198 | 1.0198 | 1.0198 | 1.0198 | 1.0198 | 1.0198 | 1.0198 | 1.0198 | 1.0198 | 1.0198 | 1.0198 | 1.0198 | 1.0198 | 1.0198 | 1.0198 | 1.0198 | 1.0198 | 1.0198 | 1.0198 | 1.0198 | 1.0198 | 1.0198 | 1.0198 | 1.0198 | 1.0198 | 1.0198 | 1.0198 | 1.0198 | 1.0198 | 1.0198 | 1.0198 | 1.0198 | 1.0198 | 1.0198 | 1.0198 | 1.0198 | 1.0198 | 1.0198 | 1.0198 | 1.0198 | 1.0198 | 1.0198 | 1.0198 | 1.0198 | 1.0198 | 1.0198 | 1.0198 | 1.0198 | 1.0198 | 1.0198 | 1.0198 | 1.0198 | 1.0198 | 1.0198 | 1.0198 | 1.0198 | 1.0198 | 1.0198 | 1.0198 | 1.0198 | 1.0198 | 1.0198 | 1.0198 | 1.0198 | 1.0198 | 1.0198 | 1.0198 | 1.0198 | 1.0198 | 1.0198 | 1.0198 | 1.0198 | 1.0198 | 1.0198 | 1.0198 | 1.0198 | 1.0198 | 1.0198 | 1.0198 | 1.0198 | 1.0198 | 1.0198 | 1.0198 | 1.0198 | 1.0198 | 1.0198 | 1.0198 | 1.0198 | 1.0198 | 1.0198 | 1.0198 | 1.0198 | 1.0198 | 1.0198 | 1.0198 | 1.0198 | 1.0198 | 1.0198 | 1.0198 | 1.0198 | 1.0198 | 1.0198 | 1.0198 | 1.0198 | 1.0198 | 1.0198 | 1.0198 | 1.0198 | 1.0198 | 1.0198 | 1.0198 | 1.0198 | 1.0198 | 1.0198 | 1.0198 | 1.0198 | 1.0198 | 1.0198 | 1.0198 | 1.0198 | 1.0198 | 1.0198 | 1.0198 | 1.0198 | 1.0198 | 1.0198 | 1.0198 | 1.0198 | 1.0198 | 1.0198 | 1.0198 | 1.0198 | 1.0198 | 1.0198 | 1.0198 | 1.0198 | 1.0198 | 1.0198 | 1.0198 | 1.0198 | 1.0198 | 1.0198 | 1.0198 | 1.0198 | 1.0198 | 1.0198 | 1.0198 | 1.0198 | 1.0198 | 1.0198 | 1.0198 | 1.0198 | 1.0198 | 1.0198 | 1.0198 | 1.0198 | 1.0198 | 1.0198 | 1.0198 | 1.0198 | 1.0198 | 1.0198 | 1.0198 | 1.0198 | 1.0198 | 1.0198 | 1.0198 | 1.0198 | 1.0198 | 1.0198 | 1.0198 | 1.0198 | 1.0198 | 1.0198 | 1.0198 | 1.0198 | 1.0198 | 1.0198 | 1.0198 | 1.0198 | 1.0198 | 1.0198 | 1.0198 | 1.0198 | 1.0198 | 1.0198 | 1.0198 | 1.0198 | 1.0198 | 1.0198 | 1.0198 | 1.0198 | 1.0198 | 1.0198 | 1.0198 | 1.0198 | 1.0198 | 1.0198 | 1.0198 | 1.0198 | 1.0198 | 1.0198 | 1.0198 | 1.0198 | 1.0198 | 1.0198 | 1.0198 | 1.0198 | 1.0198 | 1.0198 | 1.0198 | 1.0198 | 1.0198 | 1.0198 | 1.0198 | 1.0198 | 1.0198 | 1.0198 | 1.0198 | 1.0198 | 1.0198 | 1.0198 | 1.0198 | 1.0198 | 1.0198 | 1.0198 | 1.0198 | 1.0198 | 1.0198 | 1.0198 | 1.0198 | 1.0198 | 1.0198 | 1.0198 | 1.0198 | 1.0198 | 1.0198 | 1.0198 | 1.0198 | 1.0198 | 1.0198 | 1.0198 | 1.0198 | 1.0198 | 1.0198 | 1.0198 | 1.0198 | 1.0198 | 1.0198 | 1.0198 | 1.0198 | 1.0198 | 1.0198 | 1.0198 | 1.0198 | 1.0198 | 1.0198 | 1.0198 | 1.0198 | 1.0198 | 1.0198 | 1.0198 | 1.0198 | 1.0198 | 1.0198 | 1.0198 | 1.0198 | 1.0198 | 1.0198 | 1.0198 | 1.0198 | 1.0198 | 1.0198 | 1.0198 | 1.0198 | 1.0198 | 1.0198 | 1.0198 | 1.0198 | 1.0198 | 1.0198 | 1.0198 | 1.0198 | 1.0198 | 1.0198 | 1.0198 | 1.0198 | 1.0198 | 1.0198 | 1.0198 | 1.0198 | 1.0198 | 1.0198 | 1.0198 | 1.0198 | 1.0198 | 1.0198 | 1.0198 | 1.0198 | 1.0198 | 1.0198 | 1.0198 | 1.0198 | 1.0198 | 1.0198 | 1.0198 | 1.0198 | 1.0198 | 1.0198 | 1.0198 | 1.0198 | 1.0198 | 1.0198 | 1.0198 | 1.0198 | 1.0198 | 1.0198 | 1.0198 | 1.0198 | 1.0198 | 1.0198 | 1.0198 | 1.0198 | 1.0198 | 1.0198 | 1.0198 | 1.0198 | 1.0198 | 1.0198 | 1.0198 | 1.0198 | 1.0198 | 1.0198 | 1.0198 | 1.0198 | 1.0198 | 1.0198 | 1.0198 | 1.0198 | 1.0198 | 1.0198 | 1.0198 | 1.0198 | 1.0198 | 1.0198 | 1.0198 | 1.0198 | 1.0198 | 1.0198 | 1.0198 | 1.0198 | 1.0198 | 1.0198 | 1.0198 | 1.0198 | 1.0198 | 1.0198 | 1.0198 | 1.0198 | 1.0198 | 1.0198 | 1.0198 | 1.0198 | 1.0198 | 1.0198 | 1.0198 | 1.0198 | 1.0198 | 1.0198 | 1.0198 | 1.0198 | 1.0198 | 1.0198 | 1.0198 | 1.0198 | 1.0198 | 1.0198 | 1.0198 | 1.0198 | 1.0198 | 1.0198 | 1.0198 | 1.0198 | 1.0198 | 1.0198 | 1.0198 | 1.0198 | 1.0198 | 1.0198 | 1.0198 | 1.0198 | 1.0198 | 1.0198 | 1.0198 | 1.0198 | 1.0198 | 1.0198 | 1.0198 | 1.0198 | 1.0198 | 1.0198 | 1.0198 | 1.0198 | 1.0198 | 1.0198 | 1.0198 | 1.0198 | 1.0198 | 1.0198 | 1.0198 | 1.0198 | 1.0198 | 1.0198 | 1.0198 | 1.0198 | 1.0198 | 1.0198 | 1.0198 | 1.0198 | 1.0198 | 1.0198 | 1.0198 | 1.0198 | 1.0198 | 1.0198 | 1.0198 | 1.0198 | 1.0198 | 1.0198 | 1.0198 | 1.0198 | 1.0198 | 1.0198 | 1.0198 | 1.0198 | 1.0198 | 1.0198 | 1.0198 | 1.0198 | 1.0198 | 1.0198 | 1.0198 | 1.0198 | 1.0198 | 1.0198 | 1.0198 | 1.0198 | 1.0198 | 1.0198 | 1.0198 | 1.0198 | 1.0198 | 1.0198 | 1.0198 | 1.0198 | 1.0198 | 1.0198 | 1.0198 | 1.0198 | 1.0198 | 1.0198 | 1.0198 | 1.0198 | 1.0198 | 1.0198 | 1.0198 | 1.0198 | 1.0198 | 1.0198 | 1.0198 | 1.0198 | 1.0198 | 1.0198 | 1.0198 | 1.0198 | 1.0198 | 1.0198 | 1.0198 | 1.0198 | 1.0198 | 1.0198 | 1.0198 | 1.0198 | 1.0198 | 1.0198 | 1.0198 | 1.0198 | 1.0198 | 1.0198 | 1.0198 | 1.0198 | 1.0198 | 1.0198 | 1.0198 | 1.0198 | 1.0198 | 1.0198 | 1.0198 | 1.0198 | 1.0198 | 1.0198 | 1.0198 | 1.0198 | 1.0198 | 1.0198 | 1.0198 | 1.0198 | 1.0198 | 1.0198 | 1.0198 | 1.0198 | 1.0198 | 1.0198 | 1.0198 | 1.0198 | 1.0198 | 1.0198 | 1.0198 | 1.0198 | 1.0198 | 1.0198 | 1.0198 | 1.0198 | 1.0198 | 1.0198 | 1.0198 | 1.0198 | 1.0198 | 1.0198 | 1.0198 | 1.0198 | 1.0198 | 1.0198 | 1.0198 | 1.0198 | 1.0198 | 1.0198 | 1.0198 | 1.0198 | 1.0198 | 1.0198 | 1.0198 | 1.0198 | 1.0198 | 1.0198 | 1.0198 | 1.0198 | 1.0198 | 1.0198 | 1.0198 | 1.0198 | 1.0198 | 1.0198 | 1.0198 | 1.0198 | 1.0198 | 1.0198 | 1.0198 | 1.0198 | 1.0198 | 1.0198 | 1.0198 | 1.0198 | 1.0198 | 1.0198 | 1.0198 | 1.0198 | 1.0198 | 1.0198 | 1.0198 | 1.0198 | 1.0198 | 1.0198 | 1.0198 | 1.0198 | 1.0198 | 1.0198 | 1.0198 | 1.0198 | 1.0198 | 1.0198 | 1.0198 | 1.0198 | 1.0198 | 1.0198 | 1.0198 | 1.0198 | 1.0198 | 1.0198 | 1.0198 | 1.0198 | 1.0198 | 1.0198 | 1.0198 | 1.0198 | 1.0198 | 1.0198 | 1.0198 | 1.0198 | 1.0198 | 1.0198 | 1.0198 | 1.0198 | 1.0198 | 1.0198 | 1.0198 | 1.0198 | 1.0198 | 1.0198 | 1.0198 | 1.0198 | 1.0198 | 1.0198 | 1.0198 | 1.0198 | 1.0198 | 1.0198 | 1.0198 | 1.0198 | 1.0198 | 1.0198 | 1.0198 | 1.0198 | 1.0198 | 1.0198 | 1.0198 | 1.0198 | 1.0198 | 1.0198 | 1.0198 | 1.0198 | 1.0198 | 1.0198 | 1.0198 | 1.0198 | 1.0198 | 1.0198 | 1.0198 | 1.0198 | 1.0198 | 1.0198 | 1.0198 | 1.0198 | 1.0198 | 1.0198 | 1.0198 | 1.0198 | 1.0198 | 1.0198 | 1.0198 | 1.0198 | 1.0198 | 1.0198 | 1.0198 | 1.0198 | 1.0198 | 1.0198 | 1.0198 | 1.0198 | 1.0198 | 1.0198 | 1.0198 | 1.0198 | 1.0198 | 1.0198 | 1.0198 | 1.0198 | 1.0198 | 1.0198 | 1.0198 | 1.0198 | 1.0198 | 1.0198 | 1.0198 | 1.0198 | 1.0198 | 1.0198 | 1.0198 | 1.0198 | 1.0198 | 1.0198 | 1.0198 | 1.0198 | 1.0198 | 1.0198 | 1.0198 | 1.0198 | 1.0198 | 1.0198 | 1.0198 | 1.0198 | 1.0198 | 1.0198 | 1.0198 | 1.0198 | 1.0198 | 1.0198 | 1.0198 | 1.0198 | 1.0198 | 1.0198 | 1.0198 | 1.0198 | 1.0198 | 1.0198 | 1.0198 | 1.0198 | 1.0198 | 1.0198 | 1.0198 | 1.0198 | 1.0198 | 1.0198 | 1.0198 | 1.0198 | 1.0198 | 1.0198 | 1.0198 | 1.0198 | 1.0198 | 1.0198 | 1.0198 | 1.0198 | 1.0198 | 1.0198 | 1.0198 | 1.0198 | 1.0198 | 1.0198 | 1.0198 | 1.0198 | 1.0198 | 1.0198 | 1.0198 | 1.0198 | 1.0198 | 1.0198 | 1.0198 | 1.0198 | 1.0198 | 1.0198 | 1.0198 | 1.0198 | 1.0198 | 1.0198 | 1.0198 | 1.0198 | 1.0198 | 1.0198 | 1.0198 | 1.0198 | 1.0198 | 1.0198 | 1.0198 | 1.0198 | 1.0198 | 1.0198 | 1.0198 | 1.0198 | 1.0198 | 1.0198 | 1.0198 | 1.0198 | 1.0198 | 1.0198 | 1.0198 | 1.0198 | 1.0198 | 1.0198 | 1.0198 | 1.0198 | 1.0198 | 1.0198 | 1.0198 | 1.0198 | 1.0198 | 1.0198 | 1.0198 | 1.0198 | 1.0198 | 1.0198 | 1.0198 | 1.0198 | 1.0198 | 1.0198 | 1.0198 | 1.0198 | 1.0198 | 1.0198 | 1.0198 | 1.0198 | 1.0198 | 1.0198 | 1.0198 | 1.0198 | 1.0198 | 1.0198 | 1.0198 | 1.0198 | 1.0198 | 1.0198 | 1.0198 | 1.0198 | 1.0198 | 1.0198 | 1.0198 | 1.0198 | 1.0198 | 1.0198 | 1.0198 | 1.0198 | 1.0198 | 1.0198 | 1.0198 | 1.0198 | 1.0198 | 1.0198 | 1.0198 | 1.0198 | 1.0198 | 1.0198 | 1.0198 | 1.0198 | 1.0198 | 1.0198 | 1.0198 | 1.0198 | 1.0198 | 1.0198 | 1.0198 | 1.0198 | 1.0198 | 1.0198 | 1.0198 | 1.0198 | 1.0198 | 1.0198 | 1.0198 | 1.0198 | 1.0198 | 1.0198 | 1.0198 | 1.0198 | 1.0198 | 1.0198 | 1.0198 | 1.0198 | 1.0198 | 1.0198 | 1.0198 | 1.0198 | 1.0198 | 1.0198 | 1.0198 | 1.0198 | 1.0198 | 1.0198 | 1.0198 | 1.0198 | 1.0198 | 1.0198 | 1.0198 | 1.0198 | 1.0198 | 1.0198 | 1.0198 | 1.0198 | 1.0198 | 1.0198 | 1.0198 | 1.0198 | 1.0198 | 1.0198 | 1.0198 | 1.0198 | 1.0198 | 1.0198 | 1.0198 | 1.0198 | 1.0198 | 1.0198 | 1.0198 | 1.0198 | 1.0198 | 1.0198 | 1.0198 | 1.0198 | 1.0198 | 1.0198 | 1.0198 | 1.0198 | 1.0198 | 1.0198 | 1.0198 | 1.0198 | 1.0198 | 1.0198 | 1.0198 | 1.0198 | 1.0198 | 1.0198 | 1.0198 | 1.0198 | 1.0198 | 1.0198 | 1.0198 | 1.0198 | 1.0198 | 1.0198 | 1.0198 | 1.0198 | 1.0198 | 1.0198 | 1.0198 | 1.0198 | 1.0198 | 1.0198 | 1.0198 | 1.0198 | 1.0198 | 1.0198 | 1.0198 | 1.0198 | 1.0198 | 1.0198 | 1.0198 | 1.0198 | 1.0198 | 1.0198 | 1.0198 | 1.0198 | 1.0198 | 1.0198 | 1.0198 | 1.0198 | 1.0198 | 1.0198 | 1.0198 | 1.0198 | 1.0198 | 1.0198 | 1.0198 | 1.0198 | 1.0198 | 1.0198 | 1.0198 | 1.0198 | 1.0198 | 1.0198 | 1.0198 | 1.0198 | 1.0198 | 1.0198 | 1.0198 | 1.0198 | 1.0198 | 1.0198 | 1.0198 | 1.0198 | 1.0198 | 1.0198 | 1.0198 | 1.0198 | 1.0198 | 1.0198 | 1.0198 | 1.0198 | 1.0198 | 1.0198 | 1.0198 | 1.0198 | 1.0198 | 1.0198 | 1.0198 | 1.0198 | 1.0198 | 1.0198 | 1.0198 | 1.0198 | 1.0198 | 1.0198 | 1.0198 | 1.0198 | 1.0198 | 1.0198 | 1.0198 | 1.0198 | 1.0198 | 1.0198 | 1.0198 | 1.0198 | 1.0198 | 1.0198 | 1.0198 | 1.0198 | 1.0198 | 1.0198 | 1.0198 | 1.0198 | 1.0198 | 1.0198 | 1.0198 | 1.0198 | 1.0198 | 1.0198 | 1.0198 | 1.0198 | 1.0198 | 1.0198 | 1.0198 | 1.0198 | 1.0198 | 1.0198 | 1.0198 | 1.0198 | 1.0198 | 1.0198 | 1.0198 | 1.0198 | 1.0198 | 1.0198 | 1.0198 | 1.0198 | 1.0198 | 1.0198 | 1.0198 | 1.0198 | 1.0198 | 1.0198 | 1.0198 | 1.0198 | 1.0198 | 1.0198 | 1.0198 | 1.0198 | 1.0198 | 1.0198 | 1.0198 | 1.0198 | 1.0198 | 1.0198 | 1.0198 | 1.0198 | 1.0198 | 1.0198 | 1.0198 | 1.0198 | 1.0198 | 1.0198 | 1.0198 | 1.0198 | 1.0198 | 1.0198 | 1.0198 | 1.0198 | 1.0198 | 1.0198 | 1.0198 | 1.0198 | 1.0198 | 1.0198 | 1.0198 | 1.0198 | 1.0198 | 1.0198 | 1.0198 | 1.0198 | 1.0198 | 1.0198 | 1.0198 | 1.0198 | 1.0198 | 1.0198 | 1.0198 | 1.0198 | 1.0198 | 1.0198 | 1.0198 | 1.0198 | 1.0198 | 1.0198 | 1.0198 | 1.0198 | 1.0198 | 1.0198 | 1.0198 | 1.0198 | 1.0198 | 1.0198 | 1.0198 | 1.0198 | 1.0198 | 1.0198 | 1.0198 | 1.0198 | 1.0198 | 1.0198 | 1.0198 | 1.0198 | 1.0198 | 1.0198 | 1.0198 | 1.0198 | 1.0198 | 1.0198 | 1.0198 | 1.0198 | 1.0198 | 1.0198 | 1.0198 | 1.0198 | 1.0198 | 1.0198 | 1.0198 | 1.0198 | 1.0198 | 1.0198 | 1.0198 | 1.0198 | 1.0198 | 1.0198 | 1.0198 | 1.0198 | 1.0198 | 1.0198 | 1.0198 | 1.0198 | 1.0198 | 1.0198 | 1.0198 | 1.0198 | 1.0198 | 1.0198 | 1.0198 | 1.0198 | 1.0198 | 1.0198 | 1.0198 | 1.0198 | 1.0198 | 1.0198 | 1.0198 | 1.0198 | 1.0198 | 1.0198 | 1.0198 | 1.0198 | 1.0198 | 1.0198 | 1.0198 | 1.0198 | 1.0198 | 1.0198 | 1.0198 | 1.0198 | 1.0198 | 1.0198 | 1.0198 | 1.0198 | 1.0198 | 1.0198 | 1.0198 | 1.0198 | 1.0198 | 1.0198 | 1.0198 | 1.0198 | 1.0198 | 1.0198 | 1.0198 | 1.0198 | 1.0198 | 1.0198 | 1.0198 | 1.0198 | 1.0198 | 1.0198 | 1.0198 | 1.0198 | 1.0198 | 1.0198 | 1.0198 | 1.0198 | 1.0198 | 1.0198 | 1.0198 | 1.0198 | 1.0198 | 1.0198 | 1.0198 | 1.0198 | 1.0198 | 1.0198 | 1.0198 | 1.0198 | 1.0198 | 1.0198 | 1.0198 | 1.0198 | 1.0198 | 1.0198 | 1.0198 | 1.0198 | 1.0198 | 1.0198 | 1.0198 | 1.0198 | 1.0198 | 1.0198 | 1.0198 | 1.0198 | 1.0198 | 1.0198 | 1.0198 | 1.0198 | 1.0198 | 1.0198 | 1.0198 | 1.0198 | 1.0198 | 1.0198 | 1.0198 | 1.0198 | 1.0198 | 1.0198 | 1.0198 | 1.0198 | 1.0198 | 1.0198 | 1.0198 | 1.0198 | 1.0198 | 1.0198 | 1.0198 | 1.0198 | 1.0198 | 1.0198 | 1.0198 | 1.0198 | 1.0198 | 1.0198 | 1.0198 | 1.0198 | 1.0198 | 1.0198 | 1.0198 | 1.0198 | 1.0198 | 1.0198 | 1.0198 | 1.0198 | 1.0198 | 1.0198 | 1.0198 | 1.0198 | 1.0198 | 1.0198 | 1.0198 | 1.0198 | 1.0198 | 1.0198 | 1.0198 | 1.0198 | 1.0198 | 1.0198 | 1.0198 | 1.0198 | 1.0198 | 1.0198 | 1.0198 | 1.0198 | 1.0198 | 1.0198 | 1.0198 | 1.0198 | 1.0198 | 1.0198 | 1.0198 | 1.0198 | 1.0198 | 1.0198 | 1.0198 | 1.0198 | 1.0198 | 1.0198 | 1.0198 | 1.0198 | 1.0198 | 1.0198 | 1.0198 | 1.0198 | 1.0198 | 1.0198 | 1.0198 | 1.0198 | 1.0198 | 1.0198 | 1.0198 | 1.0198 | 1.0198 | 1.0198 | 1.0198 | 1.0198 | 1.0198 | 1.0198 | 1.0198 | 1.0198 | 1.0198 | 1.0198 | 1.0198 | 1.0198 | 1.0198 | 1.0198 | 1.0198 | 1.0198 | 1.0198 | 1.0198 | 1.0198 | 1.0198 | 1.0198 | 1.0198 | 1.0198 | 1.0198 | 1.0198 | 1.0198 | 1.0198 | 1.0198 | 1.0198 | 1.0198 | 1.0198 | 1.0198 | 1.0198 | 1.0198 | 1.0198 | 1.0198 | 1.0198 | 1.0198 | 1.0198 | 1.0198 | 1.0198 | 1.0198 | 1.0198 | 1.0198 | 1.0198 | 1.0198 | 1.0198 | 1.0198 | 1.0198 | 1.0198 | 1.0198 | 1.0198 | 1.0198 | 1.0198 | 1.0198 | 1.0198 | 1.0198 | 1.0198 | 1.0198 | 1.0198 | 1.0198 | 1.0198 | 1.0198 | 1.0198 | 1.0198 | 1.0198 | 1.0198 | 1.0198 | 1.0198 | 1.0198 | 1.0198 | 1.0198 | 1.0198 | 1.0198 | 1.0198 | 1.0198 | 1.0198 | 1.0198 | 1.0198 | 1.0198 | 1.0198 | 1.0198 | 1.0198 | 1.0198 | 1.0198 | 1.0198 | 1.0198 | 1.0198 | 1.0198 | 1.0198 | 1.0198 | 1.0198 | 1.0198 | 1.0198 | 1.0198 | 1.0198 | 1.0198 | 1.0198 | 1.0198 | 1.0198 | 1.0198 | 1.0198 | 1.0198 | 1.0198 | 1.0198 | 1.0198 | 1.0198 | 1.0198 | 1.0198 | 1.0198 | 1.0198 | 1.0198 | 1.0198 | 1.0198 | 1.0198 | 1.0198 | 1.0198 | 1.0198 | 1.0198 | 1.0198 | 1.0198 | 1.0198 | 1.0198 | 1.0198 | 1.0198 | 1.0198 | 1.0198 | 1.0198 | 1.0198 | 1.0198 | 1.0198 | 1.0198 | 1.0198 | 1.0198 | 1.0198 | 1.0198 | 1.0198 | 1.0198 | 1.0198 | 1.0198 | 1.0198 | 1.0198 | 1.0198 | 1.0198 | 1.0198 | 1.0198 | 1.0198 | 1.0198 | 1.0198 | 1.0198 | 1.0198 | 1.0198 | 1.0198 | 1.0198 | 1.0198 | 1.0198 | 1.0198 | 1.0198 | 1.0198 | 1.0198 | 1.0198 | 1.0198 | 1.0198 | 1.0198 | 1.0198 | 1.0198 | 1.0198 | 1.0198 | 1.0198 | 1.0198 | 1.0198 | 1.0198 | 1.0198 | 1.0198 | 1.0198 | 1.0198 | 1.0198 | 1.0198 | 1.0198 | 1.0198 | 1.0198 | 1.0198 | 1.0198 | 1.0198 | 1.0198 | 1.0198 | 1.0198 | 1.0198 | 1.0198 | 1.0198 | 1.0198 | 1.0198 | 1.0198 | 1.0198 | 1.0198 | 1.0198 | 1.0198 | 1.0198 | 1.0198 | 1.0198 | 1.0198 | 1.0198 | 1.0198 | 1.0198 | 1.0198 | 1.0198 | 1.0198 | 1.0198 | 1.0198 | 1.0198 | 1.0198 | 1.0198 | 1.0198 | 1.0198 | 1.0198 | 1.0198 | 1.0198 | 1.0198 | 1.0198 | 1.0198 | 1.0198 | 1.0198 | 1.0198 | 1.0198 | 1.0198 | 1.0198 | 1.0198 | 1.0198 | 1.0198 | 1.0198 | 1.0198 | 1.0198 | 1.0198 | 1.0198 | 1.0198 | 1.0198 | 1.0198 | 1.0198 | 1.0198 | 1.0198 | 1.0198 | 1.0198 | 1.0198 | 1.0198 | 1.0198 | 1.0198 | 1.0198 | 1.0198 | 1.0198 | 1.0198 | 1.0198 | 1.0198 | 1.0198 | 1.0198 | 1.0198 | 1.0198 | 1.0198 | 1.0198 | 1.0198 | 1.0198 | 1.0198 | 1.0198 | 1.0198 | 1.0198 | 1.0198 | 1.0198 | 1.0198 | 1.0198 | 1.0198 | 1.0198 | 1.0198 | 1.0198 | 1.0198 | 1.0198 | 1.0198 | 1.0198 | 1.0198 | 1.0198 | 1.0198 | 1.0198 | 1.0198 | 1.0198 | 1.0198 | 1.0198 | 1.0198 | 1.0198 | 1.0198 | 1.0198 | 1.0198 | 1.0198 | 1.0198 | 1.0198 | 1.0198 | 1.0198 | 1.0198 | 1.0198 | 1.0198 | 1.0198 | 1.0198 | 1.0198 | 1.0198 | 1.0198 | 1.0198 | 1.0198 | 1.0198 | 1.0198 | 1.0198 | 1.0198 | 1.0198 | 1.0198 | 1.0198 | 1.0198 | 1.0198 | 1.0198 | 1.0198 | 1.0198 | 1.0198 | 1.0198 | 1.0198 | 1.0198 | 1.0198 | 1.0198 | 1.0198 | 1.0198 | 1.0198 | 1.0198 | 1.0198 | 1.0198 | 1.0198 | 1.0198 | 1.0198 | 1.0198 | 1.0198 | 1.0198 | 1.0198 | 1.0198 | 1.0198 | 1.0198 | 1.0198 | 1.0198 | 1.0198 | 1.0198 | 1.0198 | 1.0198 | 1.0198 | 1.0198 | 1.0198 | 1.0198 | 1.0198 | 1.0198 | 1.0198 | 1.0198 | 1.0198 | 1.0198 | 1.0198 | 1.0198 | 1.0198 | 1.0198 | 1.0198 | 1.0198 | 1.0198 | 1.0198 | 1.0198 | 1.0198 | 1.0198 | 1.0198 | 1.0198 | 1.0198 | 1.0198 | 1.0198 | 1.0198 | 1.0198 | 1.0198 | 1.0198 | 1.0198 | 1.0198 | 1.0198 | 1.0198 | 1.0198 | 1.0198 | 1.0198 | 1.0198 | 1.0198 | 1.0198 | 1.0198 | 1.0198 | 1.0198 | 1.0198 | 1.0198 | 1.0198 | 1.0198 | 1.0198 | 1.0198 | 1.0198 | 1.0198 | 1.0198 | 1.0198 | 1.0198 | 1.0198 | 1.0198 | 1.0198 | 1.0198 | 1.0198 | 1.0198 | 1.0198 | 1.0198 | 1.0198 | 1.0198 | 1.0198 | 1.0198 | 1.0198 | 1.0198 | 1.0198 | 1.0198 | 1.0198 | 1.0198 | 1.0198 | 1.0198 | 1.0198 | 1.0198 | 1.0198 | 1.0198 | 1.0198 | 1.0198 | 1.0198 | 1.0198 | 1.0198 | 1.0198 | 1.0198 | 1.0198 | 1.0198 | 1.0198 | 1.0198 | 1.0198 | 1.0198 | 1.0198 | 1.0198 | 1.0198 | 1.0198 | 1.0198 | 1.0198 | 1.0198 | 1.0198 | 1.0198 | 1.0198 | 1.0198 | 1.0198 | 1.0198 | 1.0198 | 1.0198 | 1.0198 | 1.0198 | 1.0198 | 1.0198 | 1.0198 | 1.0198 | 1.0198 | 1.0198 | 1.0198 | 1.0198 | 1.0198 | 1.0198 | 1.0198 | 1.0198 | 1.0198 | 1.0198 | 1.0198 | 1.0198 | 1.0198 | 1.0198 | 1.0198 | 1.0198 | 1.0198 | 1.0198 | 1.0198 | 1.0198 | 1.0198 | 1.0198 | 1.0198 | 1.0198 | 1.0198 | 1.0198 | 1.0198 | 1.0198 | 1.0198 | 1.0198 | 1.0198 | 1.0198 | 1.0198 | 1.0198 | 1.0198 | 1.0198 | 1.0198 | 1.0198 | 1.0198 | 1.0198 | 1.0198 | 1.0198 | 1.0198 | 1.0198 | 1.0198 | 1.0198 | 1.0198 | 1.0198 | 1.0198 | 1.0198 | 1.0198 | 1.0198 | 1.0198 | 1.0198 | 1.0198 | 1.0198 | 1.0198 | 1.0198 | 1.0198 | 1.0198 | 1.0198 | 1.0198 | 1.0198 | 1.0198 | 1.0198 | 1.0198 | 1.0198 | 1.0198 | 1.0198 | 1.0198 | 1.0198 | 1.0198 | 1.0198 | 1.0198 | 1.0198 | 1.0198 | 1.0198 | 1.0198 | 1.0198 | 1.0198 | 1.0198 | 1.0198 | 1.0198 | 1.0198 | 1.0198 | 1.0198 | 1.0198 | 1.0198 | 1.0198 | 1.0198 | 1.0198 | 1.0198 | 1.0198 | 1.0198 | 1.0198 | 1.0198 | 1.0198 | 1.0198 | 1.0198 | 1.0198 | 1.0198 | 1.0198 | 1.0198 | 1.0198 | 1.0198 | 1.0198 | 1.0198 | 1.0198 | 1.0198 | 1.0198 | 1.0198 | 1.0198 | 1.0198 | 1.0198 | 1.0198 | 1.0198 | 1.0198 | 1.0198 | 1.0198 | 1.0198 | 1.0198 | 1.0198 | 1.0198 | 1.0198 | 1.0198 | 1.0198 | 1.0198 | 1.0198 | 1.0198 | 1.0198 | 1.0198 | 1.0198 | 1.0198 | 1.0198 | 1.0198 | 1.0198 | 1.0198 | 1.0198 | 1.0198 | 1.0198 | 1.0198 | 1.0198 | 1.0198 | 1.0198 | 1.0198 | 1.0198 | 1.0198 | 1.0198 | 1.0198 | 1.0198 | 1.0198 | 1.0198 | 1.0198 | 1.0198 | 1.0198 | 1.0198 | 1.0198 | 1.0198 | 1.0198 | 1.0198 | 1.0198 | 1.0198 | 1.0198 | 1.0198 | 1.0198 | 1.0198 | 1.0198 | 1.0198 | 1.0198 | 1.0198 | 1.0198 | 1.0198 | 1.0198 | 1.0198 | 1.0198 | 1.0198 | 1.0198 | 1.0198 | 1.0198 | 1.0198 | 1.0198 | 1.0198 | 1.0198 | 1.0198 | 1.0198 | 1.0198 | 1.0198 | 1.0198 | 1.0198 | 1.0198 | 1.0198 | 1.0198 | 1.0198 | 1.0198 | 1.0198 | 1.0198 | 1.0198 | 1.0198 | 1.0198 | 1.0198 | 1.0198 | 1.0198 | 1.0198 | 1.0198 | 1.0198 | 1.0198 | 1.0198 | 1.0198 | 1.0198 | 1.0198 | 1.0198 | 1.0198 | 1.0198 | 1.0198 | 1.0198 | 1.0198 | 1.0198 | 1.0198 | 1.0198 | 1.0198 | 1.0198 | 1.0198 | 1.0198 | 1.0198 | 1.0198 | 1.0198 | 1.0198 | 1.0198 | 1.0198 | 1.0198 | 1.0198 | 1.0198 | 1.0198 | 1.0198 | 1.0198 | 1.0198 | 1.0198 | 1.0198 | 1.0198 | 1.0198 | 1.0198 | 1.0198 | 1.0198 | 1.0198 | 1.0198 | 1.0198 | 1.0198 | 1.0198 | 1.0198 | 1.0198 | 1.0198 | 1.0198 | 1.0198 | 1.0198 | 1.0198 | 1.0198 | 1.0198 | 1.0198 | 1.0198 | 1.0198 | 1.0198 | 1.0198 | 1.0198 | 1.0198 | 1.0198 | 1.0198 | 1.0198 | 1.0198 | 1.0198 | 1.0198 | 1.0198 | 1.0198 | 1.0198 | 1.0198 | 1.0198 | 1.0198 | 1.0198 | 1.0198 | 1.0198 | 1.0198 | 1.0198 | 1.0198 | 1.0198 | 1.0198 | 1.0198 | 1.0198 | 1.0198 | 1.0198 | 1.0198 | 1.0198 | 1.0198 | 1.0198 | 1.0198 | 1.0198 | 1.0198 | 1.0198 | 1.0198 | 1.0198 | 1.0198 | 1.0198 | 1.0198 | 1.0198 | 1.0198 | 1.0198 | 1.0198 | 1.0198 | 1.0198 | 1.0198 | 1.0198 | 1.0198 | 1.0198 | 1.0198 | 1.0198 | 1.0198 | 1.0198 | 1.0198 | 1.0198 | 1.0198 | 1.0198 | 1.0198 | 1.0198 | 1.0198 | 1.0198 | 1.0198 | 1.0198 | 1.0198 | 1.0198 | 1.0198 | 1.0198 | 1.0198 | 1.0198 | 1.0198 | 1.0198 | 1.0198 | 1.0198 | 1.0198 | 1.0198 | 1.0198 | 1.0198 | 1.0198 | 1.0198 | 1.0198 | 1.0198 | 1.0198 | 1.0198 | 1.0198 | 1.0198 | 1.0198 | 1.0198 | 1.0198 | 1.0198 | 1.0198 | 1.0198 | 1.0198 | 1.0198 | 1.0198 | 1.0198 | 1.0198 | 1.0198 | 1.0198 | 1.0198 | 1.0198 | 1.0198 | 1.0198 | 1.0198 | 1.0198 | 1.0198 | 1.0198 | 1.0198 | 1.0198 | 1.0198 | 1.0198 | 1.0198 | 1.0198 | 1.0198 | 1.0198 | 1.0198 | 1.0198 | 1.0198 | 1.0198 | 1.0198 | 1.0198 | 1.0198 | 1.0198 | 1.0198 | 1.0198 | 1.0198 | 1.0198 | 1.0198 | 1.0198 | 1.0198 | 1.0198 | 1.0198 | 1.0198 | 1.0198 | 1.0198 | 1.0198 | 1.0198 | 1.0198 | 1.0198 | 1.0198 | 1.0198 | 1.0198 | 1.0198 | 1.0198 | 1.0198 | 1.0198 | 1.0198 | 1.0198 | 1.0198 | 1.0198 | 1.0198 | 1.0198 | 1.0198 | 1.0198 | 1.0198 | 1.0198 | 1.0198 | 1.0198 | 1.0198 | 1.0198 | 1.0198 | 1.0198 | 1.0198 | 1.0198 | 1.0198 | 1.0198 | 1.0198 | 1.0198 | 1.0198 | 1.0198 | 1.0198 | 1.0198 | 1.0198 | 1.0198 | 1.0198 | 1.0198 | 1.0198 | 1.0198 | 1.0198 | 1.0198 | 1.0198 | 1.0198 | 1.0198 | 1.0198 | 1.0198 | 1.0198 | 1.0198 | 1.0198 | 1.0198 | 1.0198 | 1.0198 | 1.0198 | 1.0198 | 1.0198 | 1.0198 | 1.0198 | 1.0198 | 1.0198 | 1.0198 | 1.0198 | 1.0198 | 1.0198 | 1.0198 | 1.0198 | 1.0198 | 1.0198 | 1.0198 | 1.0198 | 1.0198 | 1.0198 | 1.0198 | 1.0198 | 1.0198 | 1.0198 | 1.0198 | 1.0198 | 1.0198 | 1.0198 | 1.0198 | 1.0198 | 1.0198 | 1.0198 | 1.0198 | 1.0198 | 1.0198 | 1.0198 | 1.0198 | 1.0198 | 1.0198 | 1.0198 | 1.0198 | 1.0198 | 1.0198 | 1.0198 | 1.0198 | 1.0198 | 1.0198 | 1.0198 | 1.0198 | 1.0198 | 1.0198 | 1.0198 | 1.0198 | 1.0198 | 1.0198 | 1.0198 | 1.0198 | 1.0198 | 1.0198 | 1.0198 | 1.0198 | 1.0198 | 1.0198 | 1.0198 | 1.0198 | 1.0198 | 1.0198 | 1.0198 | 1.0198 | 1.0198 | 1.0198 | 1.0198 | 1.0198 | 1.0198 | 1.0198 | 1.0198 | 1.0198 | 1.0198 | 1.0198 | 1.0198 | 1.0198 | 1.0198 | 1.0198 | 1.0198 | 1.0198 | 1.0198 | 1.0198 | 1.0198 | 1.0198 | 1.0198 | 1.0198 | 1.0198 | 1.0198 | 1.0198 | 1.0198 | 1.0198 | 1.0198 | 1.0198 | 1.0198 | 1.0198 | 1.0198 | 1.0198 | 1.0198 | 1.0198 | 1.0198 | 1.0198 | 1.0198 | 1.0198 | 1.0198 | 1.0198 | 1.0198 | 1.0198 | 1.0198 | 1.0198 | 1.0198 | 1.0198 | 1.0198 | 1.0198 | 1.0198 | 1.0198 | 1.0198 | 1.0198 | 1.0198 | 1.0198 | 1.0198 | 1.0198 | 1.0198 | 1.0198 | 1.0198 | 1.0198 | 1.0198 | 1.0198 | 1.0198 | 1.0198 | 1.0198 | 1.0198 | 1.0198 | 1.0198 | 1.0198 | 1.0198 | 1.0198 | 1.0198 | 1.0198 | 1.0198 | 1.0198 | 1.0198 | 1.0198 | 1.0198 | 1.0198 | 1.0198 | 1.0198 | 1.0198 | 1.0198 | 1.0198 | 1.0198 | 1.0198 | 1.0198 | 1.0198 | 1.0198 | 1.0198 | 1.0198 | 1.0198 | 1.0198 | 1.0198 | 1.0198 | 1.0198 | 1.0198 | 1.0198 | 1.0198 | 1.0198 | 1.0198 | 1.0198 | 1.0198 | 1.0198 | 1.0198 | 1.0198 | 1.0198 | 1.0198 | 1.0198 | 1.0198 | 1.0198 | 1.0198 | 1.0198 | 1.0198 | 1.0198 | 1.0198 | 1.0198 | 1.0198 | 1.0198 | 1.0198 | 1.0198 | 1.0198 | 1.0198 | 1.0198 | 1.0198 | 1.0198 | 1.0198 | 1.0198 | 1.0198 | 1.0198 | 1.0198 | 1.0198 | 1.0198 | 1.0198 | 1.0198 | 1.0198 | 1.0198 | 1.0198 | 1.0198 | 1.0198 | 1.0198 | 1.0198 | 1.0198 | 1.0198 | 1.0198 | 1.0198 | 1.0198 | 1.0198 | 1.0198 | 1.0198 | 1.0198 | 1.0198 | 1.0198 | 1.0198 | 1.0198 | 1.0198 | 1.0198 | 1.0198 | 1.0198 | 1.0198 | 1.0198 | 1.0198 | 1.0198 | 1.0198 | 1.0198 | 1.0198 | 1.0198 | 1.0198 | 1.0198 | 1.0198 | 1.0198 | 1.0198 | 1.0198 | 1.0198 | 1.0198 | 1.0198 | 1.0198 | 1.0198 | 1.0198 | 1.0198 | 1.0198 | 1.0198 | 1.0198 | 1.0198 | 1.0198 | 1.0198 | 1.0198 | 1.0198 | 1.0198 | 1.0198 | 1.0198 | 1.0198 | 1.0198 | 1.0198 | 1.0198 | 1.0198 | 1.0198 | 1.0198 | 1.0198 | 1.0198 | 1.0198 | 1.0198 | 1.0198 | 1.0198 | 1.0198 | 1.0198 | 1.0198 | 1.0198 | 1.0198 | 1.0198 | 1.0198 | 1.0198 | 1.0198 | 1.0198 | 1.0198 | 1.0198 | 1.0198 | 1.0198 | 1.0198 | 1.0198 | 1.0198 | 1.0198 | 1.0198 | 1.0198 | 1.0198 | 1.0198 | 1.0198 | 1.0198 | 1.0198 | 1.0198 | 1.0198 | 1.0198 | 1.0198 | 1.0198 | 1.0198 | 1.0198 | 1.0198 | 1.0198 | 1.0198 | 1.0198 | 1.0198 | 1.0198 | 1.0198 | 1.0198 | 1.0198 | 1.0198 | 1.0198 | 1.0198 | 1.0198 | 1.0198 | 1.0198 | 1.0198 | 1.0198 | 1.0198 | 1.0198 | 1.0198 | 1.0198 | 1.0198 | 1.0198 | 1.0198 | 1.0198 | 1.0198 | 1.0198 | 1.0198 | 1.0198 | 1.0198 | 1.0198 | 1.0198 | 1.0198 | 1.0198 | 1.0198 | 1.0198 | 1.0198 | 1.0198 | 1.0198 | 1.0198 | 1.0198 | 1.0198 | 1.0198 | 1.0198 | 1.0198 | 1.0198 | 1.0198 | 1.0198 | 1.0198 | 1.0198 | 1.0198 | 1.0198 | 1.0198 | 1.0198 | 1.0198 | 1.0198 | 1.0198 | 1.0198 | 1.0198 | 1.0198 | 1.0198 | 1.0198 | 1.0198 | 1.0198 | 1.0198 | 1.0198 | 1.0198 | 1.0198 | 1.0198 | 1.0198 | 1.0198 | 1.0198 | 1.0198 | 1.0198 | 1.0198 | 1.0198 | 1.0198 | 1.0198 | 1.0198 | 1.0198 | 1.0198 | 1.0198 | 1.0198 | 1.0198 | 1.0198 | 1.0198 | 1.0198 | 1.0198 | 1.0198 | 1.0198 | 1.0198 | 1.0198 | 1.0198 | 1.0198 | 1.0198 | 1.0198 | 1.0198 | 1.0198 | 1.0198 | 1.0198 | 1.0198 | 1.0198 | 1.0198 | 1.0198 | 1.0198 | 1.0198 | 1.0198 | 1.0198 | 1.0198 | 1.0198 | 1.0198 | 1.0198 | 1.0198 | 1.0198 | 1.0198 | 1.0198 | 1.0198 | 1.0198 | 1.0198 | 1.0198 | 1.0198 | 1.0198 | 1.0198 | 1.0198 | 1.0198 | 1.0198 | 1.0198 | 1.0198 | 1.0198 | 1.0198 | 1.0198 | 1.0198 | 1.0198 | 1.0198 | 1.0198 | 1.0198 | 1.0198 | 1.0198 | 1.0198 | 1.0198 | 1.0198 | 1.0198 | 1.0198 | 1.0198 | 1.0198 | 1.0198 | 1.0198 | 1.0198 | 1.0198 | 1.0198 | 1.0198 | 1.0198 | 1.0198 | 1.0198 | 1.0198 | 1.0198 | 1.0198 | 1.0198 | 1.0198 | 1.0198 | 1.0198 | 1.0198 | 1.0198 | 1.0198 | 1.0198 | 1.0198 | 1.0198 | 1.0198 | 1.0198 | 1.0198 | 1.0198 | 1.0198 | 1.0198 | 1.0198 | 1.0198 | 1.0198 | 1.0198 | 1.0198 | 1.0198 | 1.0198 | 1.0198 | 1.0198 | 1.0198 | 1.0198 | 1.0198 | 1.0198 | 1.0198 | 1.0198 | 1.0198 | 1.0198 | 1.0198 | 1.0198 | 1.0198 | 1.0198 | 1.0198 | 1.0198 | 1.0198 | 1.0198 | 1.0198 | 1.0198 | 1.0198 | 1.0198 | 1.0198 | 1.0198 | 1.0198 | 1.0198 | 1.0198 | 1.0198 | 1.0198 | 1.0198 | 1.0198 | 1.0198 | 1.0198 | 1.0198 | 1.0198 | 1.0198 | 1.0198 | 1.0198 | 1.0198 | 1.0198 | 1.0198 | 1.0198 | 1.0198 | 1.0198 | 1.0198 | 1.0198 | 1.0198 | 1.0198 | 1.0198 | 1.0198 | 1.0198 | 1.0198 | 1.0198 | 1.0198 | 1.0198 | 1.0198 | 1.0198 | 1.0198 | 1.0198 | 1.0198 | 1.0198 | 1.0198 | 1.0198 | 1.0198 | 1.0198 | 1.0198 | 1.0198 | 1.0198 | 1.0198 | 1.0198 | 1.0198 | 1.0198 | 1.0198 | 1.0198 | 1.0198 | 1.0198 | 1.0198 | 1.0198 | 1.0198 | 1.0198 | 1.0198 | 1.0198 | 1.0198 | 1.0198 | 1.0198 | 1.0198 | 1.0198 | 1.0198 | 1.0198 | 1.0198 | 1.0198 | 1.0198 | 1.0198 | 1.0198 | 1.0198 | 1.0198 | 1.0198 | 1.0198 | 1.0198 | 1.0198 | 1.0198 | 1.0198 | 1.0198 | 1.0198 | 1.0198 | 1.0198 | 1.0198 | 1.0198 | 1.0198 | 1.0198 | 1.0198 | 1.0198 | 1.0198 | 1.0198 | 1.0198 | 1.0198 | 1.0198 | 1.0198 | 1.0198 | 1.0198 | 1.0198 | 1.0198 | 1.0198 | 1.0198 | 1.0198 | 1.0198 | 1.0198 | 1.0198 | 1.0198 | 1.0198 | 1.0198 | 1.0198 | 1.0198 | 1.0198 | 1.0198 | 1.0198 | 1.0198 | 1.0198 | 1.0198 | 1.0198 | 1.0198 | 1.0198 | 1.0198 | 1.0198 | 1.0198 | 1.0198 | 1.0198 | 1.0198 | 1.0198 | 1.0198 | 1.0198 | 1.0198 | 1.0198 | 1.0198 | 1.0198 | 1.0198 | 1.0198 | 1.0198 | 1.0198 | 1.0198 | 1.0198 | 1.0198 | 1.0198 | 1.0198 | 1.0198 | 1.0198 | 1.0198 | 1.0198 | 1.0198 | 1.0198 | 1.0198 | 1.0198 | 1.0198 | 1.0198 | 1.0198 | 1.0198 | 1.0198 | 1.0198 | 1.0198 | 1.0198 | 1.0198 | 1.0198 | 1.0198 | 1.0198 | 1.0198 | 1.0198 | 1.0198 | 1.0198 | 1.0198 | 1.0198 | 1.0198 | 1.0198 | 1.0198 | 1.0198 | 1.0198 | 1.0198 | 1.0198 | 1.0198 | 1.0198 | 1.0198 | 1.0198 | 1.0198 | 1.0198 | 1.0198 | 1.0198 | 1.0198 | 1.0198 | 1.0198 | 1.0198 | 1.0198 | 1.0198 | 1.0198 | 1.0198 | 1.0198 | 1.0198 | 1.0198 | 1.0198 | 1.0198 | 1.0198 | 1.0198 | 1.0198 | 1.0198 | 1.0198 | 1.0198 | 1.0198 | 1.0198 | 1.0198 | 1.0198 | 1.0198 | 1.0198 | 1.0198 | 1.0198 | 1.0198 | 1.0198 | 1.0198 | 1.0198 | 1.0198 | 1.0198 | 1.0198 | 1.0198 | 1.0198 | 1.0198 | 1.0198 | 1.0198 | 1.0198 | 1.0198 | 1.0198 | 1.0198 | 1.0198 | 1.0198 | 1.0198 | 1.0198 | 1.0198 | 1.0198 | 1.0198 | 1.0198 | 1.0198 | 1.0198 | 1.0198 | 1.0198 | 1.0198 | 1.0198 | 1.0198 | 1.0198 | 1.0198 | 1.0198 | 1.0198 | 1.0198 | 1.0198 | 1.0198 | 1.0198 | 1.0198 | 1.0198 | 1.0198 | 1.0198 | 1.0198 | 1.0198 | 1.0198 | 1.0198 | 1.0198 | 1.0198 | 1.0198 | 1.0198 | 1.0198 | 1.0198 | 1.0198 | 1.0198 | 1.0198 | 1.0198 | 1.0198 | 1.0198 | 1.0198 | 1.0198 | 1.0198 | 1.0198 | 1.0198 | 1.0198 | 1.0198 | 1.0198 | 1.0198 | 1.0198 | 1.0198 | 1.0198 | 1.0198 | 1.0198 | 1.0198 | 1.0198 | 1.0198 | 1.0198 | 1.0198 | 1.0198 | 1.0198 | 1.0198 | 1.0198 | 1.0198 | 1.0198 | 1.0198 | 1.0198 | 1.0198 | 1.0198 | 1.0198 | 1.0198 | 1.0198 | 1.0198 | 1.0198 | 1.0198 | 1.0198 | 1.0198 | 1.0198 | 1.0198 | 1.0198 | 1.0198 | 1.0198 | 1.0198 | 1.0198 | 1.0198 | 1.0198 | 1.0198 | 1.0198 | 1.0198 | 1.0198 | 1.0198 | 1.0198 | 1.0198 | 1.0198 | 1.0198 | 1.0198 | 1.0198 | 1.0198 | 1.0198 | 1.0198 | 1.0198 | 1.0198 | 1.0198 | 1.0198 | 1.0198 | 1.0198 | 1.0198 | 1.0198 | 1.0198 | 1.0198 | 1.0198 | 1.0198 | 1.0198 | 1.0198 | 1.0198 | 1.0198 | 1.0198 | 1.0198 | 1.0198 | 1.0198 | 1.0198 | 1.0198 | 1.0198 | 1.0198 | 1.0198 | 1.0198 | 1.0198 | 1.0198 | 1.0198 | 1.0198 | 1.0198 | 1.0198 | 1.0198 | 1.0198 | 1.0198 | 1.0198 | 1.0198 | 1.0198 | 1.0198 | 1.0198 | 1.0198 | 1.0198 | 1.0198 | 1.0198 | 1.0198 | 1.0198 | 1.0198 | 1.0198 | 1.0198 | 1.0198 | 1.0198 | 1.0198 | 1.0198 | 1.0198 | 1.0198 | 1.0198 | 1.0198 | 1.0198 | 1.0198 | 1.0198 | 1.0198 | 1.0198 | 1.0198 | 1.0198 | 1.0198 | 1.0198 | 1.0198 | 1.0198 | 1.0198 | 1.0198 | 1.0198 | 1.0198 | 1.0198 | 1.0198 | 1.0198 | 1.0198 | 1.0198 | 1.0198 | 1.0198 | 1.0198 | 1.0198 | 1.0198 | 1.0198 | 1.0198 | 1.0198 | 1.0198 | 1.0198 | 1.0198 | 1.0198 | 1.0198 | 1.0198 | 1.0198 | 1.0198 | 1.0198 | 1.0198 | 1.0198 | 1.0198 | 1.0198 | 1.0198 | 1.0198 | 1.0198 | 1.0198 | 1.0198 | 1.0198 | 1.0198 | 1.0198 | 1.0198 | 1.0198 | 1.0198 | 1.0198 | 1.0198 | 1.0198 | 1.0198 | 1.0198 | 1.0198 | 1.0198 | 1.0198 | 1.0198 | 1.0198 | 1.0198 | 1.0198 | 1.0198 | 1.0198 | 1.0198 | 1.0198 | 1.0198 | 1.0198 | 1.0198 | 1.0198 | 1.0198 | 1.0198 | 1.0198 | 1.0198 | 1.0198 | 1.0198 | 1.0198 | 1.0198 | 1.0198 | 1.0198 | 1.0198 | 1.0198 | 1.0198 | 1.0198 | 1.0198 | 1.0198 | 1.0198 | 1.0198 | 1.0198 | 1.0198 | 1.0198 | 1.0198 | 1.0198 | 1.0198 | 1.0198 | 1.0198 | 1.0198 | 1.0198 | 1.0198 | 1.0198 | 1.0198 | 1.0198 | 1.0198 | 1.0198 | 1.0198 | 1.0198 | 1.0198 | 1.0198 | 1.0198 | 1.0198 | 1.0198 | 1.0198 | 1.0198 | 1.0198 | 1.0198 | 1.0198 | 1.0198 | 1.0198 | 1.0198 | 1.0198 | 1.0198 | 1.0198 | 1.0198 | 1.0198 | 1.0198 | 1.0198 | 1.0198 | 1.0198 | 1.0198 | 1.0198 | 1.0198 | 1.0198 | 1.0198 | 1.0198 | 1.0198 | 1.0198 | 1.0198 | 1.0198 | 1.0198 | 1.0198 | 1.0198 | 1.0198 | 1.0198 | 1.0198 | 1.0198 | 1.0198 | 1.0198 | 1.0198 | 1.0198 | 1.0198 | 1.0198 | 1.0198 | 1.0198 | 1.0198 | 1.0198 | 1.0198 | 1.0198 | 1.0198 | 1.0198 | 1.0198 | 1.0198 | 1.0198 | 1.0198 | 1.0198 | 1.0198 | 1.0198 | 1.0198 | 1.0198 | 1.0198 | 1.0198 | 1.0198 | 1.0198 | 1.0198 | 1.0198 | 1.0198 | 1.0198 | 1.0198 | 1.0198 | 1.0198 | 1.0198 | 1.0198 | 1.0198 | 1.0198 | 1.0198 | 1.0198 | 1.0198 | 1.0198 | 1.0198 | 1.0198 | 1.0198 | 1.0198 | 1.0198 | 1.0198 | 1.0198 | 1.0198 | 1.0198 | 1.0198 | 1.0198 | 1.0198 | 1.0198 | 1.0198 | 1.0198 | 1.0198 | 1.0198 | 1.0198 | 1.0198 | 1.0198 | 1.0198 | 1.0198 | 1.0198 | 1.0198 | 1.0198 | 1.0198 | 1.0198 | 1.0198 | 1.0198 | 1.0198 | 1.0198 | 1.0198 | 1.0198 | 1.0198 | 1.0198 | 1.0198 | 1.0198 | 1.0198 | 1.0198 | 1.0198 | 1.0198 | 1.0198 | 1.0198 | 1.0198 | 1.0198 | 1.0198 | 1.0198 | 1.0198 | 1.0198 | 1.0198 | 1.0198 | 1.0198 | 1.0198 | 1.0198 | 1.0198 | 1.0198 | 1.0198 | 1.0198 | 1.0198 | 1.0198 | 1.0198 | 1.0198 | 1.0198 | 1.0198 | 1.0198 | 1.0198 | 1.0198 | 1.0198 | 1.0198 | 1.0198 | 1.0198 | 1.0198 | 1.0198 | 1.0198 | 1.0198 | 1.0198 | 1.0198 | 1.0198 | 1.0198 | 1.0198 | 1.0198 | 1.0198 | 1.0198 | 1.0198 | 1.0198 | 1.0198 | 1.0198 | 1.0198 | 1.0198 | 1.0198 | 1.0198 | 1.0198 | 1.0198 | 1.0198 | 1.0198 | 1.0198 | 1.0198 | 1.0198 | 1.0198 | 1.0198 | 1.0198 | 1.0198 | 1.0198 | 1.0198 | 1.0198 | 1.0198 | 1.0198 | 1.0198 | 1.0198 | 1.0198 | 1.0198 | 1.0198 | 1.0198 | 1.0198 | 1.0198 | 1.0198 | 1.0198 | 1.0198 | 1.0198 | 1.0198 | 1.0198 | 1.0198 | 1.0198 | 1.0198 | 1.0198 | 1.0198 | 1.0198 | 1.0198 | 1.0198 | 1.0198 | 1.0198 | 1.0198 | 1.0198 | 1.0198 | 1.0198 | 1.0198 | 1.0198 | 1.0198 | 1.0198 | 1.0198 | 1.0198 | 1.0198 | 1.0198 | 1.0198 | 1.0198 | 1.0198 | 1.0198 | 1.0198 | 1.0198 | 1.0198 | 1.0198 | 1.0198 | 1.0198 | 1.0198 | 1.0198 | 1.0198 | 1.0198 | 1.0198 | 1.0198 | 1.0198 | 1.0198 | 1.0198 | 1.0198 | 1.0198 | 1.0198 | 1.0198 | 1.0198 | 1.0198 | 1.0198 | 1.0198 | 1.0198 | 1.0198 | 1.0198 | 1.0198 | 1.0198 | 1.0198 | 1.0198 | 1.0198 | 1.0198 | 1.0198 | 1.0198 | 1.0198 | 1.0198 | 1.0198 | 1.0198 | 1.0198 | 1.0198 | 1.0198 | 1.0198 | 1.0198 | 1.0198 | 1.0198 | 1.0198 | 1.0198 | 1.0198 | 1.0198 | 1.0198 | 1.0198 | 1.0198 | 1.0198 | 1.0198 | 1.0198 | 1.0198 | 1.0198 | 1.0198 | 1.0198 | 1.0198 | 1.0198 | 1.0198 | 1.0198 | 1.0198 | 1.0198 | 1.0198 | 1.0198 | 1.0198 | 1.0198 | 1.0198 | 1.0198 | 1.0198 | 1.0198 | 1.0198 | 1.0198 | 1.0198 | 1.0198 | 1.0198 | 1.0198 | 1.0198 | 1.0198 | 1.0198 | 1.0198 | 1.0198 | 1.0198 | 1.0198 | 1.0198 | 1.0198 | 1.0198 | 1.0198 | 1.0198 | 1.0198 | 1.0198 | 1.0198 | 1.0198 | 1.0198 | 1.0198 | 1.0198 | 1.0198 | 1.0198 | 1.0198 | 1.0198 | 1.0198 | 1.0198 | 1.0198 | 1.0198 | 1.0198 | 1.0198 | 1.0198 | 1.0198 | 1.0198 | 1.0198 | 1.0198 | 1.0198 | 1.0198 | 1.0198 | 1.0198 | 1.0198 | 1.0198 | 1.0198 | 1.0198 | 1.0198 | 1.0198 | 1.0198 | 1.0198 | 1.0198 | 1.0198 | 1.0198 | 1.0198 | 1.0198 | 1.0198 | 1.0198 | 1.0198 | 1.0198 | 1.0198 | 1.0198 | 1.0198 | 1.0198 | 1.0198 | 1.0198 | 1.0198 | 1.0198 | 1.0198 | 1.0198 | 1.0198 | 1.0198 | 1.0198 | 1.0198 | 1.0198 | 1.0198 | 1.0198 | 1.0198 | 1.0198 | 1.0198 | 1.0198 | 1.0198 | 1.0198 | 1.0198 | 1.0198 | 1.0198 | 1.0198 | 1.0198 | 1.0198 | 1.0198 | 1.0198 | 1.0198 | 1.0198 | 1.0198 | 1.0198 | 1.0198 | 1.0198 | 1.0198 | 1.0198 | 1.0198 | 1.0198 | 1.0198 | 1.0198 | 1.0198 | 1.0198 | 1.0198 | 1.0198 | 1.0198 | 1.0198 | 1.0198 | 1.0198 | 1.0198 | 1.0198 | 1.0198 | 1.0198 | 1.0198 | 1.0198 | 1.0198 | 1.0198 | 1.0198 | 1.0198 | 1.0198 | 1.0198 | 1.0198 | 1.0198 | 1.0198 | 1.0198 | 1.0198 | 1.0198 | 1.0198 | 1.0198 | 1.0198 | 1.0198 | 1.0198 | 1.0198 | 1.0198 | 1.0198 | 1.0198 | 1.0198 | 1.0198 | 1.0198 | 1.0198 | 1.0198 | 1.0198 | 1.0198 | 1.0198 | 1.0198 | 1.0198 | 1.0198 | 1.0198 | 1.0198 | 1.0198 | 1.0198 | 1.0198 | 1.0198 | 1.0198 | 1.0198 | 1.0198 | 1.0198 | 1.0198 | 1.0198 | 1.0198 | 1.0198 | 1.0198 | 1.0198 | 1.0198 | 1.0198 | 1.0198 | 1.0198 | 1.0198 | 1.0198 | 1.0198 | 1.0198 | 1.0198 | 1.0198 | 1.0198 | 1.0198 | 1.0198 | 1.0198 | 1.0198 | 1.0198 | 1.0198 | 1.0198 | 1.0198 | 1.0198 | 1.0198 | 1.0198 | 1.0198 | 1.0198 | 1.0198 | 1.0198 | 1.0198 | 1.0198 | 1.0198 | 1.0198 | 1.0198 | 1.0198 | 1.0198 | 1.0198 | 1.0198 | 1.0198 | 1.0198 | 1.0198 | 1.0198 | 1.0198 | 1.0198 | 1.0198 | 1.0198 | 1.0198 | 1.0198 | 1.0198 | 1.0198 | 1.0198 | 1.0198 | 1.0198 | 1.0198 | 1.0198 | 1.0198 | 1.0198 | 1.0198 | 1.0198 | 1.0198 | 1.0198 | 1.0198 | 1.0198 | 1.0198 | 1.0198 | 1.0198 | 1.0198 | 1.0198 | 1.0198 | 1.0198 | 1.0198 | 1.0198 | 1.0198 | 1.0198 | 1.0198 | 1.0198 | 1.0198 | 1.0198 | 1.0198 | 1.0198 | 1.0198 | 1.0198 | 1.0198 | 1.0198 | 1.0198 | 1.0198 | 1.0198 | 1.0198 | 1.0198 | 1.0198 | 1.0198 | 1.0198 | 1.0198 | 1.0198 | 1.0198 | 1.0198 | 1.0198 | 1.0198 | 1.0198 | 1.0198 | 1.0198 | 1.0198 | 1.0198 | 1.0198 | 1.0198 | 1.0198 | 1.0198 | 1.0198 | 1.0198 | 1.0198 | 1.0198 | 1.0198 | 1.0198 | 1.0198 | 1.0198 | 1.0198 | 1.0198 | 1.0198 | 1.0198 | 1.0198 | 1.0198 | 1.0198 | 1.0198 | 1.0198 | 1.0198 | 1.0198 | 1.0198 | 1.0198 | 1.0198 | 1.0198 | 1.0198 | 1.0198 | 1.0198 | 1.0198 | 1.0198 | 1.0198 | 1.0198 | 1.0198 | 1.0198 | 1.0198 | 1.0198 | 1.0198 | 1.0198 | 1.0198 | 1.0198 | 1.0198 | 1.0198 | 1.0198 | 1.0198 | 1.0198 | 1.0198 | 1.0198 | 1.0198 | 1.0198 | 1.0198 | 1.0198 | 1.0198 | 1.0198 | 1.0198 | 1.0198 | 1.0198 | 1.0198 | 1.0198 | 1.0198 | 1.0198 | 1.0198 | 1.0198 | 1.0198 | 1.0198 | 1.0198 | 1.0198 | 1.0198 | 1.0198 | 1.0198 | 1.0198 | 1.0198 | 1.0198 | 1.0198 | 1.0198 | 1.0198 | 1.0198 | 1.0198 | 1.0198 | 1.0198 | 1.0198 | 1.0198 | 1.0198 | 1.0198 | 1.0198 | 1.0198 | 1.0198 | 1.0198 | 1.0198 | 1.0198 | 1.0198 | 1.0198 | 1.0198 | 1.0198 | 1.0198 | 1.0198 | 1.0198 | 1.0198 | 1.0198 | 1.0198 | 1.0198 | 1.0198 | 1.0198 | 1.0198 | 1.0198 | 1.0198 | 1.0198 | 1.0198 | 1.0198 | 1.0198 | 1.0198 | 1.0198 | 1.0198 | 1.0198 | 1.0198 | 1.0198 | 1.0198 | 1.0198 | 1.0198 | 1.0198 | 1.0198 | 1.0198 | 1.0198 | 1.0198 | 1.0198 | 1.0198 | 1.0198 | 1.0198 | 1.0198 | 1.0198 | 1.0198 | 1.0198 | 1.0198 | 1.0198 | 1.0198 | 1.0198 | 1.0198 | 1.0198 | 1.0198 | 1.0198 | 1.0198 | 1.0198 | 1.0198 | 1.0198 | 1.0198 | 1.0198 | 1.0198 | 1.0198 | 1.0198 | 1.0198 | 1.0198 | 1.0198 | 1.0198 | 1.0198 | 1.0198 | 1.0198 | 1.0198 | 1.0198 | 1.0198 | 1.0198 | 1.0198 | 1.0198 | 1.0198 | 1.0198 | 1.0198 | 1.0198 | 1.0198 | 1.0198 | 1.0198 | 1.0198 | 1.0198 | 1.0198 | 1.0198 | 1.0198 | 1.0198 | 1.0198 | 1.0198 | 1.0198 | 1.0198 | 1.0198 | 1.0198 | 1.0198 | 1.0198 | 1.0198 | 1.0198 | 1.0198 | 1.0198 | 1.0198 | 1.0198 | 1.0198 | 1.0198 | 1.0198 | 1.0198 | 1.0198 | 1.0198 | 1.0198 | 1.0198 | 1.0198 | 1.0198 | 1.0198 | 1.0198 | 1.0198 | 1.0198 | 1.0198 | 1.0198 | 1.0198 | 1.0198 | 1.0198 | 1.0198 | 1.0198 | 1.0198 | 1.0198 | 1.0198 | 1.0198 | 1.0198 | 1.0198 | 1.0198 | 1.0198 | 1.0198 | 1.0198 | 1.0198 | 1.0198 | 1.0198 | 1.0198 | 1.0198 | 1.0198 | 1.0198 | 1.0198 | 1.0198 | 1.0198 | 1.0198 | 1.0198 | 1.0198 | 1.0198 | 1.0198 | 1.0198 | 1.0198 | 1.0198 | 1.0198 | 1.0198 | 1.0198 | 1.0198 | 1.0198 | 1.0198 | 1.0198 | 1.0198 | 1.0198 | 1.0198 | 1.0198 | 1.0198 | 1.0198 | 1.0198 | 1.0198 | 1.0198 | 1.0198 | 1.0198 | 1.0198 | 1.0198 | 1.0198 | 1.0198 | 1.0198 | 1.0198 | 1.0198 | 1.0198 | 1.0198 | 1.0198 | 1.0198 | 1.0198 | 1.0198 | 1.0198 | 1.0198 | 1.0198 | 1.0198 | 1.0198 | 1.0198 | 1.0198 | 1.0198 | 1.0198 | 1.0198 | 1.0198 | 1.0198 | 1.0198 | 1.0198 | 1.0198 | 1.0198 | 1.0198 | 1.0198 | 1.0198 | 1.0198 | 1.0198 | 1.0198 | 1.0198 | 1.0198 | 1.0198 | 1.0198 | 1.0198 | 1.0198 | 1.0198 | 1.0198 | 1.0198 | 1.0198 | 1.0198 | 1.0198 | 1.0198 | 1.0198 | 1.0198 | 1.0198 | 1.0198 | 1.0198 | 1.0198 | 1.0198 | 1.0198 | 1.0198 | 1.0198 | 1.0198 | 1.0198 | 1.0198 | 1.0198 | 1.0198 | 1.0198 | 1.0198 | 1.0198 | 1.0198 | 1.0198 | 1.0198 | 1.0198 | 1.0198 | 1.0198 | 1.0198 | 1.0198 | 1.0198 | 1.0198 | 1.0198 | 1.0198 | 1.0198 | 1.0198 | 1.0198 | 1.0198 | 1.0198 | 1.0198 | 1.0198 | 1.0198 | 1.0198 | 1.0198 | 1.0198 | 1.0198 | 1.0198 | 1.0198 | 1.0198 | 1.0198 | 1.0198 | 1.0198 | 1.0198 | 1.0198 | 1.0198 | 1.0198 | 1.0198 | 1.0198 | 1.0198 | 1.0198 | 1.0198 | 1.0198 | 1.0198 | 1.0198 | 1.0198 | 1.0198 | 1.0198 | 1.0198 | 1.0198 | 1.0198 | 1.0198 | 1.0198 | 1.0198 | 1.0198 | 1.0198 | 1.0198 | 1.0198 | 1.0198 | 1.0198 | 1.0198 | 1.0198 | 1.0198 | 1.0198 | 1.0198 | 1.0198 | 1.0198 | 1.0198 | 1.0198 | 1.0198 | 1.0198 | 1.0198 | 1.0198 | 1.0198 | 1.0198 | 1.0198 | 1.0198 | 1.0198 | 1.0198 | 1.0198 | 1.0198 | 1.0198 | 1.0198 | 1.0198 | 1.0198 | 1.0198 | 1.0198 | 1.0198 | 1.0198 | 1.0198 | 1.0198 | 1.0198 | 1.0198 | 1.0198 | 1.0198 | 1.0198 | 1.0198 | 1.0198 | 1.0198 | 1.0198 | 1.0198 | 1.0198 | 1.0198 | 1.0198 | 1.0198 | 1.0198 | 1.0198 | 1.0198 | 1.0198 | 1.0198 | 1.0198 | 1.0198 | 1.0198 | 1.0198 | 1.0198 | 1.0198 | 1.0198 | 1.0198 | 1.0198 | 1.0198 | 1.0198 | 1.0198 | 1.0198 | 1.0198 | 1.0198 | 1.0198 | 1.0198 | 1.0198 | 1.0198 | 1.0198 | 1.0198 | 1.0198 | 1.0198 | 1.0198 | 1.0198 | 1.0198 | 1.0198 | 1.0198 | 1.0198 | 1.0198 | 1.0198 | 1.0198 | 1.0198 | 1.0198 | 1.0198 | 1.0198 | 1.0198 | 1.0198 | 1.0198 | 1.0198 | 1.0198 | 1.0198 | 1.0198 | 1.0198 | 1.0198 | 1.0198 | 1.0198 | 1.0198 | 1.0198 | 1.0198 | 1.0198 | 1.0198 | 1.0198 | 1.0198 | 1.0198 | 1.0198 | 1.0198 | 1.0198 | 1.0198 | 1.0198 | 1.0198 | 1.0198 | 1.0198 | 1.0198 | 1.0198 | 1.0198 | 1.0198 | 1.0198 | 1.0198 | 1.0198 | 1.0198 | 1.0198 | 1.0198 | 1.0198 | 1.0198 | 1.0198 | 1.0198 | 1.0198 | 1.0198 | 1.0198 | 1.0198 | 1.0198 | 1.0198 | 1.0198 | 1.0198 | 1.0198 | 1.0198 | 1.0198 | 1.0198 | 1.0198 | 1.0198 | 1.0198 | 1.0198 | 1.0198 | 1.0198 | 1.0198 | 1.0198 | 1.0198 | 1.0198 | 1.0198 | 1.0198 | 1.0198 | 1.0198 | 1.0198 | 1.0198 | 1.0198 | 1.0198 | 1.0198 | 1.0198 | 1.0198 | 1.0198 | 1.0198 | 1.0198 | 1.0198 | 1.0198 | 1.0198 | 1.0198 | 1.0198 | 1.0198 | 1.0198 | 1.0198 | 1.0198 | 1.0198 | 1.0198 | 1.0198 | 1.0198 | 1.0198 | 1.0198 | 1.0198 | 1.0198 | 1.0198 | 1.0198 | 1.0198 | 1.0198 | 1.0198 | 1.0198 | 1.0198 | 1.0198 | 1.0198 | 1.0198 | 1.0198 | 1.0198 | 1.0198 | 1.0198 | 1.0198 | 1.0198 | 1.0198 | 1.0198 | 1.0198 | 1.0198 | 1.0198 | 1.0198 | 1.0198 | 1.0198 | 1.0198 | 1.0198 | 1.0198 | 1.0198 | 1.0198 | 1.0198 | 1.0198 | 1.0198 | 1.0198 | 1.0198 | 1.0198 | 1.0198 | 1.0198 | 1.0198 | 1.0198 | 1.0198 | 1.0198 | 1.0198 | 1.0198 | 1.0198 | 1.0198 | 1.0198 | 1.0198 | 1.0198 | 1.0198 | 1.0198 | 1.0198 | 1.0198 | 1.0198 | 1.0198 | 1.0198 | 1.0198 | 1.0198 | 1.0198 | 1.0198 | 1.0198 | 1.0198 | 1.0198 | 1.0198 | 1.0198 | 1.0198 | 1.0198 | 1.0198 | 1.0198 | 1.0198 | 1.0198 | 1.0198 | 1.0198 | 1.0198 | 1.0198 | 1.0198 | 1.0198 | 1.0198 | 1.0198 | 1.0198 | 1.0198 | 1.0198 | 1.0198 | 1.0198 | 1.0198 | 1.0198 | 1.0198 | 1.0198 | 1.0198 | 1.0198 | 1.0198 | 1.0198 | 1.0198 | 1.0198 | 1.0198 | 1.0198 | 1.0198 | 1.0198 | 1.0198 | 1.0198 | 1.0198 | 1.0198 | 1.0198 | 1.0198 | 1.0198 | 1.0198 | 1.0198 | 1.0198 | 1.0198 | 1.0198 | 1.0198 | 1.0198 | 1.0198 | 1.0198 | 1.0198 | 1.0198 | 1.0198 | 1.0198 | 1.0198 | 1.0198 | 1.0198 | 1.0198 | 1.0198 | 1.0198 | 1.0198 | 1.0198 | 1.0198 | 1.0198 | 1.0198 | 1.0198 | 1.0198 | 1.0198 | 1.0198 | 1.0198 | 1.0198 | 1.0198 | 1.0198 | 1.0198 | 1.0198 | 1.0198 | 1.0198 | 1.0198 | 1.0198 | 1.0198 | 1.0198 | 1.0198 | 1.0198 | 1.0198 | 1.0198 | 1.0198 | 1.0198 | 1.0198 | 1.0198 | 1.0198 | 1.0198 | 1.0198 | 1.0198 | 1.0198 | 1.0198 | 1.0198 | 1.0198 | 1.0198 | 1.0198 | 1.0198 | 1.0198 | 1.0198 | 1.0198 | 1.0198 | 1.0198 | 1.0198 | 1.0198 | 1.0198 | 1.0198 | 1.0198 | 1.0198 | 1.0198 | 1.0198 | 1.0198 | 1.0198 | 1.0198 | 1.0198 | 1.0198 | 1.0198 | 1.0198 | 1.0198 | 1.0198 | 1.0198 | 1.0198 | 1.0198 | 1.0198 | 1.0198 | 1.0198 | 1.0198 | 1.0198 | 1.0198 | 1.0198 | 1.0198 | 1.0198 | 1.0198 | 1.0198 | 1.0198 | 1.0198 | 1.0198 | 1.0198 | 1.0198 | 1.0198 | 1.0198 | 1.0198 | 1.0198 | 1.0198 | 1.0198 | 1.0198 | 1.0198 | 1.0198 | 1.0198 | 1.0198 | 1.0198 | 1.0198 | 1.0198 | 1.0198 | 1.0198 | 1.0198 | 1.0198 | 1.0198 | 1.0198 | 1.0198 | 1.0198 | 1.0198 | 1.0198 | 1.0198 | 1.0198 | 1.0198 | 1.0198 | 1.0198 | 1.0198 | 1.0198 | 1.0198 | 1.0198 | 1.0198 | 1.0198 | 1.0198 | 1.0198 | 1.0198 | 1.0198 | 1.0198 | 1.0198 | 1.0198 | 1.0198 | 1.0198 | 1.0198 | 1.0198 | 1.0198 | 1.0198 | 1.0198 | 1.0198 | 1.0198 | 1.0198 | 1.0198 | 1.0198 | 1.0198 | 1.0198 | 1.0198 | 1.0198 | 1.0198 | 1.0198 | 1.0198 | 1.0198 | 1.0198 | 1.0198 | 1.0198 | 1.0198 | 1.0198 | 1.0198 | 1.0198 | 1.0198 | 1.0198 | 1.0198 | 1.0198 | 1.0198 | 1.0198 | 1.0198 | 1.0198 | 1.0198 | 1.0198 | 1.0198 | 1.0198 | 1.0198 | 1.0198 | 1.0198 | 1.0198 | 1.0198 | 1.0198 | 1.0198 | 1.0198 | 1.0198 | 1.0198 | 1.0198 | 1.0198 | 1.0198 | 1.0198 | 1.0198 | 1.0198 | 1.0198 | 1.0198 | 1.0198 | 1.0198 | 1.0198 | 1.0198 | 1.0198 | 1.0198 | 1.0198 | 1.0198 | 1.0198 | 1.0198 | 1.0198 | 1.0198 | 1.0198 | 1.0198 | 1.0198 | 1.0198 | 1.0198 | 1.0198 | 1.0198 | 1.0198 | 1.0198 | 1.0198 | 1.0198 | 1.0198 | 1.0198 | 1.0198 | 1.0198 | 1.0198 | 1.0198 | 1.0198 | 1.0198 | 1.0198 | 1.0198 | 1.0198 | 1.0198 | 1.0198 | 1.0198 | 1.0198 | 1.0198 | 1.0198 | 1.0198 | 1.0198 | 1.0198 | 1.0198 | 1.0198 | 1.0198 | 1.0198 | 1.0198 | 1.0198 | 1.0198 | 1.0198 | 1.0198 | 1.0198 | 1.0198 | 1.0198 | 1.0198 | 1.0198 | 1.0198 | 1.0198 | 1.0198 | 1.0198 | 1.0198 | 1.0198 | 1.0198 | 1.0198 | 1.0198 | 1.0198 | 1.0198 | 1.0198 | 1.0198 | 1.0198 | 1.0198 | 1.0198 | 1.0198 | 1.0198 | 1.0198 | 1.0198 | 1.0198 | 1.0198 | 1.0198 | 1.0198 | 1.0198 | 1.0198 | 1.0198 | 1.0198 | 1.0198 | 1.0198 | 1.0198 | 1.0198 | 1.0198 | 1.0198 | 1.0198 | 1.0198 | 1.0198 | 1.0198 | 1.0198 | 1.0198 | 1.0198 | 1.0198 | 1.0198 | 1.0198 | 1.0198 | 1.0198 | 1.0198 | 1.0198 | 1.0198 | 1.0198 | 1.0198 | 1.0198 | 1.0198 | 1.0198 | 1.0198 | 1.0198 | 1.0198 | 1.0198 | 1.0198 | 1.0198 | 1.0198 | 1.0198 | 1.0198 | 1.0198 | 1.0198 | 1.0198 | 1.0198 | 1.0198 | 1.0198 | 1.0198 | 1.0198 | 1.0198 | 1.0198 | 1.0198 | 1.0198 | 1.0198 | 1.0198 | 1.0198 | 1.0198 | 1.0198 | 1.0198 | 1.0198 | 1.0198 | 1.0198 | 1.0198 | 1.0198 | 1.0198 | 1.0198 | 1.0198 | 1.0198 | 1.0198 | 1.0198 | 1.0198 | 1.0198 | 1.0198 | 1.0198 | 1.0198 | 1.0198 | 1.0198 | 1.0198 | 1.0198 | 1.0198 | 1.0198 | 1.0198 | 1.0198 | 1.0198 | 1.0198 | 1.0198 | 1.0198 | 1.0198 | 1.0198 | 1.0198 | 1.0198 | 1.0198 | 1.0198 | 1.0198 | 1.0198 | 1.0198 | 1.0198 | 1.0198 | 1.0198 | 1.0198 | 1.0198 | 1.0198 | 1.0198 | 1.0198 | 1.0198 | 1.0198 | 1.0198 | 1.0198 | 1.0198 | 1.0198 | 1.0198 | 1.0198 | 1.0198 | 1.0198 | 1.0198 | 1.0198 | 1.0198 | 1.0198 | 1.0198 | 1.0198 | 1.0198 | 1.0198 | 1.0198 | 1.0198 | 1.0198 | 1.0198 | 1.0198 | 1.0198 | 1.0198 | 1.0198 | 1.0198 | 1.0198 | 1.0198 | 1.0198 | 1.0198 | 1.0198 | 1.0198 | 1.0198 | 1.0198 | 1.0198 | 1.0198 | 1.0198 | 1.0198 | 1.0198 | 1.0198 | 1.0198 | 1.0198 | 1.0198 | 1.0198 | 1.0198 | 1.0198 | 1.0198 | 1.0198 | 1.0198 | 1.0198 | 1.0198 | 1.0198 | 1.0198 | 1.0198 | 1.0198 | 1.0198 | 1.0198 | 1.0198 | 1.0198 | 1.0198 | 1.0198 | 1.0198 | 1.0198 | 1.0198 | 1.0198 | 1.0198 | 1.0198 | 1.0198 | 1.0198 | 1.0198 | 1.0198 | 1.0198 | 1.0198 | 1.0198 | 1.0198 | 1.0198 | 1.0198 | 1.0198 | 1.0198 | 1.0198 | 1.0198 | 1.0198 | 1.0198 | 1.0198 | 1.0198 | 1.0198 | 1.0198 | 1.0198 | 1.0198 | 1.0198 | 1.0198 | 1.0198 | 1.0198 | 1.0198 | 1.0198 | 1.0198 | 1.0198 | 1.0198 | 1.0198 | 1.0198 | 1.0198 | 1.0198 | 1.0198 | 1.0198 | 1.0198 | 1.0198 | 1.0198 | 1.0198 | 1.0198 | 1.0198 | 1.0198 | 1.0198 | 1.0198 | 1.0198 | 1.0198 | 1.0198 | 1.0198 | 1.0198 | 1.0198 | 1.0198 | 1.0198 | 1.0198 | 1.0198 | 1.0198 | 1.0198 | 1.0198 | 1.0198 | 1.0198 | 1.0198 | 1.0198 | 1.0198 | 1.0198 | 1.0198 | 1.0198 | 1.0198 | 1.0198 | 1.0198 | 1.0198 | 1.0198 | 1.0198 | 1.0198 | 1.0198 | 1.0198 | 1.0198 | 1.0198 | 1.0198 | 1.0198 | 1.0198 | 1.0198 | 1.0198 | 1.0198 | 1.0198 | 1.0198 | 1.0198 | 1.0198 | 1.0198 | 1.0198 | 1.0198 | 1.0198 | 1.0198 | 1.0198 | 1.0198 | 1.0198 | 1.0198 | 1.0198 | 1.0198 | 1.0198 | 1.0198 | 1.0198 | 1.0198 | 1.0198 | 1.0198 | 1.0198 | 1.0198 | 1.0198 | 1.0198 | 1.0198 | 1.0198 | 1.0198 | 1.0198 | 1.0198 | 1.0198 | 1.0198 | 1.0198 | 1.0198 | 1.0198 | 1.0198 | 1.0198 | 1.0198 | 1.0198 | 1.0198 | 1.0198 | 1.0198 | 1.0198 | 1.0198 | 1.0198 | 1.0198 | 1.0198 | 1.0198 | 1.0198 | 1.0198 | 1.0198 | 1.0198 | 1.0198 | 1.0198 | 1.0198 | 1.0198 | 1.0198 | 1.0198 | 1.0198 | 1.0198 | 1.0198 | 1.0198 | 1.0198 | 1.0198 | 1.0198 | 1.0198 | 1.0198 | 1.0198 | 1.0198 | 1.0198 | 1.0198 | 1.0198 | 1.0198 | 1.0198 | 1.0198 | 1.0198 | 1.0198 | 1.0198 | 1.0198 | 1.0198 | 1.0198 | 1.0198 | 1.0198 | 1.0198 | 1.0198 | 1.0198 | 1.0198 | 1.0198 | 1.0198 | 1.0198 | 1.0198 | 1.0198 | 1.0198 | 1.0198 | 1.0198 | 1.0198 | 1.0198 | 1.0198 | 1.0198 | 1.0198 | 1.0198 | 1.0198 | 1.0198 | 1.0198 | 1.0198 | 1.0198 | 1.0198 | 1.0198 | 1.0198 | 1.0198 | 1.0198 | 1.0198 | 1.0198 | 1.0198 | 1.0198 | 1.0198 | 1.0198 | 1.0198 | 1.0198 | 1.0198 | 1.0198 | 1.0198 | 1.0198 | 1.0198 | 1.0198 | 1.0198 | 1.0198 | 1.0198 | 1.0198 | 1.0198 | 1.0198 | 1.0198 | 1.0198 | 1.0198 | 1.0198 | 1.0198 | 1.0198 | 1.0198 | 1.0198 | 1.0198 | 1.0198 | 1.0198 | 1.0198 | 1.0198 | 1.0198 | 1.0198 | 1.0198 | 1.0198 | 1.0198 | 1.0198 | 1.0198 | 1.0198 | 1.0198 | 1.0198 | 1.0198 | 1.0198 | 1.0198 | 1.0198 | 1.0198 | 1.0198 | 1.0198 | 1.0198 | 1.0198 | 1.0198 | 1.0198 | 1.0198 | 1.0198 | 1.0198 | 1.0198 | 1.0198 | 1.0198 | 1.0198 | 1.0198 | 1.0198 | 1.0198 | 1.0198 | 1.0198 | 1.0198 | 1.0198 | 1.0198 | 1.0198 | 1.0198 | 1.0198 | 1.0198 | 1.0198 | 1.0198 | 1.0198 | 1.0198 | 1.0198 | 1.0198 | 1.0198 | 1.0198 | 1.0198 | 1.0198 | 1.0198 | 1.0198 | 1.0198 | 1.0198 | 1.0198 | 1.0198 | 1.0198 | 1.0198 | 1.0198 | 1.0198 | 1.0198 | 1.0198 | 1.0198 | 1.0198 | 1.0198 | 1.0198 | 1.0198 | 1.0198 | 1.0198 | 1.0198 | 1.0198 | 1.0198 | 1.0198 | 1.0198 | 1.0198 | 1.0198 | 1.0198 | 1.0198 | 1.0198 | 1.0198 | 1.0198 | 1.0198 | 1.0198 | 1.0198 | 1.0198 | 1.0198 | 1.0198 | 1.0198 | 1.0198 | 1.0198 | 1.0198 | 1.0198 | 1.0198 | 1.0198 | 1.0198 | 1.0198 | 1.0198 | 1.0198 | 1.0198 | 1.0198 | 1.0198 | 1.0198 | 1.0198 | 1.0198 | 1.0198 | 1.0198 | 1.0198 | 1.0198 | 1.0198 | 1.0198 | 1.0198 | 1.0198 | 1.0198 | 1.0198 | 1.0198 | 1.0198 | 1.0198 | 1.0198 | 1.0198 | 1.0198 | 1.0198 | 1.0198 | 1.0198 | 1.0198 | 1.0198 | 1.0198 | 1.0198 | 1.0198 | 1.0198 | 1.0198 | 1.0198 | 1.0198 | 1.0198 | 1.0198 | 1.0198 | 1.0198 | 1.0198 | 1.0198 | 1.0198 | 1.0198 | 1.0198 | 1.0198 | 1.0198 | 1.0198 | 1.0198 | 1.0198 | 1.0198 | 1.0198 | 1.0198 | 1.0198 | 1.0198 | 1.0198 | 1.0198 | 1.0198 | 1.0198 | 1.0198 | 1.0198 | 1.0198 | 1.0198 | 1.0198 | 1.0198 | 1.0198 | 1.0198 | 1.0198 | 1.0198 | 1.0198 | 1.0198 | 1.0198 | 1.0198 | 1.0198 | 1.0198 | 1.0198 | 1.0198 | 1.0198 | 1.0198 | 1.0198 | 1.0198 | 1.0198 | 1.0198 | 1.0198 | 1.0198 | 1.0198 | 1.0198 | 1.0198 | 1.0198 | 1.0198 | 1.0198 | 1.0198 | 1.0198 | 1.0198 | 1.0198 | 1.0198 | 1.0198 | 1.0198 | 1.0198 | 1.0198 | 1.0198 | 1.0198 | 1.0198 | 1.0198 | 1.0198 | 1.0198 | 1.0198 | 1.0198 | 1.0198 | 1.0198 | 1.0198 | 1.0198 | 1.0198 | 1.0198 | 1.0198 | 1.0198 | 1.0198 | 1.0198 | 1.0198 | 1.0198 | 1.0198 | 1.0198 | 1.0198 | 1.0198 | 1.0198 | 1.0198 | 1.0198 | 1.0198 | 1.0198 | 1.0198 | 1.0198 | 1.0198 | 1.0198 | 1.0198 | 1.0198 | 1.0198 | 1.0198 | 1.0198 | 1.0198 | 1.0198 | 1.0198 | 1.0198 | 1.0198 | 1.0198 | 1.0198 | 1.0198 | 1.0198 | 1.0198 | 1.0198 | 1.0198 | 1.0198 | 1.0198 | 1.0198 | 1.0198 | 1.0198 | 1.0198 | 1.0198 | 1.0198 | 1.0198 | 1.0198 | 1.0198 | 1.0198 | 1.0198 | 1.0198 | 1.0198 | 1.0198 | 1.0198 | 1.0198 | 1.0198 | 1.0198 | 1.0198 | 1.0198 | 1.0198 | 1.0198 | 1.0198 | 1.0198 | 1.0198 | 1.0198 | 1.0198 | 1.0198 | 1.0198 | 1.0198 | 1.0198 | 1.0198 | 1.0198 | 1.0198 | 1.0198 | 1.0198 | 1.0198 | 1.0198 | 1.0198 | 1.0198 | 1.0198 | 1.0198 | 1.0198 | 1.0198 | 1.0198 | 1.0198 | 1.0198 | 1.0198 | 1.0198 | 1.0198 | 1.0198 | 1.0198 | 1.0198 | 1.0198 | 1.0198 | 1.0198 | 1.0198 | 1.0198 | 1.0198 | 1.0198 | 1.0198 | 1.0198 | 1.0198 | 1.0198 | 1.0198 | 1.0198 | 1.0198 | 1.0198 | 1.0198 | 1.0198 | 1.0198 | 1.0198 | 1.0198 | 1.0198 | 1.0198 | 1.0198 | 1.0198 | 1.0198 | 1.0198 | 1.0198 | 1.0198 | 1.0198 | 1.0198 | 1.0198 | 1.0198 | 1.0198 | 1.0198 | 1.0198 | 1.0198 | 1.0198 | 1.0198 | 1.0198 | 1.0198 | 1.0198 | 1.0198 | 1.0198 | 1.0198 | 1.0198 | 1.0198 | 1.0198 | 1.0198 | 1.0198 | 1.0198 | 1.0198 | 1.0198 | 1.0198 | 1.0198 | 1.0198 | 1.0198 | 1.0198 | 1.0198 | 1.0198 | 1.0198 | 1.0198 | 1.0198 | 1.0198 | 1.0198 | 1.0198 | 1.0198 | 1.0198 | 1.0198 | 1.0198 | 1.0198 | 1.0198 | 1.0198 | 1.0198 | 1.0198 | 1.0198 | 1.0198 | 1.0198 | 1.0198 | 1.0198 | 1.0198 | 1.0198 | 1.0198 | 1.0198 | 1.0198 | 1.0198 | 1.0198 | 1.0198 | 1.0198 | 1.0198 | 1.0198 | 1.0198 | 1.0198 | 1.0198 | 1.0198 | 1.0198 | 1.0198 | 1.0198 | 1.0198 | 1.0198 | 1.0198 | 1.0198 | 1.0198 | 1.0198 | 1.0198 | 1.0198 | 1.0198 | 1.0198 | 1.0198 | 1.0198 | 1.0198 | 1.0198 | 1.0198 | 1.0198 | 1.0198 | 1.0198 | 1.0198 | 1.0198 | 1.0198 | 1.0198 | 1.0198 | 1.0198 | 1.0198 | 1.0198 | 1.0198 | 1.0198 | 1.0198 | 1.0198 | 1.0198 | 1.0198 | 1.0198 | 1.0198 | 1.0198 | 1.0198 | 1.0198 | 1.0198 | 1.0198 | 1.0198 | 1.0198 | 1.0198 | 1.0198 | 1.0198 | 1.0198 | 1.0198 | 1.0198 | 1.0198 | 1.0198 | 1.0198 | 1.0198 | 1.0198 | 1.0198 | 1.0198 | 1.0198 | 1.0198 | 1.0198 | 1.0198 | 1.0198 | 1.0198 | 1.0198 | 1.0198 | 1.0198 | 1.0198 | 1.0198 | 1.0198 | 1.0198 | 1.0198 | 1.0198 | 1.0198 | 1.0198 | 1.0198 | 1.0198 | 1.0198 | 1.0198 | 1.0198 | 1.0198 | 1.0198 | 1.0198 | 1.0198 | 1.0198 | 1.0198 | 1.0198 | 1.0198 | 1.0198 | 1.0198 | 1.0198 | 1.0198 | 1.0198 | 1.0198 | 1.0198 | 1.0198 | 1.0198 | 1.0198 | 1.0198 | 1.0198 | 1.0198 | 1.0198 | 1.0198 | 1.0198 | 1.0198 | 1.0198 | 1.0198 | 1.0198 | 1.0198 | 1.0198 | 1.0198 | 1.0198 | 1.0198 | 1.0198 | 1.0198 | 1.0198 | 1.0198 | 1.0198 | 1.0198 | 1.0198 | 1.0198 | 1.0198 | 1.0198 | 1.0198 | 1.0198 | 1.0198 | 1.0198 | 1.0198 | 1.0198 | 1.0198 | 1.0198 | 1.0198 | 1.0198 | 1.0198 | 1.0198 | 1.0198 | 1.0198 | 1.0198 | 1.0198 | 1.0198 | 1.0198 | 1.0198 | 1.0198 | 1.0198 | 1.0198 | 1.0198 | 1.0198 | 1.0198 | 1.0198 | 1.0198 | 1.0198 | 1.0198 | 1.0198 | 1.0198 | 1.0198 | 1.0198 | 1.0198 | 1.0198 | 1.0198 | 1.0198 | 1.0198 | 1.0198 | 1.0198 | 1.0198 | 1.0198 | 1.0198 | 1.0198 | 1.0198 | 1.0198 | 1.0198 | 1.0198 | 1.0198 | 1.0198 | 1.0198 | 1.0198 | 1.0198 | 1.0198 | 1.0198 | 1.0198 | 1.0198 | 1.0198 | 1.0198 | 1.0198 | 1.0198 | 1.0198 | 1.0198 | 1.0198 | 1.0198 | 1.0198 | 1.0198 | 1.0198 | 1.0198 | 1.0198 | 1.0198 | 1.0198 | 1.0198 | 1.0198 | 1.0198 | 1.0198 | 1.0198 | 1.0198 | 1.0198 | 1.0198 | 1.0198 | 1.0198 | 1.0198 | 1.0198 | 1.0198 | 1.0198 | 1.0198 | 1.0198 | 1.0198 | 1.0198 | 1.0198 | 1.0198 | 1.0198 | 1.0198 | 1.0198 | 1.0198 | 1.0198 | 1.0198 | 1.0198 | 1.0198 | 1.0198 | 1.0198 | 1.0198 | 1.0198 | 1.0198 | 1.0198 | 1.0198 | 1.0198 | 1.0198 | 1.0198 | 1.0198 | 1.0198 | 1.0198 | 1.0198 | 1.0198 | 1.0198 | 1.0198 | 1.0198 | 1.0198 | 1.0198 | 1.0198 | 1.0198 | 1.0198 | 1.0198 | 1.0198 | 1.0198 | 1.0198 | 1.0198 | 1.0198 | 1.0198 | 1.0198 | 1.0198 | 1.0198 | 1.0198 | 1.0198 | 1.0198 | 1.0198 | 1.0198 | 1.0198 | 1.0198 | 1.0198 | 1.0198 | 1.0198 | 1.0198 | 1.0198 | 1.0198 | 1.0198 | 1.0198 | 1.0198 | 1.0198 | 1.0198 | 1.0198 | 1.0198 | 1.0198 | 1.0198 | 1.0198 | 1.0198 | 1.0198 | 1.0198 | 1.0198 | 1.0198 | 1.0198 | 1.0198 | 1.0198 | 1.0198 | 1.0198 | 1.0198 | 1.0198 | 1.0198 | 1.0198 | 1.0198 | 1.0198 | 1.0198 | 1.0198 | 1.0198 | 1.0198 | 1.0198 | 1.0198 | 1.0198 | 1.0198 | 1.0198 | 1.0198 | 1.0198 | 1.0198 | 1.0198 | 1.0198 | 1.0198 | 1.0198 | 1.0198 | 1.0198 | 1.0198 | 1.0198 | 1.0198 | 1.0198 | 1.0198 | 1.0198 | 1.0198 | 1.0198 | 1.0198 | 1.0198 | 1.0198 | 1.0198 | 1.0198 | 1.0198 | 1.0198 | 1.0198 | 1.0198 | 1.0198 | 1.0198 | 1.0198 | 1.0198 | 1.0198 | 1.0198 | 1.0198 | 1.0198 | 1.0198 | 1.0198 | 1.0198 | 1.0198 | 1.0198 | 1.0198 | 1.0198 | 1.0198 | 1.0198 | 1.0198 | 1.0198 | 1.0198 | 1.0198 | 1.0198 | 1.0198 | 1.0198 | 1.0198 | 1.0198 | 1.0198 | 1.0198 | 1.0198 | 1.0198 | 1.0198 | 1.0198 | 1.0198 | 1.0198 | 1.0198 | 1.0198 | 1.0198 | 1.0198 | 1.0198 | 1.0198 | 1.0198 | 1.0198 | 1.0198 | 1.0198 | 1.0198 | 1.0198 | 1.0198 | 1.0198 | 1.0198 | 1.0198 | 1.0198 | 1.0198 | 1.0198 | 1.0198 | 1.0198 | 1.0198 | 1.0198 | 1.0198 | 1.0198 | 1.0198 | 1.0198 | 1.0198 | 1.0198 | 1.0198 | 1.0198 | 1.0198 | 1.0198 | 1.0198 | 1.0198 | 1.0198 | 1.0198 | 1.0198 | 1.0198 | 1.0198 | 1.0198 | 1.0198 | 1.0198 | 1.0198 | 1.0198 | 1.0198 | 1.0198 | 1.0198 | 1.0198 | 1.0198 | 1.0198 | 1.0198 | 1.0198 | 1.0198 | 1.0198 | 1.0198 | 1.0198 | 1.0198 | 1.0198 | 1.0198 | 1.0198 | 1.0198 | 1.0198 | 1.0198 | 1.0198 | 1.0198 | 1.0198 | 1.0198 | 1.0198 | 1.0198 | 1.0198 | 1.0198 | 1.0198 | 1.0198 | 1.0198 | 1.0198 | 1.0198 | 1.0198 | 1.0198 | 1.0198 | 1.0198 | 1.0198 | 1.0198 | 1.0198 | 1.0198 | 1.0198 | 1.0198 | 1.0198 | 1.0198 | 1.0198 | 1.0198 | 1.0198 | 1.0198 | 1.0198 | 1.0198 | 1.0198 | 1.0198 | 1.0198 | 1.0198 | 1.0198 | 1.0198 | 1.0198 | 1.0198 | 1.0198 | 1.0198 | 1.0198 | 1.0198 | 1.0198 | 1.0198 | 1.0198 | 1.0198 | 1.0198 | 1.0198 | 1.0198 | 1.0198 | 1.0198 | 1.0198 | 1.0198 | 1.0198 | 1.0198 | 1.0198 | 1.0198 | 1.0198 | 1.0198 | 1.0198 | 1.0198 | 1.0198 | 1.0198 | 1.0198 | 1.0198 | 1.0198 | 1.0198 | 1.0198 | 1.0198 | 1.0198 | 1.0198 | 1.0198 | 1.0198 | 1.0198 | 1.0198 | 1.0198 | 1.0198 | 1.0198 | 1.0198 | 1.0198 | 1.0198 | 1.0198 | 1.0198 | 1.0198 | 1.0198 | 1.0198 | 1.0198 | 1.0198 | 1.0198 | 1.0198 | 1.0198 | 1.0198 | 1.0198 | 1.0198 | 1.0198 | 1.0198 | 1.0198 | 1.0198 | 1.0198 | 1.0198 | 1.0198 | 1.0198 | 1.0198 | 1.0198 | 1.0198 | 1.0198 | 1.0198 | 1.0198 | 1.0198 | 1.0198 | 1.0198 | 1.0198 | 1.0198 | 1.0198 | 1.0198 | 1.0198 | 1.0198 | 1.0198 | 1.0198 | 1.0198 | 1.0198 | 1.0198 | 1.0198 | 1.0198 | 1.0198 | 1.0198 | 1.0198 | 1.0198 | 1.0198 | 1.0198 | 1.0198 | 1.0198 | 1.0198 | 1.0198 | 1.0198 | 1.0198 | 1.0198 | 1.0198 | 1.0198 | 1.0198 | 1.0198 | 1.0198 | 1.0198 | 1.0198 | 1.0198 | 1.0198 | 1.0198 | 1.0198 | 1.0198 | 1.0198 | 1.0198 | 1.0198 | 1.0198 | 1.0198 | 1.0198 | 1.0198 | 1.0198 | 1.0198 | 1.0198 | 1.0198 | 1.0198 | 1.0198 | 1.0198 | 1.0198 | 1.0198 | 1.0198 | 1.0198 | 1.0198 | 1.0198 | 1.0198 | 1.0198 | 1.0198 | 1.0198 | 1.0198 | 1.0198 | 1.0198 | 1.0198 | 1.0198 | 1.0198 | 1.0198 | 1.0198 | 1.0198 | 1.0198 | 1.0198 | 1.0198 | 1.0198 | 1.0198 | 1.0198 | 1.0198 | 1.0198 | 1.0198 | 1.0198 | 1.0198 | 1.0198 | 1.0198 | 1.0198 | 1.0198 | 1.0198 | 1.0198 | 1.0198 | 1.0198 | 1.0198 | 1.0198 | 1.0198 | 1.0198 | 1.0198 | 1.0198 | 1.0198 | 1.0198 | 1.0198 | 1.0198 | 1.0198 | 1.0198 | 1.0198 | 1.0198 | 1.0198 | 1.0198 | 1.0198 | 1.0198 | 1.0198 | 1.0198 | 1.0198 | 1.0198 | 1.0198 | 1.0198 | 1.0198 | 1.0198 | 1.0198 | 1.0198 | 1.0198 | 1.0198 | 1.0198 | 1.0198 | 1.0198 | 1.0198 | 1.0198 | 1.0198 | 1.0198 | 1.0198 | 1.0198 | 1.0198 | 1.0198 | 1.0198 | 1.0198 | 1.0198 | 1.0198 | 1.0198 | 1.0198 | 1.0198 | 1.0198 | 1.0198 | 1.0198 | 1.0198 | 1.0198 | 1.0198 | 1.0198 | 1.0198 | 1.0198 | 1.0198 | 1.0198 | 1.0198 | 1.0198 | 1.0198 | 1.0198 | 1.0198 | 1.0198 | 1.0198 | 1.0198 | 1.0198 | 1.0198 | 1.0198 | 1.0198 | 1.0198 | 1.0198 | 1.0198 | 1.0198 | 1.0198 | 1.0198 | 1.0198 | 1.0198 | 1.0198 | 1.0198 | 1.0198 | 1.0198 | 1.0198 | 1.0198 | 1.0198 | 1.0198 | 1.0198 | 1.0198 | 1.0198 | 1.0198 | 1.0198 | 1.0198 | 1.0198 | 1.0198 | 1.0198 | 1.0198 | 1.0198 | 1.0198 | 1.0198 | 1.0198 | 1.0198 | 1.0198 | 1.0198 | 1.0198 | 1.0198 | 1.0198 | 1.0198 | 1.0198 | 1.0198 | 1.0198 | 1.0198 | 1.0198 | 1.0198 | 1.0198 | 1.0198 | 1.0198 | 1.0198 | 1.0198 | 1.0198 | 1.0198 | 1.0198 | 1.0198 | 1.0198 | 1.0198 | 1.0198 | 1.0198 | 1.0198 | 1.0198 | 1.0198 | 1.0198 | 1.0198 | 1.0198 | 1.0198 | 1.0198 | 1.0198 | 1.0198 | 1.0198 | 1.0198 | 1.0198 | 1.0198 | 1.0198 | 1.0198 | 1.0198 | 1.0198 | 1.0198 | 1.0198 | 1.0198 | 1.0198 | 1.0198 | 1.0198 | 1.0198 | 1.0198 | 1.0198 | 1.0198 | 1.0198 | 1.0198 | 1.0198 | 1.0198 | 1.0198 | 1.0198 | 1.0198 | 1.0198 | 1.0198 | 1.0198 | 1.0198 | 1.0198 | 1.0198 | 1.0198 | 1.0198 | 1.0198 | 1.0198 | 1.0198 | 1.0198 | 1.0198 | 1.0198 | 1.0198 | 1.0198 | 1.0198 | 1.0198 | 1.0198 | 1.0198 | 1.0198 | 1.0198 | 1.0198 | 1.0198 | 1.0198 | 1.0198 | 1.0198 | 1.0198 | 1.0198 | 1.0198 | 1.0198 | 1.0198 | 1.0198 | 1.0198 | 1.0198 | 1.0198 | 1.0198 | 1.0198 | 1.0198 | 1.0198 | 1.0198 | 1.0198 | 1.0198 | 1.0198 | 1.0198 | 1.0198 | 1.0198 | 1.0198 | 1.0198 | 1.0198 | 1.0198 | 1.0198 | 1.0198 | 1.0198 | 1.0198 | 1.0198 | 1.0198 | 1.0198 | 1.0198 | 1.0198 | 1.0198 | 1.0198 | 1.0198 | 1.0198 | 1.0198 | 1.0198 | 1.0198 | 1.0198 | 1.0198 | 1.0198 | 1.0198 | 1.0198 | 1.0198 | 1.0198 | 1.0198 | 1.0198 | 1.0198 | 1.0198 | 1.0198 | 1.0198 | 1.0198 | 1.0198 | 1.0198 | 1.0198 | 1.0198 | 1.0198 | 1.0198 | 1.0198 | 1.0198 | 1.0198 | 1.0198 | 1.0198 | 1.0198 | 1.0198 | 1.0198 | 1.0198 | 1.0198 | 1.0198 | 1.0198 | 1.0198 | 1.0198 | 1.0198 | 1.0198 | 1.0198 | 1.0198 | 1.0198 | 1.0198 | 1.0198 | 1.0198 | 1.0198 | 1.0198 | 1.0198 | 1.0198 | 1.0198 | 1.0198 | 1.0198 | 1.0198 | 1.0198 | 1.0198 | 1.0198 | 1.0198 | 1.0198 | 1.0198 | 1.0198 | 1.0198 | 1.0198 | 1.0198 | 1.0198 | 1.0198 | 1.0198 | 1.0198 | 1.0198 | 1.0198 | 1.0198 | 1.0198 | 1.0198 | 1.0198 | 1.0198 | 1.0198 | 1.0198 | 1.0198 | 1.0198 | 1.0198 | 1.0198 | 1.0198 | 1.0198 | 1.0198 | 1.0198 | 1.0198 | 1.0198 | 1.0198 | 1.0198 | 1.0198 | 1.0198 | 1.0198 | 1.0198 | 1.0198 | 1.0198 | 1.0198 | 1.0198 | 1.0198 | 1.0198 | 1.0198 | 1.0198 | 1.0198 | 1.0198 | 1.0198 | 1.0198 | 1.0198 | 1.0198 | 1.0198 | 1.0198 | 1.0198 | 1.0198 | 1.0198 | 1.0198 | 1.0198 | 1.0198 | 1.0198 | 1.0198 | 1.0198 | 1.0198 | 1.0198 | 1.0198 | 1.0198 | 1.0198 | 1.0198 | 1.0198 | 1.0198 | 1.0198 | 1.0198 | 1.0198 | 1.0198 | 1.0198 | 1.0198 | 1.0198 | 1.0198 | 1.0198 | 1.0198 | 1.0198 | 1.0198 | 1.0198 | 1.0198 | 1.0198 | 1.0198 | 1.0198 | 1.0198 | 1.0198 | 1.0198 | 1.0198 | 1.0198 | 1.0198 | 1.0198 | 1.0198 | 1.0198 | 1.0198 | 1.0198 | 1.0198 | 1.0198 | 1.0198 | 1.0198 | 1.0198 | 1.0198 | 1.0198 | 1.0198 | 1.0198 | 1.0198 | 1.0198 | 1.0198 | 1.0198 | 1.0198 | 1.0198 | 1.0198 | 1.0198 | 1.0198 | 1.0198 | 1.0198 | 1.0198 | 1.0198 | 1.0198 | 1.0198 | 1.0198 | 1.0198 | 1.0198 | 1.0198 | 1.0198 | 1.0198 | 1.0198 | 1.0198 | 1.0198 | 1.0198 | 1.0198 | 1.0198 | 1.0198 | 1.0198 | 1.0198 | 1.0198 | 1.0198 | 1.0198 | 1.0198 | 1.0198 | 1.0198 | 1.0198 | 1.0198 | 1.0198 | 1.0198 | 1.0198 | 1.0198 | 1.0198 | 1.0198 | 1.0198 | 1.0198 | 1.0198 | 1.0198 | 1.0198 | 1.0198 | 1.0198 | 1.0198 | 1.0198 | 1.0198 | 1.0198 | 1.0198 | 1.0198 | 1.0198 | 1.0198 | 1.0198 | 1.0198 | 1.0198 | 1.0198 | 1.0198 | 1.0198 | 1.0198 | 1.0198 | 1.0198 | 1.0198 | 1.0198 | 1.0198 | 1.0198 | 1.0198 | 1.0198 | 1.0198 | 1.0198 | 1.0198 | 1.0198 | 1.0198 | 1.0198 | 1.0198 | 1.0198 | 1.0198 | 1.0198 | 1.0198 | 1.0198 | 1.0198 | 1.0198 | 1.0198 | 1.0198 | 1.0198 | 1.0198 | 1.0198 | 1.0198 | 1.0198 | 1.0198 | 1.0198 | 1.0198 | 1.0198 | 1.0198 | 1.0198 | 1.0198 | 1.0198 | 1.0198 | 1.0198 | 1.0198 | 1.0198 | 1.0198 | 1.0198 | 1.0198 | 1.0198 | 1.0198 | 1.0198 | 1.0198 | 1.0198 | 1.0198 | 1.0198 | 1.0198 | 1.0198 | 1.0198 | 1.0198 | 1.0198 | 1.0198 | 1.0198 | 1.0198 | 1.0198 | 1.0198 | 1.0198 | 1.0198 | 1.0198 | 1.0198 | 1.0198 | 1.0198 | 1.0198 | 1.0198 | 1.0198 | 1.0198 | 1.0198 | 1.0198 | 1.0198 | 1.0198 | 1.0198 | 1.0198 | 1.0198 | 1.0198 | 1.0198 | 1.0198 | 1.0198 | 1.0198 | 1.0198 | 1.0198 | 1.0198 | 1.0198 | 1.0198 | 1.0198 | 1.0198 | 1.0198 | 1.0198 | 1.0198 | 1.0198 | 1.0198 | 1.0198 | 1.0198 | 1.0198 | 1.0198 | 1.0198 | 1.0198 | 1.0198 | 1.0198 | 1.0198 | 1.0198 | 1.0198 | 1.0198 | 1.0198 | 1.0198 | 1.0198 | 1.0198 | 1.0198 | 1.0198 | 1.0198 | 1.0198 | 1.0198 | 1.0198 | 1.0198 | 1.0198 | 1.0198 | 1.0198 | 1.0198 | 1.0198 | 1.0198 | 1.0198 | 1.0198 | 1.0198 | 1.0198 | 1.0198 | 1.0198 | 1.0198 | 1.0198 | 1.0198 | 1.0198 | 1.0198 | 1.0198 | 1.0198 | 1.0198 | 1.0198 | 1.0198 | 1.0198 | 1.0198 | 1.0198 | 1.0198 | 1.0198 | 1.0198 | 1.0198 | 1.0198 | 1.0198 | 1.0198 | 1.0198 | 1.0198 | 1.0198 | 1.0198 | 1.0198 | 1.0198 | 1.0198 | 1.0198 | 1.0198 | 1.0198 | 1.0198 | 1.0198 | 1.0198 | 1.0198 | 1.0198 | 1.0198 | 1.0198 | 1.0198 | 1.0198 | 1.0198 | 1.0198 | 1.0198 | 1.0198 | 1.0198 | 1.0198 | 1.0198 | 1.0198 | 1.0198 | 1.0198 | 1.0198 | 1.0198 | 1.0198 | 1.0198 | 1.0198 | 1.0198 | 1.0198 | 1.0198 | 1.0198 | 1.0198 | 1.0198 | 1.0198 | 1.0198 | 1.0198 | 1.0198 | 1.0198 | 1.0198 | 1.0198 | 1.0198 | 1.0198 | 1.0198 | 1.0198 | 1.0198 | 1.0198 | 1.0198 | 1.0198 | 1.0198 | 1.0198 | 1.0198 | 1.0198 | 1.0198 | 1.0198 | 1.0198 | 1.0198 | 1.0198 | 1.0198 | 1.0198 | 1.0198 | 1.0198 | 1.0198 | 1.0198 | 1.0198 | 1.0198 | 1.0198 | 1.0198 | 1.0198 | 1.0198 | 1.0198 | 1.0198 | 1.0198 | 1.0198 | 1.0198 | 1.0198 | 1.0198 | 1.0198 | 1.0198 | 1.0198 | 1.0198 | 1.0198 | 1.0198 | 1.0198 | 1.0198 | 1.0198 | 1.0198 | 1.0198 | 1.0198 | 1.0198 | 1.0198 | 1.0198 | 1.0198 | 1.0198 | 1.0198 | 1.0198 | 1.0198 | 1.0198 | 1.0198 | 1.0198 | 1.0198 | 1.0198 | 1.0198 | 1.0198 | 1.0198 | 1.0198 | 1.0198 | 1.0198 | 1.0198 | 1.0198 | 1.0198 | 1.0198 | 1.0198 | 1.0198 | 1.0198 | 1.0198 | 1.0198 | 1.0198 | 1.0198 | 1.0198 | 1.0198 | 1.0198 | 1.0198 | 1.0198 | 1.0198 | 1.0198 | 1.0198 | 1.0198 | 1.0198 | 1.0198 | 1.0198 | 1.0198 | 1.0198 | 1.0198 | 1.0198 | 1.0198 | 1.0198 | 1.0198 | 1.0198 | 1.0198 | 1.0198 | 1.0198 | 1.0198 | 1.0198 | 1.0198 | 1.0198 | 1.0198 | 1.0198 | 1.0198 | 1.0198 | 1.0198 | 1.0198 | 1.0198 | 1.0198 | 1.0198 | 1.0198 | 1.0198 | 1.0198 | 1.0198 | 1.0198 | 1.0198 | 1.0198 | 1.0198 | 1.0198 | 1.0198 | 1.0198 | 1.0198 | 1.0198 | 1.0198 | 1.0198 | 1.0198 | 1.0198 | 1.0198 | 1.0198 | 1.0198 | 1.0198 | 1.0198 | 1.0198 | 1.0198 | 1.0198 | 1.0198 | 1.0198 | 1.0198 | 1.0198 | 1.0198 | 1.0198 | 1.0198 | 1.0198 | 1.0198 | 1.0198 | 1.0198 | 1.0198 | 1.0198 | 1.0198 | 1.0198 | 1.0198 | 1.0198 | 1.0198 | 1.0198 | 1.0198 | 1.0198 | 1.0198 | 1.0198 | 1.0198 | 1.0198 | 1.0198 | 1.0198 | 1.0198 | 1.0198 | 1.0198 | 1.0198 | 1.0198 | 1.0198 | 1.0198 | 1.0198 | 1.0198 | 1.0198 | 1.0198 | 1.0198 | 1.0198 | 1.0198 | 1.0198 | 1.0198 | 1.0198 | 1.0198 | 1.0198 | 1.0198 | 1.0198 | 1.0198 | 1.0198 | 1.0198 | 1.0198 | 1.0198 | 1.0198 | 1.0198 | 1.0198 | 1.0198 | 1.0198 | 1.0198 | 1.0198 | 1.0198 | 1.0198 | 1.0198 | 1.0198 | 1.0198 | 1.0198 | 1.0198 | 1.0198 | 1.0198 | 1.0198 | 1.0198 | 1.0198 | 1.0198 | 1.0198 | 1.0198 | 1.0198 | 1.0198 | 1.0198 | 1.0198 | 1.0198 | 1.0198 | 1.0198 | 1.0198 | 1.0198 | 1.0198 | 1.0198 | 1.0198 | 1.0198 | 1.0198 | 1.0198 | 1.0198 | 1.0198 | 1.0198 | 1.0198 | 1.0198 | 1.0198 | 1.0198 | 1.0198 | 1.0198 | 1.0198 | 1.0198 | 1.0198 | 1.0198 | 1.0198 | 1.0198 | 1.0198 | 1.0198 | 1.0198 | 1.0198 | 1.0198 | 1.0198 | 1.0198 | 1.0198 | 1.0198 | 1.0198 | 1.0198 | 1.0198 | 1.0198 | 1.0198 | 1.0198 | 1.0198 | 1.0198 | 1.0198 | 1.0198 | 1.0198 | 1.0198 | 1.0198 | 1.0198 | 1.0198 | 1.0198 | 1.0198 | 1.0198 | 1.0198 | 1.0198 | 1.0198 | 1.0198 | 1.0198 | 1.0198 | 1.0198 | 1.0198 | 1.0198 | 1.0198 | 1.0198 | 1.0198 | 1.0198 | 1.0198 | 1.0198 | 1.0198 | 1.0198 | 1.0198 | 1.0198 | 1.0198 | 1.0198 | 1.0198 | 1.0198 | 1.0198 | 1.0198 | 1.0198 | 1.0198 | 1.0198 | 1.0198 | 1.0198 | 1.0198 | 1.0198 | 1.0198 | 1.0198 | 1.0198 | 1.0198 | 1.0198 | 1.0198 | 1.0198 | 1.0198 | 1.0198 | 1.0198 | 1.0198 | 1.0198 | 1.0198 | 1.0198 | 1.0198 | 1.0198 | 1.0198 | 1.0198 | 1.0198 | 1.0198 | 1.0198 | 1.0198 | 1.0198 | 1.0198 | 1.0198 | 1.0198 | 1.0198 | 1.0198 | 1.0198 | 1.0198 | 1.0198 | 1.0198 | 1.0198 | 1.0198 | 1.0198 | 1.0198 | 1.0198 | 1.0198 | 1.0198 | 1.0198 | 1.0198 | 1.0198 | 1.0198 | 1.0198 | 1.0198 | 1.0198 | 1.0198 | 1.0198 | 1.0198 | 1.0198 | 1.0198 | 1.0198 | 1.0198 | 1.0198 | 1.0198 | 1.0198 | 1.0198 | 1.0198 | 1.0198 | 1.0198 | 1.0198 | 1.0198 | 1.0198 | 1.0198 | 1.0198 | 1.0198 | 1.0198 | 1.0198 | 1.0198 | 1.0198 | 1.0198 | 1.0198 | 1.0198 | 1.0198 | 1.0198 | 1.0198 | 1.0198 | 1.0198 | 1.0198 | 1.0198 | 1.0198 | 1.0198 | 1.0198 | 1.0198 | 1.0198 | 1.0198 | 1.0198 | 1.0198 | 1.0198 | 1.0198 | 1.0198 | 1.0198 | 1.0198 | 1.0198 | 1.0198 | 1.0198 | 1.0198 | 1.0198 | 1.0198 | 1.0198 | 1.0198 | 1.0198 | 1.0198 | 1.0198 | 1.0198 | 1.0198 | 1.0198 | 1.0198 | 1.0198 | 1.0198 | 1.0198 | 1.0198 | 1.0198 | 1.0198 | 1.0198 | 1.0198 | 1.0198 | 1.0198 | 1.0198 | 1.0198 | 1.0198 | 1.0198 | 1.0198 | 1.0198 | 1.0198 | 1.0198 | 1.0198 | 1.0198 | 1.0198 | 1.0198 | 1.0198 | 1.0198 | 1.0198 | 1.0198 | 1.0198 | 1.0198 | 1.0198 | 1.0198 | 1.0198 | 1.0198 | 1.0198 | 1.0198 | 1.0198 | 1.0198 | 1.0198 | 1.0198 | 1.0198 | 1.0198 | 1.0198 | 1.0198 | 1.0198 | 1.0198 | 1.0198 | 1.0198 | 1.0198 | 1.0198 | 1.0198 | 1.0198 | 1.0198 | 1.0198 | 1.0198 | 1.0198 | 1.0198 | 1.0198 | 1.0198 | 1.0198 | 1.0198 | 1.0198 | 1.0198 | 1.0198 | 1.0198 | 1.0198 | 1.0198 | 1.0198 | 1.0198 | 1.0198 | 1.0198 | 1.0198 | 1.0198 | 1.0198 | 1.0198 | 1.0198 | 1.0198 | 1.0198 | 1.0198 | 1.0198 | 1.0198 | 1.0198 | 1.0198 | 1.0198 | 1.0198 | 1.0198 | 1.0198 | 1.0198 | 1.0198 | 1.0198 | 1.0198 | 1.0198 | 1.0198 | 1.0198 | 1.0198 | 1.0198 | 1.0198 | 1.0198 | 1.0198 | 1.0198 | 1.0198 | 1.0198 | 1.0198 | 1.0198 | 1.0198 | 1.0198 | 1.0198 | 1.0198 | 1.0198 | 1.0198 | 1.0198 | 1.0198 | 1.0198 | 1.0198 | 1.0198 | 1.0198 | 1.0198 | 1.0198 | 1.0198 | 1.0198 | 1.0198 | 1.0198 | 1.0198 | 1.0198 | 1.0198 | 1.0198 | 1.0198 | 1.0198 | 1.0198 | 1.0198 | 1.0198 | 1.0198 | 1.0198 | 1.0198 | 1.0198 | 1.0198 | 1.0198 | 1.0198 | 1.0198 | 1.0198 | 1.0198 | 1.0198 | 1.0198 | 1.0198 | 1.0198 | 1.0198 | 1.0198 | 1.0198 | 1.0198 | 1.0198 | 1.0198 | 1.0198 | 1.0198 | 1.0198 | 1.0198 | 1.0198 | 1.0198 | 1.0198 | 1.0198 | 1.0198 | 1.0198 | 1.0198 | 1.0198 | 1.0198 | 1.0198 | 1.0198 | 1.0198 | 1.0198 | 1.0198 | 1.0198 | 1.0198 | 1.0198 | 1.0198 | 1.0198 | 1.0198 | 1.0198 | 1.0198 | 1.0198 | 1.0198 | 1.0198 | 1.0198 | 1.0198 | 1.0198 | 1.0198 | 1.0198 | 1.0198 | 1.0198 | 1.0198 | 1.0198 | 1.0198 | 1.0198 | 1.0198 | 1.0198 | 1.0198 | 1.0198 | 1.0198 | 1.0198 | 1.0198 | 1.0198 | 1.0198 | 1.0198 | 1.0198 | 1.0198 | 1.0198 | 1.0198 | 1.0198 | 1.0198 | 1.0198 | 1.0198 | 1.0198 | 1.0198 | 1.0198 | 1.0198 | 1.0198 | 1.0198 | 1.0198 | 1.0198 | 1.0198 | 1.0198 | 1.0198 | 1.0198 | 1.0198 | 1.0198 | 1.0198 | 1.0198 | 1.0198 | 1.0198 | 1.0198 | 1.0198 | 1.0198 | 1.0198 | 1.0198 | 1.0198 | 1.0198 | 1.0198 | 1.0198 | 1.0198 | 1.0198 | 1.0198 | 1.0198 | 1.0198 | 1.0198 | 1.0198 | 1.0198 | 1.0198 | 1.0198 | 1.0198 | 1.0198 | 1.0198 | 1.0198 | 1.0198 | 1.0198 | 1.0198 | 1.0198 | 1.0198 | 1.0198 | 1.0198 | 1.0198 | 1.0198 | 1.0198 | 1.0198 | 1.0198 | 1.0198 | 1.0198 | 1.0198 | 1.0198 | 1.0198 | 1.0198 | 1.0198 | 1.0198 | 1.0198 | 1.0198 | 1.0198 | 1.0198 | 1.0198 | 1.0198 | 1.0198 | 1.0198 | 1.0198 | 1.0198 | 1.0198 | 1.0198 | 1.0198 | 1.0198 | 1.0198 | 1.0198 | 1.0198 | 1.0198 | 1.0198 | 1.0198 | 1.0198 | 1.0198 | 1.0198 | 1.0198 | 1.0198 | 1.0198 | 1.0198 | 1.0198 | 1.0198 | 1.0198 | 1.0198 | 1.0198 | 1.0198 | 1.0198 | 1.0198 | 1.0198 | 1.0198 | 1.0198 | 1.0198 | 1.0198 | 1.0198 | 1.0198 | 1.0198 | 1.0198 | 1.0198 | 1.0198 | 1.0198 | 1.0198 | 1.0198 | 1.0198 | 1.0198 | 1.0198 | 1.0198 | 1.0198 | 1.0198 | 1.0198 | 1.0198 | 1.0198 | 1.0198 | 1.0198 | 1.0198 | 1.0198 | 1.0198 | 1.0198 | 1.0198 | 1.0198 | 1.0198 | 1.0198 | 1.0198 | 1.0198 | 1.0198 | 1.0198 | 1.0198 | 1.0198 | 1.0198 | 1.0198 | 1.0198 | 1.0198 | 1.0198 | 1.0198 | 1.0198 | 1.0198 | 1.0198 | 1.0198 | 1.0198 | 1.0198 | 1.0198 | 1.0198 | 1.0198 | 1.0198 | 1.0198 | 1.0198 | 1.0198 | 1.0198 | 1.0198 | 1.0198 | 1.0198 | 1.0198 | 1.0198 | 1.0198 | 1.0198 | 1.0198 | 1.0198 | 1.0198 | 1.0198 | 1.0198 | 1.0198 | 1.0198 | 1.0198 | 1.0198 | 1.0198 | 1.0198 | 1.0198 | 1.0198 | 1.0198 | 1.0198 | 1.0198 | 1.0198 | 1.0198 | 1.0198 | 1.0198 | 1.0198 | 1.0198 | 1.0198 | 1.0198 | 1.0198 | 1.0198 | 1.0198 | 1.0198 | 1.0198 | 1.0198 | 1.0198 | 1.0198 | 1.0198 | 1.0198 | 1.0198 | 1.0198 | 1.0198 | 1.0198 | 1.0198 | 1.0198 | 1.0198 | 1.0198 | 1.0198 | 1.0198 | 1.0198 | 1.0198 | 1.0198 | 1.0198 | 1.0198 | 1.0198 | 1.0198 | 1.0198 | 1.0198 | 1.0198 | 1.0198 | 1.0198 | 1.0198 | 1.0198 | 1.0198 | 1.0198 | 1.0198 | 1.0198 | 1.0198 | 1.0198 | 1.0198 | 1.0198 | 1.0198 | 1.0198 | 1.0198 | 1.0198 | 1.0198 | 1.0198 | 1.0198 | 1.0198 | 1.0198 | 1.0198 | 1.0198 | 1.0198 | 1.0198 | 1.0198 | 1.0198 | 1.0198 | 1.0198 | 1.0198 | 1.0198 | 1.0198 | 1.0198 | 1.0198 | 1.0198 | 1.0198 | 1.0198 | 1.0198 | 1.0198 | 1.0198 | 1.0198 | 1.0198 | 1.0198 | 1.0198 | 1.0198 | 1.0198 | 1.0198 | 1.0198 | 1.0198 | 1.0198 | 1.0198 | 1.0198 | 1.0198 | 1.0198 | 1.0198 | 1.0198 | 1.0198 | 1.0198 | 1.0198 | 1.0198 | 1.0198 | 1.0198 | 1.0198 | 1.0198 | 1.0198 | 1.0198 | 1.0198 | 1.0198 | 1.0198 | 1.0198 | 1.0198 | 1.0198 | 1.0198 | 1.0198 | 1.0198 | 1.0198 | 1.0198 | 1.0198 | 1.0198 | 1.0198 | 1.0198 | 1.0198 | 1.0198 | 1.0198 | 1.0198 | 1.0198 | 1.0198 | 1.0198 | 1.0198 | 1.0198 | 1.0198 | 1.0198 | 1.0198 | 1.0198 | 1.0198 | 1.0198 | 1.0198 | 1.0198 | 1.0198 | 1.0198 | 1.0198 | 1.0198 | 1.0198 | 1.0198 | 1.0198 | 1.0198 | 1.0198 | 1.0198 | 1.0198 | 1.0198 | 1.0198 | 1.0198 | 1.0198 | 1.0198 | 1.0198 | 1.0198 | 1.0198 | 1.0198 | 1.0198 | 1.0198 | 1.0198 | 1.0198 | 1.0198 | 1.0198 | 1.0198 | 1.0198 | 1.0198 | 1.0198 | 1.0198 | 1.0198 | 1.0198 | 1.0198 | 1.0198 | 1.0198 | 1.0198 | 1.0198 | 1.0198 | 1.0198 | 1.0198 | 1.0198 | 1.0198 | 1.0198 | 1.0198 | 1.0198 | 1.0198 | 1.0198 | 1.0198 | 1.0198 | 1.0198 | 1.0198 | 1.0198 | 1.0198 | 1.0198 | 1.0198 | 1.0198 | 1.0198 | 1.0198 | 1.0198 | 1.0198 | 1.0198 | 1.0198 | 1.0198 | 1.0198 | 1.0198 | 1.0198 | 1.0198 | 1.0198 | 1.0198 | 1.0198 | 1.0198 | 1.0198 | 1.0198 | 1.0198 | 1.0198 | 1.0198 | 1.0198 | 1.0198 | 1.0198 | 1.0198 | 1.0198 | 1.0198 | 1.0198 | 1.0198 | 1.0198 | 1.0198 | 1.0198 | 1.0198 | 1.0198 | 1.0198 | 1.0198 | 1.0198 | 1.0198 | 1.0198 | 1.0198 | 1.0198 | 1.0198 | 1.0198 | 1.0198 | 1.0198 | 1.0198 | 1.0198 | 1.0198 | 1.0198 | 1.0198 | 1.0198 | 1.0198 | 1.0198 | 1.0198 | 1.0198 | 1.0198 | 1.0198 | 1.0198 | 1.0198 | 1.0198 | 1.0198 | 1.0198 | 1.0198 | 1.0198 | 1.0198 | 1.0198 | 1.0198 | 1.0198 | 1.0198 | 1.0198 | 1.0198 | 1.0198 | 1.0198 | 1.0198 | 1.0198 | 1.0198 | 1.0198 | 1.0198 | 1.0198 | 1.0198 | 1.0198 | 1.0198 | 1.0198 | 1.0198 | 1.0198 | 1.0198 | 1.0198 | 1.0198 | 1.0198 | 1.0198 | 1.0198 | 1.0198 | 1.0198 | 1.0198 | 1.0198 | 1.0198 | 1.0198 | 1.0198 | 1.0198 | 1.0198 | 1.0198 | 1.0198 | 1.0198 | 1.0198 | 1.0198 | 1.0198 | 1.0198 | 1.0198 | 1.0198 | 1.0198 | 1.0198 | 1.0198 | 1.0198 | 1.0198 | 1.0198 | 1.0198 | 1.0198 | 1.0198 | 1.0198 | 1.0198 | 1.0198 | 1.0198 | 1.0198 | 1.0198 | 1.0198 | 1.0198 | 1.0198 | 1.0198 | 1.0198 | 1.0198 | 1.0198 | 1.0198 | 1.0198 | 1.0198 | 1.0198 | 1.0198 | 1.0198 | 1.0198 | 1.0198 | 1.0198 | 1.0198 | 1.0198 | 1.0198 | 1.0198 | 1.0198 | 1.0198 | 1.0198 | 1.0198 | 1.0198 | 1.0198 | 1.0198 | 1.0198 | 1.0198 | 1.0198 | 1.0198 | 1.0198 | 1.0198 | 1.0198 | 1.0198 | 1.0198 | 1.0198 | 1.0198 | 1.0198 | 1.0198 | 1.0198 | 1.0198 | 1.0198 | 1.0198 | 1.0198 | 1.0198 | 1.0198 | 1.0198 | 1.0198 | 1.0198 | 1.0198 | 1.0198 | 1.0198 | 1.0198 | 1.0198 | 1.0198 | 1.0198 | 1.0198 | 1.0198 | 1.0198 | 1.0198 | 1.0198 | 1.0198 | 1.0198 | 1.0198 | 1.0198 | 1.0198 | 1.0198 | 1.0198 | 1.0198 | 1.0198 | 1.0198 | 1.0198 | 1.0198 | 1.0198 | 1.0198 | 1.0198 | 1.0198 | 1.0198 | 1.0198 | 1.0198 | 1.0198 | 1.0198 | 1.0198 | 1.0198 | 1.0198 | 1.0198 | 1.0198 | 1.0198 | 1.0198 | 1.0198 | 1.0198 | 1.0198 | 1.0198 | 1.0198 | 1.0198 | 1.0198 | 1.0198 | 1.0198 | 1.0198 | 1.0198 | 1.0198 | 1.0198 | 1.0198 | 1.0198 | 1.0198 | 1.0198 | 1.0198 | 1.0198 | 1.0198 | 1.0198 | 1.0198 | 1.0198 | 1.0198 | 1.0198 | 1.0198 | 1.0198 | 1.0198 | 1.0198 | 1.0198 | 1.0198 | 1.0198 | 1.0198 | 1.0198 | 1.0198 | 1.0198 | 1.0198 | 1.0198 | 1.0198 | 1.0198 | 1.0198 | 1.0198 | 1.0198 | 1.0198 | 1.0198 | 1.0198 | 1.0198 | 1.0198 | 1.0198 | 1.0198 | 1.0198 | 1.0198 | 1.0198 | 1.0198 | 1.0198 | 1.0198 | 1.0198 | 1.0198 | 1.0198 | 1.0198 | 1.0198 | 1.0198 | 1.0198 | 1.0198 | 1.0198 | 1.0198 | 1.0198 | 1.0198 | 1.0198 | 1.0198 | 1.0198 | 1.0198 | 1.0198 | 1.0198 | 1.0198 | 1.0198 | 1.0198 | 1.0198 | 1.0198 | 1.0198 | 1.0198 | 1.0198 | 1.0198 | 1.0198 | 1.0198 | 1.0198 | 1.0198 | 1.0198 | 1.0198 | 1.0198 | 1.0198 | 1.0198 | 1.0198 | 1.0198 | 1.0198 | 1.0198 | 1.0198 | 1.0198 | 1.0198 | 1.0198 | 1.0198 | 1.0198 | 1.0198 | 1.0198 | 1.0198 | 1.0198 | 1.0198 | 1.0198 | 1.0198 | 1.0198 | 1.0198 | 1.0198 | 1.0198 | 1.0198 | 1.0198 | 1.0198 | 1.0198 | 1.0198 | 1.0198 | 1.0198 | 1.0198 | 1.0198 | 1.0198 | 1.0198 | 1.0198 | 1.0198 | 1.0198 | 1.0198 | 1.0198 | 1.0198 | 1.0198 | 1.0198 | 1.0198 | 1.0198 | 1.0198 | 1.0198 | 1.0198 | 1.0198 | 1.0198 | 1.0198 | 1.0198 | 1.0198 | 1.0198 | 1.0198 | 1.0198 | 1.0198 | 1.0198 | 1.0198 | 1.0198 | 1.0198 | 1.0198 | 1.0198 | 1.0198 | 1.0198 | 1.0198 | 1.0198 | 1.0198 | 1.0198 | 1.0198 | 1.0198 | 1.0198 | 1.0198 | 1.0198 | 1.0198 | 1.0198 | 1.0198 | 1.0198 | 1.0198 | 1.0198 | 1.0198 | 1.0198 | 1.0198 | 1.0198 | 1.0198 | 1.0198 | 1.0198 | 1.0198 | 1.0198 | 1.0198 | 1.0198 | 1.0198 | 1.0198 | 1.0198 | 1.0198 | 1.0198 | 1.0198 | 1.0198 | 1.0198 | 1.0198 | 1.0198 | 1.0198 | 1.0198 | 1.0198 | 1.0198 | 1.0198 | 1.0198 | 1.0198 | 1.0198 | 1.0198 | 1.0198 | 1.0198 | 1.0198 | 1.0198 | 1.0198 | 1.0198 | 1.0198 | 1.0198 | 1.0198 | 1.0198 | 1.0198 | 1.0198 | 1.0198 | 1.0198 | 1.0198 | 1.0198 | 1.0198 | 1.0198 | 1.0198 | 1.0198 | 1.0198 | 1.0198 | 1.0198 | 1.0198 | 1.0198 | 1.0198 | 1.0198 | 1.0198 | 1.0198 | 1.0198 | 1.0198 | 1.0198 | 1.0198 | 1.0198 | 1.0198 | 1.0198 | 1.0198 | 1.0198 | 1.0198 | 1.0198 | 1.0198 | 1.0198 | 1.0198 | 1.0198 | 1.0198 | 1.0198 | 1.0198 | 1.0198 | 1.0198 | 1.0198 | 1.0198 | 1.0198 | 1.0198 | 1.0198 | 1.0198 | 1.0198 | 1.0198 | 1.0198 | 1.0198 | 1.0198 | 1.0198 | 1.0198 | 1.0198 | 1.0198 | 1.0198 | 1.0198 | 1.0198 | 1.0198 | 1.0198 | 1.0198 | 1.0198 | 1.0198 | 1.0198 | 1.0198 | 1.0198 | 1.0198 | 1.0198 | 1.0198 | 1.0198 | 1.0198 | 1.0198 | 1.0198 | 1.0198 | 1.0198 | 1.0198 | 1.0198 | 1.0198 | 1.0198 | 1.0198 | 1.0198 | 1.0198 | 1.0198 | 1.0198 | 1.0198 | 1.0198 | 1.0198 | 1.0198 | 1.0198 | 1.0198 | 1.0198 | 1.0198 | 1.0198 | 1.0198 | 1.0198 | 1.0198 | 1.0198 | 1.0198 | 1.0198 | 1.0198 | 1.0198 | 1.0198 | 1.0198 | 1.0198 | 1.0198 | 1.0198 | 1.0198 | 1.0198 | 1.0198 | 1.0198 | 1.0198 | 1.0198 | 1.0198 | 1.0198 | 1.0198 | 1.0198 | 1.0198 | 1.0198 | 1.0198 | 1.0198 | 1.0198 | 1.0198 | 1.0198 | 1.0198 | 1.0198 | 1.0198 | 1.0198 | 1.0198 | 1.0198 | 1.0198 | 1.0198 | 1.0198 | 1.0198 | 1.0198 | 1.0198 | 1.0198 | 1.0198 | 1.0198 | 1.0198 | 1.0198 | 1.0198 | 1.0198 | 1.0198 | 1.0198 | 1.0198 | 1.0198 | 1.0198 | 1.0198 | 1.0198 | 1.0198 | 1.0198 | 1.0198 | 1.0198 | 1.0198 | 1.0198 | 1.0198 | 1.0198 | 1.0198 | 1.0198 | 1.0198 | 1.0198 | 1.0198 | 1.0198 | 1.0198 | 1.0198 | 1.0198 | 1.0198 | 1.0198 | 1.0198 | 1.0198 | 1.0198 | 1.0198 | 1.0198 | 1.0198 | 1.0198 | 1.0198 | 1.0198 | 1.0198 | 1.0198 | 1.0198 | 1.0198 | 1.0198 | 1.0198 | 1.0198 | 1.0198 | 1.0198 | 1.0198 | 1.0198 | 1.0198 | 1.0198 | 1.0198 | 1.0198 | 1.0198 | 1.0198 | 1.0198 | 1.0198 | 1.0198 | 1.0198 | 1.0198 | 1.0198 | 1.0198 | 1.0198 | 1.0198 | 1.0198 | 1.0198 | 1.0198 | 1.0198 | 1.0198 | 1.0198 | 1.0198 | 1.0198 | 1.0198 | 1.0198 | 1.0198 | 1.0198 | 1.0198 | 1.0198 | 1.0198 | 1.0198 | 1.0198 | 1.0198 | 1.0198 | 1.0198 | 1.0198 | 1.0198 | 1.0198 | 1.0198 | 1.0198 | 1.0198 | 1.0198 | 1.0198 | 1.0198 | 1.0198 | 1.0198 | 1.0198 | 1.0198 | 1.0198 | 1.0198 | 1.0198 | 1.0198 | 1.0198 | 1.0198 | 1.0198 | 1.0198 | 1.0198 | 1.0198 | 1.0198 | 1.0198 | 1.0198 | 1.0198 | 1.0198 | 1.0198 | 1.0198 | 1.0198 | 1.0198 | 1.0198 | 1.0198 | 1.0198 | 1.0198 | 1.0198 | 1.0198 | 1.0198 | 1.0198 | 1.0198 | 1.0198 | 1.0198 | 1.0198 | 1.0198 | 1.0198 | 1.0198 | 1.0198 | 1.0198 | 1.0198 | 1.0198 | 1.0198 | 1.0198 | 1.0198 | 1.0198 | 1.0198 | 1.0198 | 1.0198 | 1.0198 | 1.0198 | 1.0198 | 1.0198 | 1.0198 | 1.0198 | 1.0198 | 1.0198 | 1.0198 | 1.0198 | 1.0198 | 1.0198 | 1.0198 | 1.0198 | 1.0198 | 1.0198 | 1.0198 | 1.0198 | 1.0198 | 1.0198 | 1.0198 | 1.0198 | 1.0198 | 1.0198 | 1.0198 | 1.0198 | 1.0198 | 1.0198 | 1.0198 | 1.0198 | 1.0198 | 1.0198 | 1.0198 | 1.0198 | 1.0198 | 1.0198 | 1.0198 | 1.0198 | 1.0198 | 1.0198 | 1.0198 | 1.0198 | 1.0198 | 1.0198 | 1.0198 | 1.0198 | 1.0198 | 1.0198 | 1.0198 | 1.0198 | 1.0198 | 1.0198 | 1.0198 | 1.0198 | 1.0198 | 1.0198 | 1.0198 | 1.0198 | 1.0198 | 1.0198 | 1.0198 | 1.0198 | 1.0198 | 1.0198 | 1.0198 | 1.0198 | 1.0198 | 1.0198 | 1.0198 | 1.0198 | 1.0198 | 1.0198 | 1.0198 | 1.0198 | 1.0198 | 1.0198 | 1.0198 | 1.0198 | 1.0198 | 1.0198 | 1.0198 | 1.0198 | 1.0198 | 1.0198 | 1.0198 | 1.0198 | 1.0198 | 1.0198 | 1.0198 | 1.0198 | 1.0198 | 1.0198 | 1.0198 | 1.0198 | 1.0198 | 1.0198 | 1.0198 | 1.0198 | 1.0198 | 1.0198 | 1.0198 | 1.0198 | 1.0198 | 1.0198 | 1.0198 | 1.0198 | 1.0198 | 1.0198 | 1.0198 | 1.0198 | 1.0198 | 1.0198 | 1.0198 | 1.0198 | 1.0198 | 1.0198 | 1.0198 | 1.0198 | 1.0198 | 1.0198 | 1.0198 | 1.0198 | 1.0198 | 1.0198 | 1.0198 | 1.0198 | 1.0198 | 1.0198 | 1.0198 | 1.0198 | 1.0198 | 1.0198 | 1.0198 | 1.0198 | 1.0198 | 1.0198 | 1.0198 | 1.0198 | 1.0198 | 1.0198 | 1.0198 | 1.0198 | 1.0198 | 1.0198 | 1.0198 | 1.0198 | 1.0198 | 1.0198 | 1.0198 | 1.0198 | 1.0198 | 1.0198 | 1.0198 | 1.0198 | 1.0198 | 1.0198 | 1.0198 | 1.0198 | 1.0198 | 1.0198 | 1.0198 | 1.0198 | 1.0198 | 1.0198 | 1.0198 | 1.0198 | 1.0198 | 1.0198 | 1.0198 | 1.0198 | 1.0198 | 1.0198 | 1.0198 | 1.0198 | 1.0198 | 1.0198 | 1.0198 | 1.0198 | 1.0198 | 1.0198 | 1.0198 | 1.0198 | 1.0198 | 1.0198 | 1.0198 | 1.0198 | 1.0198 | 1.0198 | 1.0198 | 1.0198 | 1.0198 | 1.0198 | 1.0198 | 1.0198 | 1.0198 | 1.0198 | 1.0198 | 1.0198 | 1.0198 | 1.0198 | 1.0198 | 1.0198 | 1.0198 | 1.0198 | 1.0198 | 1.0198 | 1.0198 | 1.0198 | 1.0198 | 1.0198 | 1.0198 | 1.0198 | 1.0198 | 1.0198 | 1.0198 | 1.0198 | 1.0198 | 1.0198 | 1.0198 | 1.0198 | 1.0198 | 1.0198 | 1.0198 | 1.0198 | 1.0198 | 1.0198 | 1.0198 | 1.0198 | 1.0198 | 1.0198 | 1.0198 | 1.0198 | 1.0198 | 1.0198 | 1.0198 | 1.0198 | 1.0198 | 1.0198 | 1.0198 | 1.0198 | 1.0198 | 1.0198 | 1.0198 | 1.0198 | 1.0198 | 1.0198 | 1.0198 | 1.0198 | 1.0198 | 1.0198 | 1.0198 | 1.0198 | 1.0198 | 1.0198 | 1.0198 | 1.0198 | 1.0198 | 1.0198 | 1.0198 | 1.0198 | 1.0198 | 1.0198 | 1.0198 | 1.0198 | 1.0198 | 1.0198 | 1.0198 | 1.0198 | 1.0198 | 1.0198 | 1.0198 | 1.0198 | 1.0198 | 1.0198 | 1.0198 | 1.0198 | 1.0198 | 1.0198 | 1.0198 | 1.0198 | 1.0198 | 1.0198 | 1.0198 | 1.0198 | 1.0198 | 1.0198 | 1.0198 | 1.0198 | 1.0198 | 1.0198 | 1.0198 | 1.0198 | 1.0198 | 1.0198 | 1.0198 | 1.0198 | 1.0198 | 1.0198 | 1.0198 | 1.0198 | 1.0198 | 1.0198 | 1.0198 | 1.0198 | 1.0198 | 1.0198 | 1.0198 | 1.0198 | 1.0198 | 1.0198 | 1.0198 | 1.0198 | 1.0198 | 1.0198 | 1.0198 | 1.0198 | 1.0198 | 1.0198 | 1.0198 | 1.0198 | 1.0198 | 1.0198 | 1.0198 | 1.0198 | 1.0198 | 1.0198 | 1.0198 | 1.0198 | 1.0198 | 1.0198 | 1.0198 | 1.0198 | 1.0198 | 1.0198 | 1.0198 | 1.0198 | 1.0198 | 1.0198 | 1.0198 | 1.0198 | 1.0198 | 1.0198 | 1.0198 | 1.0198 | 1.0198 | 1.0198 | 1.0198 | 1.0198 | 1.0198 | 1.0198 | 1.0198 | 1.0198 | 1.0198 | 1.0198 | 1.0198 | 1.0198 | 1.0198 | 1.0198 | 1.0198 | 1.0198 | 1.0198 | 1.0198 | 1.0198 | 1.0198 | 1.0198 | 1.0198 | 1.0198 | 1.0198 | 1.0198 | 1.0198 | 1.0198 | 1.0198 | 1.0198 | 1.0198 | 1.0198 | 1.0198 | 1.0198 | 1.0198 | 1.0198 | 1.0198 | 1.0198 | 1.0198 | 1.0198 | 1.0198 | 1.0198 | 1.0198 | 1.0198 | 1.0198 | 1.0198 | 1.0198 | 1.0198 | 1.0198 | 1.0198 | 1.0198 | 1.0198 | 1.0198 | 1.0198 | 1.0198 | 1.0198 | 1.0198 | 1.0198 | 1.0198 | 1.0198 | 1.0198 | 1.0198 | 1.0198 | 1.0198 | 1.0198 | 1.0198 | 1.0198 | 1.0198 | 1.0198 | 1.0198 | 1.0198 | 1.0198 | 1.0198 | 1.0198 | 1.0198 | 1.0198 | 1.0198 | 1.0198 | 1.0198 | 1.0198 | 1.0198 | 1.0198 | 1.0198 | 1.0198 | 1.0198 | 1.0198 | 1.0198 | 1.0198 | 1.0198 | 1.0198 | 1.0198 | 1.0198 | 1.0198 | 1.0198 | 1.0198 | 1.0198 | 1.0198 | 1.0198 | 1.0198 | 1.0198 | 1.0198 | 1.0198 | 1.0198 | 1.0198 | 1.0198 | 1.0198 | 1.0198 | 1.0198 | 1.0198 | 1.0198 | 1.0198 | 1.0198 | 1.0198 | 1.0198 | 1.0198 | 1.0198 | 1.0198 | 1.0198 | 1.0198 | 1.0198 | 1.0198 | 1.0198 | 1.0198 | 1.0198 | 1.0198 | 1.0198 | 1.0198 | 1.0198 | 1.0198 | 1.0198 | 1.0198 | 1.0198 | 1.0198 | 1.0198 | 1.0198 | 1.0198 | 1.0198 | 1.0198 | 1.0198 | 1.0198 | 1.0198 | 1.0198 | 1.0198 | 1.0198 | 1.0198 | 1.0198 | 1.0198 | 1.0198 | 1.0198 | 1.0198 | 1.0198 | 1.0198 | 1.0198 | 1.0198 | 1.0198 | 1.0198 | 1.0198 | 1.0198 | 1.0198 | 1.0198 | 1.0198 | 1.0198 | 1.0198 | 1.0198 | 1.0198 | 1.0198 | 1.0198 | 1.0198 | 1.0198 | 1.0198 | 1.0198 | 1.0198 | 1.0198 | 1.0198 | 1.0198 | 1.0198 | 1.0198 | 1.0198 | 1.0198 | 1.0198 | 1.0198 | 1.0198 | 1.0198 | 1.0198 | 1.0198 | 1.0198 | 1.0198 | 1.0198 | 1.0198 | 1.0198 | 1.0198 | 1.0198 | 1.0198 | 1.0198 | 1.0198 | 1.0198 | 1.0198 | 1.0198 | 1.0198 | 1.0198 | 1.0198 | 1.0198 | 1.0198 | 1.0198 | 1.0198 | 1.0198 | 1.0198 | 1.0198 | 1.0198 | 1.0198 | 1.0198 | 1.0198 | 1.0198 | 1.0198 | 1.0198 | 1.0198 | 1.0198 | 1.0198 | 1.0198 | 1.0198 | 1.0198 | 1.0198 | 1.0198 | 1.0198 | 1.0198 | 1.0198 | 1.0198 | 1.0198 | 1.0198 | 1.0198 | 1.0198 | 1.0198 | 1.0198 | 1.0198 | 1.0198 | 1.0198 | 1.0198 | 1.0198 | 1.0198 | 1.0198 | 1.0198 | 1.0198 | 1.0198 | 1.0198 | 1.0198 | 1.0198 | 1.0198 | 1.0198 | 1.0198 | 1.0198 | 1.0198 | 1.0198 | 1.0198 | 1.0198 | 1.0198 | 1.0198 | 1.0198 | 1.0198 | 1.0198 | 1.0198 | 1.0198 | 1.0198 | 1.0198 | 1.0198 | 1.0198 | 1.0198 | 1.0198 | 1.0198 | 1.0198 | 1.0198 | 1.0198 | 1.0198 | 1.0198 | 1.0198 | 1.0198 | 1.0198 | 1.0198 | 1.0198 | 1.0198 | 1.0198 | 1.0198 | 1.0198 | 1.0198 | 1.0198 | 1.0198 | 1.0198 | 1.0198 | 1.0198 | 1.0198 | 1.0198 | 1.0198 | 1.0198 | 1.0198 | 1.0198 | 1.0198 | 1.0198 | 1.0198 | 1.0198 | 1.0198 | 1.0198 | 1.0198 | 1.0198 | 1.0198 | 1.0198 | 1.0198 | 1.0198 | 1.0198 | 1.0198 | 1.0198 | 1.0198 | 1.0198 | 1.0198 | 1.0198 | 1.0198 | 1.0198 | 1.0198 | 1.0198 | 1.0198 | 1.0198 | 1.0198 | 1.0198 | 1.0198 | 1.0198 | 1.0198 | 1.0198 | 1.0198 | 1.0198 | 1.0198 | 1.0198 | 1.0198 | 1.0198 | 1.0198 | 1.0198 | 1.0198 | 1.0198 | 1.0198 | 1.0198 | 1.0198 | 1.0198 | 1.0198 | 1.0198 | 1.0198 | 1.0198 | 1.0198 | 1.0198 | 1.0198 | 1.0198 | 1.0198 | 1.0198 | 1.0198 | 1.0198 | 1.0198 | 1.0198 | 1.0198 | 1.0198 | 1.0198 | 1.0198 | 1.0198 | 1.0198 | 1.0198 | 1.0198 | 1.0198 | 1.0198 | 1.0198 | 1.0198 | 1.0198 | 1.0198 | 1.0198 | 1.0198 | 1.0198 | 1.0198 | 1.0198 | 1.0198 | 1.0198 | 1.0198 | 1.0198 | 1.0198 | 1.0198 | 1.0198 | 1.0198 | 1.0198 | 1.0198 | 1.0198 | 1.0198 | 1.0198 | 1.0198 | 1.0198 | 1.0198 | 1.0198 | 1.0198 | 1.0198 | 1.0198 | 1.0198 | 1.0198 | 1.0198 | 1.0198 | 1.0198 | 1.0198 | 1.0198 | 1.0198 | 1.0198 | 1.0198 | 1.0198 | 1.0198 | 1.0198 | 1.0198 | 1.0198 | 1.0198 | 1.0198 | 1.0198 | 1.0198 | 1.0198 | 1.0198 | 1.0198 | 1.0198 | 1.0198 | 1.0198 | 1.0198 | 1.0198 | 1.0198 | 1.0198 | 1.0198 | 1.0198 | 1.0198 | 1.0198 | 1.0198 | 1.0198 | 1.0198 | 1.0198 | 1.0198 | 1.0198 | 1.0198 | 1.0198 | 1.0198 | 1.0198 | 1.0198 | 1.0198 | 1.0198 | 1.0198 | 1.0198 | 1.0198 | 1.0198
Assumed Mix of Alt Fuel Market Share if Gas Not Available
It is assumed that all new residential buildings would choose electric systems for space and water heating over propane or heating oil due to their lower operational costs | Residential & Commercial
| Heating Oil | % | bar: 2023 1 to 2082 60
| Propane | % | bar: 2023 1 to 2082 60
| Electricity | % |  |  | 100% | 100% | 100% | 100% | 100% | 100% | 100% | 100% | 100% | 100% | 100% | 100% | 100% | 100% | 100% | 100% | 100% | 100% | 100% | 100% | 100% | 100% | 100% | 100% | 100% | 100% | 100% | 100% | 100% | 100% | 100% | 100% | 100% | 100% | 100% | 100% | 100% | 100% | 100% | 100% | 100% | 100% | 100% | 100% | 100% | 100% | 100% | 100% | 100% | 100% | 100% | 100% | 100% | 100% | 100% | 100% | 100% | 100% | 100% | 100%
| Total |  |  |  | 100% | 100% | 100% | 100% | 100% | 100% | 100% | 100% | 100% | 100% | 100% | 100% | 100% | 100% | 100% | 100% | 100% | 100% | 100% | 100% | 100% | 100% | 100% | 100% | 100% | 100% | 100% | 100% | 100% | 100% | 100% | 100% | 100% | 100% | 100% | 100% | 100% | 100% | 100% | 100% | 100% | 100% | 100% | 100% | 100% | 100% | 100% | 100% | 100% | 100% | 100% | 100% | 100% | 100% | 100% | 100% | 100% | 100% | 100% | 100%
| Energy Prices | $/m^3 | Gas $/m^3 | Diff $/m^3
NG cost adjusted to include all Oct 2022 costs charged per m3, including supply, delivery, transportation, storage, HST, and any adjustements but not the carbon price | Natural Gas | 0.4852 |  |  | 0.4852 | 0.4852 | 0.4852 | 0.4852 | 0.4852 | 0.4852 | 0.4852 | 0.4852 | 0.4852 | 0.4852 | 0.4852 | 0.4852 | 0.4852 | 0.4852 | 0.4852 | 0.4852 | 0.4852 | 0.4852 | 0.4852 | 0.4852 | 0.4852 | 0.4852 | 0.4852 | 0.4852 | 0.4852 | 0.4852 | 0.4852 | 0.4852 | 0.4852 | 0.4852 | 0.4852 | 0.4852 | 0.4852 | 0.4852 | 0.4852 | 0.4852 | 0.4852 | 0.4852 | 0.4852 | 0.4852 | 0.4852 | 0.4852 | 0.4852 | 0.4852 | 0.4852 | 0.4852 | 0.4852 | 0.4852 | 0.4852 | 0.4852 | 0.4852 | 0.4852 | 0.4852 | 0.4852 | 0.4852 | 0.4852 | 0.4852 | 0.4852 | 0.4852 | 0.4852
updated fuel oil cost based on Oct quote from MacEwan for the Chatham-Kent area ($2.25/L all taxes included, used 0.03672 GJ/L conversion factor) | Heating Oil | 1.988 | 0.4852 | 1.5028 | 1.988 | 1.988 | 1.988 | 1.988 | 1.988 | 1.988 | 1.988 | 1.988 | 1.988 | 1.988 | 1.988 | 1.988 | 1.988 | 1.988 | 1.988 | 1.988 | 1.988 | 1.988 | 1.988 | 1.988 | 1.988 | 1.988 | 1.988 | 1.988 | 1.988 | 1.988 | 1.988 | 1.988 | 1.988 | 1.988 | 1.988 | 1.988 | 1.988 | 1.988 | 1.988 | 1.988 | 1.988 | 1.988 | 1.988 | 1.988 | 1.988 | 1.988 | 1.988 | 1.988 | 1.988 | 1.988 | 1.988 | 1.988 | 1.988 | 1.988 | 1.988 | 1.988 | 1.988 | 1.988 | 1.988 | 1.988 | 1.988 | 1.988 | 1.988 | 1.988
updated propane cost based on Oct quote from Aabco Propane for the Chatham-Kent area ($0.839/L + GST + carbon price), used 0.0228GJ/L for propane | Propane | 1.58 | 0.4852 | 1.0948 | 1.58 | 1.58 | 1.58 | 1.58 | 1.58 | 1.58 | 1.58 | 1.58 | 1.58 | 1.58 | 1.58 | 1.58 | 1.58 | 1.58 | 1.58 | 1.58 | 1.58 | 1.58 | 1.58 | 1.58 | 1.58 | 1.58 | 1.58 | 1.58 | 1.58 | 1.58 | 1.58 | 1.58 | 1.58 | 1.58 | 1.58 | 1.58 | 1.58 | 1.58 | 1.58 | 1.58 | 1.58 | 1.58 | 1.58 | 1.58 | 1.58 | 1.58 | 1.58 | 1.58 | 1.58 | 1.58 | 1.58 | 1.58 | 1.58 | 1.58 | 1.58 | 1.58 | 1.58 | 1.58 | 1.58 | 1.58 | 1.58 | 1.58 | 1.58 | 1.58
electricity current rates for Hydro One medium density | Electricity | 1.4386 | 0.4852 | 0.95342 | 1.4386 | 1.4386 | 1.4386 | 1.4386 | 1.4386 | 1.4386 | 1.4386 | 1.4386 | 1.4386 | 1.4386 | 1.4386 | 1.4386 | 1.4386 | 1.4386 | 1.4386 | 1.4386 | 1.4386 | 1.4386 | 1.4386 | 1.4386 | 1.4386 | 1.4386 | 1.4386 | 1.4386 | 1.4386 | 1.4386 | 1.4386 | 1.4386 | 1.4386 | 1.4386 | 1.4386 | 1.4386 | 1.4386 | 1.4386 | 1.4386 | 1.4386 | 1.4386 | 1.4386 | 1.4386 | 1.4386 | 1.4386 | 1.4386 | 1.4386 | 1.4386 | 1.4386 | 1.4386 | 1.4386 | 1.4386 | 1.4386 | 1.4386 | 1.4386 | 1.4386 | 1.4386 | 1.4386 | 1.4386 | 1.4386 | 1.4386 | 1.4386 | 1.4386 | 1.4386
Factors for Carbon Calc
| Natural Gas | 0.001958
| Heating Oil | 0.0028719
| Propane | 0.0023842
| Electricity | 0
| Carbon Cost Estimate (ICF) | $/ ton |  |  | 65 | 80 | 95 | 110 | 125 | 140 | 155 | 170 | 170 | 170 | 170 | 170 | 170 | 170 | 170 | 170 | 170 | 170 | 170 | 170 | 170 | 170 | 170 | 170 | 170 | 170 | 170 | 170 | 170 | 170 | 170 | 170 | 170 | 170 | 170 | 170 | 170 | 170 | 170 | 170 | 170 | 170 | 170 | 170 | 170 | 170 | 170 | 170 | 170 | 170 | 170 | 170 | 170 | 170 | 170 | 170 | 170 | 170 | 170 | 170
Cost of Carbon Applied to Fuel Price Forecast
| Natural Gas | $/ M3 |  |  | 0.12727 | 0.15664 | 0.18601 | 0.21538 | 0.24475 | 0.27412 | 0.30349 | 0.33286 | 0.33286 | 0.33286 | 0.33286 | 0.33286 | 0.33286 | 0.33286 | 0.33286 | 0.33286 | 0.33286 | 0.33286 | 0.33286 | 0.33286 | 0.33286 | 0.33286 | 0.33286 | 0.33286 | 0.33286 | 0.33286 | 0.33286 | 0.33286 | 0.33286 | 0.33286 | 0.33286 | 0.33286 | 0.33286 | 0.33286 | 0.33286 | 0.33286 | 0.33286 | 0.33286 | 0.33286 | 0.33286 | 0.33286 | 0.33286 | 0.33286 | 0.33286 | 0.33286 | 0.33286 | 0.33286 | 0.33286 | 0.33286 | 0.33286 | 0.33286 | 0.33286 | 0.33286 | 0.33286 | 0.33286 | 0.33286 | 0.33286 | 0.33286 | 0.33286 | 0.33286
| Heating Oil | $/ M3 |  |  | 0.18667 | 0.22975 | 0.27283 | 0.31591 | 0.35899 | 0.40207 | 0.44514 | 0.48822 | 0.48822 | 0.48822 | 0.48822 | 0.48822 | 0.48822 | 0.48822 | 0.48822 | 0.48822 | 0.48822 | 0.48822 | 0.48822 | 0.48822 | 0.48822 | 0.48822 | 0.48822 | 0.48822 | 0.48822 | 0.48822 | 0.48822 | 0.48822 | 0.48822 | 0.48822 | 0.48822 | 0.48822 | 0.48822 | 0.48822 | 0.48822 | 0.48822 | 0.48822 | 0.48822 | 0.48822 | 0.48822 | 0.48822 | 0.48822 | 0.48822 | 0.48822 | 0.48822 | 0.48822 | 0.48822 | 0.48822 | 0.48822 | 0.48822 | 0.48822 | 0.48822 | 0.48822 | 0.48822 | 0.48822 | 0.48822 | 0.48822 | 0.48822 | 0.48822 | 0.48822
| Propane | $/ M3 |  |  | 0.15497 | 0.19073 | 0.22649 | 0.26226 | 0.29802 | 0.33378 | 0.36954 | 0.40531 | 0.40531 | 0.40531 | 0.40531 | 0.40531 | 0.40531 | 0.40531 | 0.40531 | 0.40531 | 0.40531 | 0.40531 | 0.40531 | 0.40531 | 0.40531 | 0.40531 | 0.40531 | 0.40531 | 0.40531 | 0.40531 | 0.40531 | 0.40531 | 0.40531 | 0.40531 | 0.40531 | 0.40531 | 0.40531 | 0.40531 | 0.40531 | 0.40531 | 0.40531 | 0.40531 | 0.40531 | 0.40531 | 0.40531 | 0.40531 | 0.40531 | 0.40531 | 0.40531 | 0.40531 | 0.40531 | 0.40531 | 0.40531 | 0.40531 | 0.40531 | 0.40531 | 0.40531 | 0.40531 | 0.40531 | 0.40531 | 0.40531 | 0.40531 | 0.40531 | 0.40531
| Electricity | $/ M3 |  |  | 0 | 0 | 0 | 0 | 0 | 0 | 0 | 0 | 0 | 0 | 0 | 0 | 0 | 0 | 0 | 0 | 0 | 0 | 0 | 0 | 0 | 0 | 0 | 0 | 0 | 0 | 0 | 0 | 0 | 0 | 0 | 0 | 0 | 0 | 0 | 0 | 0 | 0 | 0 | 0 | 0 | 0 | 0 | 0 | 0 | 0 | 0 | 0 | 0 | 0 | 0 | 0 | 0 | 0 | 0 | 0 | 0 | 0 | 0 | 0
| Trigger to Apply Carbon Cost | 1 | bar: 2023 1 to 2082 60
costs were adjusted for heating system efficiency by dividing fuel prices by the weighted average efficiencies for space and water heating. See additional information tab.
Fuel Prices adjusted for heating system efficiency
| Natural Gas |  |  |  | 0.66572 | 0.69765 | 0.72957 | 0.76149 | 0.79342 | 0.82534 | 0.85727 | 0.88919 | 0.88919 | 0.88919 | 0.88919 | 0.88919 | 0.88919 | 0.88919 | 0.88919 | 0.88919 | 0.88919 | 0.88919 | 0.88919 | 0.88919 | 0.88919 | 0.88919 | 0.88919 | 0.88919 | 0.88919 | 0.88919 | 0.88919 | 0.88919 | 0.88919 | 0.88919 | 0.88919 | 0.88919 | 0.88919 | 0.88919 | 0.88919 | 0.88919 | 0.88919 | 0.88919 | 0.88919 | 0.88919 | 0.88919 | 0.88919 | 0.88919 | 0.88919 | 0.88919 | 0.88919 | 0.88919 | 0.88919 | 0.88919 | 0.88919 | 0.88919 | 0.88919 | 0.88919 | 0.88919 | 0.88919 | 0.88919 | 0.88919 | 0.88919 | 0.88919 | 0.88919
| Heating Oil |  |  |  | 2.3638 | 2.4106 | 2.4574 | 2.5042 | 2.5511 | 2.5979 | 2.6447 | 2.6915 | 2.6915 | 2.6915 | 2.6915 | 2.6915 | 2.6915 | 2.6915 | 2.6915 | 2.6915 | 2.6915 | 2.6915 | 2.6915 | 2.6915 | 2.6915 | 2.6915 | 2.6915 | 2.6915 | 2.6915 | 2.6915 | 2.6915 | 2.6915 | 2.6915 | 2.6915 | 2.6915 | 2.6915 | 2.6915 | 2.6915 | 2.6915 | 2.6915 | 2.6915 | 2.6915 | 2.6915 | 2.6915 | 2.6915 | 2.6915 | 2.6915 | 2.6915 | 2.6915 | 2.6915 | 2.6915 | 2.6915 | 2.6915 | 2.6915 | 2.6915 | 2.6915 | 2.6915 | 2.6915 | 2.6915 | 2.6915 | 2.6915 | 2.6915 | 2.6915 | 2.6915
| Propane |  |  |  | 1.8858 | 1.9247 | 1.9636 | 2.0025 | 2.0413 | 2.0802 | 2.1191 | 2.1579 | 2.1579 | 2.1579 | 2.1579 | 2.1579 | 2.1579 | 2.1579 | 2.1579 | 2.1579 | 2.1579 | 2.1579 | 2.1579 | 2.1579 | 2.1579 | 2.1579 | 2.1579 | 2.1579 | 2.1579 | 2.1579 | 2.1579 | 2.1579 | 2.1579 | 2.1579 | 2.1579 | 2.1579 | 2.1579 | 2.1579 | 2.1579 | 2.1579 | 2.1579 | 2.1579 | 2.1579 | 2.1579 | 2.1579 | 2.1579 | 2.1579 | 2.1579 | 2.1579 | 2.1579 | 2.1579 | 2.1579 | 2.1579 | 2.1579 | 2.1579 | 2.1579 | 2.1579 | 2.1579 | 2.1579 | 2.1579 | 2.1579 | 2.1579 | 2.1579 | 2.1579
| Electricity |  |  |  | 0.46109 | 0.46109 | 0.46109 | 0.46109 | 0.46109 | 0.46109 | 0.46109 | 0.46109 | 0.46109 | 0.46109 | 0.46109 | 0.46109 | 0.46109 | 0.46109 | 0.46109 | 0.46109 | 0.46109 | 0.46109 | 0.46109 | 0.46109 | 0.46109 | 0.46109 | 0.46109 | 0.46109 | 0.46109 | 0.46109 | 0.46109 | 0.46109 | 0.46109 | 0.46109 | 0.46109 | 0.46109 | 0.46109 | 0.46109 | 0.46109 | 0.46109 | 0.46109 | 0.46109 | 0.46109 | 0.46109 | 0.46109 | 0.46109 | 0.46109 | 0.46109 | 0.46109 | 0.46109 | 0.46109 | 0.46109 | 0.46109 | 0.46109 | 0.46109 | 0.46109 | 0.46109 | 0.46109 | 0.46109 | 0.46109 | 0.46109 | 0.46109 | 0.46109 | 0.46109
YoY change Incremental growth in total energy demand
| YoY change Incremental Growth Residential | 10^3M^3/Yr |  | 15142.886 | 2023 1: 1263.683; 2024 2: 2525.235; 2025 3: 2523.104; 2026 4: 2523.104; 2027 5: 2523.104; 2028 6: 2523.104; 2029 7: 1261.552
| YoY change Incremental Growth Small Commercial | 10^3M^3/Yr |  | 0
| YoY change Incremental Growth Large Commercial | 10^3M^3/Yr |  | 0
| YoY change Incremental Growth Small Industrial | 10^3M^3/Yr |  | 0
| Total YoY Gen Serv Incremental Growth | 10^3M^3/Yr |  | 15142.886 | 1263.683 | 2525.235 | 2523.104 | 2523.104 | 2523.104 | 2523.104 | 1261.552 | 0 | 0 | 0 | 0 | 0 | 0 | 0 | 0 | 0 | 0 | 0 | 0 | 0 | 0 | 0 | 0 | 0 | 0 | 0 | 0 | 0 | 0 | 0 | 0 | 0 | 0 | 0 | 0 | 0 | 0 | 0 | 0 | 0 | 0 | 0 | 0 | 0 | 0 | 0 | 0 | 0 | 0 | 0 | 0 | 0 | 0 | 0 | 0 | 0 | 0 | 0 | 0 | 0
| Cumulative Growth Residential | 10^3M^3/Yr |  | 863155.157 | 1263.683 | 3788.918 | 6312.022 | 8835.126 | 11358.23 | 13881.334 | 15142.886 | 15142.886 | 15142.886 | 15142.886 | 15142.886 | 15142.886 | 15142.886 | 15142.886 | 15142.886 | 15142.886 | 15142.886 | 15142.886 | 15142.886 | 15142.886 | 15142.886 | 15142.886 | 15142.886 | 15142.886 | 15142.886 | 15142.886 | 15142.886 | 15142.886 | 15142.886 | 15142.886 | 15142.886 | 15142.886 | 15142.886 | 15142.886 | 15142.886 | 15142.886 | 15142.886 | 15142.886 | 15142.886 | 15142.886 | 15142.886 | 15142.886 | 15142.886 | 15142.886 | 15142.886 | 15142.886 | 15142.886 | 15142.886 | 15142.886 | 15142.886 | 15142.886 | 15142.886 | 15142.886 | 15142.886 | 15142.886 | 15142.886 | 15142.886 | 15142.886 | 15142.886 | 15142.886 | 15142.886 | 15142.886 | 15142.886 | 15142.886 | 15142.886 | 15142.886 | 15142.886 | 15142.886 | 15142.886 | 15142.886 | 15142.886 | 15142.886 | 15142.886 | 15142.886 | 15142.886 | 15142.886 | 15142.886 | 15142.886 | 15142.886 | 15142.886 | 15142.886 | 15142.886 | 15142.886 | 15142.886 | 15142.886 | 15142.886 | 15142.886 | 15142.886 | 15142.886 | 15142.886 | 15142.886 | 15142.886 | 15142.886 | 15142.886 | 15142.886 | 15142.886 | 15142.886 | 15142.886 | 15142.886 | 15142.886 | 15142.886 | 15142.886 | 15142.886 | 15142.886 | 15142.886 | 15142.886 | 15142.886 | 15142.886 | 15142.886 | 15142.886 | 15142.886 | 15142.886 | 15142.886 | 15142.886 | 15142.886 | 15142.886 | 15142.886 | 15142.886 | 15142.886 | 15142.886 | 15142.886 | 15142.886 | 15142.886 | 15142.886 | 15142.886 | 15142.886 | 15142.886 | 15142.886 | 15142.886 | 15142.886 | 15142.886 | 15142.886 | 15142.886 | 15142.886 | 15142.886 | 15142.886 | 15142.886 | 15142.886 | 15142.886 | 15142.886 | 15142.886 | 15142.886 | 15142.886 | 15142.886 | 15142.886 | 15142.886 | 15142.886 | 15142.886 | 15142.886 | 15142.886 | 15142.886 | 15142.886 | 15142.886 | 15142.886 | 15142.886 | 15142.886 | 15142.886 | 15142.886 | 15142.886 | 15142.886 | 15142.886 | 15142.886 | 15142.886 | 15142.886 | 15142.886 | 15142.886 | 15142.886 | 15142.886 | 15142.886 | 15142.886 | 15142.886 | 15142.886 | 15142.886 | 15142.886 | 15142.886 | 15142.886 | 15142.886 | 15142.886 | 15142.886 | 15142.886 | 15142.886 | 15142.886 | 15142.886 | 15142.886 | 15142.886 | 15142.886 | 15142.886 | 15142.886 | 15142.886 | 15142.886 | 15142.886 | 15142.886 | 15142.886 | 15142.886 | 15142.886 | 15142.886 | 15142.886 | 15142.886 | 15142.886 | 15142.886 | 15142.886 | 15142.886 | 15142.886 | 15142.886 | 15142.886 | 15142.886 | 15142.886 | 15142.886 | 15142.886 | 15142.886 | 15142.886 | 15142.886 | 15142.886 | 15142.886 | 15142.886 | 15142.886 | 15142.886 | 15142.886 | 15142.886 | 15142.886 | 15142.886 | 15142.886 | 15142.886 | 15142.886 | 15142.886 | 15142.886 | 15142.886 | 15142.886 | 15142.886 | 15142.886 | 15142.886 | 15142.886 | 15142.886 | 15142.886 | 15142.886 | 15142.886 | 15142.886 | 15142.886 | 15142.886 | 15142.886 | 15142.886 | 15142.886 | 15142.886 | 15142.886 | 15142.886 | 15142.886 | 15142.886 | 15142.886 | 15142.886 | 15142.886 | 15142.886 | 15142.886 | 15142.886 | 15142.886 | 15142.886 | 15142.886 | 15142.886 | 15142.886 | 15142.886 | 15142.886 | 15142.886 | 15142.886 | 15142.886 | 15142.886 | 15142.886 | 15142.886 | 15142.886 | 15142.886 | 15142.886 | 15142.886 | 15142.886 | 15142.886 | 15142.886 | 15142.886 | 15142.886 | 15142.886 | 15142.886 | 15142.886 | 15142.886 | 15142.886 | 15142.886 | 15142.886 | 15142.886 | 15142.886 | 15142.886 | 15142.886 | 15142.886 | 15142.886 | 15142.886 | 15142.886 | 15142.886 | 15142.886 | 15142.886 | 15142.886 | 15142.886 | 15142.886 | 15142.886 | 15142.886 | 15142.886 | 15142.886 | 15142.886 | 15142.886 | 15142.886 | 15142.886 | 15142.886 | 15142.886 | 15142.886 | 15142.886 | 15142.886 | 15142.886 | 15142.886 | 15142.886 | 15142.886 | 15142.886 | 15142.886 | 15142.886 | 15142.886 | 15142.886 | 15142.886 | 15142.886 | 15142.886 | 15142.886 | 15142.886 | 15142.886 | 15142.886 | 15142.886 | 15142.886 | 15142.886 | 15142.886 | 15142.886 | 15142.886 | 15142.886 | 15142.886 | 15142.886 | 15142.886 | 15142.886 | 15142.886 | 15142.886 | 15142.886 | 15142.886 | 15142.886 | 15142.886 | 15142.886 | 15142.886 | 15142.886 | 15142.886 | 15142.886 | 15142.886 | 15142.886 | 15142.886 | 15142.886 | 15142.886 | 15142.886 | 15142.886 | 15142.886 | 15142.886 | 15142.886 | 15142.886 | 15142.886 | 15142.886 | 15142.886 | 15142.886 | 15142.886 | 15142.886 | 15142.886 | 15142.886 | 15142.886 | 15142.886 | 15142.886 | 15142.886 | 15142.886 | 15142.886 | 15142.886 | 15142.886 | 15142.886 | 15142.886 | 15142.886 | 15142.886 | 15142.886 | 15142.886 | 15142.886 | 15142.886 | 15142.886 | 15142.886 | 15142.886 | 15142.886 | 15142.886 | 15142.886 | 15142.886 | 15142.886 | 15142.886 | 15142.886 | 15142.886 | 15142.886 | 15142.886 | 15142.886 | 15142.886 | 15142.886 | 15142.886 | 15142.886 | 15142.886 | 15142.886 | 15142.886 | 15142.886 | 15142.886 | 15142.886 | 15142.886 | 15142.886 | 15142.886 | 15142.886 | 15142.886 | 15142.886 | 15142.886 | 15142.886 | 15142.886 | 15142.886 | 15142.886 | 15142.886 | 15142.886 | 15142.886 | 15142.886 | 15142.886 | 15142.886 | 15142.886 | 15142.886 | 15142.886 | 15142.886 | 15142.886 | 15142.886 | 15142.886 | 15142.886 | 15142.886 | 15142.886 | 15142.886 | 15142.886 | 15142.886 | 15142.886 | 15142.886 | 15142.886 | 15142.886 | 15142.886 | 15142.886 | 15142.886 | 15142.886 | 15142.886 | 15142.886 | 15142.886 | 15142.886 | 15142.886 | 15142.886 | 15142.886 | 15142.886 | 15142.886 | 15142.886 | 15142.886 | 15142.886 | 15142.886 | 15142.886 | 15142.886 | 15142.886 | 15142.886 | 15142.886 | 15142.886 | 15142.886 | 15142.886 | 15142.886 | 15142.886 | 15142.886 | 15142.886 | 15142.886 | 15142.886 | 15142.886 | 15142.886 | 15142.886 | 15142.886 | 15142.886 | 15142.886 | 15142.886 | 15142.886 | 15142.886 | 15142.886 | 15142.886 | 15142.886 | 15142.886 | 15142.886 | 15142.886 | 15142.886 | 15142.886 | 15142.886 | 15142.886 | 15142.886 | 15142.886 | 15142.886 | 15142.886 | 15142.886 | 15142.886 | 15142.886 | 15142.886 | 15142.886 | 15142.886 | 15142.886 | 15142.886 | 15142.886 | 15142.886 | 15142.886 | 15142.886 | 15142.886 | 15142.886 | 15142.886 | 15142.886 | 15142.886 | 15142.886 | 15142.886 | 15142.886 | 15142.886 | 15142.886 | 15142.886 | 15142.886 | 15142.886 | 15142.886 | 15142.886 | 15142.886 | 15142.886 | 15142.886 | 15142.886 | 15142.886 | 15142.886 | 15142.886 | 15142.886 | 15142.886 | 15142.886 | 15142.886 | 15142.886 | 15142.886 | 15142.886 | 15142.886 | 15142.886 | 15142.886 | 15142.886 | 15142.886 | 15142.886 | 15142.886 | 15142.886 | 15142.886 | 15142.886 | 15142.886 | 15142.886 | 15142.886 | 15142.886 | 15142.886 | 15142.886 | 15142.886 | 15142.886 | 15142.886 | 15142.886 | 15142.886 | 15142.886 | 15142.886 | 15142.886 | 15142.886 | 15142.886 | 15142.886 | 15142.886 | 15142.886 | 15142.886 | 15142.886 | 15142.886 | 15142.886 | 15142.886 | 15142.886 | 15142.886 | 15142.886 | 15142.886 | 15142.886 | 15142.886 | 15142.886 | 15142.886 | 15142.886 | 15142.886 | 15142.886 | 15142.886 | 15142.886 | 15142.886 | 15142.886 | 15142.886 | 15142.886 | 15142.886 | 15142.886 | 15142.886 | 15142.886 | 15142.886 | 15142.886 | 15142.886 | 15142.886 | 15142.886 | 15142.886 | 15142.886 | 15142.886 | 15142.886 | 15142.886 | 15142.886 | 15142.886 | 15142.886 | 15142.886 | 15142.886 | 15142.886 | 15142.886 | 15142.886 | 15142.886 | 15142.886 | 15142.886 | 15142.886 | 15142.886 | 15142.886 | 15142.886 | 15142.886 | 15142.886 | 15142.886 | 15142.886 | 15142.886 | 15142.886 | 15142.886 | 15142.886 | 15142.886 | 15142.886 | 15142.886 | 15142.886 | 15142.886 | 15142.886 | 15142.886 | 15142.886 | 15142.886 | 15142.886 | 15142.886 | 15142.886 | 15142.886 | 15142.886 | 15142.886 | 15142.886 | 15142.886 | 15142.886 | 15142.886 | 15142.886 | 15142.886 | 15142.886 | 15142.886 | 15142.886 | 15142.886 | 15142.886 | 15142.886 | 15142.886 | 15142.886 | 15142.886 | 15142.886 | 15142.886 | 15142.886 | 15142.886 | 15142.886 | 15142.886 | 15142.886 | 15142.886 | 15142.886 | 15142.886 | 15142.886 | 15142.886 | 15142.886 | 15142.886 | 15142.886 | 15142.886 | 15142.886 | 15142.886 | 15142.886 | 15142.886 | 15142.886 | 15142.886 | 15142.886 | 15142.886 | 15142.886 | 15142.886 | 15142.886 | 15142.886 | 15142.886 | 15142.886 | 15142.886 | 15142.886 | 15142.886 | 15142.886 | 15142.886 | 15142.886 | 15142.886 | 15142.886 | 15142.886 | 15142.886 | 15142.886 | 15142.886 | 15142.886 | 15142.886 | 15142.886 | 15142.886 | 15142.886 | 15142.886 | 15142.886 | 15142.886 | 15142.886 | 15142.886 | 15142.886 | 15142.886 | 15142.886 | 15142.886 | 15142.886 | 15142.886 | 15142.886 | 15142.886 | 15142.886 | 15142.886 | 15142.886 | 15142.886 | 15142.886 | 15142.886 | 15142.886 | 15142.886 | 15142.886 | 15142.886 | 15142.886 | 15142.886 | 15142.886 | 15142.886 | 15142.886 | 15142.886 | 15142.886 | 15142.886 | 15142.886 | 15142.886 | 15142.886 | 15142.886 | 15142.886 | 15142.886 | 15142.886 | 15142.886 | 15142.886 | 15142.886 | 15142.886 | 15142.886 | 15142.886 | 15142.886 | 15142.886 | 15142.886 | 15142.886 | 15142.886 | 15142.886 | 15142.886 | 15142.886 | 15142.886 | 15142.886 | 15142.886 | 15142.886 | 15142.886 | 15142.886 | 15142.886 | 15142.886 | 15142.886 | 15142.886 | 15142.886 | 15142.886 | 15142.886 | 15142.886 | 15142.886 | 15142.886 | 15142.886 | 15142.886 | 15142.886 | 15142.886 | 15142.886 | 15142.886 | 15142.886 | 15142.886 | 15142.886 | 15142.886 | 15142.886 | 15142.886 | 15142.886 | 15142.886 | 15142.886 | 15142.886 | 15142.886 | 15142.886 | 15142.886 | 15142.886 | 15142.886 | 15142.886 | 15142.886 | 15142.886 | 15142.886 | 15142.886 | 15142.886 | 15142.886 | 15142.886 | 15142.886 | 15142.886 | 15142.886 | 15142.886 | 15142.886 | 15142.886 | 15142.886 | 15142.886 | 15142.886 | 15142.886 | 15142.886 | 15142.886 | 15142.886 | 15142.886 | 15142.886 | 15142.886 | 15142.886 | 15142.886 | 15142.886 | 15142.886 | 15142.886 | 15142.886 | 15142.886 | 15142.886 | 15142.886 | 15142.886 | 15142.886 | 15142.886 | 15142.886 | 15142.886 | 15142.886 | 15142.886 | 15142.886 | 15142.886 | 15142.886 | 15142.886 | 15142.886 | 15142.886 | 15142.886 | 15142.886 | 15142.886 | 15142.886 | 15142.886 | 15142.886 | 15142.886 | 15142.886 | 15142.886 | 15142.886 | 15142.886 | 15142.886 | 15142.886 | 15142.886 | 15142.886 | 15142.886 | 15142.886 | 15142.886 | 15142.886 | 15142.886 | 15142.886 | 15142.886 | 15142.886 | 15142.886 | 15142.886 | 15142.886 | 15142.886 | 15142.886 | 15142.886 | 15142.886 | 15142.886 | 15142.886 | 15142.886 | 15142.886 | 15142.886 | 15142.886 | 15142.886 | 15142.886 | 15142.886 | 15142.886 | 15142.886 | 15142.886 | 15142.886 | 15142.886 | 15142.886 | 15142.886 | 15142.886 | 15142.886 | 15142.886 | 15142.886 | 15142.886 | 15142.886 | 15142.886 | 15142.886 | 15142.886 | 15142.886 | 15142.886 | 15142.886 | 15142.886 | 15142.886 | 15142.886 | 15142.886 | 15142.886 | 15142.886 | 15142.886 | 15142.886 | 15142.886 | 15142.886 | 15142.886 | 15142.886 | 15142.886 | 15142.886 | 15142.886 | 15142.886 | 15142.886 | 15142.886 | 15142.886 | 15142.886 | 15142.886 | 15142.886 | 15142.886 | 15142.886 | 15142.886 | 15142.886 | 15142.886 | 15142.886 | 15142.886 | 15142.886 | 15142.886 | 15142.886 | 15142.886 | 15142.886 | 15142.886 | 15142.886 | 15142.886 | 15142.886 | 15142.886 | 15142.886 | 15142.886 | 15142.886 | 15142.886 | 15142.886 | 15142.886 | 15142.886 | 15142.886 | 15142.886 | 15142.886 | 15142.886 | 15142.886 | 15142.886 | 15142.886 | 15142.886 | 15142.886 | 15142.886 | 15142.886 | 15142.886 | 15142.886 | 15142.886 | 15142.886 | 15142.886 | 15142.886 | 15142.886 | 15142.886 | 15142.886 | 15142.886 | 15142.886 | 15142.886 | 15142.886 | 15142.886 | 15142.886 | 15142.886 | 15142.886 | 15142.886 | 15142.886 | 15142.886 | 15142.886 | 15142.886 | 15142.886 | 15142.886 | 15142.886 | 15142.886 | 15142.886 | 15142.886 | 15142.886 | 15142.886 | 15142.886 | 15142.886 | 15142.886 | 15142.886 | 15142.886 | 15142.886 | 15142.886 | 15142.886 | 15142.886 | 15142.886 | 15142.886 | 15142.886 | 15142.886 | 15142.886 | 15142.886 | 15142.886 | 15142.886 | 15142.886 | 15142.886 | 15142.886 | 15142.886 | 15142.886 | 15142.886 | 15142.886 | 15142.886 | 15142.886 | 15142.886 | 15142.886 | 15142.886 | 15142.886 | 15142.886 | 15142.886 | 15142.886 | 15142.886 | 15142.886 | 15142.886 | 15142.886 | 15142.886 | 15142.886 | 15142.886 | 15142.886 | 15142.886 | 15142.886 | 15142.886 | 15142.886 | 15142.886 | 15142.886 | 15142.886 | 15142.886 | 15142.886 | 15142.886 | 15142.886 | 15142.886 | 15142.886 | 15142.886 | 15142.886 | 15142.886 | 15142.886 | 15142.886 | 15142.886 | 15142.886 | 15142.886 | 15142.886 | 15142.886 | 15142.886 | 15142.886 | 15142.886 | 15142.886 | 15142.886 | 15142.886 | 15142.886 | 15142.886 | 15142.886 | 15142.886 | 15142.886 | 15142.886 | 15142.886 | 15142.886 | 15142.886 | 15142.886 | 15142.886 | 15142.886 | 15142.886 | 15142.886 | 15142.886 | 15142.886 | 15142.886 | 15142.886 | 15142.886 | 15142.886 | 15142.886 | 15142.886 | 15142.886 | 15142.886 | 15142.886 | 15142.886 | 15142.886 | 15142.886 | 15142.886 | 15142.886 | 15142.886 | 15142.886 | 15142.886 | 15142.886 | 15142.886 | 15142.886 | 15142.886 | 15142.886 | 15142.886 | 15142.886 | 15142.886 | 15142.886 | 15142.886 | 15142.886 | 15142.886 | 15142.886 | 15142.886 | 15142.886 | 15142.886 | 15142.886 | 15142.886 | 15142.886 | 15142.886 | 15142.886 | 15142.886 | 15142.886 | 15142.886 | 15142.886 | 15142.886 | 15142.886 | 15142.886 | 15142.886 | 15142.886 | 15142.886 | 15142.886 | 15142.886 | 15142.886 | 15142.886 | 15142.886 | 15142.886 | 15142.886 | 15142.886 | 15142.886 | 15142.886 | 15142.886 | 15142.886 | 15142.886 | 15142.886 | 15142.886 | 15142.886 | 15142.886 | 15142.886 | 15142.886 | 15142.886 | 15142.886 | 15142.886 | 15142.886 | 15142.886 | 15142.886 | 15142.886 | 15142.886 | 15142.886 | 15142.886 | 15142.886 | 15142.886 | 15142.886 | 15142.886 | 15142.886 | 15142.886 | 15142.886 | 15142.886 | 15142.886 | 15142.886 | 15142.886 | 15142.886 | 15142.886 | 15142.886 | 15142.886 | 15142.886 | 15142.886 | 15142.886 | 15142.886 | 15142.886 | 15142.886 | 15142.886 | 15142.886 | 15142.886 | 15142.886 | 15142.886 | 15142.886 | 15142.886 | 15142.886 | 15142.886 | 15142.886 | 15142.886 | 15142.886 | 15142.886 | 15142.886 | 15142.886 | 15142.886 | 15142.886 | 15142.886 | 15142.886 | 15142.886 | 15142.886 | 15142.886 | 15142.886 | 15142.886 | 15142.886 | 15142.886 | 15142.886 | 15142.886 | 15142.886 | 15142.886 | 15142.886 | 15142.886 | 15142.886 | 15142.886 | 15142.886 | 15142.886 | 15142.886 | 15142.886 | 15142.886 | 15142.886 | 15142.886 | 15142.886 | 15142.886 | 15142.886 | 15142.886 | 15142.886 | 15142.886 | 15142.886 | 15142.886 | 15142.886 | 15142.886 | 15142.886 | 15142.886 | 15142.886 | 15142.886 | 15142.886 | 15142.886 | 15142.886 | 15142.886 | 15142.886 | 15142.886 | 15142.886 | 15142.886 | 15142.886 | 15142.886 | 15142.886 | 15142.886 | 15142.886 | 15142.886 | 15142.886 | 15142.886 | 15142.886 | 15142.886 | 15142.886 | 15142.886 | 15142.886 | 15142.886 | 15142.886 | 15142.886 | 15142.886 | 15142.886 | 15142.886 | 15142.886 | 15142.886 | 15142.886 | 15142.886 | 15142.886 | 15142.886 | 15142.886 | 15142.886 | 15142.886 | 15142.886 | 15142.886 | 15142.886 | 15142.886 | 15142.886 | 15142.886 | 15142.886 | 15142.886 | 15142.886 | 15142.886 | 15142.886 | 15142.886 | 15142.886 | 15142.886 | 15142.886 | 15142.886 | 15142.886 | 15142.886 | 15142.886 | 15142.886 | 15142.886 | 15142.886 | 15142.886 | 15142.886 | 15142.886 | 15142.886 | 15142.886 | 15142.886 | 15142.886 | 15142.886 | 15142.886 | 15142.886 | 15142.886 | 15142.886 | 15142.886 | 15142.886 | 15142.886 | 15142.886 | 15142.886 | 15142.886 | 15142.886 | 15142.886 | 15142.886 | 15142.886 | 15142.886 | 15142.886 | 15142.886 | 15142.886 | 15142.886 | 15142.886 | 15142.886 | 15142.886 | 15142.886 | 15142.886 | 15142.886 | 15142.886 | 15142.886 | 15142.886 | 15142.886 | 15142.886 | 15142.886 | 15142.886 | 15142.886 | 15142.886 | 15142.886 | 15142.886 | 15142.886 | 15142.886 | 15142.886 | 15142.886 | 15142.886 | 15142.886 | 15142.886 | 15142.886 | 15142.886 | 15142.886 | 15142.886 | 15142.886 | 15142.886 | 15142.886 | 15142.886 | 15142.886 | 15142.886 | 15142.886 | 15142.886 | 15142.886 | 15142.886 | 15142.886 | 15142.886 | 15142.886 | 15142.886 | 15142.886 | 15142.886 | 15142.886 | 15142.886 | 15142.886 | 15142.886 | 15142.886 | 15142.886 | 15142.886 | 15142.886 | 15142.886 | 15142.886 | 15142.886 | 15142.886 | 15142.886 | 15142.886 | 15142.886 | 15142.886 | 15142.886 | 15142.886 | 15142.886 | 15142.886 | 15142.886 | 15142.886 | 15142.886 | 15142.886 | 15142.886 | 15142.886 | 15142.886 | 15142.886 | 15142.886 | 15142.886 | 15142.886 | 15142.886 | 15142.886 | 15142.886 | 15142.886 | 15142.886 | 15142.886 | 15142.886 | 15142.886 | 15142.886 | 15142.886 | 15142.886 | 15142.886 | 15142.886 | 15142.886 | 15142.886 | 15142.886 | 15142.886 | 15142.886 | 15142.886 | 15142.886 | 15142.886 | 15142.886 | 15142.886 | 15142.886 | 15142.886 | 15142.886 | 15142.886 | 15142.886 | 15142.886 | 15142.886 | 15142.886 | 15142.886 | 15142.886 | 15142.886 | 15142.886 | 15142.886 | 15142.886 | 15142.886 | 15142.886 | 15142.886 | 15142.886 | 15142.886 | 15142.886 | 15142.886 | 15142.886 | 15142.886 | 15142.886 | 15142.886 | 15142.886 | 15142.886 | 15142.886 | 15142.886 | 15142.886 | 15142.886 | 15142.886 | 15142.886 | 15142.886 | 15142.886 | 15142.886 | 15142.886 | 15142.886 | 15142.886 | 15142.886 | 15142.886 | 15142.886 | 15142.886 | 15142.886 | 15142.886 | 15142.886 | 15142.886 | 15142.886 | 15142.886 | 15142.886 | 15142.886 | 15142.886 | 15142.886 | 15142.886 | 15142.886 | 15142.886 | 15142.886 | 15142.886 | 15142.886 | 15142.886 | 15142.886 | 15142.886 | 15142.886 | 15142.886 | 15142.886 | 15142.886 | 15142.886 | 15142.886 | 15142.886 | 15142.886 | 15142.886 | 15142.886 | 15142.886 | 15142.886 | 15142.886 | 15142.886 | 15142.886 | 15142.886 | 15142.886 | 15142.886 | 15142.886 | 15142.886 | 15142.886 | 15142.886 | 15142.886 | 15142.886 | 15142.886 | 15142.886 | 15142.886 | 15142.886 | 15142.886 | 15142.886 | 15142.886 | 15142.886 | 15142.886 | 15142.886 | 15142.886 | 15142.886 | 15142.886 | 15142.886 | 15142.886 | 15142.886 | 15142.886 | 15142.886 | 15142.886 | 15142.886 | 15142.886 | 15142.886 | 15142.886 | 15142.886 | 15142.886 | 15142.886 | 15142.886 | 15142.886 | 15142.886 | 15142.886 | 15142.886 | 15142.886 | 15142.886 | 15142.886 | 15142.886 | 15142.886 | 15142.886 | 15142.886 | 15142.886 | 15142.886 | 15142.886 | 15142.886 | 15142.886 | 15142.886 | 15142.886 | 15142.886 | 15142.886 | 15142.886 | 15142.886 | 15142.886 | 15142.886 | 15142.886 | 15142.886 | 15142.886 | 15142.886 | 15142.886 | 15142.886 | 15142.886 | 15142.886 | 15142.886 | 15142.886 | 15142.886 | 15142.886 | 15142.886 | 15142.886 | 15142.886 | 15142.886 | 15142.886 | 15142.886 | 15142.886 | 15142.886 | 15142.886 | 15142.886 | 15142.886 | 15142.886 | 15142.886 | 15142.886 | 15142.886 | 15142.886 | 15142.886 | 15142.886 | 15142.886 | 15142.886 | 15142.886 | 15142.886 | 15142.886 | 15142.886 | 15142.886 | 15142.886 | 15142.886 | 15142.886 | 15142.886 | 15142.886 | 15142.886 | 15142.886 | 15142.886 | 15142.886 | 15142.886 | 15142.886 | 15142.886 | 15142.886 | 15142.886 | 15142.886 | 15142.886 | 15142.886 | 15142.886 | 15142.886 | 15142.886 | 15142.886 | 15142.886 | 15142.886 | 15142.886 | 15142.886 | 15142.886 | 15142.886 | 15142.886 | 15142.886 | 15142.886 | 15142.886 | 15142.886 | 15142.886 | 15142.886 | 15142.886 | 15142.886 | 15142.886 | 15142.886 | 15142.886 | 15142.886 | 15142.886 | 15142.886 | 15142.886 | 15142.886 | 15142.886 | 15142.886 | 15142.886 | 15142.886 | 15142.886 | 15142.886 | 15142.886 | 15142.886 | 15142.886 | 15142.886 | 15142.886 | 15142.886 | 15142.886 | 15142.886 | 15142.886 | 15142.886 | 15142.886 | 15142.886 | 15142.886 | 15142.886 | 15142.886 | 15142.886 | 15142.886 | 15142.886 | 15142.886 | 15142.886 | 15142.886 | 15142.886 | 15142.886 | 15142.886 | 15142.886 | 15142.886 | 15142.886 | 15142.886 | 15142.886 | 15142.886 | 15142.886 | 15142.886 | 15142.886 | 15142.886 | 15142.886 | 15142.886 | 15142.886 | 15142.886 | 15142.886 | 15142.886 | 15142.886 | 15142.886 | 15142.886 | 15142.886 | 15142.886 | 15142.886 | 15142.886 | 15142.886 | 15142.886 | 15142.886 | 15142.886 | 15142.886 | 15142.886 | 15142.886 | 15142.886 | 15142.886 | 15142.886 | 15142.886 | 15142.886 | 15142.886 | 15142.886 | 15142.886 | 15142.886 | 15142.886 | 15142.886 | 15142.886 | 15142.886 | 15142.886 | 15142.886 | 15142.886 | 15142.886 | 15142.886 | 15142.886 | 15142.886 | 15142.886 | 15142.886 | 15142.886 | 15142.886 | 15142.886 | 15142.886 | 15142.886 | 15142.886 | 15142.886 | 15142.886 | 15142.886 | 15142.886 | 15142.886 | 15142.886 | 15142.886 | 15142.886 | 15142.886 | 15142.886 | 15142.886 | 15142.886 | 15142.886 | 15142.886 | 15142.886 | 15142.886 | 15142.886 | 15142.886 | 15142.886 | 15142.886 | 15142.886 | 15142.886 | 15142.886 | 15142.886 | 15142.886 | 15142.886 | 15142.886 | 15142.886 | 15142.886 | 15142.886 | 15142.886 | 15142.886 | 15142.886 | 15142.886 | 15142.886 | 15142.886 | 15142.886 | 15142.886 | 15142.886 | 15142.886 | 15142.886 | 15142.886 | 15142.886 | 15142.886 | 15142.886 | 15142.886 | 15142.886 | 15142.886 | 15142.886 | 15142.886 | 15142.886 | 15142.886 | 15142.886 | 15142.886 | 15142.886 | 15142.886 | 15142.886 | 15142.886 | 15142.886 | 15142.886 | 15142.886 | 15142.886 | 15142.886 | 15142.886 | 15142.886 | 15142.886 | 15142.886 | 15142.886 | 15142.886 | 15142.886 | 15142.886 | 15142.886 | 15142.886 | 15142.886 | 15142.886 | 15142.886 | 15142.886 | 15142.886 | 15142.886 | 15142.886 | 15142.886 | 15142.886 | 15142.886 | 15142.886 | 15142.886 | 15142.886 | 15142.886 | 15142.886 | 15142.886 | 15142.886 | 15142.886 | 15142.886 | 15142.886 | 15142.886 | 15142.886 | 15142.886 | 15142.886 | 15142.886 | 15142.886 | 15142.886 | 15142.886 | 15142.886 | 15142.886 | 15142.886 | 15142.886 | 15142.886 | 15142.886 | 15142.886 | 15142.886 | 15142.886 | 15142.886 | 15142.886 | 15142.886 | 15142.886 | 15142.886 | 15142.886 | 15142.886 | 15142.886 | 15142.886 | 15142.886 | 15142.886 | 15142.886 | 15142.886 | 15142.886 | 15142.886 | 15142.886 | 15142.886 | 15142.886 | 15142.886 | 15142.886 | 15142.886 | 15142.886 | 15142.886 | 15142.886 | 15142.886 | 15142.886 | 15142.886 | 15142.886 | 15142.886 | 15142.886 | 15142.886 | 15142.886 | 15142.886 | 15142.886 | 15142.886 | 15142.886 | 15142.886 | 15142.886 | 15142.886 | 15142.886 | 15142.886 | 15142.886 | 15142.886 | 15142.886 | 15142.886 | 15142.886 | 15142.886 | 15142.886 | 15142.886 | 15142.886 | 15142.886 | 15142.886 | 15142.886 | 15142.886 | 15142.886 | 15142.886 | 15142.886 | 15142.886 | 15142.886 | 15142.886 | 15142.886 | 15142.886 | 15142.886 | 15142.886 | 15142.886 | 15142.886 | 15142.886 | 15142.886 | 15142.886 | 15142.886 | 15142.886 | 15142.886 | 15142.886 | 15142.886 | 15142.886 | 15142.886 | 15142.886 | 15142.886 | 15142.886 | 15142.886 | 15142.886 | 15142.886 | 15142.886 | 15142.886 | 15142.886 | 15142.886 | 15142.886 | 15142.886 | 15142.886 | 15142.886 | 15142.886 | 15142.886 | 15142.886 | 15142.886 | 15142.886 | 15142.886 | 15142.886 | 15142.886 | 15142.886 | 15142.886 | 15142.886 | 15142.886 | 15142.886 | 15142.886 | 15142.886 | 15142.886 | 15142.886 | 15142.886 | 15142.886 | 15142.886 | 15142.886 | 15142.886 | 15142.886 | 15142.886 | 15142.886 | 15142.886 | 15142.886 | 15142.886 | 15142.886 | 15142.886 | 15142.886 | 15142.886 | 15142.886 | 15142.886 | 15142.886 | 15142.886 | 15142.886 | 15142.886 | 15142.886 | 15142.886 | 15142.886 | 15142.886 | 15142.886 | 15142.886 | 15142.886 | 15142.886 | 15142.886 | 15142.886 | 15142.886 | 15142.886 | 15142.886 | 15142.886 | 15142.886 | 15142.886 | 15142.886 | 15142.886 | 15142.886 | 15142.886 | 15142.886 | 15142.886 | 15142.886 | 15142.886 | 15142.886 | 15142.886 | 15142.886 | 15142.886 | 15142.886 | 15142.886 | 15142.886 | 15142.886 | 15142.886 | 15142.886 | 15142.886 | 15142.886 | 15142.886 | 15142.886 | 15142.886 | 15142.886 | 15142.886 | 15142.886 | 15142.886 | 15142.886 | 15142.886 | 15142.886 | 15142.886 | 15142.886 | 15142.886 | 15142.886 | 15142.886 | 15142.886 | 15142.886 | 15142.886 | 15142.886 | 15142.886 | 15142.886 | 15142.886 | 15142.886 | 15142.886 | 15142.886 | 15142.886 | 15142.886 | 15142.886 | 15142.886 | 15142.886 | 15142.886 | 15142.886 | 15142.886 | 15142.886 | 15142.886 | 15142.886 | 15142.886 | 15142.886 | 15142.886 | 15142.886 | 15142.886 | 15142.886 | 15142.886 | 15142.886 | 15142.886 | 15142.886 | 15142.886 | 15142.886 | 15142.886 | 15142.886 | 15142.886 | 15142.886 | 15142.886 | 15142.886 | 15142.886 | 15142.886 | 15142.886 | 15142.886 | 15142.886 | 15142.886 | 15142.886 | 15142.886 | 15142.886 | 15142.886 | 15142.886 | 15142.886 | 15142.886 | 15142.886 | 15142.886 | 15142.886 | 15142.886 | 15142.886 | 15142.886 | 15142.886 | 15142.886 | 15142.886 | 15142.886 | 15142.886 | 15142.886 | 15142.886 | 15142.886 | 15142.886 | 15142.886 | 15142.886 | 15142.886 | 15142.886 | 15142.886 | 15142.886 | 15142.886 | 15142.886 | 15142.886 | 15142.886 | 15142.886 | 15142.886 | 15142.886 | 15142.886 | 15142.886 | 15142.886 | 15142.886 | 15142.886 | 15142.886 | 15142.886 | 15142.886 | 15142.886 | 15142.886 | 15142.886 | 15142.886 | 15142.886 | 15142.886 | 15142.886 | 15142.886 | 15142.886 | 15142.886 | 15142.886 | 15142.886 | 15142.886 | 15142.886 | 15142.886 | 15142.886 | 15142.886 | 15142.886 | 15142.886 | 15142.886 | 15142.886 | 15142.886 | 15142.886 | 15142.886 | 15142.886 | 15142.886 | 15142.886 | 15142.886 | 15142.886 | 15142.886 | 15142.886 | 15142.886 | 15142.886 | 15142.886 | 15142.886 | 15142.886 | 15142.886 | 15142.886 | 15142.886 | 15142.886 | 15142.886 | 15142.886 | 15142.886 | 15142.886 | 15142.886 | 15142.886 | 15142.886 | 15142.886 | 15142.886 | 15142.886 | 15142.886 | 15142.886 | 15142.886 | 15142.886 | 15142.886 | 15142.886 | 15142.886 | 15142.886 | 15142.886 | 15142.886 | 15142.886 | 15142.886 | 15142.886 | 15142.886 | 15142.886 | 15142.886 | 15142.886 | 15142.886 | 15142.886 | 15142.886 | 15142.886 | 15142.886 | 15142.886 | 15142.886 | 15142.886 | 15142.886 | 15142.886 | 15142.886 | 15142.886 | 15142.886 | 15142.886 | 15142.886 | 15142.886 | 15142.886 | 15142.886 | 15142.886 | 15142.886 | 15142.886 | 15142.886 | 15142.886 | 15142.886 | 15142.886 | 15142.886 | 15142.886 | 15142.886 | 15142.886 | 15142.886 | 15142.886 | 15142.886 | 15142.886 | 15142.886 | 15142.886 | 15142.886 | 15142.886 | 15142.886 | 15142.886 | 15142.886 | 15142.886 | 15142.886 | 15142.886 | 15142.886 | 15142.886 | 15142.886 | 15142.886 | 15142.886 | 15142.886 | 15142.886 | 15142.886 | 15142.886 | 15142.886 | 15142.886 | 15142.886 | 15142.886 | 15142.886 | 15142.886 | 15142.886 | 15142.886 | 15142.886 | 15142.886 | 15142.886 | 15142.886 | 15142.886 | 15142.886 | 15142.886 | 15142.886 | 15142.886 | 15142.886 | 15142.886 | 15142.886 | 15142.886 | 15142.886 | 15142.886 | 15142.886 | 15142.886 | 15142.886 | 15142.886 | 15142.886 | 15142.886 | 15142.886 | 15142.886 | 15142.886 | 15142.886 | 15142.886 | 15142.886 | 15142.886 | 15142.886 | 15142.886 | 15142.886 | 15142.886 | 15142.886 | 15142.886 | 15142.886 | 15142.886 | 15142.886 | 15142.886 | 15142.886 | 15142.886 | 15142.886 | 15142.886 | 15142.886 | 15142.886 | 15142.886 | 15142.886 | 15142.886 | 15142.886 | 15142.886 | 15142.886 | 15142.886 | 15142.886 | 15142.886 | 15142.886 | 15142.886 | 15142.886 | 15142.886 | 15142.886 | 15142.886 | 15142.886 | 15142.886 | 15142.886 | 15142.886 | 15142.886 | 15142.886 | 15142.886 | 15142.886 | 15142.886 | 15142.886 | 15142.886 | 15142.886 | 15142.886 | 15142.886 | 15142.886 | 15142.886 | 15142.886 | 15142.886 | 15142.886 | 15142.886 | 15142.886 | 15142.886 | 15142.886 | 15142.886 | 15142.886 | 15142.886 | 15142.886 | 15142.886 | 15142.886 | 15142.886 | 15142.886 | 15142.886 | 15142.886 | 15142.886 | 15142.886 | 15142.886 | 15142.886 | 15142.886 | 15142.886 | 15142.886 | 15142.886 | 15142.886 | 15142.886 | 15142.886 | 15142.886 | 15142.886 | 15142.886 | 15142.886 | 15142.886 | 15142.886 | 15142.886 | 15142.886 | 15142.886 | 15142.886 | 15142.886 | 15142.886 | 15142.886 | 15142.886 | 15142.886 | 15142.886 | 15142.886 | 15142.886 | 15142.886 | 15142.886 | 15142.886 | 15142.886 | 15142.886 | 15142.886 | 15142.886 | 15142.886 | 15142.886 | 15142.886 | 15142.886 | 15142.886 | 15142.886 | 15142.886 | 15142.886 | 15142.886 | 15142.886 | 15142.886 | 15142.886 | 15142.886 | 15142.886 | 15142.886 | 15142.886 | 15142.886 | 15142.886 | 15142.886 | 15142.886 | 15142.886 | 15142.886 | 15142.886 | 15142.886 | 15142.886 | 15142.886 | 15142.886 | 15142.886 | 15142.886 | 15142.886 | 15142.886 | 15142.886 | 15142.886 | 15142.886 | 15142.886 | 15142.886 | 15142.886 | 15142.886 | 15142.886 | 15142.886 | 15142.886 | 15142.886 | 15142.886 | 15142.886 | 15142.886 | 15142.886 | 15142.886 | 15142.886 | 15142.886 | 15142.886 | 15142.886 | 15142.886 | 15142.886 | 15142.886 | 15142.886 | 15142.886 | 15142.886 | 15142.886 | 15142.886 | 15142.886 | 15142.886 | 15142.886 | 15142.886 | 15142.886 | 15142.886 | 15142.886 | 15142.886 | 15142.886 | 15142.886 | 15142.886 | 15142.886 | 15142.886 | 15142.886 | 15142.886 | 15142.886 | 15142.886 | 15142.886 | 15142.886 | 15142.886 | 15142.886 | 15142.886 | 15142.886 | 15142.886 | 15142.886 | 15142.886 | 15142.886 | 15142.886 | 15142.886 | 15142.886 | 15142.886 | 15142.886 | 15142.886 | 15142.886 | 15142.886 | 15142.886 | 15142.886 | 15142.886 | 15142.886 | 15142.886 | 15142.886 | 15142.886 | 15142.886 | 15142.886 | 15142.886 | 15142.886 | 15142.886 | 15142.886 | 15142.886 | 15142.886 | 15142.886 | 15142.886 | 15142.886 | 15142.886 | 15142.886 | 15142.886 | 15142.886 | 15142.886 | 15142.886 | 15142.886 | 15142.886 | 15142.886 | 15142.886 | 15142.886 | 15142.886 | 15142.886 | 15142.886 | 15142.886 | 15142.886 | 15142.886 | 15142.886 | 15142.886 | 15142.886 | 15142.886 | 15142.886 | 15142.886 | 15142.886 | 15142.886 | 15142.886 | 15142.886 | 15142.886 | 15142.886 | 15142.886 | 15142.886 | 15142.886 | 15142.886 | 15142.886 | 15142.886 | 15142.886 | 15142.886 | 15142.886 | 15142.886 | 15142.886 | 15142.886 | 15142.886 | 15142.886 | 15142.886 | 15142.886 | 15142.886 | 15142.886 | 15142.886 | 15142.886 | 15142.886 | 15142.886 | 15142.886 | 15142.886 | 15142.886 | 15142.886 | 15142.886 | 15142.886 | 15142.886 | 15142.886 | 15142.886 | 15142.886 | 15142.886 | 15142.886 | 15142.886 | 15142.886 | 15142.886 | 15142.886 | 15142.886 | 15142.886 | 15142.886 | 15142.886 | 15142.886 | 15142.886 | 15142.886 | 15142.886 | 15142.886 | 15142.886 | 15142.886 | 15142.886 | 15142.886 | 15142.886 | 15142.886 | 15142.886 | 15142.886 | 15142.886 | 15142.886 | 15142.886 | 15142.886 | 15142.886 | 15142.886 | 15142.886 | 15142.886 | 15142.886 | 15142.886 | 15142.886 | 15142.886 | 15142.886 | 15142.886 | 15142.886 | 15142.886 | 15142.886 | 15142.886 | 15142.886 | 15142.886 | 15142.886 | 15142.886 | 15142.886 | 15142.886 | 15142.886 | 15142.886 | 15142.886 | 15142.886 | 15142.886 | 15142.886 | 15142.886 | 15142.886 | 15142.886 | 15142.886 | 15142.886 | 15142.886 | 15142.886 | 15142.886 | 15142.886 | 15142.886 | 15142.886 | 15142.886 | 15142.886 | 15142.886 | 15142.886 | 15142.886 | 15142.886 | 15142.886 | 15142.886 | 15142.886 | 15142.886 | 15142.886 | 15142.886 | 15142.886 | 15142.886 | 15142.886 | 15142.886 | 15142.886 | 15142.886 | 15142.886 | 15142.886 | 15142.886 | 15142.886 | 15142.886 | 15142.886 | 15142.886 | 15142.886 | 15142.886 | 15142.886 | 15142.886 | 15142.886 | 15142.886 | 15142.886 | 15142.886 | 15142.886 | 15142.886 | 15142.886 | 15142.886 | 15142.886 | 15142.886 | 15142.886 | 15142.886 | 15142.886 | 15142.886 | 15142.886 | 15142.886 | 15142.886 | 15142.886 | 15142.886 | 15142.886 | 15142.886 | 15142.886 | 15142.886 | 15142.886 | 15142.886 | 15142.886 | 15142.886 | 15142.886 | 15142.886 | 15142.886 | 15142.886 | 15142.886 | 15142.886 | 15142.886 | 15142.886 | 15142.886 | 15142.886 | 15142.886 | 15142.886 | 15142.886 | 15142.886 | 15142.886 | 15142.886 | 15142.886 | 15142.886 | 15142.886 | 15142.886 | 15142.886 | 15142.886 | 15142.886 | 15142.886 | 15142.886 | 15142.886 | 15142.886 | 15142.886 | 15142.886 | 15142.886 | 15142.886 | 15142.886 | 15142.886 | 15142.886 | 15142.886 | 15142.886 | 15142.886 | 15142.886 | 15142.886 | 15142.886 | 15142.886 | 15142.886 | 15142.886 | 15142.886 | 15142.886 | 15142.886 | 15142.886 | 15142.886 | 15142.886 | 15142.886 | 15142.886 | 15142.886 | 15142.886 | 15142.886 | 15142.886 | 15142.886 | 15142.886 | 15142.886 | 15142.886 | 15142.886 | 15142.886 | 15142.886 | 15142.886 | 15142.886 | 15142.886 | 15142.886 | 15142.886 | 15142.886 | 15142.886 | 15142.886 | 15142.886 | 15142.886 | 15142.886 | 15142.886 | 15142.886 | 15142.886 | 15142.886 | 15142.886 | 15142.886 | 15142.886 | 15142.886 | 15142.886 | 15142.886 | 15142.886 | 15142.886 | 15142.886 | 15142.886 | 15142.886 | 15142.886 | 15142.886 | 15142.886 | 15142.886 | 15142.886 | 15142.886 | 15142.886 | 15142.886 | 15142.886 | 15142.886 | 15142.886 | 15142.886 | 15142.886 | 15142.886 | 15142.886 | 15142.886 | 15142.886 | 15142.886 | 15142.886 | 15142.886 | 15142.886 | 15142.886 | 15142.886 | 15142.886 | 15142.886 | 15142.886 | 15142.886 | 15142.886 | 15142.886 | 15142.886 | 15142.886 | 15142.886 | 15142.886 | 15142.886 | 15142.886 | 15142.886 | 15142.886 | 15142.886 | 15142.886 | 15142.886 | 15142.886 | 15142.886 | 15142.886 | 15142.886 | 15142.886 | 15142.886 | 15142.886 | 15142.886 | 15142.886 | 15142.886 | 15142.886 | 15142.886 | 15142.886 | 15142.886 | 15142.886 | 15142.886 | 15142.886 | 15142.886 | 15142.886 | 15142.886 | 15142.886 | 15142.886 | 15142.886 | 15142.886 | 15142.886 | 15142.886 | 15142.886 | 15142.886 | 15142.886 | 15142.886 | 15142.886 | 15142.886 | 15142.886 | 15142.886 | 15142.886 | 15142.886 | 15142.886 | 15142.886 | 15142.886 | 15142.886 | 15142.886 | 15142.886 | 15142.886 | 15142.886 | 15142.886 | 15142.886 | 15142.886 | 15142.886 | 15142.886 | 15142.886 | 15142.886 | 15142.886 | 15142.886 | 15142.886 | 15142.886 | 15142.886 | 15142.886 | 15142.886 | 15142.886 | 15142.886 | 15142.886 | 15142.886 | 15142.886 | 15142.886 | 15142.886 | 15142.886 | 15142.886 | 15142.886 | 15142.886 | 15142.886 | 15142.886 | 15142.886 | 15142.886 | 15142.886 | 15142.886 | 15142.886 | 15142.886 | 15142.886 | 15142.886 | 15142.886 | 15142.886 | 15142.886 | 15142.886 | 15142.886 | 15142.886 | 15142.886 | 15142.886 | 15142.886 | 15142.886 | 15142.886 | 15142.886 | 15142.886 | 15142.886 | 15142.886 | 15142.886 | 15142.886 | 15142.886 | 15142.886 | 15142.886 | 15142.886 | 15142.886 | 15142.886 | 15142.886 | 15142.886 | 15142.886 | 15142.886 | 15142.886 | 15142.886 | 15142.886 | 15142.886 | 15142.886 | 15142.886 | 15142.886 | 15142.886 | 15142.886 | 15142.886 | 15142.886 | 15142.886 | 15142.886 | 15142.886 | 15142.886 | 15142.886 | 15142.886 | 15142.886 | 15142.886 | 15142.886 | 15142.886 | 15142.886 | 15142.886 | 15142.886 | 15142.886 | 15142.886 | 15142.886 | 15142.886 | 15142.886 | 15142.886 | 15142.886 | 15142.886 | 15142.886 | 15142.886 | 15142.886 | 15142.886 | 15142.886 | 15142.886 | 15142.886 | 15142.886 | 15142.886 | 15142.886 | 15142.886 | 15142.886 | 15142.886 | 15142.886 | 15142.886 | 15142.886 | 15142.886 | 15142.886 | 15142.886 | 15142.886 | 15142.886 | 15142.886 | 15142.886 | 15142.886 | 15142.886 | 15142.886 | 15142.886 | 15142.886 | 15142.886 | 15142.886 | 15142.886 | 15142.886 | 15142.886 | 15142.886 | 15142.886 | 15142.886 | 15142.886 | 15142.886 | 15142.886 | 15142.886 | 15142.886 | 15142.886 | 15142.886 | 15142.886 | 15142.886 | 15142.886 | 15142.886 | 15142.886 | 15142.886 | 15142.886 | 15142.886 | 15142.886 | 15142.886 | 15142.886 | 15142.886 | 15142.886 | 15142.886 | 15142.886 | 15142.886 | 15142.886 | 15142.886 | 15142.886 | 15142.886 | 15142.886 | 15142.886 | 15142.886 | 15142.886 | 15142.886 | 15142.886 | 15142.886 | 15142.886 | 15142.886 | 15142.886 | 15142.886 | 15142.886 | 15142.886 | 15142.886 | 15142.886 | 15142.886 | 15142.886 | 15142.886 | 15142.886 | 15142.886 | 15142.886 | 15142.886 | 15142.886 | 15142.886 | 15142.886 | 15142.886 | 15142.886 | 15142.886 | 15142.886 | 15142.886 | 15142.886 | 15142.886 | 15142.886 | 15142.886 | 15142.886 | 15142.886 | 15142.886 | 15142.886 | 15142.886 | 15142.886 | 15142.886 | 15142.886 | 15142.886 | 15142.886 | 15142.886 | 15142.886 | 15142.886 | 15142.886 | 15142.886 | 15142.886 | 15142.886 | 15142.886 | 15142.886 | 15142.886 | 15142.886 | 15142.886 | 15142.886 | 15142.886 | 15142.886 | 15142.886 | 15142.886 | 15142.886 | 15142.886 | 15142.886 | 15142.886 | 15142.886 | 15142.886 | 15142.886 | 15142.886 | 15142.886 | 15142.886 | 15142.886 | 15142.886 | 15142.886 | 15142.886 | 15142.886 | 15142.886 | 15142.886 | 15142.886 | 15142.886 | 15142.886 | 15142.886 | 15142.886 | 15142.886 | 15142.886 | 15142.886 | 15142.886 | 15142.886 | 15142.886 | 15142.886 | 15142.886 | 15142.886 | 15142.886 | 15142.886 | 15142.886 | 15142.886 | 15142.886 | 15142.886 | 15142.886 | 15142.886 | 15142.886 | 15142.886 | 15142.886 | 15142.886 | 15142.886 | 15142.886 | 15142.886 | 15142.886 | 15142.886 | 15142.886 | 15142.886 | 15142.886 | 15142.886 | 15142.886 | 15142.886 | 15142.886 | 15142.886 | 15142.886 | 15142.886 | 15142.886 | 15142.886 | 15142.886 | 15142.886 | 15142.886 | 15142.886 | 15142.886 | 15142.886 | 15142.886 | 15142.886 | 15142.886 | 15142.886 | 15142.886 | 15142.886 | 15142.886 | 15142.886 | 15142.886 | 15142.886 | 15142.886 | 15142.886 | 15142.886 | 15142.886 | 15142.886 | 15142.886 | 15142.886 | 15142.886 | 15142.886 | 15142.886 | 15142.886 | 15142.886 | 15142.886 | 15142.886 | 15142.886 | 15142.886 | 15142.886 | 15142.886 | 15142.886 | 15142.886 | 15142.886 | 15142.886 | 15142.886 | 15142.886 | 15142.886 | 15142.886 | 15142.886 | 15142.886 | 15142.886 | 15142.886 | 15142.886 | 15142.886 | 15142.886 | 15142.886 | 15142.886 | 15142.886 | 15142.886 | 15142.886 | 15142.886 | 15142.886 | 15142.886 | 15142.886 | 15142.886 | 15142.886 | 15142.886 | 15142.886 | 15142.886 | 15142.886 | 15142.886 | 15142.886 | 15142.886 | 15142.886 | 15142.886 | 15142.886 | 15142.886 | 15142.886 | 15142.886 | 15142.886 | 15142.886 | 15142.886 | 15142.886 | 15142.886 | 15142.886 | 15142.886 | 15142.886 | 15142.886 | 15142.886 | 15142.886 | 15142.886 | 15142.886 | 15142.886 | 15142.886 | 15142.886 | 15142.886 | 15142.886 | 15142.886 | 15142.886 | 15142.886 | 15142.886 | 15142.886 | 15142.886 | 15142.886 | 15142.886 | 15142.886 | 15142.886 | 15142.886 | 15142.886 | 15142.886 | 15142.886 | 15142.886 | 15142.886 | 15142.886 | 15142.886 | 15142.886 | 15142.886 | 15142.886 | 15142.886 | 15142.886 | 15142.886 | 15142.886 | 15142.886 | 15142.886 | 15142.886 | 15142.886 | 15142.886 | 15142.886 | 15142.886 | 15142.886 | 15142.886 | 15142.886 | 15142.886 | 15142.886 | 15142.886 | 15142.886 | 15142.886 | 15142.886 | 15142.886 | 15142.886 | 15142.886 | 15142.886 | 15142.886 | 15142.886 | 15142.886 | 15142.886 | 15142.886 | 15142.886 | 15142.886 | 15142.886 | 15142.886 | 15142.886 | 15142.886 | 15142.886 | 15142.886 | 15142.886 | 15142.886 | 15142.886 | 15142.886 | 15142.886 | 15142.886 | 15142.886 | 15142.886 | 15142.886 | 15142.886 | 15142.886 | 15142.886 | 15142.886 | 15142.886 | 15142.886 | 15142.886 | 15142.886 | 15142.886 | 15142.886 | 15142.886 | 15142.886 | 15142.886 | 15142.886 | 15142.886 | 15142.886 | 15142.886 | 15142.886 | 15142.886 | 15142.886 | 15142.886 | 15142.886 | 15142.886 | 15142.886 | 15142.886 | 15142.886 | 15142.886 | 15142.886 | 15142.886 | 15142.886 | 15142.886 | 15142.886 | 15142.886 | 15142.886 | 15142.886 | 15142.886 | 15142.886 | 15142.886 | 15142.886 | 15142.886 | 15142.886 | 15142.886 | 15142.886 | 15142.886 | 15142.886 | 15142.886 | 15142.886 | 15142.886 | 15142.886 | 15142.886 | 15142.886 | 15142.886 | 15142.886 | 15142.886 | 15142.886 | 15142.886 | 15142.886 | 15142.886 | 15142.886 | 15142.886 | 15142.886 | 15142.886 | 15142.886 | 15142.886 | 15142.886 | 15142.886 | 15142.886 | 15142.886 | 15142.886 | 15142.886 | 15142.886 | 15142.886 | 15142.886 | 15142.886 | 15142.886 | 15142.886 | 15142.886 | 15142.886 | 15142.886 | 15142.886 | 15142.886 | 15142.886 | 15142.886 | 15142.886 | 15142.886 | 15142.886 | 15142.886 | 15142.886 | 15142.886 | 15142.886 | 15142.886 | 15142.886 | 15142.886 | 15142.886 | 15142.886 | 15142.886 | 15142.886 | 15142.886 | 15142.886 | 15142.886 | 15142.886 | 15142.886 | 15142.886 | 15142.886 | 15142.886 | 15142.886 | 15142.886 | 15142.886 | 15142.886 | 15142.886 | 15142.886 | 15142.886 | 15142.886 | 15142.886 | 15142.886 | 15142.886 | 15142.886 | 15142.886 | 15142.886 | 15142.886 | 15142.886 | 15142.886 | 15142.886 | 15142.886 | 15142.886 | 15142.886 | 15142.886 | 15142.886 | 15142.886 | 15142.886 | 15142.886 | 15142.886 | 15142.886 | 15142.886 | 15142.886 | 15142.886 | 15142.886 | 15142.886 | 15142.886 | 15142.886 | 15142.886 | 15142.886 | 15142.886 | 15142.886 | 15142.886 | 15142.886 | 15142.886 | 15142.886 | 15142.886 | 15142.886 | 15142.886 | 15142.886 | 15142.886 | 15142.886 | 15142.886 | 15142.886 | 15142.886 | 15142.886 | 15142.886 | 15142.886 | 15142.886 | 15142.886 | 15142.886 | 15142.886 | 15142.886 | 15142.886 | 15142.886 | 15142.886 | 15142.886 | 15142.886 | 15142.886 | 15142.886 | 15142.886 | 15142.886 | 15142.886 | 15142.886 | 15142.886 | 15142.886 | 15142.886 | 15142.886 | 15142.886 | 15142.886 | 15142.886 | 15142.886 | 15142.886 | 15142.886 | 15142.886 | 15142.886 | 15142.886 | 15142.886 | 15142.886 | 15142.886 | 15142.886 | 15142.886 | 15142.886 | 15142.886 | 15142.886 | 15142.886 | 15142.886 | 15142.886 | 15142.886 | 15142.886 | 15142.886 | 15142.886 | 15142.886 | 15142.886 | 15142.886 | 15142.886 | 15142.886 | 15142.886 | 15142.886 | 15142.886 | 15142.886 | 15142.886 | 15142.886 | 15142.886 | 15142.886 | 15142.886 | 15142.886 | 15142.886 | 15142.886 | 15142.886 | 15142.886 | 15142.886 | 15142.886 | 15142.886 | 15142.886 | 15142.886 | 15142.886 | 15142.886 | 15142.886 | 15142.886 | 15142.886 | 15142.886 | 15142.886 | 15142.886 | 15142.886 | 15142.886 | 15142.886 | 15142.886 | 15142.886 | 15142.886 | 15142.886 | 15142.886 | 15142.886 | 15142.886 | 15142.886 | 15142.886 | 15142.886 | 15142.886 | 15142.886 | 15142.886 | 15142.886 | 15142.886 | 15142.886 | 15142.886 | 15142.886 | 15142.886 | 15142.886 | 15142.886 | 15142.886 | 15142.886 | 15142.886 | 15142.886 | 15142.886 | 15142.886 | 15142.886 | 15142.886 | 15142.886 | 15142.886 | 15142.886 | 15142.886 | 15142.886 | 15142.886 | 15142.886 | 15142.886 | 15142.886 | 15142.886 | 15142.886 | 15142.886 | 15142.886 | 15142.886 | 15142.886 | 15142.886 | 15142.886 | 15142.886 | 15142.886 | 15142.886 | 15142.886 | 15142.886 | 15142.886 | 15142.886 | 15142.886 | 15142.886 | 15142.886 | 15142.886 | 15142.886 | 15142.886 | 15142.886 | 15142.886 | 15142.886 | 15142.886 | 15142.886 | 15142.886 | 15142.886 | 15142.886 | 15142.886 | 15142.886 | 15142.886 | 15142.886 | 15142.886 | 15142.886 | 15142.886 | 15142.886 | 15142.886 | 15142.886 | 15142.886 | 15142.886 | 15142.886 | 15142.886 | 15142.886 | 15142.886 | 15142.886 | 15142.886 | 15142.886 | 15142.886 | 15142.886 | 15142.886 | 15142.886 | 15142.886 | 15142.886 | 15142.886 | 15142.886 | 15142.886 | 15142.886 | 15142.886 | 15142.886 | 15142.886 | 15142.886 | 15142.886 | 15142.886 | 15142.886 | 15142.886 | 15142.886 | 15142.886 | 15142.886 | 15142.886 | 15142.886 | 15142.886 | 15142.886 | 15142.886 | 15142.886 | 15142.886 | 15142.886 | 15142.886 | 15142.886 | 15142.886 | 15142.886 | 15142.886 | 15142.886 | 15142.886 | 15142.886 | 15142.886 | 15142.886 | 15142.886 | 15142.886 | 15142.886 | 15142.886 | 15142.886 | 15142.886 | 15142.886 | 15142.886 | 15142.886 | 15142.886 | 15142.886 | 15142.886 | 15142.886 | 15142.886 | 15142.886 | 15142.886 | 15142.886 | 15142.886 | 15142.886 | 15142.886 | 15142.886 | 15142.886 | 15142.886 | 15142.886 | 15142.886 | 15142.886 | 15142.886 | 15142.886 | 15142.886 | 15142.886 | 15142.886 | 15142.886 | 15142.886 | 15142.886 | 15142.886 | 15142.886 | 15142.886 | 15142.886 | 15142.886 | 15142.886 | 15142.886 | 15142.886 | 15142.886 | 15142.886 | 15142.886 | 15142.886 | 15142.886 | 15142.886 | 15142.886 | 15142.886 | 15142.886 | 15142.886 | 15142.886 | 15142.886 | 15142.886 | 15142.886 | 15142.886 | 15142.886 | 15142.886 | 15142.886 | 15142.886 | 15142.886 | 15142.886 | 15142.886 | 15142.886 | 15142.886 | 15142.886 | 15142.886 | 15142.886 | 15142.886 | 15142.886 | 15142.886 | 15142.886 | 15142.886 | 15142.886 | 15142.886 | 15142.886 | 15142.886 | 15142.886 | 15142.886 | 15142.886 | 15142.886 | 15142.886 | 15142.886 | 15142.886 | 15142.886 | 15142.886 | 15142.886 | 15142.886 | 15142.886 | 15142.886 | 15142.886 | 15142.886 | 15142.886 | 15142.886 | 15142.886 | 15142.886 | 15142.886 | 15142.886 | 15142.886 | 15142.886 | 15142.886 | 15142.886 | 15142.886 | 15142.886 | 15142.886 | 15142.886 | 15142.886 | 15142.886 | 15142.886 | 15142.886 | 15142.886 | 15142.886 | 15142.886 | 15142.886 | 15142.886 | 15142.886 | 15142.886 | 15142.886 | 15142.886 | 15142.886 | 15142.886 | 15142.886 | 15142.886 | 15142.886 | 15142.886 | 15142.886 | 15142.886 | 15142.886 | 15142.886 | 15142.886 | 15142.886 | 15142.886 | 15142.886 | 15142.886 | 15142.886 | 15142.886 | 15142.886 | 15142.886 | 15142.886 | 15142.886 | 15142.886 | 15142.886 | 15142.886 | 15142.886 | 15142.886 | 15142.886 | 15142.886 | 15142.886 | 15142.886 | 15142.886 | 15142.886 | 15142.886 | 15142.886 | 15142.886 | 15142.886 | 15142.886 | 15142.886 | 15142.886 | 15142.886 | 15142.886 | 15142.886 | 15142.886 | 15142.886 | 15142.886 | 15142.886 | 15142.886 | 15142.886 | 15142.886 | 15142.886 | 15142.886 | 15142.886 | 15142.886 | 15142.886 | 15142.886 | 15142.886 | 15142.886 | 15142.886 | 15142.886 | 15142.886 | 15142.886 | 15142.886 | 15142.886 | 15142.886 | 15142.886 | 15142.886 | 15142.886 | 15142.886 | 15142.886 | 15142.886 | 15142.886 | 15142.886 | 15142.886 | 15142.886 | 15142.886 | 15142.886 | 15142.886 | 15142.886 | 15142.886 | 15142.886 | 15142.886 | 15142.886 | 15142.886 | 15142.886 | 15142.886 | 15142.886 | 15142.886 | 15142.886 | 15142.886 | 15142.886 | 15142.886 | 15142.886 | 15142.886 | 15142.886 | 15142.886 | 15142.886 | 15142.886 | 15142.886 | 15142.886 | 15142.886 | 15142.886 | 15142.886 | 15142.886 | 15142.886 | 15142.886 | 15142.886 | 15142.886 | 15142.886 | 15142.886 | 15142.886 | 15142.886 | 15142.886 | 15142.886 | 15142.886 | 15142.886 | 15142.886 | 15142.886 | 15142.886 | 15142.886 | 15142.886 | 15142.886 | 15142.886 | 15142.886 | 15142.886 | 15142.886 | 15142.886 | 15142.886 | 15142.886 | 15142.886 | 15142.886 | 15142.886 | 15142.886 | 15142.886 | 15142.886 | 15142.886 | 15142.886 | 15142.886 | 15142.886 | 15142.886 | 15142.886 | 15142.886 | 15142.886 | 15142.886 | 15142.886 | 15142.886 | 15142.886 | 15142.886 | 15142.886 | 15142.886 | 15142.886 | 15142.886 | 15142.886 | 15142.886 | 15142.886 | 15142.886 | 15142.886 | 15142.886 | 15142.886 | 15142.886 | 15142.886 | 15142.886 | 15142.886 | 15142.886 | 15142.886 | 15142.886 | 15142.886 | 15142.886 | 15142.886 | 15142.886 | 15142.886 | 15142.886 | 15142.886 | 15142.886 | 15142.886 | 15142.886 | 15142.886 | 15142.886 | 15142.886 | 15142.886 | 15142.886 | 15142.886 | 15142.886 | 15142.886 | 15142.886 | 15142.886 | 15142.886 | 15142.886 | 15142.886 | 15142.886 | 15142.886 | 15142.886 | 15142.886 | 15142.886 | 15142.886 | 15142.886 | 15142.886 | 15142.886 | 15142.886 | 15142.886 | 15142.886 | 15142.886 | 15142.886 | 15142.886 | 15142.886 | 15142.886 | 15142.886 | 15142.886 | 15142.886 | 15142.886 | 15142.886 | 15142.886 | 15142.886 | 15142.886 | 15142.886 | 15142.886 | 15142.886 | 15142.886 | 15142.886 | 15142.886 | 15142.886 | 15142.886 | 15142.886 | 15142.886 | 15142.886 | 15142.886 | 15142.886 | 15142.886 | 15142.886 | 15142.886 | 15142.886 | 15142.886 | 15142.886 | 15142.886 | 15142.886 | 15142.886 | 15142.886 | 15142.886 | 15142.886 | 15142.886 | 15142.886 | 15142.886 | 15142.886 | 15142.886 | 15142.886 | 15142.886 | 15142.886 | 15142.886 | 15142.886 | 15142.886 | 15142.886 | 15142.886 | 15142.886 | 15142.886 | 15142.886 | 15142.886 | 15142.886 | 15142.886 | 15142.886 | 15142.886 | 15142.886 | 15142.886 | 15142.886 | 15142.886 | 15142.886 | 15142.886 | 15142.886 | 15142.886 | 15142.886 | 15142.886 | 15142.886 | 15142.886 | 15142.886 | 15142.886 | 15142.886 | 15142.886 | 15142.886 | 15142.886 | 15142.886 | 15142.886 | 15142.886 | 15142.886 | 15142.886 | 15142.886 | 15142.886 | 15142.886 | 15142.886 | 15142.886 | 15142.886 | 15142.886 | 15142.886 | 15142.886 | 15142.886 | 15142.886 | 15142.886 | 15142.886 | 15142.886 | 15142.886 | 15142.886 | 15142.886 | 15142.886 | 15142.886 | 15142.886 | 15142.886 | 15142.886 | 15142.886 | 15142.886 | 15142.886 | 15142.886 | 15142.886 | 15142.886 | 15142.886 | 15142.886 | 15142.886 | 15142.886 | 15142.886 | 15142.886 | 15142.886 | 15142.886 | 15142.886 | 15142.886 | 15142.886 | 15142.886 | 15142.886 | 15142.886 | 15142.886 | 15142.886 | 15142.886 | 15142.886 | 15142.886 | 15142.886 | 15142.886 | 15142.886 | 15142.886 | 15142.886 | 15142.886 | 15142.886 | 15142.886 | 15142.886 | 15142.886 | 15142.886 | 15142.886 | 15142.886 | 15142.886 | 15142.886 | 15142.886 | 15142.886 | 15142.886 | 15142.886 | 15142.886 | 15142.886 | 15142.886 | 15142.886 | 15142.886 | 15142.886 | 15142.886 | 15142.886 | 15142.886 | 15142.886 | 15142.886 | 15142.886 | 15142.886 | 15142.886 | 15142.886 | 15142.886 | 15142.886 | 15142.886 | 15142.886 | 15142.886 | 15142.886 | 15142.886 | 15142.886 | 15142.886 | 15142.886 | 15142.886 | 15142.886 | 15142.886 | 15142.886 | 15142.886 | 15142.886 | 15142.886 | 15142.886 | 15142.886 | 15142.886 | 15142.886 | 15142.886 | 15142.886 | 15142.886 | 15142.886 | 15142.886 | 15142.886 | 15142.886 | 15142.886 | 15142.886 | 15142.886 | 15142.886 | 15142.886 | 15142.886 | 15142.886 | 15142.886 | 15142.886 | 15142.886 | 15142.886 | 15142.886 | 15142.886 | 15142.886 | 15142.886 | 15142.886 | 15142.886 | 15142.886 | 15142.886 | 15142.886 | 15142.886 | 15142.886 | 15142.886 | 15142.886 | 15142.886 | 15142.886 | 15142.886 | 15142.886 | 15142.886 | 15142.886 | 15142.886 | 15142.886 | 15142.886 | 15142.886 | 15142.886 | 15142.886 | 15142.886 | 15142.886 | 15142.886 | 15142.886 | 15142.886 | 15142.886 | 15142.886 | 15142.886 | 15142.886 | 15142.886 | 15142.886 | 15142.886 | 15142.886 | 15142.886 | 15142.886 | 15142.886 | 15142.886 | 15142.886 | 15142.886 | 15142.886 | 15142.886 | 15142.886 | 15142.886 | 15142.886 | 15142.886 | 15142.886 | 15142.886 | 15142.886 | 15142.886 | 15142.886 | 15142.886 | 15142.886 | 15142.886 | 15142.886 | 15142.886 | 15142.886 | 15142.886 | 15142.886 | 15142.886 | 15142.886 | 15142.886 | 15142.886 | 15142.886 | 15142.886 | 15142.886 | 15142.886 | 15142.886 | 15142.886 | 15142.886 | 15142.886 | 15142.886 | 15142.886 | 15142.886 | 15142.886 | 15142.886 | 15142.886 | 15142.886 | 15142.886 | 15142.886 | 15142.886 | 15142.886 | 15142.886 | 15142.886 | 15142.886 | 15142.886 | 15142.886 | 15142.886 | 15142.886 | 15142.886 | 15142.886 | 15142.886 | 15142.886 | 15142.886 | 15142.886 | 15142.886 | 15142.886 | 15142.886 | 15142.886 | 15142.886 | 15142.886 | 15142.886 | 15142.886 | 15142.886 | 15142.886 | 15142.886 | 15142.886 | 15142.886 | 15142.886 | 15142.886 | 15142.886 | 15142.886 | 15142.886 | 15142.886 | 15142.886 | 15142.886 | 15142.886 | 15142.886 | 15142.886 | 15142.886 | 15142.886 | 15142.886 | 15142.886 | 15142.886 | 15142.886 | 15142.886 | 15142.886 | 15142.886 | 15142.886 | 15142.886 | 15142.886 | 15142.886 | 15142.886 | 15142.886 | 15142.886 | 15142.886 | 15142.886 | 15142.886 | 15142.886 | 15142.886 | 15142.886 | 15142.886 | 15142.886 | 15142.886 | 15142.886 | 15142.886 | 15142.886 | 15142.886 | 15142.886 | 15142.886 | 15142.886 | 15142.886 | 15142.886 | 15142.886 | 15142.886 | 15142.886 | 15142.886 | 15142.886 | 15142.886 | 15142.886 | 15142.886 | 15142.886 | 15142.886 | 15142.886 | 15142.886 | 15142.886 | 15142.886 | 15142.886 | 15142.886 | 15142.886 | 15142.886 | 15142.886 | 15142.886 | 15142.886 | 15142.886 | 15142.886 | 15142.886 | 15142.886 | 15142.886 | 15142.886 | 15142.886 | 15142.886 | 15142.886 | 15142.886 | 15142.886 | 15142.886 | 15142.886 | 15142.886 | 15142.886 | 15142.886 | 15142.886 | 15142.886 | 15142.886 | 15142.886 | 15142.886 | 15142.886 | 15142.886 | 15142.886 | 15142.886 | 15142.886 | 15142.886 | 15142.886 | 15142.886 | 15142.886 | 15142.886 | 15142.886 | 15142.886 | 15142.886 | 15142.886 | 15142.886 | 15142.886 | 15142.886 | 15142.886 | 15142.886 | 15142.886 | 15142.886 | 15142.886 | 15142.886 | 15142.886 | 15142.886 | 15142.886 | 15142.886 | 15142.886 | 15142.886 | 15142.886 | 15142.886 | 15142.886 | 15142.886 | 15142.886 | 15142.886 | 15142.886 | 15142.886 | 15142.886 | 15142.886 | 15142.886 | 15142.886 | 15142.886 | 15142.886 | 15142.886 | 15142.886 | 15142.886 | 15142.886 | 15142.886 | 15142.886 | 15142.886 | 15142.886 | 15142.886 | 15142.886 | 15142.886 | 15142.886 | 15142.886 | 15142.886 | 15142.886 | 15142.886 | 15142.886 | 15142.886 | 15142.886 | 15142.886 | 15142.886 | 15142.886 | 15142.886 | 15142.886 | 15142.886 | 15142.886 | 15142.886 | 15142.886 | 15142.886 | 15142.886 | 15142.886 | 15142.886 | 15142.886 | 15142.886 | 15142.886 | 15142.886 | 15142.886 | 15142.886 | 15142.886 | 15142.886 | 15142.886 | 15142.886 | 15142.886 | 15142.886 | 15142.886 | 15142.886 | 15142.886 | 15142.886 | 15142.886 | 15142.886 | 15142.886 | 15142.886 | 15142.886 | 15142.886 | 15142.886 | 15142.886 | 15142.886 | 15142.886 | 15142.886 | 15142.886 | 15142.886 | 15142.886 | 15142.886 | 15142.886 | 15142.886 | 15142.886 | 15142.886 | 15142.886 | 15142.886 | 15142.886 | 15142.886 | 15142.886 | 15142.886 | 15142.886 | 15142.886 | 15142.886 | 15142.886 | 15142.886 | 15142.886 | 15142.886 | 15142.886 | 15142.886 | 15142.886 | 15142.886 | 15142.886 | 15142.886 | 15142.886 | 15142.886 | 15142.886 | 15142.886 | 15142.886 | 15142.886 | 15142.886 | 15142.886 | 15142.886 | 15142.886 | 15142.886 | 15142.886 | 15142.886 | 15142.886 | 15142.886 | 15142.886 | 15142.886 | 15142.886 | 15142.886 | 15142.886 | 15142.886 | 15142.886 | 15142.886 | 15142.886 | 15142.886 | 15142.886 | 15142.886 | 15142.886 | 15142.886 | 15142.886 | 15142.886 | 15142.886 | 15142.886 | 15142.886 | 15142.886 | 15142.886 | 15142.886 | 15142.886 | 15142.886 | 15142.886 | 15142.886 | 15142.886 | 15142.886 | 15142.886 | 15142.886 | 15142.886 | 15142.886 | 15142.886 | 15142.886 | 15142.886 | 15142.886 | 15142.886 | 15142.886 | 15142.886 | 15142.886 | 15142.886 | 15142.886 | 15142.886 | 15142.886 | 15142.886 | 15142.886 | 15142.886 | 15142.886 | 15142.886 | 15142.886 | 15142.886 | 15142.886 | 15142.886 | 15142.886 | 15142.886 | 15142.886 | 15142.886 | 15142.886 | 15142.886 | 15142.886 | 15142.886 | 15142.886 | 15142.886 | 15142.886 | 15142.886 | 15142.886 | 15142.886 | 15142.886 | 15142.886 | 15142.886 | 15142.886 | 15142.886 | 15142.886 | 15142.886 | 15142.886 | 15142.886 | 15142.886 | 15142.886 | 15142.886 | 15142.886 | 15142.886 | 15142.886 | 15142.886 | 15142.886 | 15142.886 | 15142.886 | 15142.886 | 15142.886 | 15142.886 | 15142.886 | 15142.886 | 15142.886 | 15142.886 | 15142.886 | 15142.886 | 15142.886 | 15142.886 | 15142.886 | 15142.886 | 15142.886 | 15142.886 | 15142.886 | 15142.886 | 15142.886 | 15142.886 | 15142.886 | 15142.886 | 15142.886 | 15142.886 | 15142.886 | 15142.886 | 15142.886 | 15142.886 | 15142.886 | 15142.886 | 15142.886 | 15142.886 | 15142.886 | 15142.886 | 15142.886 | 15142.886 | 15142.886 | 15142.886 | 15142.886 | 15142.886 | 15142.886 | 15142.886 | 15142.886 | 15142.886 | 15142.886 | 15142.886 | 15142.886 | 15142.886 | 15142.886 | 15142.886 | 15142.886 | 15142.886 | 15142.886 | 15142.886 | 15142.886 | 15142.886 | 15142.886 | 15142.886 | 15142.886 | 15142.886 | 15142.886 | 15142.886 | 15142.886 | 15142.886 | 15142.886 | 15142.886 | 15142.886 | 15142.886 | 15142.886 | 15142.886 | 15142.886 | 15142.886 | 15142.886 | 15142.886 | 15142.886 | 15142.886 | 15142.886 | 15142.886 | 15142.886 | 15142.886 | 15142.886 | 15142.886 | 15142.886 | 15142.886 | 15142.886 | 15142.886 | 15142.886 | 15142.886 | 15142.886 | 15142.886 | 15142.886 | 15142.886 | 15142.886 | 15142.886 | 15142.886 | 15142.886 | 15142.886 | 15142.886 | 15142.886 | 15142.886 | 15142.886 | 15142.886 | 15142.886 | 15142.886 | 15142.886 | 15142.886 | 15142.886 | 15142.886 | 15142.886 | 15142.886 | 15142.886 | 15142.886 | 15142.886 | 15142.886 | 15142.886 | 15142.886 | 15142.886 | 15142.886 | 15142.886 | 15142.886 | 15142.886 | 15142.886 | 15142.886 | 15142.886 | 15142.886 | 15142.886 | 15142.886 | 15142.886 | 15142.886 | 15142.886 | 15142.886 | 15142.886 | 15142.886 | 15142.886 | 15142.886 | 15142.886 | 15142.886 | 15142.886 | 15142.886 | 15142.886 | 15142.886 | 15142.886 | 15142.886 | 15142.886 | 15142.886 | 15142.886 | 15142.886 | 15142.886 | 15142.886 | 15142.886 | 15142.886 | 15142.886 | 15142.886 | 15142.886 | 15142.886 | 15142.886 | 15142.886 | 15142.886 | 15142.886 | 15142.886 | 15142.886 | 15142.886 | 15142.886 | 15142.886 | 15142.886 | 15142.886 | 15142.886 | 15142.886 | 15142.886 | 15142.886 | 15142.886 | 15142.886 | 15142.886 | 15142.886 | 15142.886 | 15142.886 | 15142.886 | 15142.886 | 15142.886 | 15142.886 | 15142.886 | 15142.886 | 15142.886 | 15142.886 | 15142.886 | 15142.886 | 15142.886 | 15142.886 | 15142.886 | 15142.886 | 15142.886 | 15142.886 | 15142.886 | 15142.886 | 15142.886 | 15142.886 | 15142.886 | 15142.886 | 15142.886 | 15142.886 | 15142.886 | 15142.886 | 15142.886 | 15142.886 | 15142.886 | 15142.886 | 15142.886 | 15142.886 | 15142.886 | 15142.886 | 15142.886 | 15142.886 | 15142.886 | 15142.886 | 15142.886 | 15142.886 | 15142.886 | 15142.886 | 15142.886 | 15142.886 | 15142.886 | 15142.886 | 15142.886 | 15142.886 | 15142.886 | 15142.886 | 15142.886 | 15142.886 | 15142.886 | 15142.886 | 15142.886 | 15142.886 | 15142.886 | 15142.886 | 15142.886 | 15142.886 | 15142.886 | 15142.886 | 15142.886 | 15142.886 | 15142.886 | 15142.886 | 15142.886 | 15142.886 | 15142.886 | 15142.886 | 15142.886 | 15142.886 | 15142.886 | 15142.886 | 15142.886 | 15142.886 | 15142.886 | 15142.886 | 15142.886 | 15142.886 | 15142.886 | 15142.886 | 15142.886 | 15142.886 | 15142.886 | 15142.886 | 15142.886 | 15142.886 | 15142.886 | 15142.886 | 15142.886 | 15142.886 | 15142.886 | 15142.886 | 15142.886 | 15142.886 | 15142.886 | 15142.886 | 15142.886 | 15142.886 | 15142.886 | 15142.886 | 15142.886 | 15142.886 | 15142.886 | 15142.886 | 15142.886 | 15142.886 | 15142.886 | 15142.886 | 15142.886 | 15142.886 | 15142.886 | 15142.886 | 15142.886 | 15142.886 | 15142.886 | 15142.886 | 15142.886 | 15142.886 | 15142.886 | 15142.886 | 15142.886 | 15142.886 | 15142.886 | 15142.886 | 15142.886 | 15142.886 | 15142.886 | 15142.886 | 15142.886 | 15142.886 | 15142.886 | 15142.886 | 15142.886 | 15142.886 | 15142.886 | 15142.886 | 15142.886 | 15142.886 | 15142.886 | 15142.886 | 15142.886 | 15142.886 | 15142.886 | 15142.886 | 15142.886 | 15142.886 | 15142.886 | 15142.886 | 15142.886 | 15142.886 | 15142.886 | 15142.886 | 15142.886 | 15142.886 | 15142.886 | 15142.886 | 15142.886 | 15142.886 | 15142.886 | 15142.886 | 15142.886 | 15142.886 | 15142.886 | 15142.886 | 15142.886 | 15142.886 | 15142.886 | 15142.886 | 15142.886 | 15142.886 | 15142.886 | 15142.886 | 15142.886 | 15142.886 | 15142.886 | 15142.886 | 15142.886 | 15142.886 | 15142.886 | 15142.886 | 15142.886 | 15142.886 | 15142.886 | 15142.886 | 15142.886 | 15142.886 | 15142.886 | 15142.886 | 15142.886 | 15142.886 | 15142.886 | 15142.886 | 15142.886 | 15142.886 | 15142.886 | 15142.886 | 15142.886 | 15142.886 | 15142.886 | 15142.886 | 15142.886 | 15142.886 | 15142.886 | 15142.886 | 15142.886 | 15142.886 | 15142.886 | 15142.886 | 15142.886 | 15142.886 | 15142.886 | 15142.886 | 15142.886 | 15142.886 | 15142.886 | 15142.886 | 15142.886 | 15142.886 | 15142.886 | 15142.886 | 15142.886 | 15142.886 | 15142.886 | 15142.886 | 15142.886 | 15142.886 | 15142.886 | 15142.886 | 15142.886 | 15142.886 | 15142.886 | 15142.886 | 15142.886 | 15142.886 | 15142.886 | 15142.886 | 15142.886 | 15142.886 | 15142.886 | 15142.886 | 15142.886 | 15142.886 | 15142.886 | 15142.886 | 15142.886 | 15142.886 | 15142.886 | 15142.886 | 15142.886 | 15142.886 | 15142.886 | 15142.886 | 15142.886 | 15142.886 | 15142.886 | 15142.886 | 15142.886 | 15142.886 | 15142.886 | 15142.886 | 15142.886 | 15142.886 | 15142.886 | 15142.886 | 15142.886 | 15142.886 | 15142.886 | 15142.886 | 15142.886 | 15142.886 | 15142.886 | 15142.886 | 15142.886 | 15142.886 | 15142.886 | 15142.886 | 15142.886 | 15142.886 | 15142.886 | 15142.886 | 15142.886 | 15142.886 | 15142.886 | 15142.886 | 15142.886 | 15142.886 | 15142.886 | 15142.886 | 15142.886 | 15142.886 | 15142.886 | 15142.886 | 15142.886 | 15142.886 | 15142.886 | 15142.886 | 15142.886 | 15142.886 | 15142.886 | 15142.886 | 15142.886 | 15142.886 | 15142.886 | 15142.886 | 15142.886 | 15142.886 | 15142.886 | 15142.886 | 15142.886 | 15142.886 | 15142.886 | 15142.886 | 15142.886 | 15142.886 | 15142.886 | 15142.886 | 15142.886 | 15142.886 | 15142.886 | 15142.886 | 15142.886 | 15142.886 | 15142.886 | 15142.886 | 15142.886 | 15142.886 | 15142.886 | 15142.886 | 15142.886 | 15142.886 | 15142.886 | 15142.886 | 15142.886 | 15142.886 | 15142.886 | 15142.886 | 15142.886 | 15142.886 | 15142.886 | 15142.886 | 15142.886 | 15142.886 | 15142.886 | 15142.886 | 15142.886 | 15142.886 | 15142.886 | 15142.886 | 15142.886 | 15142.886 | 15142.886 | 15142.886 | 15142.886 | 15142.886 | 15142.886 | 15142.886 | 15142.886 | 15142.886 | 15142.886 | 15142.886 | 15142.886 | 15142.886 | 15142.886 | 15142.886 | 15142.886 | 15142.886 | 15142.886 | 15142.886 | 15142.886 | 15142.886 | 15142.886 | 15142.886 | 15142.886 | 15142.886 | 15142.886 | 15142.886 | 15142.886 | 15142.886 | 15142.886 | 15142.886 | 15142.886 | 15142.886 | 15142.886 | 15142.886 | 15142.886 | 15142.886 | 15142.886 | 15142.886 | 15142.886 | 15142.886 | 15142.886 | 15142.886 | 15142.886 | 15142.886 | 15142.886 | 15142.886 | 15142.886 | 15142.886 | 15142.886 | 15142.886 | 15142.886 | 15142.886 | 15142.886 | 15142.886 | 15142.886 | 15142.886 | 15142.886 | 15142.886 | 15142.886 | 15142.886 | 15142.886 | 15142.886 | 15142.886 | 15142.886 | 15142.886 | 15142.886 | 15142.886 | 15142.886 | 15142.886 | 15142.886 | 15142.886 | 15142.886 | 15142.886 | 15142.886 | 15142.886 | 15142.886 | 15142.886 | 15142.886 | 15142.886 | 15142.886 | 15142.886 | 15142.886 | 15142.886 | 15142.886 | 15142.886 | 15142.886 | 15142.886 | 15142.886 | 15142.886 | 15142.886 | 15142.886 | 15142.886 | 15142.886 | 15142.886 | 15142.886 | 15142.886 | 15142.886 | 15142.886 | 15142.886 | 15142.886 | 15142.886 | 15142.886 | 15142.886 | 15142.886 | 15142.886 | 15142.886 | 15142.886 | 15142.886 | 15142.886 | 15142.886 | 15142.886 | 15142.886 | 15142.886 | 15142.886 | 15142.886 | 15142.886 | 15142.886 | 15142.886 | 15142.886 | 15142.886 | 15142.886 | 15142.886 | 15142.886 | 15142.886 | 15142.886 | 15142.886 | 15142.886 | 15142.886 | 15142.886 | 15142.886 | 15142.886 | 15142.886 | 15142.886 | 15142.886 | 15142.886 | 15142.886 | 15142.886 | 15142.886 | 15142.886 | 15142.886 | 15142.886 | 15142.886 | 15142.886 | 15142.886 | 15142.886 | 15142.886 | 15142.886 | 15142.886 | 15142.886 | 15142.886 | 15142.886 | 15142.886 | 15142.886 | 15142.886 | 15142.886 | 15142.886 | 15142.886 | 15142.886 | 15142.886 | 15142.886 | 15142.886 | 15142.886 | 15142.886 | 15142.886 | 15142.886 | 15142.886 | 15142.886 | 15142.886 | 15142.886 | 15142.886 | 15142.886 | 15142.886 | 15142.886 | 15142.886 | 15142.886 | 15142.886 | 15142.886 | 15142.886 | 15142.886 | 15142.886 | 15142.886 | 15142.886 | 15142.886 | 15142.886 | 15142.886 | 15142.886 | 15142.886 | 15142.886 | 15142.886 | 15142.886 | 15142.886 | 15142.886 | 15142.886 | 15142.886 | 15142.886 | 15142.886 | 15142.886 | 15142.886 | 15142.886 | 15142.886 | 15142.886 | 15142.886 | 15142.886 | 15142.886 | 15142.886 | 15142.886 | 15142.886 | 15142.886 | 15142.886 | 15142.886 | 15142.886 | 15142.886 | 15142.886 | 15142.886 | 15142.886 | 15142.886 | 15142.886 | 15142.886 | 15142.886 | 15142.886 | 15142.886 | 15142.886 | 15142.886 | 15142.886 | 15142.886 | 15142.886 | 15142.886 | 15142.886 | 15142.886 | 15142.886 | 15142.886 | 15142.886 | 15142.886 | 15142.886 | 15142.886 | 15142.886 | 15142.886 | 15142.886 | 15142.886 | 15142.886 | 15142.886 | 15142.886 | 15142.886 | 15142.886 | 15142.886 | 15142.886 | 15142.886 | 15142.886 | 15142.886 | 15142.886 | 15142.886 | 15142.886 | 15142.886 | 15142.886 | 15142.886 | 15142.886 | 15142.886 | 15142.886 | 15142.886 | 15142.886 | 15142.886 | 15142.886 | 15142.886 | 15142.886 | 15142.886 | 15142.886 | 15142.886 | 15142.886 | 15142.886 | 15142.886 | 15142.886 | 15142.886 | 15142.886 | 15142.886 | 15142.886 | 15142.886 | 15142.886 | 15142.886 | 15142.886 | 15142.886 | 15142.886 | 15142.886 | 15142.886 | 15142.886 | 15142.886 | 15142.886 | 15142.886 | 15142.886 | 15142.886 | 15142.886 | 15142.886 | 15142.886 | 15142.886 | 15142.886 | 15142.886 | 15142.886 | 15142.886 | 15142.886 | 15142.886 | 15142.886 | 15142.886 | 15142.886 | 15142.886 | 15142.886 | 15142.886 | 15142.886 | 15142.886 | 15142.886 | 15142.886 | 15142.886 | 15142.886 | 15142.886 | 15142.886 | 15142.886 | 15142.886 | 15142.886 | 15142.886 | 15142.886 | 15142.886 | 15142.886 | 15142.886 | 15142.886 | 15142.886 | 15142.886 | 15142.886 | 15142.886 | 15142.886 | 15142.886 | 15142.886 | 15142.886 | 15142.886 | 15142.886 | 15142.886 | 15142.886 | 15142.886 | 15142.886 | 15142.886 | 15142.886 | 15142.886 | 15142.886 | 15142.886 | 15142.886 | 15142.886 | 15142.886 | 15142.886 | 15142.886 | 15142.886 | 15142.886 | 15142.886 | 15142.886 | 15142.886 | 15142.886 | 15142.886 | 15142.886 | 15142.886 | 15142.886 | 15142.886 | 15142.886 | 15142.886 | 15142.886 | 15142.886 | 15142.886 | 15142.886 | 15142.886 | 15142.886 | 15142.886 | 15142.886 | 15142.886 | 15142.886 | 15142.886 | 15142.886 | 15142.886 | 15142.886 | 15142.886 | 15142.886 | 15142.886 | 15142.886 | 15142.886 | 15142.886 | 15142.886 | 15142.886 | 15142.886 | 15142.886 | 15142.886 | 15142.886 | 15142.886 | 15142.886 | 15142.886 | 15142.886 | 15142.886 | 15142.886 | 15142.886 | 15142.886 | 15142.886 | 15142.886 | 15142.886 | 15142.886 | 15142.886 | 15142.886 | 15142.886 | 15142.886 | 15142.886 | 15142.886 | 15142.886 | 15142.886 | 15142.886 | 15142.886 | 15142.886 | 15142.886 | 15142.886 | 15142.886 | 15142.886 | 15142.886 | 15142.886 | 15142.886 | 15142.886 | 15142.886 | 15142.886 | 15142.886 | 15142.886 | 15142.886 | 15142.886 | 15142.886 | 15142.886 | 15142.886 | 15142.886 | 15142.886 | 15142.886 | 15142.886 | 15142.886 | 15142.886 | 15142.886 | 15142.886 | 15142.886 | 15142.886 | 15142.886 | 15142.886 | 15142.886 | 15142.886 | 15142.886 | 15142.886 | 15142.886 | 15142.886 | 15142.886 | 15142.886 | 15142.886 | 15142.886 | 15142.886 | 15142.886 | 15142.886 | 15142.886 | 15142.886 | 15142.886 | 15142.886 | 15142.886 | 15142.886 | 15142.886 | 15142.886 | 15142.886 | 15142.886 | 15142.886 | 15142.886 | 15142.886 | 15142.886 | 15142.886 | 15142.886 | 15142.886 | 15142.886 | 15142.886 | 15142.886 | 15142.886 | 15142.886 | 15142.886 | 15142.886 | 15142.886 | 15142.886 | 15142.886 | 15142.886 | 15142.886 | 15142.886 | 15142.886 | 15142.886 | 15142.886 | 15142.886 | 15142.886 | 15142.886 | 15142.886 | 15142.886 | 15142.886 | 15142.886 | 15142.886 | 15142.886 | 15142.886 | 15142.886 | 15142.886 | 15142.886 | 15142.886 | 15142.886 | 15142.886 | 15142.886 | 15142.886 | 15142.886 | 15142.886 | 15142.886 | 15142.886 | 15142.886 | 15142.886 | 15142.886 | 15142.886 | 15142.886 | 15142.886 | 15142.886 | 15142.886 | 15142.886 | 15142.886 | 15142.886 | 15142.886 | 15142.886 | 15142.886 | 15142.886 | 15142.886 | 15142.886 | 15142.886 | 15142.886 | 15142.886 | 15142.886 | 15142.886 | 15142.886 | 15142.886 | 15142.886 | 15142.886 | 15142.886 | 15142.886 | 15142.886 | 15142.886 | 15142.886 | 15142.886 | 15142.886 | 15142.886 | 15142.886 | 15142.886 | 15142.886 | 15142.886 | 15142.886 | 15142.886 | 15142.886 | 15142.886 | 15142.886 | 15142.886 | 15142.886 | 15142.886 | 15142.886 | 15142.886 | 15142.886 | 15142.886 | 15142.886 | 15142.886 | 15142.886 | 15142.886 | 15142.886 | 15142.886 | 15142.886 | 15142.886 | 15142.886 | 15142.886 | 15142.886 | 15142.886 | 15142.886 | 15142.886 | 15142.886 | 15142.886 | 15142.886 | 15142.886 | 15142.886 | 15142.886 | 15142.886 | 15142.886 | 15142.886 | 15142.886 | 15142.886 | 15142.886 | 15142.886 | 15142.886 | 15142.886 | 15142.886 | 15142.886 | 15142.886 | 15142.886 | 15142.886 | 15142.886 | 15142.886 | 15142.886 | 15142.886 | 15142.886 | 15142.886 | 15142.886 | 15142.886 | 15142.886 | 15142.886 | 15142.886 | 15142.886 | 15142.886 | 15142.886 | 15142.886 | 15142.886 | 15142.886 | 15142.886 | 15142.886 | 15142.886 | 15142.886 | 15142.886 | 15142.886 | 15142.886 | 15142.886 | 15142.886 | 15142.886 | 15142.886 | 15142.886 | 15142.886 | 15142.886 | 15142.886 | 15142.886 | 15142.886 | 15142.886 | 15142.886 | 15142.886 | 15142.886 | 15142.886 | 15142.886 | 15142.886 | 15142.886 | 15142.886 | 15142.886 | 15142.886 | 15142.886 | 15142.886 | 15142.886 | 15142.886 | 15142.886 | 15142.886 | 15142.886 | 15142.886 | 15142.886 | 15142.886 | 15142.886 | 15142.886 | 15142.886 | 15142.886 | 15142.886 | 15142.886 | 15142.886 | 15142.886 | 15142.886 | 15142.886 | 15142.886 | 15142.886 | 15142.886 | 15142.886 | 15142.886 | 15142.886 | 15142.886 | 15142.886 | 15142.886 | 15142.886 | 15142.886 | 15142.886 | 15142.886 | 15142.886 | 15142.886 | 15142.886 | 15142.886 | 15142.886 | 15142.886 | 15142.886 | 15142.886 | 15142.886 | 15142.886 | 15142.886 | 15142.886 | 15142.886 | 15142.886 | 15142.886 | 15142.886 | 15142.886 | 15142.886 | 15142.886 | 15142.886 | 15142.886 | 15142.886 | 15142.886 | 15142.886 | 15142.886 | 15142.886 | 15142.886 | 15142.886 | 15142.886 | 15142.886 | 15142.886 | 15142.886 | 15142.886 | 15142.886 | 15142.886 | 15142.886 | 15142.886 | 15142.886 | 15142.886 | 15142.886 | 15142.886 | 15142.886 | 15142.886 | 15142.886 | 15142.886 | 15142.886 | 15142.886 | 15142.886 | 15142.886 | 15142.886 | 15142.886 | 15142.886 | 15142.886 | 15142.886 | 15142.886 | 15142.886 | 15142.886 | 15142.886 | 15142.886 | 15142.886 | 15142.886 | 15142.886 | 15142.886 | 15142.886 | 15142.886 | 15142.886 | 15142.886 | 15142.886 | 15142.886 | 15142.886 | 15142.886 | 15142.886 | 15142.886 | 15142.886 | 15142.886 | 15142.886 | 15142.886 | 15142.886 | 15142.886 | 15142.886 | 15142.886 | 15142.886 | 15142.886 | 15142.886 | 15142.886 | 15142.886 | 15142.886 | 15142.886 | 15142.886 | 15142.886 | 15142.886 | 15142.886 | 15142.886 | 15142.886 | 15142.886 | 15142.886 | 15142.886 | 15142.886 | 15142.886 | 15142.886 | 15142.886 | 15142.886 | 15142.886 | 15142.886 | 15142.886 | 15142.886 | 15142.886 | 15142.886 | 15142.886 | 15142.886 | 15142.886 | 15142.886 | 15142.886 | 15142.886 | 15142.886 | 15142.886 | 15142.886 | 15142.886 | 15142.886 | 15142.886 | 15142.886 | 15142.886 | 15142.886 | 15142.886 | 15142.886 | 15142.886 | 15142.886 | 15142.886 | 15142.886 | 15142.886 | 15142.886 | 15142.886 | 15142.886 | 15142.886 | 15142.886 | 15142.886 | 15142.886 | 15142.886 | 15142.886 | 15142.886 | 15142.886 | 15142.886 | 15142.886 | 15142.886 | 15142.886 | 15142.886 | 15142.886 | 15142.886 | 15142.886 | 15142.886 | 15142.886 | 15142.886 | 15142.886 | 15142.886 | 15142.886 | 15142.886 | 15142.886 | 15142.886 | 15142.886 | 15142.886 | 15142.886 | 15142.886 | 15142.886 | 15142.886 | 15142.886 | 15142.886 | 15142.886 | 15142.886 | 15142.886 | 15142.886 | 15142.886 | 15142.886 | 15142.886 | 15142.886 | 15142.886 | 15142.886 | 15142.886 | 15142.886 | 15142.886 | 15142.886 | 15142.886 | 15142.886 | 15142.886 | 15142.886 | 15142.886 | 15142.886 | 15142.886 | 15142.886 | 15142.886 | 15142.886 | 15142.886 | 15142.886 | 15142.886 | 15142.886 | 15142.886 | 15142.886 | 15142.886 | 15142.886 | 15142.886 | 15142.886 | 15142.886 | 15142.886 | 15142.886 | 15142.886 | 15142.886 | 15142.886 | 15142.886 | 15142.886 | 15142.886 | 15142.886 | 15142.886 | 15142.886 | 15142.886 | 15142.886 | 15142.886 | 15142.886 | 15142.886 | 15142.886 | 15142.886 | 15142.886 | 15142.886 | 15142.886 | 15142.886 | 15142.886 | 15142.886 | 15142.886 | 15142.886 | 15142.886 | 15142.886 | 15142.886 | 15142.886 | 15142.886 | 15142.886 | 15142.886 | 15142.886 | 15142.886 | 15142.886 | 15142.886 | 15142.886 | 15142.886 | 15142.886 | 15142.886 | 15142.886 | 15142.886 | 15142.886 | 15142.886 | 15142.886 | 15142.886 | 15142.886 | 15142.886 | 15142.886 | 15142.886 | 15142.886 | 15142.886 | 15142.886 | 15142.886 | 15142.886 | 15142.886 | 15142.886 | 15142.886 | 15142.886 | 15142.886 | 15142.886 | 15142.886 | 15142.886 | 15142.886 | 15142.886 | 15142.886 | 15142.886 | 15142.886 | 15142.886 | 15142.886 | 15142.886 | 15142.886 | 15142.886 | 15142.886 | 15142.886 | 15142.886 | 15142.886 | 15142.886 | 15142.886 | 15142.886 | 15142.886 | 15142.886 | 15142.886 | 15142.886 | 15142.886 | 15142.886 | 15142.886 | 15142.886 | 15142.886 | 15142.886 | 15142.886 | 15142.886 | 15142.886 | 15142.886 | 15142.886 | 15142.886 | 15142.886 | 15142.886 | 15142.886 | 15142.886 | 15142.886 | 15142.886 | 15142.886 | 15142.886 | 15142.886 | 15142.886 | 15142.886 | 15142.886 | 15142.886 | 15142.886 | 15142.886 | 15142.886 | 15142.886 | 15142.886 | 15142.886 | 15142.886 | 15142.886 | 15142.886 | 15142.886 | 15142.886 | 15142.886 | 15142.886 | 15142.886 | 15142.886 | 15142.886 | 15142.886 | 15142.886 | 15142.886 | 15142.886 | 15142.886 | 15142.886 | 15142.886 | 15142.886 | 15142.886 | 15142.886 | 15142.886 | 15142.886 | 15142.886 | 15142.886 | 15142.886 | 15142.886 | 15142.886 | 15142.886 | 15142.886 | 15142.886 | 15142.886 | 15142.886 | 15142.886 | 15142.886 | 15142.886 | 15142.886 | 15142.886 | 15142.886 | 15142.886 | 15142.886 | 15142.886 | 15142.886 | 15142.886 | 15142.886 | 15142.886 | 15142.886 | 15142.886 | 15142.886 | 15142.886 | 15142.886 | 15142.886 | 15142.886 | 15142.886 | 15142.886 | 15142.886 | 15142.886 | 15142.886 | 15142.886 | 15142.886 | 15142.886 | 15142.886 | 15142.886 | 15142.886 | 15142.886 | 15142.886 | 15142.886 | 15142.886 | 15142.886 | 15142.886 | 15142.886 | 15142.886 | 15142.886 | 15142.886 | 15142.886 | 15142.886 | 15142.886 | 15142.886 | 15142.886 | 15142.886 | 15142.886 | 15142.886 | 15142.886 | 15142.886 | 15142.886 | 15142.886 | 15142.886 | 15142.886 | 15142.886 | 15142.886 | 15142.886 | 15142.886 | 15142.886 | 15142.886 | 15142.886 | 15142.886 | 15142.886 | 15142.886 | 15142.886 | 15142.886 | 15142.886 | 15142.886 | 15142.886 | 15142.886 | 15142.886 | 15142.886 | 15142.886 | 15142.886 | 15142.886 | 15142.886 | 15142.886 | 15142.886 | 15142.886 | 15142.886 | 15142.886 | 15142.886 | 15142.886 | 15142.886 | 15142.886 | 15142.886 | 15142.886 | 15142.886 | 15142.886 | 15142.886 | 15142.886 | 15142.886 | 15142.886 | 15142.886 | 15142.886 | 15142.886 | 15142.886 | 15142.886 | 15142.886 | 15142.886 | 15142.886 | 15142.886 | 15142.886 | 15142.886 | 15142.886 | 15142.886 | 15142.886 | 15142.886 | 15142.886 | 15142.886 | 15142.886 | 15142.886 | 15142.886 | 15142.886 | 15142.886 | 15142.886 | 15142.886 | 15142.886 | 15142.886 | 15142.886 | 15142.886 | 15142.886 | 15142.886 | 15142.886 | 15142.886 | 15142.886 | 15142.886 | 15142.886 | 15142.886 | 15142.886 | 15142.886 | 15142.886 | 15142.886 | 15142.886 | 15142.886 | 15142.886 | 15142.886 | 15142.886 | 15142.886 | 15142.886 | 15142.886 | 15142.886 | 15142.886 | 15142.886 | 15142.886 | 15142.886 | 15142.886 | 15142.886 | 15142.886 | 15142.886 | 15142.886 | 15142.886 | 15142.886 | 15142.886 | 15142.886 | 15142.886 | 15142.886 | 15142.886 | 15142.886 | 15142.886 | 15142.886 | 15142.886 | 15142.886 | 15142.886 | 15142.886 | 15142.886 | 15142.886 | 15142.886 | 15142.886 | 15142.886 | 15142.886 | 15142.886 | 15142.886 | 15142.886 | 15142.886 | 15142.886 | 15142.886 | 15142.886 | 15142.886 | 15142.886 | 15142.886 | 15142.886 | 15142.886 | 15142.886 | 15142.886 | 15142.886 | 15142.886 | 15142.886 | 15142.886 | 15142.886 | 15142.886 | 15142.886 | 15142.886 | 15142.886 | 15142.886 | 15142.886 | 15142.886 | 15142.886 | 15142.886 | 15142.886 | 15142.886 | 15142.886 | 15142.886 | 15142.886 | 15142.886 | 15142.886 | 15142.886 | 15142.886 | 15142.886 | 15142.886 | 15142.886 | 15142.886 | 15142.886 | 15142.886 | 15142.886 | 15142.886 | 15142.886 | 15142.886 | 15142.886 | 15142.886 | 15142.886 | 15142.886 | 15142.886 | 15142.886 | 15142.886 | 15142.886 | 15142.886 | 15142.886 | 15142.886 | 15142.886 | 15142.886 | 15142.886 | 15142.886 | 15142.886 | 15142.886 | 15142.886 | 15142.886 | 15142.886 | 15142.886 | 15142.886 | 15142.886 | 15142.886 | 15142.886 | 15142.886 | 15142.886 | 15142.886 | 15142.886 | 15142.886 | 15142.886 | 15142.886 | 15142.886 | 15142.886 | 15142.886 | 15142.886 | 15142.886 | 15142.886 | 15142.886 | 15142.886 | 15142.886 | 15142.886 | 15142.886 | 15142.886 | 15142.886 | 15142.886 | 15142.886 | 15142.886 | 15142.886 | 15142.886 | 15142.886 | 15142.886 | 15142.886 | 15142.886 | 15142.886 | 15142.886 | 15142.886 | 15142.886 | 15142.886 | 15142.886 | 15142.886 | 15142.886 | 15142.886 | 15142.886 | 15142.886 | 15142.886 | 15142.886 | 15142.886 | 15142.886 | 15142.886 | 15142.886 | 15142.886 | 15142.886 | 15142.886 | 15142.886 | 15142.886 | 15142.886 | 15142.886 | 15142.886 | 15142.886 | 15142.886 | 15142.886 | 15142.886 | 15142.886 | 15142.886 | 15142.886 | 15142.886 | 15142.886 | 15142.886 | 15142.886 | 15142.886 | 15142.886 | 15142.886 | 15142.886 | 15142.886 | 15142.886 | 15142.886 | 15142.886 | 15142.886 | 15142.886 | 15142.886 | 15142.886 | 15142.886 | 15142.886 | 15142.886 | 15142.886 | 15142.886 | 15142.886 | 15142.886 | 15142.886 | 15142.886 | 15142.886 | 15142.886 | 15142.886 | 15142.886 | 15142.886 | 15142.886 | 15142.886 | 15142.886 | 15142.886 | 15142.886 | 15142.886 | 15142.886 | 15142.886 | 15142.886 | 15142.886 | 15142.886 | 15142.886 | 15142.886 | 15142.886 | 15142.886 | 15142.886 | 15142.886 | 15142.886 | 15142.886 | 15142.886 | 15142.886 | 15142.886 | 15142.886 | 15142.886 | 15142.886 | 15142.886 | 15142.886 | 15142.886 | 15142.886 | 15142.886 | 15142.886 | 15142.886 | 15142.886 | 15142.886 | 15142.886 | 15142.886 | 15142.886 | 15142.886 | 15142.886 | 15142.886 | 15142.886 | 15142.886 | 15142.886 | 15142.886 | 15142.886 | 15142.886 | 15142.886 | 15142.886 | 15142.886 | 15142.886 | 15142.886 | 15142.886 | 15142.886 | 15142.886 | 15142.886 | 15142.886 | 15142.886 | 15142.886 | 15142.886 | 15142.886 | 15142.886 | 15142.886 | 15142.886 | 15142.886 | 15142.886 | 15142.886 | 15142.886 | 15142.886 | 15142.886 | 15142.886 | 15142.886 | 15142.886 | 15142.886 | 15142.886 | 15142.886 | 15142.886 | 15142.886 | 15142.886 | 15142.886 | 15142.886 | 15142.886 | 15142.886 | 15142.886 | 15142.886 | 15142.886 | 15142.886 | 15142.886 | 15142.886 | 15142.886 | 15142.886 | 15142.886 | 15142.886 | 15142.886 | 15142.886 | 15142.886 | 15142.886 | 15142.886 | 15142.886 | 15142.886 | 15142.886 | 15142.886 | 15142.886 | 15142.886 | 15142.886 | 15142.886 | 15142.886 | 15142.886 | 15142.886 | 15142.886 | 15142.886 | 15142.886 | 15142.886 | 15142.886 | 15142.886 | 15142.886 | 15142.886 | 15142.886 | 15142.886 | 15142.886 | 15142.886 | 15142.886 | 15142.886 | 15142.886 | 15142.886 | 15142.886 | 15142.886 | 15142.886 | 15142.886 | 15142.886 | 15142.886 | 15142.886 | 15142.886 | 15142.886 | 15142.886 | 15142.886 | 15142.886 | 15142.886 | 15142.886 | 15142.886 | 15142.886 | 15142.886 | 15142.886 | 15142.886 | 15142.886 | 15142.886 | 15142.886 | 15142.886 | 15142.886 | 15142.886 | 15142.886 | 15142.886 | 15142.886 | 15142.886 | 15142.886 | 15142.886 | 15142.886 | 15142.886 | 15142.886 | 15142.886 | 15142.886 | 15142.886 | 15142.886 | 15142.886 | 15142.886 | 15142.886 | 15142.886 | 15142.886 | 15142.886 | 15142.886 | 15142.886 | 15142.886 | 15142.886 | 15142.886 | 15142.886 | 15142.886 | 15142.886 | 15142.886 | 15142.886 | 15142.886 | 15142.886 | 15142.886 | 15142.886 | 15142.886 | 15142.886 | 15142.886 | 15142.886 | 15142.886 | 15142.886 | 15142.886 | 15142.886 | 15142.886 | 15142.886 | 15142.886 | 15142.886 | 15142.886 | 15142.886 | 15142.886 | 15142.886 | 15142.886 | 15142.886 | 15142.886 | 15142.886 | 15142.886 | 15142.886 | 15142.886 | 15142.886 | 15142.886 | 15142.886 | 15142.886 | 15142.886 | 15142.886 | 15142.886 | 15142.886 | 15142.886 | 15142.886 | 15142.886 | 15142.886 | 15142.886 | 15142.886 | 15142.886 | 15142.886 | 15142.886 | 15142.886 | 15142.886 | 15142.886 | 15142.886 | 15142.886 | 15142.886 | 15142.886 | 15142.886 | 15142.886 | 15142.886 | 15142.886 | 15142.886 | 15142.886 | 15142.886 | 15142.886 | 15142.886 | 15142.886 | 15142.886 | 15142.886 | 15142.886 | 15142.886 | 15142.886 | 15142.886 | 15142.886 | 15142.886 | 15142.886 | 15142.886 | 15142.886 | 15142.886 | 15142.886 | 15142.886 | 15142.886 | 15142.886 | 15142.886 | 15142.886 | 15142.886 | 15142.886 | 15142.886 | 15142.886 | 15142.886 | 15142.886 | 15142.886 | 15142.886 | 15142.886 | 15142.886 | 15142.886 | 15142.886 | 15142.886 | 15142.886 | 15142.886 | 15142.886 | 15142.886 | 15142.886 | 15142.886 | 15142.886 | 15142.886 | 15142.886 | 15142.886 | 15142.886 | 15142.886 | 15142.886 | 15142.886 | 15142.886 | 15142.886 | 15142.886 | 15142.886 | 15142.886 | 15142.886 | 15142.886 | 15142.886 | 15142.886 | 15142.886 | 15142.886 | 15142.886 | 15142.886 | 15142.886 | 15142.886 | 15142.886 | 15142.886 | 15142.886 | 15142.886 | 15142.886 | 15142.886 | 15142.886 | 15142.886 | 15142.886 | 15142.886 | 15142.886 | 15142.886 | 15142.886 | 15142.886 | 15142.886 | 15142.886 | 15142.886 | 15142.886 | 15142.886 | 15142.886 | 15142.886 | 15142.886 | 15142.886 | 15142.886 | 15142.886 | 15142.886 | 15142.886 | 15142.886 | 15142.886 | 15142.886 | 15142.886 | 15142.886 | 15142.886 | 15142.886 | 15142.886 | 15142.886 | 15142.886 | 15142.886 | 15142.886 | 15142.886 | 15142.886 | 15142.886 | 15142.886 | 15142.886 | 15142.886 | 15142.886 | 15142.886 | 15142.886 | 15142.886 | 15142.886 | 15142.886 | 15142.886 | 15142.886 | 15142.886 | 15142.886 | 15142.886 | 15142.886 | 15142.886 | 15142.886 | 15142.886 | 15142.886 | 15142.886 | 15142.886 | 15142.886 | 15142.886 | 15142.886 | 15142.886 | 15142.886 | 15142.886 | 15142.886 | 15142.886 | 15142.886 | 15142.886 | 15142.886 | 15142.886 | 15142.886 | 15142.886 | 15142.886 | 15142.886 | 15142.886 | 15142.886 | 15142.886 | 15142.886 | 15142.886 | 15142.886 | 15142.886 | 15142.886 | 15142.886 | 15142.886 | 15142.886 | 15142.886 | 15142.886 | 15142.886 | 15142.886 | 15142.886 | 15142.886 | 15142.886 | 15142.886 | 15142.886 | 15142.886 | 15142.886 | 15142.886 | 15142.886 | 15142.886 | 15142.886 | 15142.886 | 15142.886 | 15142.886 | 15142.886 | 15142.886 | 15142.886 | 15142.886 | 15142.886 | 15142.886 | 15142.886 | 15142.886 | 15142.886 | 15142.886 | 15142.886 | 15142.886 | 15142.886 | 15142.886 | 15142.886 | 15142.886 | 15142.886 | 15142.886 | 15142.886 | 15142.886 | 15142.886 | 15142.886 | 15142.886 | 15142.886 | 15142.886 | 15142.886 | 15142.886 | 15142.886 | 15142.886 | 15142.886 | 15142.886 | 15142.886 | 15142.886 | 15142.886 | 15142.886 | 15142.886 | 15142.886 | 15142.886 | 15142.886 | 15142.886 | 15142.886 | 15142.886 | 15142.886 | 15142.886 | 15142.886 | 15142.886 | 15142.886 | 15142.886 | 15142.886 | 15142.886 | 15142.886 | 15142.886 | 15142.886 | 15142.886 | 15142.886 | 15142.886 | 15142.886 | 15142.886 | 15142.886 | 15142.886 | 15142.886 | 15142.886 | 15142.886 | 15142.886 | 15142.886 | 15142.886 | 15142.886 | 15142.886 | 15142.886 | 15142.886 | 15142.886 | 15142.886 | 15142.886 | 15142.886 | 15142.886 | 15142.886 | 15142.886 | 15142.886 | 15142.886 | 15142.886 | 15142.886 | 15142.886 | 15142.886 | 15142.886 | 15142.886 | 15142.886 | 15142.886 | 15142.886 | 15142.886 | 15142.886 | 15142.886 | 15142.886 | 15142.886 | 15142.886 | 15142.886 | 15142.886 | 15142.886 | 15142.886 | 15142.886 | 15142.886 | 15142.886 | 15142.886 | 15142.886 | 15142.886 | 15142.886 | 15142.886 | 15142.886 | 15142.886 | 15142.886 | 15142.886 | 15142.886 | 15142.886 | 15142.886 | 15142.886 | 15142.886 | 15142.886 | 15142.886 | 15142.886 | 15142.886 | 15142.886 | 15142.886 | 15142.886 | 15142.886 | 15142.886 | 15142.886 | 15142.886 | 15142.886 | 15142.886 | 15142.886 | 15142.886 | 15142.886 | 15142.886 | 15142.886 | 15142.886 | 15142.886 | 15142.886 | 15142.886 | 15142.886 | 15142.886 | 15142.886 | 15142.886 | 15142.886 | 15142.886 | 15142.886 | 15142.886 | 15142.886 | 15142.886 | 15142.886 | 15142.886 | 15142.886 | 15142.886 | 15142.886 | 15142.886 | 15142.886 | 15142.886 | 15142.886 | 15142.886 | 15142.886 | 15142.886 | 15142.886 | 15142.886 | 15142.886 | 15142.886 | 15142.886 | 15142.886 | 15142.886 | 15142.886 | 15142.886 | 15142.886 | 15142.886 | 15142.886 | 15142.886 | 15142.886 | 15142.886 | 15142.886 | 15142.886 | 15142.886 | 15142.886 | 15142.886 | 15142.886 | 15142.886 | 15142.886 | 15142.886 | 15142.886 | 15142.886 | 15142.886 | 15142.886 | 15142.886 | 15142.886 | 15142.886 | 15142.886 | 15142.886 | 15142.886 | 15142.886 | 15142.886 | 15142.886 | 15142.886 | 15142.886 | 15142.886 | 15142.886 | 15142.886 | 15142.886 | 15142.886 | 15142.886 | 15142.886 | 15142.886 | 15142.886 | 15142.886 | 15142.886 | 15142.886 | 15142.886 | 15142.886 | 15142.886 | 15142.886 | 15142.886 | 15142.886 | 15142.886 | 15142.886 | 15142.886 | 15142.886 | 15142.886 | 15142.886 | 15142.886 | 15142.886 | 15142.886 | 15142.886 | 15142.886 | 15142.886 | 15142.886 | 15142.886 | 15142.886 | 15142.886 | 15142.886 | 15142.886 | 15142.886 | 15142.886 | 15142.886 | 15142.886 | 15142.886 | 15142.886 | 15142.886 | 15142.886 | 15142.886 | 15142.886 | 15142.886 | 15142.886 | 15142.886 | 15142.886 | 15142.886 | 15142.886 | 15142.886 | 15142.886 | 15142.886 | 15142.886 | 15142.886 | 15142.886 | 15142.886 | 15142.886 | 15142.886 | 15142.886 | 15142.886 | 15142.886 | 15142.886 | 15142.886 | 15142.886 | 15142.886 | 15142.886 | 15142.886 | 15142.886 | 15142.886 | 15142.886 | 15142.886 | 15142.886 | 15142.886 | 15142.886 | 15142.886 | 15142.886 | 15142.886 | 15142.886 | 15142.886 | 15142.886 | 15142.886 | 15142.886 | 15142.886 | 15142.886 | 15142.886 | 15142.886 | 15142.886 | 15142.886 | 15142.886 | 15142.886 | 15142.886 | 15142.886 | 15142.886 | 15142.886 | 15142.886 | 15142.886 | 15142.886 | 15142.886 | 15142.886 | 15142.886 | 15142.886 | 15142.886 | 15142.886 | 15142.886 | 15142.886 | 15142.886 | 15142.886 | 15142.886 | 15142.886 | 15142.886 | 15142.886 | 15142.886 | 15142.886 | 15142.886 | 15142.886 | 15142.886 | 15142.886 | 15142.886 | 15142.886 | 15142.886 | 15142.886 | 15142.886 | 15142.886 | 15142.886 | 15142.886 | 15142.886 | 15142.886 | 15142.886 | 15142.886 | 15142.886 | 15142.886 | 15142.886 | 15142.886 | 15142.886 | 15142.886 | 15142.886 | 15142.886 | 15142.886 | 15142.886 | 15142.886 | 15142.886 | 15142.886 | 15142.886 | 15142.886 | 15142.886 | 15142.886 | 15142.886 | 15142.886 | 15142.886 | 15142.886 | 15142.886 | 15142.886 | 15142.886 | 15142.886 | 15142.886 | 15142.886 | 15142.886 | 15142.886 | 15142.886 | 15142.886 | 15142.886 | 15142.886 | 15142.886 | 15142.886 | 15142.886 | 15142.886 | 15142.886 | 15142.886 | 15142.886 | 15142.886 | 15142.886 | 15142.886 | 15142.886 | 15142.886 | 15142.886 | 15142.886 | 15142.886 | 15142.886 | 15142.886 | 15142.886 | 15142.886 | 15142.886 | 15142.886 | 15142.886 | 15142.886 | 15142.886 | 15142.886 | 15142.886 | 15142.886 | 15142.886 | 15142.886 | 15142.886 | 15142.886 | 15142.886 | 15142.886 | 15142.886 | 15142.886 | 15142.886 | 15142.886 | 15142.886 | 15142.886 | 15142.886 | 15142.886 | 15142.886 | 15142.886 | 15142.886 | 15142.886 | 15142.886 | 15142.886 | 15142.886 | 15142.886 | 15142.886 | 15142.886 | 15142.886 | 15142.886 | 15142.886 | 15142.886 | 15142.886 | 15142.886 | 15142.886 | 15142.886 | 15142.886 | 15142.886 | 15142.886 | 15142.886 | 15142.886 | 15142.886 | 15142.886 | 15142.886 | 15142.886 | 15142.886 | 15142.886 | 15142.886 | 15142.886 | 15142.886 | 15142.886 | 15142.886 | 15142.886 | 15142.886 | 15142.886 | 15142.886 | 15142.886 | 15142.886 | 15142.886 | 15142.886 | 15142.886 | 15142.886 | 15142.886 | 15142.886 | 15142.886 | 15142.886 | 15142.886 | 15142.886 | 15142.886 | 15142.886 | 15142.886 | 15142.886 | 15142.886 | 15142.886 | 15142.886 | 15142.886 | 15142.886 | 15142.886 | 15142.886 | 15142.886 | 15142.886 | 15142.886 | 15142.886 | 15142.886 | 15142.886 | 15142.886 | 15142.886 | 15142.886 | 15142.886 | 15142.886 | 15142.886 | 15142.886 | 15142.886 | 15142.886 | 15142.886 | 15142.886 | 15142.886 | 15142.886 | 15142.886 | 15142.886 | 15142.886 | 15142.886 | 15142.886 | 15142.886 | 15142.886 | 15142.886 | 15142.886 | 15142.886 | 15142.886 | 15142.886 | 15142.886 | 15142.886 | 15142.886 | 15142.886 | 15142.886 | 15142.886 | 15142.886 | 15142.886 | 15142.886 | 15142.886 | 15142.886 | 15142.886 | 15142.886 | 15142.886 | 15142.886 | 15142.886 | 15142.886 | 15142.886 | 15142.886 | 15142.886 | 15142.886 | 15142.886 | 15142.886 | 15142.886 | 15142.886 | 15142.886 | 15142.886 | 15142.886 | 15142.886 | 15142.886 | 15142.886 | 15142.886 | 15142.886 | 15142.886 | 15142.886 | 15142.886 | 15142.886 | 15142.886 | 15142.886 | 15142.886 | 15142.886 | 15142.886 | 15142.886 | 15142.886 | 15142.886 | 15142.886 | 15142.886 | 15142.886 | 15142.886 | 15142.886 | 15142.886 | 15142.886 | 15142.886 | 15142.886 | 15142.886 | 15142.886 | 15142.886 | 15142.886 | 15142.886 | 15142.886 | 15142.886 | 15142.886 | 15142.886 | 15142.886 | 15142.886 | 15142.886 | 15142.886 | 15142.886 | 15142.886 | 15142.886 | 15142.886 | 15142.886 | 15142.886 | 15142.886 | 15142.886 | 15142.886 | 15142.886 | 15142.886 | 15142.886 | 15142.886 | 15142.886 | 15142.886 | 15142.886 | 15142.886 | 15142.886 | 15142.886 | 15142.886 | 15142.886 | 15142.886 | 15142.886 | 15142.886 | 15142.886 | 15142.886 | 15142.886 | 15142.886 | 15142.886 | 15142.886 | 15142.886 | 15142.886 | 15142.886 | 15142.886 | 15142.886 | 15142.886 | 15142.886 | 15142.886 | 15142.886 | 15142.886 | 15142.886 | 15142.886 | 15142.886 | 15142.886 | 15142.886 | 15142.886 | 15142.886 | 15142.886 | 15142.886 | 15142.886 | 15142.886 | 15142.886 | 15142.886 | 15142.886 | 15142.886 | 15142.886 | 15142.886 | 15142.886 | 15142.886 | 15142.886 | 15142.886 | 15142.886 | 15142.886 | 15142.886 | 15142.886 | 15142.886 | 15142.886 | 15142.886 | 15142.886 | 15142.886 | 15142.886 | 15142.886 | 15142.886 | 15142.886 | 15142.886 | 15142.886 | 15142.886 | 15142.886 | 15142.886 | 15142.886 | 15142.886 | 15142.886 | 15142.886 | 15142.886 | 15142.886 | 15142.886 | 15142.886 | 15142.886 | 15142.886 | 15142.886 | 15142.886 | 15142.886 | 15142.886 | 15142.886 | 15142.886 | 15142.886 | 15142.886 | 15142.886 | 15142.886 | 15142.886 | 15142.886 | 15142.886 | 15142.886 | 15142.886 | 15142.886 | 15142.886 | 15142.886 | 15142.886 | 15142.886 | 15142.886 | 15142.886 | 15142.886 | 15142.886 | 15142.886 | 15142.886 | 15142.886 | 15142.886 | 15142.886 | 15142.886 | 15142.886 | 15142.886 | 15142.886 | 15142.886 | 15142.886 | 15142.886 | 15142.886 | 15142.886 | 15142.886 | 15142.886 | 15142.886 | 15142.886 | 15142.886 | 15142.886 | 15142.886 | 15142.886 | 15142.886 | 15142.886 | 15142.886 | 15142.886 | 15142.886 | 15142.886 | 15142.886 | 15142.886 | 15142.886 | 15142.886 | 15142.886 | 15142.886 | 15142.886 | 15142.886 | 15142.886 | 15142.886 | 15142.886 | 15142.886 | 15142.886 | 15142.886 | 15142.886 | 15142.886 | 15142.886 | 15142.886 | 15142.886 | 15142.886 | 15142.886 | 15142.886 | 15142.886 | 15142.886 | 15142.886 | 15142.886 | 15142.886 | 15142.886 | 15142.886 | 15142.886 | 15142.886 | 15142.886 | 15142.886 | 15142.886 | 15142.886 | 15142.886 | 15142.886 | 15142.886 | 15142.886 | 15142.886 | 15142.886 | 15142.886 | 15142.886 | 15142.886 | 15142.886 | 15142.886 | 15142.886 | 15142.886 | 15142.886 | 15142.886 | 15142.886 | 15142.886 | 15142.886 | 15142.886 | 15142.886 | 15142.886 | 15142.886 | 15142.886 | 15142.886 | 15142.886 | 15142.886 | 15142.886 | 15142.886 | 15142.886 | 15142.886 | 15142.886 | 15142.886 | 15142.886 | 15142.886 | 15142.886 | 15142.886 | 15142.886 | 15142.886 | 15142.886 | 15142.886 | 15142.886 | 15142.886 | 15142.886 | 15142.886 | 15142.886 | 15142.886 | 15142.886 | 15142.886 | 15142.886 | 15142.886 | 15142.886 | 15142.886 | 15142.886 | 15142.886 | 15142.886 | 15142.886 | 15142.886 | 15142.886 | 15142.886 | 15142.886 | 15142.886 | 15142.886 | 15142.886 | 15142.886 | 15142.886 | 15142.886 | 15142.886 | 15142.886 | 15142.886 | 15142.886 | 15142.886 | 15142.886 | 15142.886 | 15142.886 | 15142.886 | 15142.886 | 15142.886 | 15142.886 | 15142.886 | 15142.886 | 15142.886 | 15142.886 | 15142.886 | 15142.886 | 15142.886 | 15142.886 | 15142.886 | 15142.886 | 15142.886 | 15142.886 | 15142.886 | 15142.886 | 15142.886 | 15142.886 | 15142.886 | 15142.886 | 15142.886 | 15142.886 | 15142.886 | 15142.886 | 15142.886 | 15142.886 | 15142.886 | 15142.886 | 15142.886 | 15142.886 | 15142.886 | 15142.886 | 15142.886 | 15142.886 | 15142.886 | 15142.886 | 15142.886 | 15142.886 | 15142.886 | 15142.886 | 15142.886 | 15142.886 | 15142.886 | 15142.886 | 15142.886 | 15142.886 | 15142.886 | 15142.886 | 15142.886 | 15142.886 | 15142.886 | 15142.886 | 15142.886 | 15142.886 | 15142.886 | 15142.886 | 15142.886 | 15142.886 | 15142.886 | 15142.886 | 15142.886 | 15142.886 | 15142.886 | 15142.886 | 15142.886 | 15142.886 | 15142.886 | 15142.886 | 15142.886 | 15142.886 | 15142.886 | 15142.886 | 15142.886 | 15142.886 | 15142.886 | 15142.886 | 15142.886 | 15142.886 | 15142.886 | 15142.886 | 15142.886 | 15142.886 | 15142.886 | 15142.886 | 15142.886 | 15142.886 | 15142.886 | 15142.886 | 15142.886 | 15142.886 | 15142.886 | 15142.886 | 15142.886 | 15142.886 | 15142.886 | 15142.886 | 15142.886 | 15142.886 | 15142.886 | 15142.886 | 15142.886 | 15142.886 | 15142.886 | 15142.886 | 15142.886 | 15142.886 | 15142.886 | 15142.886 | 15142.886 | 15142.886 | 15142.886 | 15142.886 | 15142.886 | 15142.886 | 15142.886 | 15142.886 | 15142.886 | 15142.886 | 15142.886 | 15142.886 | 15142.886 | 15142.886 | 15142.886 | 15142.886 | 15142.886 | 15142.886 | 15142.886 | 15142.886 | 15142.886 | 15142.886 | 15142.886 | 15142.886 | 15142.886 | 15142.886 | 15142.886 | 15142.886 | 15142.886 | 15142.886 | 15142.886 | 15142.886 | 15142.886 | 15142.886 | 15142.886 | 15142.886 | 15142.886 | 15142.886 | 15142.886 | 15142.886 | 15142.886 | 15142.886 | 15142.886 | 15142.886 | 15142.886 | 15142.886 | 15142.886 | 15142.886 | 15142.886 | 15142.886 | 15142.886 | 15142.886 | 15142.886 | 15142.886 | 15142.886 | 15142.886 | 15142.886 | 15142.886 | 15142.886 | 15142.886 | 15142.886 | 15142.886 | 15142.886 | 15142.886 | 15142.886 | 15142.886 | 15142.886 | 15142.886 | 15142.886 | 15142.886 | 15142.886 | 15142.886 | 15142.886 | 15142.886 | 15142.886 | 15142.886 | 15142.886 | 15142.886 | 15142.886 | 15142.886 | 15142.886 | 15142.886 | 15142.886 | 15142.886 | 15142.886 | 15142.886 | 15142.886 | 15142.886 | 15142.886 | 15142.886 | 15142.886 | 15142.886 | 15142.886 | 15142.886 | 15142.886 | 15142.886 | 15142.886 | 15142.886 | 15142.886 | 15142.886 | 15142.886 | 15142.886 | 15142.886 | 15142.886 | 15142.886 | 15142.886 | 15142.886 | 15142.886 | 15142.886 | 15142.886 | 15142.886 | 15142.886 | 15142.886 | 15142.886 | 15142.886 | 15142.886 | 15142.886 | 15142.886 | 15142.886 | 15142.886 | 15142.886 | 15142.886 | 15142.886 | 15142.886 | 15142.886 | 15142.886 | 15142.886 | 15142.886 | 15142.886 | 15142.886 | 15142.886 | 15142.886 | 15142.886 | 15142.886 | 15142.886 | 15142.886 | 15142.886 | 15142.886 | 15142.886 | 15142.886 | 15142.886 | 15142.886 | 15142.886 | 15142.886 | 15142.886 | 15142.886 | 15142.886 | 15142.886 | 15142.886 | 15142.886 | 15142.886 | 15142.886 | 15142.886 | 15142.886 | 15142.886 | 15142.886 | 15142.886 | 15142.886 | 15142.886 | 15142.886 | 15142.886 | 15142.886 | 15142.886 | 15142.886 | 15142.886 | 15142.886 | 15142.886 | 15142.886 | 15142.886 | 15142.886 | 15142.886 | 15142.886 | 15142.886 | 15142.886 | 15142.886 | 15142.886 | 15142.886 | 15142.886 | 15142.886 | 15142.886 | 15142.886 | 15142.886 | 15142.886 | 15142.886 | 15142.886 | 15142.886 | 15142.886 | 15142.886 | 15142.886 | 15142.886 | 15142.886 | 15142.886 | 15142.886 | 15142.886 | 15142.886 | 15142.886 | 15142.886 | 15142.886 | 15142.886 | 15142.886 | 15142.886 | 15142.886 | 15142.886 | 15142.886 | 15142.886 | 15142.886 | 15142.886 | 15142.886 | 15142.886 | 15142.886 | 15142.886 | 15142.886 | 15142.886 | 15142.886 | 15142.886 | 15142.886 | 15142.886 | 15142.886 | 15142.886 | 15142.886 | 15142.886 | 15142.886 | 15142.886 | 15142.886 | 15142.886 | 15142.886 | 15142.886 | 15142.886 | 15142.886 | 15142.886 | 15142.886 | 15142.886 | 15142.886 | 15142.886 | 15142.886 | 15142.886 | 15142.886 | 15142.886 | 15142.886 | 15142.886 | 15142.886 | 15142.886 | 15142.886 | 15142.886 | 15142.886 | 15142.886 | 15142.886 | 15142.886 | 15142.886 | 15142.886 | 15142.886 | 15142.886 | 15142.886 | 15142.886 | 15142.886 | 15142.886 | 15142.886 | 15142.886 | 15142.886 | 15142.886 | 15142.886 | 15142.886 | 15142.886 | 15142.886 | 15142.886 | 15142.886 | 15142.886 | 15142.886 | 15142.886 | 15142.886 | 15142.886 | 15142.886 | 15142.886 | 15142.886 | 15142.886 | 15142.886 | 15142.886 | 15142.886 | 15142.886 | 15142.886 | 15142.886 | 15142.886 | 15142.886 | 15142.886 | 15142.886 | 15142.886 | 15142.886 | 15142.886 | 15142.886 | 15142.886 | 15142.886 | 15142.886 | 15142.886 | 15142.886 | 15142.886 | 15142.886 | 15142.886 | 15142.886 | 15142.886 | 15142.886 | 15142.886 | 15142.886 | 15142.886 | 15142.886 | 15142.886 | 15142.886 | 15142.886 | 15142.886 | 15142.886 | 15142.886 | 15142.886 | 15142.886 | 15142.886 | 15142.886 | 15142.886 | 15142.886 | 15142.886 | 15142.886 | 15142.886 | 15142.886 | 15142.886 | 15142.886 | 15142.886 | 15142.886 | 15142.886 | 15142.886 | 15142.886 | 15142.886 | 15142.886 | 15142.886 | 15142.886 | 15142.886 | 15142.886 | 15142.886 | 15142.886 | 15142.886 | 15142.886 | 15142.886 | 15142.886 | 15142.886 | 15142.886 | 15142.886 | 15142.886 | 15142.886 | 15142.886 | 15142.886 | 15142.886 | 15142.886 | 15142.886 | 15142.886 | 15142.886 | 15142.886 | 15142.886 | 15142.886 | 15142.886 | 15142.886 | 15142.886 | 15142.886 | 15142.886 | 15142.886 | 15142.886 | 15142.886 | 15142.886 | 15142.886 | 15142.886 | 15142.886 | 15142.886 | 15142.886 | 15142.886 | 15142.886 | 15142.886 | 15142.886 | 15142.886 | 15142.886 | 15142.886 | 15142.886 | 15142.886 | 15142.886 | 15142.886 | 15142.886 | 15142.886 | 15142.886 | 15142.886 | 15142.886 | 15142.886 | 15142.886 | 15142.886 | 15142.886 | 15142.886 | 15142.886 | 15142.886 | 15142.886 | 15142.886 | 15142.886 | 15142.886 | 15142.886 | 15142.886 | 15142.886 | 15142.886 | 15142.886 | 15142.886 | 15142.886 | 15142.886 | 15142.886 | 15142.886 | 15142.886 | 15142.886 | 15142.886 | 15142.886 | 15142.886 | 15142.886 | 15142.886 | 15142.886 | 15142.886 | 15142.886 | 15142.886 | 15142.886 | 15142.886 | 15142.886 | 15142.886 | 15142.886 | 15142.886 | 15142.886 | 15142.886 | 15142.886 | 15142.886 | 15142.886 | 15142.886 | 15142.886 | 15142.886 | 15142.886 | 15142.886 | 15142.886 | 15142.886 | 15142.886 | 15142.886 | 15142.886 | 15142.886 | 15142.886 | 15142.886 | 15142.886 | 15142.886 | 15142.886 | 15142.886 | 15142.886 | 15142.886 | 15142.886 | 15142.886 | 15142.886 | 15142.886 | 15142.886 | 15142.886 | 15142.886 | 15142.886 | 15142.886 | 15142.886 | 15142.886 | 15142.886 | 15142.886 | 15142.886 | 15142.886 | 15142.886 | 15142.886 | 15142.886 | 15142.886 | 15142.886 | 15142.886 | 15142.886 | 15142.886 | 15142.886 | 15142.886 | 15142.886 | 15142.886 | 15142.886 | 15142.886 | 15142.886 | 15142.886 | 15142.886 | 15142.886 | 15142.886 | 15142.886 | 15142.886 | 15142.886 | 15142.886 | 15142.886 | 15142.886 | 15142.886 | 15142.886 | 15142.886 | 15142.886 | 15142.886 | 15142.886 | 15142.886 | 15142.886 | 15142.886 | 15142.886 | 15142.886 | 15142.886 | 15142.886 | 15142.886 | 15142.886 | 15142.886 | 15142.886 | 15142.886 | 15142.886 | 15142.886 | 15142.886 | 15142.886 | 15142.886 | 15142.886 | 15142.886 | 15142.886 | 15142.886 | 15142.886 | 15142.886 | 15142.886 | 15142.886 | 15142.886 | 15142.886 | 15142.886 | 15142.886 | 15142.886 | 15142.886 | 15142.886 | 15142.886 | 15142.886 | 15142.886 | 15142.886 | 15142.886 | 15142.886 | 15142.886 | 15142.886 | 15142.886 | 15142.886 | 15142.886 | 15142.886 | 15142.886 | 15142.886 | 15142.886 | 15142.886 | 15142.886 | 15142.886 | 15142.886 | 15142.886 | 15142.886 | 15142.886 | 15142.886 | 15142.886 | 15142.886 | 15142.886 | 15142.886 | 15142.886 | 15142.886 | 15142.886 | 15142.886 | 15142.886 | 15142.886 | 15142.886 | 15142.886 | 15142.886 | 15142.886 | 15142.886 | 15142.886 | 15142.886 | 15142.886 | 15142.886 | 15142.886 | 15142.886 | 15142.886 | 15142.886 | 15142.886 | 15142.886 | 15142.886 | 15142.886 | 15142.886 | 15142.886 | 15142.886 | 15142.886 | 15142.886 | 15142.886 | 15142.886 | 15142.886 | 15142.886 | 15142.886 | 15142.886 | 15142.886 | 15142.886 | 15142.886 | 15142.886 | 15142.886 | 15142.886 | 15142.886 | 15142.886 | 15142.886 | 15142.886 | 15142.886 | 15142.886 | 15142.886 | 15142.886 | 15142.886 | 15142.886 | 15142.886 | 15142.886 | 15142.886 | 15142.886 | 15142.886 | 15142.886 | 15142.886 | 15142.886 | 15142.886 | 15142.886 | 15142.886 | 15142.886 | 15142.886 | 15142.886 | 15142.886 | 15142.886 | 15142.886 | 15142.886 | 15142.886 | 15142.886 | 15142.886 | 15142.886 | 15142.886 | 15142.886 | 15142.886 | 15142.886 | 15142.886 | 15142.886 | 15142.886 | 15142.886 | 15142.886 | 15142.886 | 15142.886 | 15142.886 | 15142.886 | 15142.886 | 15142.886 | 15142.886 | 15142.886 | 15142.886 | 15142.886 | 15142.886 | 15142.886 | 15142.886 | 15142.886 | 15142.886 | 15142.886 | 15142.886 | 15142.886 | 15142.886 | 15142.886 | 15142.886 | 15142.886 | 15142.886 | 15142.886 | 15142.886 | 15142.886 | 15142.886 | 15142.886 | 15142.886 | 15142.886 | 15142.886 | 15142.886 | 15142.886 | 15142.886 | 15142.886 | 15142.886 | 15142.886 | 15142.886 | 15142.886 | 15142.886 | 15142.886 | 15142.886 | 15142.886 | 15142.886 | 15142.886 | 15142.886 | 15142.886 | 15142.886 | 15142.886 | 15142.886 | 15142.886 | 15142.886 | 15142.886 | 15142.886 | 15142.886 | 15142.886 | 15142.886 | 15142.886 | 15142.886 | 15142.886 | 15142.886 | 15142.886 | 15142.886 | 15142.886 | 15142.886 | 15142.886 | 15142.886 | 15142.886 | 15142.886 | 15142.886 | 15142.886 | 15142.886 | 15142.886 | 15142.886 | 15142.886 | 15142.886 | 15142.886 | 15142.886 | 15142.886 | 15142.886 | 15142.886 | 15142.886 | 15142.886 | 15142.886 | 15142.886 | 15142.886 | 15142.886 | 15142.886 | 15142.886 | 15142.886 | 15142.886 | 15142.886 | 15142.886 | 15142.886 | 15142.886 | 15142.886 | 15142.886 | 15142.886 | 15142.886 | 15142.886 | 15142.886 | 15142.886 | 15142.886 | 15142.886 | 15142.886 | 15142.886 | 15142.886 | 15142.886 | 15142.886 | 15142.886 | 15142.886 | 15142.886 | 15142.886 | 15142.886 | 15142.886 | 15142.886 | 15142.886 | 15142.886 | 15142.886 | 15142.886 | 15142.886 | 15142.886 | 15142.886 | 15142.886 | 15142.886 | 15142.886 | 15142.886 | 15142.886 | 15142.886 | 15142.886 | 15142.886 | 15142.886 | 15142.886 | 15142.886 | 15142.886 | 15142.886 | 15142.886 | 15142.886 | 15142.886 | 15142.886 | 15142.886 | 15142.886 | 15142.886 | 15142.886 | 15142.886 | 15142.886 | 15142.886 | 15142.886 | 15142.886 | 15142.886 | 15142.886 | 15142.886 | 15142.886 | 15142.886 | 15142.886 | 15142.886 | 15142.886 | 15142.886 | 15142.886 | 15142.886 | 15142.886 | 15142.886 | 15142.886 | 15142.886 | 15142.886 | 15142.886 | 15142.886 | 15142.886 | 15142.886 | 15142.886 | 15142.886 | 15142.886 | 15142.886 | 15142.886 | 15142.886 | 15142.886 | 15142.886 | 15142.886 | 15142.886 | 15142.886 | 15142.886 | 15142.886 | 15142.886 | 15142.886 | 15142.886 | 15142.886 | 15142.886 | 15142.886 | 15142.886 | 15142.886 | 15142.886 | 15142.886 | 15142.886 | 15142.886 | 15142.886 | 15142.886 | 15142.886 | 15142.886 | 15142.886 | 15142.886 | 15142.886 | 15142.886 | 15142.886 | 15142.886 | 15142.886 | 15142.886 | 15142.886 | 15142.886 | 15142.886 | 15142.886 | 15142.886 | 15142.886 | 15142.886 | 15142.886 | 15142.886 | 15142.886 | 15142.886 | 15142.886 | 15142.886 | 15142.886 | 15142.886 | 15142.886 | 15142.886 | 15142.886 | 15142.886 | 15142.886 | 15142.886 | 15142.886 | 15142.886 | 15142.886 | 15142.886 | 15142.886 | 15142.886 | 15142.886 | 15142.886 | 15142.886 | 15142.886 | 15142.886 | 15142.886 | 15142.886 | 15142.886 | 15142.886 | 15142.886 | 15142.886 | 15142.886 | 15142.886 | 15142.886 | 15142.886 | 15142.886 | 15142.886 | 15142.886 | 15142.886 | 15142.886 | 15142.886 | 15142.886 | 15142.886 | 15142.886 | 15142.886 | 15142.886 | 15142.886 | 15142.886 | 15142.886 | 15142.886 | 15142.886 | 15142.886 | 15142.886 | 15142.886 | 15142.886 | 15142.886 | 15142.886 | 15142.886 | 15142.886 | 15142.886 | 15142.886 | 15142.886 | 15142.886 | 15142.886 | 15142.886 | 15142.886 | 15142.886 | 15142.886 | 15142.886 | 15142.886 | 15142.886 | 15142.886 | 15142.886 | 15142.886 | 15142.886 | 15142.886 | 15142.886 | 15142.886 | 15142.886 | 15142.886 | 15142.886 | 15142.886 | 15142.886 | 15142.886 | 15142.886 | 15142.886 | 15142.886 | 15142.886 | 15142.886 | 15142.886 | 15142.886 | 15142.886 | 15142.886 | 15142.886 | 15142.886 | 15142.886 | 15142.886 | 15142.886 | 15142.886 | 15142.886 | 15142.886 | 15142.886 | 15142.886 | 15142.886 | 15142.886 | 15142.886 | 15142.886 | 15142.886 | 15142.886 | 15142.886 | 15142.886 | 15142.886 | 15142.886 | 15142.886 | 15142.886 | 15142.886 | 15142.886 | 15142.886 | 15142.886 | 15142.886 | 15142.886 | 15142.886 | 15142.886 | 15142.886 | 15142.886 | 15142.886 | 15142.886 | 15142.886 | 15142.886 | 15142.886 | 15142.886 | 15142.886 | 15142.886 | 15142.886 | 15142.886 | 15142.886 | 15142.886 | 15142.886 | 15142.886 | 15142.886 | 15142.886 | 15142.886 | 15142.886 | 15142.886 | 15142.886 | 15142.886 | 15142.886 | 15142.886 | 15142.886 | 15142.886 | 15142.886 | 15142.886 | 15142.886 | 15142.886 | 15142.886 | 15142.886 | 15142.886 | 15142.886 | 15142.886 | 15142.886 | 15142.886 | 15142.886 | 15142.886 | 15142.886 | 15142.886 | 15142.886 | 15142.886 | 15142.886 | 15142.886 | 15142.886 | 15142.886 | 15142.886 | 15142.886 | 15142.886 | 15142.886 | 15142.886 | 15142.886 | 15142.886 | 15142.886 | 15142.886 | 15142.886 | 15142.886 | 15142.886 | 15142.886 | 15142.886 | 15142.886 | 15142.886 | 15142.886 | 15142.886 | 15142.886 | 15142.886 | 15142.886 | 15142.886 | 15142.886 | 15142.886 | 15142.886 | 15142.886 | 15142.886 | 15142.886 | 15142.886 | 15142.886 | 15142.886 | 15142.886 | 15142.886 | 15142.886 | 15142.886 | 15142.886 | 15142.886 | 15142.886 | 15142.886 | 15142.886 | 15142.886 | 15142.886 | 15142.886 | 15142.886 | 15142.886 | 15142.886 | 15142.886 | 15142.886 | 15142.886 | 15142.886 | 15142.886 | 15142.886 | 15142.886 | 15142.886 | 15142.886 | 15142.886 | 15142.886 | 15142.886 | 15142.886 | 15142.886 | 15142.886 | 15142.886 | 15142.886 | 15142.886 | 15142.886 | 15142.886 | 15142.886 | 15142.886 | 15142.886 | 15142.886 | 15142.886 | 15142.886 | 15142.886 | 15142.886 | 15142.886 | 15142.886 | 15142.886 | 15142.886 | 15142.886 | 15142.886 | 15142.886 | 15142.886 | 15142.886 | 15142.886 | 15142.886 | 15142.886 | 15142.886 | 15142.886 | 15142.886 | 15142.886 | 15142.886 | 15142.886 | 15142.886 | 15142.886 | 15142.886 | 15142.886 | 15142.886 | 15142.886 | 15142.886 | 15142.886 | 15142.886 | 15142.886 | 15142.886 | 15142.886 | 15142.886 | 15142.886 | 15142.886 | 15142.886 | 15142.886 | 15142.886 | 15142.886 | 15142.886 | 15142.886 | 15142.886 | 15142.886 | 15142.886 | 15142.886 | 15142.886 | 15142.886 | 15142.886 | 15142.886 | 15142.886 | 15142.886 | 15142.886 | 15142.886 | 15142.886 | 15142.886 | 15142.886 | 15142.886 | 15142.886 | 15142.886 | 15142.886 | 15142.886 | 15142.886 | 15142.886 | 15142.886 | 15142.886 | 15142.886 | 15142.886 | 15142.886 | 15142.886 | 15142.886 | 15142.886 | 15142.886 | 15142.886 | 15142.886 | 15142.886 | 15142.886 | 15142.886 | 15142.886 | 15142.886 | 15142.886 | 15142.886 | 15142.886 | 15142.886 | 15142.886 | 15142.886 | 15142.886 | 15142.886 | 15142.886 | 15142.886 | 15142.886 | 15142.886 | 15142.886 | 15142.886 | 15142.886 | 15142.886 | 15142.886 | 15142.886 | 15142.886 | 15142.886 | 15142.886 | 15142.886 | 15142.886 | 15142.886 | 15142.886 | 15142.886 | 15142.886 | 15142.886 | 15142.886 | 15142.886 | 15142.886 | 15142.886 | 15142.886 | 15142.886 | 15142.886 | 15142.886 | 15142.886 | 15142.886 | 15142.886 | 15142.886 | 15142.886 | 15142.886 | 15142.886 | 15142.886 | 15142.886 | 15142.886 | 15142.886 | 15142.886 | 15142.886 | 15142.886 | 15142.886 | 15142.886 | 15142.886 | 15142.886 | 15142.886 | 15142.886 | 15142.886 | 15142.886 | 15142.886 | 15142.886 | 15142.886 | 15142.886 | 15142.886 | 15142.886 | 15142.886 | 15142.886 | 15142.886 | 15142.886 | 15142.886 | 15142.886 | 15142.886 | 15142.886 | 15142.886 | 15142.886 | 15142.886 | 15142.886 | 15142.886 | 15142.886 | 15142.886 | 15142.886 | 15142.886 | 15142.886 | 15142.886 | 15142.886 | 15142.886 | 15142.886 | 15142.886 | 15142.886 | 15142.886 | 15142.886 | 15142.886 | 15142.886 | 15142.886 | 15142.886 | 15142.886 | 15142.886 | 15142.886 | 15142.886 | 15142.886 | 15142.886 | 15142.886 | 15142.886 | 15142.886 | 15142.886 | 15142.886 | 15142.886 | 15142.886 | 15142.886 | 15142.886 | 15142.886 | 15142.886 | 15142.886 | 15142.886 | 15142.886 | 15142.886 | 15142.886 | 15142.886 | 15142.886 | 15142.886 | 15142.886 | 15142.886 | 15142.886 | 15142.886 | 15142.886 | 15142.886 | 15142.886 | 15142.886 | 15142.886 | 15142.886 | 15142.886 | 15142.886 | 15142.886 | 15142.886 | 15142.886 | 15142.886 | 15142.886 | 15142.886 | 15142.886 | 15142.886 | 15142.886 | 15142.886 | 15142.886 | 15142.886 | 15142.886 | 15142.886 | 15142.886 | 15142.886 | 15142.886 | 15142.886 | 15142.886 | 15142.886 | 15142.886 | 15142.886 | 15142.886 | 15142.886 | 15142.886 | 15142.886 | 15142.886 | 15142.886 | 15142.886 | 15142.886 | 15142.886 | 15142.886 | 15142.886 | 15142.886 | 15142.886 | 15142.886 | 15142.886 | 15142.886 | 15142.886 | 15142.886 | 15142.886 | 15142.886 | 15142.886 | 15142.886 | 15142.886 | 15142.886 | 15142.886 | 15142.886 | 15142.886 | 15142.886 | 15142.886 | 15142.886 | 15142.886 | 15142.886 | 15142.886 | 15142.886 | 15142.886 | 15142.886 | 15142.886 | 15142.886 | 15142.886 | 15142.886 | 15142.886 | 15142.886 | 15142.886 | 15142.886 | 15142.886 | 15142.886 | 15142.886 | 15142.886 | 15142.886 | 15142.886 | 15142.886 | 15142.886 | 15142.886 | 15142.886 | 15142.886 | 15142.886 | 15142.886 | 15142.886 | 15142.886 | 15142.886 | 15142.886 | 15142.886 | 15142.886 | 15142.886 | 15142.886 | 15142.886 | 15142.886 | 15142.886 | 15142.886 | 15142.886 | 15142.886 | 15142.886 | 15142.886 | 15142.886 | 15142.886 | 15142.886 | 15142.886 | 15142.886 | 15142.886 | 15142.886 | 15142.886 | 15142.886 | 15142.886 | 15142.886 | 15142.886 | 15142.886 | 15142.886 | 15142.886 | 15142.886 | 15142.886 | 15142.886 | 15142.886 | 15142.886 | 15142.886 | 15142.886 | 15142.886 | 15142.886 | 15142.886 | 15142.886 | 15142.886 | 15142.886 | 15142.886 | 15142.886 | 15142.886 | 15142.886 | 15142.886 | 15142.886 | 15142.886 | 15142.886 | 15142.886 | 15142.886 | 15142.886 | 15142.886 | 15142.886 | 15142.886 | 15142.886 | 15142.886 | 15142.886 | 15142.886 | 15142.886 | 15142.886 | 15142.886 | 15142.886 | 15142.886 | 15142.886 | 15142.886 | 15142.886 | 15142.886 | 15142.886 | 15142.886 | 15142.886 | 15142.886 | 15142.886 | 15142.886 | 15142.886 | 15142.886 | 15142.886 | 15142.886 | 15142.886 | 15142.886 | 15142.886 | 15142.886 | 15142.886 | 15142.886 | 15142.886 | 15142.886 | 15142.886 | 15142.886 | 15142.886 | 15142.886 | 15142.886 | 15142.886 | 15142.886 | 15142.886 | 15142.886 | 15142.886 | 15142.886 | 15142.886 | 15142.886 | 15142.886 | 15142.886 | 15142.886 | 15142.886 | 15142.886 | 15142.886 | 15142.886 | 15142.886 | 15142.886 | 15142.886 | 15142.886 | 15142.886 | 15142.886 | 15142.886 | 15142.886 | 15142.886 | 15142.886 | 15142.886 | 15142.886 | 15142.886 | 15142.886 | 15142.886 | 15142.886 | 15142.886 | 15142.886 | 15142.886 | 15142.886 | 15142.886 | 15142.886 | 15142.886 | 15142.886 | 15142.886 | 15142.886 | 15142.886 | 15142.886 | 15142.886 | 15142.886 | 15142.886 | 15142.886 | 15142.886 | 15142.886 | 15142.886 | 15142.886 | 15142.886 | 15142.886 | 15142.886 | 15142.886 | 15142.886 | 15142.886 | 15142.886 | 15142.886 | 15142.886 | 15142.886 | 15142.886 | 15142.886 | 15142.886 | 15142.886 | 15142.886 | 15142.886 | 15142.886 | 15142.886 | 15142.886 | 15142.886 | 15142.886 | 15142.886 | 15142.886 | 15142.886 | 15142.886 | 15142.886 | 15142.886 | 15142.886 | 15142.886 | 15142.886 | 15142.886 | 15142.886 | 15142.886 | 15142.886 | 15142.886 | 15142.886 | 15142.886 | 15142.886 | 15142.886 | 15142.886 | 15142.886 | 15142.886 | 15142.886 | 15142.886 | 15142.886 | 15142.886 | 15142.886 | 15142.886 | 15142.886 | 15142.886 | 15142.886 | 15142.886 | 15142.886 | 15142.886 | 15142.886 | 15142.886 | 15142.886 | 15142.886 | 15142.886 | 15142.886 | 15142.886 | 15142.886 | 15142.886 | 15142.886 | 15142.886 | 15142.886 | 15142.886 | 15142.886 | 15142.886 | 15142.886 | 15142.886 | 15142.886 | 15142.886 | 15142.886 | 15142.886 | 15142.886 | 15142.886 | 15142.886 | 15142.886 | 15142.886 | 15142.886 | 15142.886 | 15142.886 | 15142.886 | 15142.886 | 15142.886 | 15142.886 | 15142.886 | 15142.886 | 15142.886 | 15142.886 | 15142.886 | 15142.886 | 15142.886 | 15142.886 | 15142.886 | 15142.886 | 15142.886 | 15142.886 | 15142.886 | 15142.886 | 15142.886 | 15142.886 | 15142.886 | 15142.886 | 15142.886 | 15142.886 | 15142.886 | 15142.886 | 15142.886 | 15142.886 | 15142.886 | 15142.886 | 15142.886 | 15142.886 | 15142.886 | 15142.886 | 15142.886 | 15142.886 | 15142.886 | 15142.886 | 15142.886 | 15142.886 | 15142.886 | 15142.886 | 15142.886 | 15142.886 | 15142.886 | 15142.886 | 15142.886 | 15142.886 | 15142.886 | 15142.886 | 15142.886 | 15142.886 | 15142.886 | 15142.886 | 15142.886 | 15142.886 | 15142.886 | 15142.886 | 15142.886 | 15142.886 | 15142.886 | 15142.886 | 15142.886 | 15142.886 | 15142.886 | 15142.886 | 15142.886 | 15142.886 | 15142.886 | 15142.886 | 15142.886 | 15142.886 | 15142.886 | 15142.886 | 15142.886 | 15142.886 | 15142.886 | 15142.886 | 15142.886 | 15142.886 | 15142.886 | 15142.886 | 15142.886 | 15142.886 | 15142.886 | 15142.886 | 15142.886 | 15142.886 | 15142.886 | 15142.886 | 15142.886 | 15142.886 | 15142.886 | 15142.886 | 15142.886 | 15142.886 | 15142.886 | 15142.886 | 15142.886 | 15142.886 | 15142.886 | 15142.886 | 15142.886 | 15142.886 | 15142.886 | 15142.886 | 15142.886 | 15142.886 | 15142.886 | 15142.886 | 15142.886 | 15142.886 | 15142.886 | 15142.886 | 15142.886 | 15142.886 | 15142.886 | 15142.886 | 15142.886 | 15142.886 | 15142.886 | 15142.886 | 15142.886 | 15142.886 | 15142.886 | 15142.886 | 15142.886 | 15142.886 | 15142.886 | 15142.886 | 15142.886 | 15142.886 | 15142.886 | 15142.886 | 15142.886 | 15142.886 | 15142.886 | 15142.886 | 15142.886 | 15142.886 | 15142.886 | 15142.886 | 15142.886 | 15142.886 | 15142.886 | 15142.886 | 15142.886 | 15142.886 | 15142.886 | 15142.886 | 15142.886 | 15142.886 | 15142.886 | 15142.886 | 15142.886 | 15142.886 | 15142.886 | 15142.886 | 15142.886 | 15142.886 | 15142.886 | 15142.886 | 15142.886 | 15142.886 | 15142.886 | 15142.886 | 15142.886 | 15142.886 | 15142.886 | 15142.886 | 15142.886 | 15142.886 | 15142.886 | 15142.886 | 15142.886 | 15142.886 | 15142.886 | 15142.886 | 15142.886 | 15142.886 | 15142.886 | 15142.886 | 15142.886 | 15142.886 | 15142.886 | 15142.886 | 15142.886 | 15142.886 | 15142.886 | 15142.886 | 15142.886 | 15142.886 | 15142.886 | 15142.886 | 15142.886 | 15142.886 | 15142.886 | 15142.886 | 15142.886 | 15142.886 | 15142.886 | 15142.886 | 15142.886 | 15142.886 | 15142.886 | 15142.886 | 15142.886 | 15142.886 | 15142.886 | 15142.886 | 15142.886 | 15142.886 | 15142.886 | 15142.886 | 15142.886 | 15142.886 | 15142.886 | 15142.886 | 15142.886 | 15142.886 | 15142.886 | 15142.886 | 15142.886 | 15142.886 | 15142.886 | 15142.886 | 15142.886 | 15142.886 | 15142.886 | 15142.886 | 15142.886 | 15142.886 | 15142.886 | 15142.886 | 15142.886 | 15142.886 | 15142.886 | 15142.886 | 15142.886 | 15142.886 | 15142.886 | 15142.886 | 15142.886 | 15142.886 | 15142.886 | 15142.886 | 15142.886 | 15142.886 | 15142.886 | 15142.886 | 15142.886 | 15142.886 | 15142.886 | 15142.886 | 15142.886 | 15142.886 | 15142.886 | 15142.886 | 15142.886 | 15142.886 | 15142.886 | 15142.886 | 15142.886 | 15142.886 | 15142.886 | 15142.886 | 15142.886 | 15142.886 | 15142.886 | 15142.886 | 15142.886 | 15142.886 | 15142.886 | 15142.886 | 15142.886 | 15142.886 | 15142.886 | 15142.886 | 15142.886 | 15142.886 | 15142.886 | 15142.886 | 15142.886 | 15142.886 | 15142.886 | 15142.886 | 15142.886 | 15142.886 | 15142.886 | 15142.886 | 15142.886 | 15142.886 | 15142.886 | 15142.886 | 15142.886 | 15142.886 | 15142.886 | 15142.886 | 15142.886 | 15142.886 | 15142.886 | 15142.886 | 15142.886 | 15142.886 | 15142.886 | 15142.886 | 15142.886 | 15142.886 | 15142.886 | 15142.886 | 15142.886 | 15142.886 | 15142.886 | 15142.886 | 15142.886 | 15142.886 | 15142.886 | 15142.886 | 15142.886 | 15142.886 | 15142.886 | 15142.886 | 15142.886 | 15142.886 | 15142.886 | 15142.886 | 15142.886 | 15142.886 | 15142.886 | 15142.886 | 15142.886 | 15142.886 | 15142.886 | 15142.886 | 15142.886 | 15142.886 | 15142.886 | 15142.886 | 15142.886 | 15142.886 | 15142.886 | 15142.886 | 15142.886 | 15142.886 | 15142.886 | 15142.886 | 15142.886 | 15142.886 | 15142.886 | 15142.886 | 15142.886 | 15142.886 | 15142.886 | 15142.886 | 15142.886 | 15142.886 | 15142.886 | 15142.886 | 15142.886 | 15142.886 | 15142.886 | 15142.886 | 15142.886 | 15142.886 | 15142.886 | 15142.886 | 15142.886 | 15142.886 | 15142.886 | 15142.886 | 15142.886 | 15142.886 | 15142.886 | 15142.886 | 15142.886 | 15142.886 | 15142.886 | 15142.886 | 15142.886 | 15142.886 | 15142.886 | 15142.886 | 15142.886 | 15142.886 | 15142.886 | 15142.886 | 15142.886 | 15142.886 | 15142.886 | 15142.886 | 15142.886 | 15142.886 | 15142.886 | 15142.886 | 15142.886 | 15142.886 | 15142.886 | 15142.886 | 15142.886 | 15142.886 | 15142.886 | 15142.886 | 15142.886 | 15142.886 | 15142.886 | 15142.886 | 15142.886 | 15142.886 | 15142.886 | 15142.886 | 15142.886 | 15142.886 | 15142.886 | 15142.886 | 15142.886 | 15142.886 | 15142.886 | 15142.886 | 15142.886 | 15142.886 | 15142.886 | 15142.886 | 15142.886 | 15142.886 | 15142.886 | 15142.886 | 15142.886 | 15142.886 | 15142.886 | 15142.886 | 15142.886 | 15142.886 | 15142.886 | 15142.886 | 15142.886 | 15142.886 | 15142.886 | 15142.886 | 15142.886 | 15142.886 | 15142.886 | 15142.886 | 15142.886 | 15142.886 | 15142.886 | 15142.886 | 15142.886 | 15142.886 | 15142.886 | 15142.886 | 15142.886 | 15142.886 | 15142.886 | 15142.886 | 15142.886 | 15142.886 | 15142.886 | 15142.886 | 15142.886 | 15142.886 | 15142.886 | 15142.886 | 15142.886 | 15142.886 | 15142.886 | 15142.886 | 15142.886 | 15142.886 | 15142.886 | 15142.886 | 15142.886 | 15142.886 | 15142.886 | 15142.886 | 15142.886 | 15142.886 | 15142.886 | 15142.886 | 15142.886 | 15142.886 | 15142.886 | 15142.886 | 15142.886 | 15142.886 | 15142.886 | 15142.886 | 15142.886 | 15142.886 | 15142.886 | 15142.886 | 15142.886 | 15142.886 | 15142.886 | 15142.886 | 15142.886 | 15142.886 | 15142.886 | 15142.886 | 15142.886 | 15142.886 | 15142.886 | 15142.886 | 15142.886 | 15142.886 | 15142.886 | 15142.886 | 15142.886 | 15142.886 | 15142.886 | 15142.886 | 15142.886 | 15142.886 | 15142.886 | 15142.886 | 15142.886 | 15142.886 | 15142.886 | 15142.886 | 15142.886 | 15142.886 | 15142.886 | 15142.886 | 15142.886 | 15142.886 | 15142.886 | 15142.886 | 15142.886 | 15142.886 | 15142.886 | 15142.886 | 15142.886 | 15142.886 | 15142.886 | 15142.886 | 15142.886 | 15142.886 | 15142.886 | 15142.886 | 15142.886 | 15142.886 | 15142.886 | 15142.886 | 15142.886 | 15142.886 | 15142.886 | 15142.886 | 15142.886 | 15142.886 | 15142.886 | 15142.886 | 15142.886 | 15142.886 | 15142.886 | 15142.886 | 15142.886 | 15142.886 | 15142.886 | 15142.886 | 15142.886 | 15142.886 | 15142.886 | 15142.886 | 15142.886 | 15142.886 | 15142.886 | 15142.886 | 15142.886 | 15142.886 | 15142.886 | 15142.886 | 15142.886 | 15142.886 | 15142.886 | 15142.886 | 15142.886 | 15142.886 | 15142.886 | 15142.886 | 15142.886 | 15142.886 | 15142.886 | 15142.886 | 15142.886 | 15142.886 | 15142.886 | 15142.886 | 15142.886 | 15142.886 | 15142.886 | 15142.886 | 15142.886 | 15142.886 | 15142.886 | 15142.886 | 15142.886 | 15142.886 | 15142.886 | 15142.886 | 15142.886 | 15142.886 | 15142.886 | 15142.886 | 15142.886 | 15142.886 | 15142.886 | 15142.886 | 15142.886 | 15142.886 | 15142.886 | 15142.886 | 15142.886 | 15142.886 | 15142.886 | 15142.886 | 15142.886 | 15142.886 | 15142.886 | 15142.886 | 15142.886 | 15142.886 | 15142.886 | 15142.886 | 15142.886 | 15142.886 | 15142.886 | 15142.886 | 15142.886 | 15142.886 | 15142.886 | 15142.886 | 15142.886 | 15142.886 | 15142.886 | 15142.886 | 15142.886 | 15142.886 | 15142.886 | 15142.886 | 15142.886 | 15142.886 | 15142.886 | 15142.886 | 15142.886 | 15142.886 | 15142.886 | 15142.886 | 15142.886 | 15142.886 | 15142.886 | 15142.886 | 15142.886 | 15142.886 | 15142.886 | 15142.886 | 15142.886 | 15142.886 | 15142.886 | 15142.886 | 15142.886 | 15142.886 | 15142.886 | 15142.886 | 15142.886 | 15142.886 | 15142.886 | 15142.886 | 15142.886 | 15142.886 | 15142.886 | 15142.886 | 15142.886 | 15142.886 | 15142.886 | 15142.886 | 15142.886 | 15142.886 | 15142.886 | 15142.886 | 15142.886 | 15142.886 | 15142.886 | 15142.886 | 15142.886 | 15142.886 | 15142.886 | 15142.886 | 15142.886 | 15142.886 | 15142.886 | 15142.886 | 15142.886 | 15142.886 | 15142.886 | 15142.886 | 15142.886 | 15142.886 | 15142.886 | 15142.886 | 15142.886 | 15142.886 | 15142.886 | 15142.886 | 15142.886 | 15142.886 | 15142.886 | 15142.886 | 15142.886 | 15142.886 | 15142.886 | 15142.886 | 15142.886 | 15142.886 | 15142.886 | 15142.886 | 15142.886 | 15142.886 | 15142.886 | 15142.886 | 15142.886 | 15142.886 | 15142.886 | 15142.886 | 15142.886 | 15142.886 | 15142.886 | 15142.886 | 15142.886 | 15142.886 | 15142.886 | 15142.886 | 15142.886 | 15142.886 | 15142.886 | 15142.886 | 15142.886 | 15142.886 | 15142.886 | 15142.886 | 15142.886 | 15142.886 | 15142.886 | 15142.886 | 15142.886 | 15142.886 | 15142.886 | 15142.886 | 15142.886 | 15142.886 | 15142.886 | 15142.886 | 15142.886 | 15142.886 | 15142.886 | 15142.886 | 15142.886 | 15142.886 | 15142.886 | 15142.886 | 15142.886 | 15142.886 | 15142.886 | 15142.886 | 15142.886 | 15142.886 | 15142.886 | 15142.886 | 15142.886 | 15142.886 | 15142.886 | 15142.886 | 15142.886 | 15142.886 | 15142.886 | 15142.886 | 15142.886 | 15142.886 | 15142.886 | 15142.886 | 15142.886 | 15142.886 | 15142.886 | 15142.886 | 15142.886 | 15142.886 | 15142.886 | 15142.886 | 15142.886 | 15142.886 | 15142.886 | 15142.886 | 15142.886 | 15142.886 | 15142.886 | 15142.886 | 15142.886 | 15142.886 | 15142.886 | 15142.886 | 15142.886 | 15142.886 | 15142.886 | 15142.886 | 15142.886 | 15142.886 | 15142.886 | 15142.886 | 15142.886 | 15142.886 | 15142.886 | 15142.886 | 15142.886 | 15142.886 | 15142.886 | 15142.886 | 15142.886 | 15142.886 | 15142.886 | 15142.886 | 15142.886 | 15142.886 | 15142.886 | 15142.886 | 15142.886 | 15142.886 | 15142.886 | 15142.886 | 15142.886 | 15142.886 | 15142.886 | 15142.886 | 15142.886 | 15142.886 | 15142.886 | 15142.886 | 15142.886 | 15142.886 | 15142.886 | 15142.886 | 15142.886 | 15142.886 | 15142.886 | 15142.886 | 15142.886 | 15142.886 | 15142.886 | 15142.886 | 15142.886 | 15142.886 | 15142.886 | 15142.886 | 15142.886 | 15142.886 | 15142.886 | 15142.886 | 15142.886 | 15142.886 | 15142.886 | 15142.886 | 15142.886 | 15142.886 | 15142.886 | 15142.886 | 15142.886 | 15142.886 | 15142.886 | 15142.886 | 15142.886 | 15142.886 | 15142.886 | 15142.886 | 15142.886 | 15142.886 | 15142.886 | 15142.886 | 15142.886 | 15142.886 | 15142.886 | 15142.886 | 15142.886 | 15142.886 | 15142.886 | 15142.886 | 15142.886 | 15142.886 | 15142.886 | 15142.886 | 15142.886 | 15142.886 | 15142.886 | 15142.886 | 15142.886 | 15142.886 | 15142.886 | 15142.886 | 15142.886 | 15142.886 | 15142.886 | 15142.886 | 15142.886 | 15142.886 | 15142.886 | 15142.886 | 15142.886 | 15142.886 | 15142.886 | 15142.886 | 15142.886 | 15142.886 | 15142.886 | 15142.886 | 15142.886 | 15142.886 | 15142.886 | 15142.886 | 15142.886 | 15142.886 | 15142.886 | 15142.886 | 15142.886 | 15142.886 | 15142.886 | 15142.886 | 15142.886 | 15142.886 | 15142.886 | 15142.886 | 15142.886 | 15142.886 | 15142.886 | 15142.886 | 15142.886 | 15142.886 | 15142.886 | 15142.886 | 15142.886 | 15142.886 | 15142.886 | 15142.886 | 15142.886 | 15142.886 | 15142.886 | 15142.886 | 15142.886 | 15142.886 | 15142.886 | 15142.886 | 15142.886 | 15142.886 | 15142.886 | 15142.886 | 15142.886 | 15142.886 | 15142.886 | 15142.886 | 15142.886 | 15142.886 | 15142.886 | 15142.886 | 15142.886 | 15142.886 | 15142.886 | 15142.886 | 15142.886 | 15142.886 | 15142.886 | 15142.886 | 15142.886 | 15142.886 | 15142.886 | 15142.886 | 15142.886 | 15142.886 | 15142.886 | 15142.886 | 15142.886 | 15142.886 | 15142.886 | 15142.886 | 15142.886 | 15142.886 | 15142.886 | 15142.886 | 15142.886 | 15142.886 | 15142.886 | 15142.886 | 15142.886 | 15142.886 | 15142.886 | 15142.886 | 15142.886 | 15142.886 | 15142.886 | 15142.886 | 15142.886 | 15142.886 | 15142.886 | 15142.886 | 15142.886 | 15142.886 | 15142.886 | 15142.886 | 15142.886 | 15142.886 | 15142.886 | 15142.886 | 15142.886 | 15142.886 | 15142.886 | 15142.886 | 15142.886 | 15142.886 | 15142.886 | 15142.886 | 15142.886 | 15142.886 | 15142.886 | 15142.886 | 15142.886 | 15142.886 | 15142.886 | 15142.886 | 15142.886 | 15142.886 | 15142.886 | 15142.886 | 15142.886 | 15142.886 | 15142.886 | 15142.886 | 15142.886 | 15142.886 | 15142.886 | 15142.886 | 15142.886 | 15142.886 | 15142.886 | 15142.886 | 15142.886 | 15142.886 | 15142.886 | 15142.886 | 15142.886 | 15142.886 | 15142.886 | 15142.886 | 15142.886 | 15142.886 | 15142.886 | 15142.886 | 15142.886 | 15142.886 | 15142.886 | 15142.886 | 15142.886 | 15142.886 | 15142.886 | 15142.886 | 15142.886 | 15142.886 | 15142.886 | 15142.886 | 15142.886 | 15142.886 | 15142.886 | 15142.886 | 15142.886 | 15142.886 | 15142.886 | 15142.886 | 15142.886 | 15142.886 | 15142.886 | 15142.886 | 15142.886 | 15142.886 | 15142.886 | 15142.886 | 15142.886 | 15142.886 | 15142.886 | 15142.886 | 15142.886 | 15142.886 | 15142.886 | 15142.886 | 15142.886 | 15142.886 | 15142.886 | 15142.886 | 15142.886 | 15142.886 | 15142.886 | 15142.886 | 15142.886 | 15142.886 | 15142.886 | 15142.886 | 15142.886 | 15142.886 | 15142.886 | 15142.886 | 15142.886 | 15142.886 | 15142.886 | 15142.886 | 15142.886 | 15142.886 | 15142.886 | 15142.886 | 15142.886 | 15142.886 | 15142.886 | 15142.886 | 15142.886 | 15142.886 | 15142.886 | 15142.886 | 15142.886 | 15142.886 | 15142.886 | 15142.886 | 15142.886 | 15142.886 | 15142.886 | 15142.886 | 15142.886 | 15142.886 | 15142.886 | 15142.886 | 15142.886 | 15142.886 | 15142.886 | 15142.886 | 15142.886 | 15142.886 | 15142.886 | 15142.886 | 15142.886 | 15142.886 | 15142.886 | 15142.886 | 15142.886 | 15142.886 | 15142.886 | 15142.886 | 15142.886 | 15142.886 | 15142.886 | 15142.886 | 15142.886 | 15142.886 | 15142.886 | 15142.886 | 15142.886 | 15142.886 | 15142.886 | 15142.886 | 15142.886 | 15142.886 | 15142.886 | 15142.886 | 15142.886 | 15142.886 | 15142.886 | 15142.886 | 15142.886 | 15142.886 | 15142.886 | 15142.886 | 15142.886 | 15142.886 | 15142.886 | 15142.886 | 15142.886 | 15142.886 | 15142.886 | 15142.886 | 15142.886 | 15142.886 | 15142.886 | 15142.886 | 15142.886 | 15142.886 | 15142.886 | 15142.886 | 15142.886 | 15142.886 | 15142.886 | 15142.886 | 15142.886 | 15142.886 | 15142.886 | 15142.886 | 15142.886 | 15142.886 | 15142.886 | 15142.886 | 15142.886 | 15142.886 | 15142.886 | 15142.886 | 15142.886 | 15142.886 | 15142.886 | 15142.886 | 15142.886 | 15142.886 | 15142.886 | 15142.886 | 15142.886 | 15142.886 | 15142.886 | 15142.886 | 15142.886 | 15142.886 | 15142.886 | 15142.886 | 15142.886 | 15142.886 | 15142.886 | 15142.886 | 15142.886 | 15142.886 | 15142.886 | 15142.886 | 15142.886 | 15142.886 | 15142.886 | 15142.886 | 15142.886 | 15142.886 | 15142.886 | 15142.886 | 15142.886 | 15142.886 | 15142.886 | 15142.886 | 15142.886 | 15142.886 | 15142.886 | 15142.886 | 15142.886 | 15142.886 | 15142.886 | 15142.886 | 15142.886 | 15142.886 | 15142.886 | 15142.886 | 15142.886 | 15142.886 | 15142.886 | 15142.886 | 15142.886 | 15142.886 | 15142.886 | 15142.886 | 15142.886 | 15142.886 | 15142.886 | 15142.886 | 15142.886 | 15142.886 | 15142.886 | 15142.886 | 15142.886 | 15142.886 | 15142.886 | 15142.886 | 15142.886 | 15142.886 | 15142.886 | 15142.886 | 15142.886 | 15142.886 | 15142.886 | 15142.886 | 15142.886 | 15142.886 | 15142.886 | 15142.886 | 15142.886 | 15142.886 | 15142.886 | 15142.886 | 15142.886 | 15142.886 | 15142.886 | 15142.886 | 15142.886 | 15142.886 | 15142.886 | 15142.886 | 15142.886 | 15142.886 | 15142.886 | 15142.886 | 15142.886 | 15142.886 | 15142.886 | 15142.886 | 15142.886 | 15142.886 | 15142.886 | 15142.886 | 15142.886 | 15142.886 | 15142.886 | 15142.886 | 15142.886 | 15142.886 | 15142.886 | 15142.886 | 15142.886 | 15142.886 | 15142.886 | 15142.886 | 15142.886 | 15142.886 | 15142.886 | 15142.886 | 15142.886 | 15142.886 | 15142.886 | 15142.886 | 15142.886 | 15142.886 | 15142.886 | 15142.886 | 15142.886 | 15142.886 | 15142.886 | 15142.886 | 15142.886 | 15142.886 | 15142.886 | 15142.886 | 15142.886 | 15142.886 | 15142.886 | 15142.886 | 15142.886 | 15142.886 | 15142.886 | 15142.886 | 15142.886 | 15142.886 | 15142.886 | 15142.886 | 15142.886 | 15142.886 | 15142.886 | 15142.886 | 15142.886 | 15142.886 | 15142.886 | 15142.886 | 15142.886 | 15142.886 | 15142.886 | 15142.886 | 15142.886 | 15142.886 | 15142.886 | 15142.886 | 15142.886 | 15142.886 | 15142.886 | 15142.886 | 15142.886 | 15142.886 | 15142.886 | 15142.886 | 15142.886 | 15142.886 | 15142.886 | 15142.886 | 15142.886 | 15142.886 | 15142.886 | 15142.886 | 15142.886 | 15142.886 | 15142.886 | 15142.886 | 15142.886 | 15142.886 | 15142.886 | 15142.886 | 15142.886 | 15142.886 | 15142.886 | 15142.886 | 15142.886 | 15142.886 | 15142.886 | 15142.886 | 15142.886 | 15142.886 | 15142.886 | 15142.886 | 15142.886 | 15142.886 | 15142.886 | 15142.886 | 15142.886 | 15142.886 | 15142.886 | 15142.886 | 15142.886 | 15142.886 | 15142.886 | 15142.886 | 15142.886 | 15142.886 | 15142.886 | 15142.886 | 15142.886 | 15142.886 | 15142.886 | 15142.886 | 15142.886 | 15142.886 | 15142.886 | 15142.886 | 15142.886 | 15142.886 | 15142.886 | 15142.886 | 15142.886 | 15142.886 | 15142.886 | 15142.886 | 15142.886 | 15142.886 | 15142.886 | 15142.886 | 15142.886 | 15142.886 | 15142.886 | 15142.886 | 15142.886 | 15142.886 | 15142.886 | 15142.886 | 15142.886 | 15142.886 | 15142.886 | 15142.886 | 15142.886 | 15142.886 | 15142.886 | 15142.886 | 15142.886 | 15142.886 | 15142.886 | 15142.886 | 15142.886 | 15142.886 | 15142.886 | 15142.886 | 15142.886 | 15142.886 | 15142.886 | 15142.886 | 15142.886 | 15142.886 | 15142.886 | 15142.886 | 15142.886 | 15142.886 | 15142.886 | 15142.886 | 15142.886 | 15142.886 | 15142.886 | 15142.886 | 15142.886 | 15142.886 | 15142.886 | 15142.886 | 15142.886 | 15142.886 | 15142.886 | 15142.886 | 15142.886 | 15142.886 | 15142.886 | 15142.886 | 15142.886 | 15142.886 | 15142.886 | 15142.886 | 15142.886 | 15142.886 | 15142.886 | 15142.886 | 15142.886 | 15142.886 | 15142.886 | 15142.886 | 15142.886 | 15142.886 | 15142.886 | 15142.886 | 15142.886 | 15142.886 | 15142.886 | 15142.886 | 15142.886 | 15142.886 | 15142.886 | 15142.886 | 15142.886 | 15142.886 | 15142.886 | 15142.886 | 15142.886 | 15142.886 | 15142.886 | 15142.886 | 15142.886 | 15142.886 | 15142.886 | 15142.886 | 15142.886 | 15142.886 | 15142.886 | 15142.886 | 15142.886 | 15142.886 | 15142.886 | 15142.886 | 15142.886 | 15142.886 | 15142.886 | 15142.886 | 15142.886 | 15142.886 | 15142.886 | 15142.886 | 15142.886 | 15142.886 | 15142.886 | 15142.886 | 15142.886 | 15142.886 | 15142.886 | 15142.886 | 15142.886 | 15142.886 | 15142.886 | 15142.886 | 15142.886 | 15142.886 | 15142.886 | 15142.886 | 15142.886 | 15142.886 | 15142.886 | 15142.886 | 15142.886 | 15142.886 | 15142.886 | 15142.886 | 15142.886 | 15142.886 | 15142.886 | 15142.886 | 15142.886 | 15142.886 | 15142.886 | 15142.886 | 15142.886 | 15142.886 | 15142.886 | 15142.886 | 15142.886 | 15142.886 | 15142.886 | 15142.886 | 15142.886 | 15142.886 | 15142.886 | 15142.886 | 15142.886 | 15142.886 | 15142.886 | 15142.886 | 15142.886 | 15142.886 | 15142.886 | 15142.886 | 15142.886 | 15142.886 | 15142.886 | 15142.886 | 15142.886 | 15142.886 | 15142.886 | 15142.886 | 15142.886 | 15142.886 | 15142.886 | 15142.886 | 15142.886 | 15142.886 | 15142.886 | 15142.886 | 15142.886 | 15142.886 | 15142.886 | 15142.886 | 15142.886 | 15142.886 | 15142.886 | 15142.886 | 15142.886 | 15142.886 | 15142.886 | 15142.886 | 15142.886 | 15142.886 | 15142.886 | 15142.886 | 15142.886 | 15142.886 | 15142.886 | 15142.886 | 15142.886 | 15142.886 | 15142.886 | 15142.886 | 15142.886 | 15142.886 | 15142.886 | 15142.886 | 15142.886 | 15142.886 | 15142.886 | 15142.886 | 15142.886 | 15142.886 | 15142.886 | 15142.886 | 15142.886 | 15142.886 | 15142.886 | 15142.886 | 15142.886 | 15142.886 | 15142.886 | 15142.886 | 15142.886 | 15142.886 | 15142.886 | 15142.886 | 15142.886 | 15142.886 | 15142.886 | 15142.886 | 15142.886 | 15142.886 | 15142.886 | 15142.886 | 15142.886 | 15142.886 | 15142.886 | 15142.886 | 15142.886 | 15142.886 | 15142.886 | 15142.886 | 15142.886 | 15142.886 | 15142.886 | 15142.886 | 15142.886 | 15142.886 | 15142.886 | 15142.886 | 15142.886 | 15142.886 | 15142.886 | 15142.886 | 15142.886 | 15142.886 | 15142.886 | 15142.886 | 15142.886 | 15142.886 | 15142.886 | 15142.886 | 15142.886 | 15142.886 | 15142.886 | 15142.886 | 15142.886 | 15142.886 | 15142.886 | 15142.886 | 15142.886 | 15142.886 | 15142.886 | 15142.886 | 15142.886 | 15142.886 | 15142.886 | 15142.886 | 15142.886 | 15142.886 | 15142.886 | 15142.886 | 15142.886 | 15142.886 | 15142.886 | 15142.886 | 15142.886 | 15142.886 | 15142.886 | 15142.886 | 15142.886 | 15142.886 | 15142.886 | 15142.886 | 15142.886 | 15142.886 | 15142.886 | 15142.886 | 15142.886 | 15142.886 | 15142.886 | 15142.886 | 15142.886 | 15142.886 | 15142.886 | 15142.886 | 15142.886 | 15142.886 | 15142.886 | 15142.886 | 15142.886 | 15142.886 | 15142.886 | 15142.886 | 15142.886 | 15142.886 | 15142.886 | 15142.886 | 15142.886 | 15142.886 | 15142.886 | 15142.886 | 15142.886 | 15142.886 | 15142.886 | 15142.886 | 15142.886 | 15142.886 | 15142.886 | 15142.886 | 15142.886 | 15142.886 | 15142.886 | 15142.886 | 15142.886 | 15142.886 | 15142.886 | 15142.886 | 15142.886 | 15142.886 | 15142.886 | 15142.886 | 15142.886 | 15142.886 | 15142.886 | 15142.886 | 15142.886 | 15142.886 | 15142.886 | 15142.886 | 15142.886 | 15142.886 | 15142.886 | 15142.886 | 15142.886 | 15142.886 | 15142.886 | 15142.886 | 15142.886 | 15142.886 | 15142.886 | 15142.886 | 15142.886 | 15142.886 | 15142.886 | 15142.886 | 15142.886 | 15142.886 | 15142.886 | 15142.886 | 15142.886 | 15142.886 | 15142.886 | 15142.886 | 15142.886 | 15142.886 | 15142.886 | 15142.886 | 15142.886 | 15142.886 | 15142.886 | 15142.886 | 15142.886 | 15142.886 | 15142.886 | 15142.886 | 15142.886 | 15142.886 | 15142.886 | 15142.886 | 15142.886 | 15142.886 | 15142.886 | 15142.886 | 15142.886 | 15142.886 | 15142.886 | 15142.886 | 15142.886 | 15142.886 | 15142.886 | 15142.886 | 15142.886 | 15142.886 | 15142.886 | 15142.886 | 15142.886 | 15142.886 | 15142.886 | 15142.886 | 15142.886 | 15142.886 | 15142.886 | 15142.886 | 15142.886 | 15142.886 | 15142.886 | 15142.886 | 15142.886 | 15142.886 | 15142.886 | 15142.886 | 15142.886 | 15142.886 | 15142.886 | 15142.886 | 15142.886 | 15142.886 | 15142.886 | 15142.886 | 15142.886 | 15142.886 | 15142.886 | 15142.886 | 15142.886 | 15142.886 | 15142.886 | 15142.886 | 15142.886 | 15142.886 | 15142.886 | 15142.886 | 15142.886 | 15142.886 | 15142.886 | 15142.886 | 15142.886 | 15142.886 | 15142.886 | 15142.886 | 15142.886 | 15142.886 | 15142.886 | 15142.886 | 15142.886 | 15142.886 | 15142.886 | 15142.886 | 15142.886 | 15142.886 | 15142.886 | 15142.886 | 15142.886 | 15142.886 | 15142.886 | 15142.886 | 15142.886 | 15142.886 | 15142.886 | 15142.886 | 15142.886 | 15142.886 | 15142.886 | 15142.886 | 15142.886 | 15142.886 | 15142.886 | 15142.886 | 15142.886 | 15142.886 | 15142.886 | 15142.886 | 15142.886 | 15142.886 | 15142.886 | 15142.886 | 15142.886 | 15142.886 | 15142.886 | 15142.886 | 15142.886 | 15142.886 | 15142.886 | 15142.886 | 15142.886 | 15142.886 | 15142.886 | 15142.886 | 15142.886 | 15142.886 | 15142.886 | 15142.886 | 15142.886 | 15142.886 | 15142.886 | 15142.886 | 15142.886 | 15142.886 | 15142.886 | 15142.886 | 15142.886 | 15142.886 | 15142.886 | 15142.886 | 15142.886 | 15142.886 | 15142.886 | 15142.886 | 15142.886 | 15142.886 | 15142.886 | 15142.886 | 15142.886 | 15142.886 | 15142.886 | 15142.886 | 15142.886 | 15142.886 | 15142.886 | 15142.886 | 15142.886 | 15142.886 | 15142.886 | 15142.886 | 15142.886 | 15142.886 | 15142.886 | 15142.886 | 15142.886 | 15142.886 | 15142.886 | 15142.886 | 15142.886 | 15142.886 | 15142.886 | 15142.886 | 15142.886 | 15142.886 | 15142.886 | 15142.886 | 15142.886 | 15142.886 | 15142.886 | 15142.886 | 15142.886 | 15142.886 | 15142.886 | 15142.886 | 15142.886 | 15142.886 | 15142.886 | 15142.886 | 15142.886 | 15142.886 | 15142.886 | 15142.886 | 15142.886 | 15142.886 | 15142.886 | 15142.886 | 15142.886 | 15142.886 | 15142.886 | 15142.886 | 15142.886 | 15142.886 | 15142.886 | 15142.886 | 15142.886 | 15142.886 | 15142.886 | 15142.886 | 15142.886 | 15142.886 | 15142.886 | 15142.886 | 15142.886 | 15142.886 | 15142.886 | 15142.886 | 15142.886 | 15142.886 | 15142.886 | 15142.886 | 15142.886 | 15142.886 | 15142.886 | 15142.886 | 15142.886 | 15142.886 | 15142.886 | 15142.886 | 15142.886 | 15142.886 | 15142.886 | 15142.886 | 15142.886 | 15142.886 | 15142.886 | 15142.886 | 15142.886 | 15142.886 | 15142.886 | 15142.886 | 15142.886 | 15142.886 | 15142.886 | 15142.886 | 15142.886 | 15142.886 | 15142.886 | 15142.886 | 15142.886 | 15142.886 | 15142.886 | 15142.886 | 15142.886 | 15142.886 | 15142.886 | 15142.886 | 15142.886 | 15142.886 | 15142.886 | 15142.886 | 15142.886 | 15142.886 | 15142.886 | 15142.886 | 15142.886 | 15142.886 | 15142.886 | 15142.886 | 15142.886 | 15142.886 | 15142.886 | 15142.886 | 15142.886 | 15142.886 | 15142.886 | 15142.886 | 15142.886 | 15142.886 | 15142.886 | 15142.886 | 15142.886 | 15142.886 | 15142.886 | 15142.886 | 15142.886 | 15142.886 | 15142.886 | 15142.886 | 15142.886 | 15142.886 | 15142.886 | 15142.886 | 15142.886 | 15142.886 | 15142.886 | 15142.886 | 15142.886 | 15142.886 | 15142.886 | 15142.886 | 15142.886 | 15142.886 | 15142.886 | 15142.886 | 15142.886 | 15142.886 | 15142.886 | 15142.886 | 15142.886 | 15142.886 | 15142.886 | 15142.886 | 15142.886 | 15142.886 | 15142.886 | 15142.886 | 15142.886 | 15142.886 | 15142.886 | 15142.886 | 15142.886 | 15142.886 | 15142.886 | 15142.886 | 15142.886 | 15142.886 | 15142.886 | 15142.886 | 15142.886 | 15142.886 | 15142.886 | 15142.886 | 15142.886 | 15142.886 | 15142.886 | 15142.886 | 15142.886 | 15142.886 | 15142.886 | 15142.886 | 15142.886 | 15142.886 | 15142.886 | 15142.886 | 15142.886 | 15142.886 | 15142.886 | 15142.886 | 15142.886 | 15142.886 | 15142.886 | 15142.886 | 15142.886 | 15142.886 | 15142.886 | 15142.886 | 15142.886 | 15142.886 | 15142.886 | 15142.886 | 15142.886 | 15142.886 | 15142.886 | 15142.886 | 15142.886 | 15142.886 | 15142.886 | 15142.886 | 15142.886 | 15142.886 | 15142.886 | 15142.886 | 15142.886 | 15142.886 | 15142.886 | 15142.886 | 15142.886 | 15142.886 | 15142.886 | 15142.886 | 15142.886 | 15142.886 | 15142.886 | 15142.886 | 15142.886 | 15142.886 | 15142.886 | 15142.886 | 15142.886 | 15142.886 | 15142.886 | 15142.886 | 15142.886 | 15142.886 | 15142.886 | 15142.886 | 15142.886 | 15142.886 | 15142.886 | 15142.886 | 15142.886 | 15142.886 | 15142.886 | 15142.886 | 15142.886 | 15142.886 | 15142.886 | 15142.886 | 15142.886 | 15142.886 | 15142.886 | 15142.886 | 15142.886 | 15142.886 | 15142.886 | 15142.886 | 15142.886 | 15142.886 | 15142.886 | 15142.886 | 15142.886 | 15142.886 | 15142.886 | 15142.886 | 15142.886 | 15142.886 | 15142.886 | 15142.886 | 15142.886 | 15142.886 | 15142.886 | 15142.886 | 15142.886 | 15142.886 | 15142.886 | 15142.886 | 15142.886 | 15142.886 | 15142.886 | 15142.886 | 15142.886 | 15142.886 | 15142.886 | 15142.886 | 15142.886 | 15142.886 | 15142.886 | 15142.886 | 15142.886 | 15142.886 | 15142.886 | 15142.886 | 15142.886 | 15142.886 | 15142.886 | 15142.886 | 15142.886 | 15142.886 | 15142.886 | 15142.886 | 15142.886 | 15142.886 | 15142.886 | 15142.886 | 15142.886 | 15142.886 | 15142.886 | 15142.886 | 15142.886 | 15142.886 | 15142.886 | 15142.886 | 15142.886 | 15142.886 | 15142.886 | 15142.886 | 15142.886 | 15142.886 | 15142.886 | 15142.886 | 15142.886 | 15142.886 | 15142.886 | 15142.886 | 15142.886 | 15142.886 | 15142.886 | 15142.886 | 15142.886 | 15142.886 | 15142.886 | 15142.886 | 15142.886 | 15142.886 | 15142.886 | 15142.886 | 15142.886 | 15142.886 | 15142.886 | 15142.886 | 15142.886 | 15142.886 | 15142.886 | 15142.886 | 15142.886 | 15142.886 | 15142.886 | 15142.886 | 15142.886 | 15142.886 | 15142.886 | 15142.886 | 15142.886 | 15142.886 | 15142.886 | 15142.886 | 15142.886 | 15142.886 | 15142.886 | 15142.886 | 15142.886 | 15142.886 | 15142.886 | 15142.886 | 15142.886 | 15142.886 | 15142.886 | 15142.886 | 15142.886 | 15142.886 | 15142.886 | 15142.886 | 15142.886 | 15142.886 | 15142.886 | 15142.886 | 15142.886 | 15142.886 | 15142.886 | 15142.886 | 15142.886 | 15142.886 | 15142.886 | 15142.886 | 15142.886 | 15142.886 | 15142.886 | 15142.886 | 15142.886 | 15142.886 | 15142.886 | 15142.886 | 15142.886 | 15142.886 | 15142.886 | 15142.886 | 15142.886 | 15142.886 | 15142.886 | 15142.886 | 15142.886 | 15142.886 | 15142.886 | 15142.886 | 15142.886 | 15142.886 | 15142.886 | 15142.886 | 15142.886 | 15142.886 | 15142.886 | 15142.886 | 15142.886 | 15142.886 | 15142.886 | 15142.886 | 15142.886 | 15142.886 | 15142.886 | 15142.886 | 15142.886 | 15142.886 | 15142.886 | 15142.886 | 15142.886 | 15142.886 | 15142.886 | 15142.886 | 15142.886 | 15142.886 | 15142.886 | 15142.886 | 15142.886 | 15142.886 | 15142.886 | 15142.886 | 15142.886 | 15142.886 | 15142.886 | 15142.886 | 15142.886 | 15142.886 | 15142.886 | 15142.886 | 15142.886 | 15142.886 | 15142.886 | 15142.886 | 15142.886 | 15142.886 | 15142.886 | 15142.886 | 15142.886 | 15142.886 | 15142.886 | 15142.886 | 15142.886 | 15142.886 | 15142.886 | 15142.886 | 15142.886 | 15142.886 | 15142.886 | 15142.886 | 15142.886 | 15142.886 | 15142.886 | 15142.886 | 15142.886 | 15142.886 | 15142.886 | 15142.886 | 15142.886 | 15142.886 | 15142.886 | 15142.886 | 15142.886 | 15142.886 | 15142.886 | 15142.886 | 15142.886 | 15142.886 | 15142.886 | 15142.886 | 15142.886 | 15142.886 | 15142.886 | 15142.886 | 15142.886 | 15142.886 | 15142.886 | 15142.886 | 15142.886 | 15142.886 | 15142.886 | 15142.886 | 15142.886 | 15142.886 | 15142.886 | 15142.886 | 15142.886 | 15142.886 | 15142.886 | 15142.886 | 15142.886 | 15142.886 | 15142.886 | 15142.886 | 15142.886 | 15142.886 | 15142.886 | 15142.886 | 15142.886 | 15142.886 | 15142.886 | 15142.886 | 15142.886 | 15142.886 | 15142.886 | 15142.886 | 15142.886 | 15142.886 | 15142.886 | 15142.886 | 15142.886 | 15142.886 | 15142.886 | 15142.886 | 15142.886 | 15142.886 | 15142.886 | 15142.886 | 15142.886 | 15142.886 | 15142.886 | 15142.886 | 15142.886 | 15142.886 | 15142.886 | 15142.886 | 15142.886 | 15142.886 | 15142.886 | 15142.886 | 15142.886 | 15142.886 | 15142.886 | 15142.886 | 15142.886 | 15142.886 | 15142.886 | 15142.886 | 15142.886 | 15142.886 | 15142.886 | 15142.886 | 15142.886 | 15142.886 | 15142.886 | 15142.886 | 15142.886 | 15142.886 | 15142.886 | 15142.886 | 15142.886 | 15142.886 | 15142.886 | 15142.886 | 15142.886 | 15142.886 | 15142.886 | 15142.886 | 15142.886 | 15142.886 | 15142.886 | 15142.886 | 15142.886 | 15142.886 | 15142.886 | 15142.886 | 15142.886 | 15142.886 | 15142.886 | 15142.886 | 15142.886 | 15142.886 | 15142.886 | 15142.886 | 15142.886 | 15142.886 | 15142.886 | 15142.886 | 15142.886 | 15142.886 | 15142.886 | 15142.886 | 15142.886 | 15142.886 | 15142.886 | 15142.886 | 15142.886 | 15142.886 | 15142.886 | 15142.886 | 15142.886 | 15142.886 | 15142.886 | 15142.886 | 15142.886 | 15142.886 | 15142.886 | 15142.886 | 15142.886 | 15142.886 | 15142.886 | 15142.886 | 15142.886 | 15142.886 | 15142.886 | 15142.886 | 15142.886 | 15142.886 | 15142.886 | 15142.886 | 15142.886 | 15142.886 | 15142.886 | 15142.886 | 15142.886 | 15142.886 | 15142.886 | 15142.886 | 15142.886 | 15142.886 | 15142.886 | 15142.886 | 15142.886 | 15142.886 | 15142.886 | 15142.886 | 15142.886 | 15142.886 | 15142.886 | 15142.886 | 15142.886 | 15142.886 | 15142.886 | 15142.886 | 15142.886 | 15142.886 | 15142.886 | 15142.886 | 15142.886 | 15142.886 | 15142.886 | 15142.886 | 15142.886 | 15142.886 | 15142.886 | 15142.886 | 15142.886 | 15142.886 | 15142.886 | 15142.886 | 15142.886 | 15142.886 | 15142.886 | 15142.886 | 15142.886 | 15142.886 | 15142.886 | 15142.886 | 15142.886 | 15142.886 | 15142.886 | 15142.886 | 15142.886 | 15142.886 | 15142.886 | 15142.886 | 15142.886 | 15142.886 | 15142.886 | 15142.886 | 15142.886 | 15142.886 | 15142.886 | 15142.886 | 15142.886 | 15142.886 | 15142.886 | 15142.886 | 15142.886 | 15142.886 | 15142.886 | 15142.886 | 15142.886 | 15142.886 | 15142.886 | 15142.886 | 15142.886 | 15142.886 | 15142.886 | 15142.886 | 15142.886 | 15142.886 | 15142.886 | 15142.886 | 15142.886 | 15142.886 | 15142.886 | 15142.886 | 15142.886 | 15142.886 | 15142.886 | 15142.886 | 15142.886 | 15142.886 | 15142.886 | 15142.886 | 15142.886 | 15142.886 | 15142.886 | 15142.886 | 15142.886 | 15142.886 | 15142.886 | 15142.886 | 15142.886 | 15142.886 | 15142.886 | 15142.886 | 15142.886 | 15142.886 | 15142.886 | 15142.886 | 15142.886 | 15142.886 | 15142.886 | 15142.886 | 15142.886 | 15142.886 | 15142.886 | 15142.886 | 15142.886 | 15142.886 | 15142.886 | 15142.886 | 15142.886 | 15142.886 | 15142.886 | 15142.886 | 15142.886 | 15142.886 | 15142.886 | 15142.886 | 15142.886 | 15142.886 | 15142.886 | 15142.886 | 15142.886 | 15142.886 | 15142.886 | 15142.886 | 15142.886 | 15142.886 | 15142.886 | 15142.886 | 15142.886 | 15142.886 | 15142.886 | 15142.886 | 15142.886 | 15142.886 | 15142.886 | 15142.886 | 15142.886 | 15142.886 | 15142.886 | 15142.886 | 15142.886 | 15142.886 | 15142.886 | 15142.886 | 15142.886 | 15142.886 | 15142.886 | 15142.886 | 15142.886 | 15142.886 | 15142.886 | 15142.886 | 15142.886 | 15142.886 | 15142.886 | 15142.886 | 15142.886 | 15142.886 | 15142.886 | 15142.886 | 15142.886 | 15142.886 | 15142.886 | 15142.886 | 15142.886 | 15142.886 | 15142.886 | 15142.886 | 15142.886 | 15142.886 | 15142.886 | 15142.886 | 15142.886 | 15142.886 | 15142.886 | 15142.886 | 15142.886 | 15142.886 | 15142.886 | 15142.886 | 15142.886 | 15142.886 | 15142.886 | 15142.886 | 15142.886 | 15142.886 | 15142.886 | 15142.886 | 15142.886 | 15142.886 | 15142.886 | 15142.886 | 15142.886 | 15142.886 | 15142.886 | 15142.886 | 15142.886 | 15142.886 | 15142.886 | 15142.886 | 15142.886 | 15142.886 | 15142.886 | 15142.886 | 15142.886 | 15142.886 | 15142.886 | 15142.886 | 15142.886 | 15142.886 | 15142.886 | 15142.886 | 15142.886 | 15142.886 | 15142.886 | 15142.886 | 15142.886 | 15142.886 | 15142.886 | 15142.886 | 15142.886 | 15142.886 | 15142.886 | 15142.886 | 15142.886 | 15142.886 | 15142.886 | 15142.886 | 15142.886 | 15142.886 | 15142.886 | 15142.886 | 15142.886 | 15142.886 | 15142.886 | 15142.886 | 15142.886 | 15142.886 | 15142.886 | 15142.886 | 15142.886 | 15142.886 | 15142.886 | 15142.886 | 15142.886 | 15142.886 | 15142.886 | 15142.886 | 15142.886 | 15142.886 | 15142.886 | 15142.886 | 15142.886 | 15142.886 | 15142.886 | 15142.886 | 15142.886 | 15142.886 | 15142.886 | 15142.886 | 15142.886 | 15142.886 | 15142.886 | 15142.886 | 15142.886 | 15142.886 | 15142.886 | 15142.886 | 15142.886 | 15142.886 | 15142.886 | 15142.886 | 15142.886 | 15142.886 | 15142.886 | 15142.886 | 15142.886 | 15142.886 | 15142.886 | 15142.886 | 15142.886 | 15142.886 | 15142.886 | 15142.886 | 15142.886 | 15142.886 | 15142.886 | 15142.886 | 15142.886 | 15142.886 | 15142.886 | 15142.886 | 15142.886 | 15142.886 | 15142.886 | 15142.886 | 15142.886 | 15142.886 | 15142.886 | 15142.886 | 15142.886 | 15142.886 | 15142.886 | 15142.886 | 15142.886 | 15142.886 | 15142.886 | 15142.886 | 15142.886 | 15142.886 | 15142.886 | 15142.886 | 15142.886 | 15142.886 | 15142.886 | 15142.886 | 15142.886 | 15142.886 | 15142.886 | 15142.886 | 15142.886 | 15142.886 | 15142.886 | 15142.886 | 15142.886 | 15142.886 | 15142.886 | 15142.886 | 15142.886 | 15142.886 | 15142.886 | 15142.886 | 15142.886 | 15142.886 | 15142.886 | 15142.886 | 15142.886 | 15142.886 | 15142.886 | 15142.886 | 15142.886 | 15142.886 | 15142.886 | 15142.886 | 15142.886 | 15142.886 | 15142.886 | 15142.886 | 15142.886 | 15142.886 | 15142.886 | 15142.886 | 15142.886 | 15142.886 | 15142.886 | 15142.886 | 15142.886 | 15142.886 | 15142.886 | 15142.886 | 15142.886 | 15142.886 | 15142.886 | 15142.886 | 15142.886 | 15142.886 | 15142.886 | 15142.886 | 15142.886 | 15142.886 | 15142.886 | 15142.886 | 15142.886 | 15142.886 | 15142.886 | 15142.886 | 15142.886 | 15142.886 | 15142.886 | 15142.886 | 15142.886 | 15142.886 | 15142.886 | 15142.886 | 15142.886 | 15142.886 | 15142.886 | 15142.886 | 15142.886 | 15142.886 | 15142.886 | 15142.886 | 15142.886 | 15142.886 | 15142.886 | 15142.886 | 15142.886 | 15142.886 | 15142.886 | 15142.886 | 15142.886 | 15142.886 | 15142.886 | 15142.886 | 15142.886 | 15142.886 | 15142.886 | 15142.886 | 15142.886 | 15142.886 | 15142.886 | 15142.886 | 15142.886 | 15142.886 | 15142.886 | 15142.886 | 15142.886 | 15142.886 | 15142.886 | 15142.886 | 15142.886 | 15142.886 | 15142.886 | 15142.886 | 15142.886 | 15142.886 | 15142.886 | 15142.886 | 15142.886 | 15142.886 | 15142.886 | 15142.886 | 15142.886 | 15142.886 | 15142.886 | 15142.886 | 15142.886 | 15142.886 | 15142.886 | 15142.886 | 15142.886 | 15142.886 | 15142.886 | 15142.886 | 15142.886 | 15142.886 | 15142.886 | 15142.886 | 15142.886 | 15142.886 | 15142.886 | 15142.886 | 15142.886 | 15142.886 | 15142.886 | 15142.886 | 15142.886 | 15142.886 | 15142.886 | 15142.886 | 15142.886 | 15142.886 | 15142.886 | 15142.886 | 15142.886 | 15142.886 | 15142.886 | 15142.886 | 15142.886 | 15142.886 | 15142.886 | 15142.886 | 15142.886 | 15142.886 | 15142.886 | 15142.886 | 15142.886 | 15142.886 | 15142.886 | 15142.886 | 15142.886 | 15142.886 | 15142.886 | 15142.886 | 15142.886 | 15142.886 | 15142.886 | 15142.886 | 15142.886 | 15142.886 | 15142.886 | 15142.886 | 15142.886 | 15142.886 | 15142.886 | 15142.886 | 15142.886 | 15142.886 | 15142.886 | 15142.886 | 15142.886 | 15142.886 | 15142.886 | 15142.886 | 15142.886 | 15142.886 | 15142.886 | 15142.886 | 15142.886 | 15142.886 | 15142.886 | 15142.886 | 15142.886 | 15142.886 | 15142.886 | 15142.886 | 15142.886 | 15142.886 | 15142.886 | 15142.886 | 15142.886 | 15142.886 | 15142.886 | 15142.886 | 15142.886 | 15142.886 | 15142.886 | 15142.886 | 15142.886 | 15142.886 | 15142.886 | 15142.886 | 15142.886 | 15142.886 | 15142.886 | 15142.886 | 15142.886 | 15142.886 | 15142.886 | 15142.886 | 15142.886 | 15142.886 | 15142.886 | 15142.886 | 15142.886 | 15142.886 | 15142.886 | 15142.886 | 15142.886 | 15142.886 | 15142.886 | 15142.886 | 15142.886 | 15142.886 | 15142.886 | 15142.886 | 15142.886 | 15142.886 | 15142.886 | 15142.886 | 15142.886 | 15142.886 | 15142.886 | 15142.886 | 15142.886 | 15142.886 | 15142.886 | 15142.886 | 15142.886 | 15142.886 | 15142.886 | 15142.886 | 15142.886 | 15142.886 | 15142.886 | 15142.886 | 15142.886 | 15142.886 | 15142.886 | 15142.886 | 15142.886 | 15142.886 | 15142.886 | 15142.886 | 15142.886 | 15142.886 | 15142.886 | 15142.886 | 15142.886 | 15142.886 | 15142.886 | 15142.886 | 15142.886 | 15142.886 | 15142.886 | 15142.886 | 15142.886 | 15142.886 | 15142.886 | 15142.886 | 15142.886 | 15142.886 | 15142.886 | 15142.886 | 15142.886 | 15142.886 | 15142.886 | 15142.886 | 15142.886 | 15142.886 | 15142.886 | 15142.886 | 15142.886 | 15142.886 | 15142.886 | 15142.886 | 15142.886 | 15142.886 | 15142.886 | 15142.886 | 15142.886 | 15142.886 | 15142.886 | 15142.886 | 15142.886 | 15142.886 | 15142.886 | 15142.886 | 15142.886 | 15142.886 | 15142.886 | 15142.886 | 15142.886 | 15142.886 | 15142.886 | 15142.886 | 15142.886 | 15142.886 | 15142.886 | 15142.886 | 15142.886 | 15142.886 | 15142.886 | 15142.886 | 15142.886 | 15142.886 | 15142.886 | 15142.886 | 15142.886 | 15142.886 | 15142.886 | 15142.886 | 15142.886 | 15142.886 | 15142.886 | 15142.886 | 15142.886 | 15142.886 | 15142.886 | 15142.886 | 15142.886 | 15142.886 | 15142.886 | 15142.886 | 15142.886 | 15142.886 | 15142.886 | 15142.886 | 15142.886 | 15142.886 | 15142.886 | 15142.886 | 15142.886 | 15142.886 | 15142.886 | 15142.886 | 15142.886 | 15142.886 | 15142.886 | 15142.886 | 15142.886 | 15142.886 | 15142.886 | 15142.886 | 15142.886 | 15142.886 | 15142.886 | 15142.886 | 15142.886 | 15142.886 | 15142.886 | 15142.886 | 15142.886 | 15142.886 | 15142.886 | 15142.886 | 15142.886 | 15142.886 | 15142.886 | 15142.886 | 15142.886 | 15142.886 | 15142.886 | 15142.886 | 15142.886 | 15142.886 | 15142.886 | 15142.886 | 15142.886 | 15142.886 | 15142.886 | 15142.886 | 15142.886 | 15142.886 | 15142.886 | 15142.886 | 15142.886 | 15142.886 | 15142.886 | 15142.886 | 15142.886 | 15142.886 | 15142.886 | 15142.886 | 15142.886 | 15142.886 | 15142.886 | 15142.886 | 15142.886 | 15142.886 | 15142.886 | 15142.886 | 15142.886 | 15142.886 | 15142.886 | 15142.886 | 15142.886 | 15142.886 | 15142.886 | 15142.886 | 15142.886 | 15142.886 | 15142.886 | 15142.886 | 15142.886 | 15142.886 | 15142.886 | 15142.886 | 15142.886 | 15142.886 | 15142.886 | 15142.886 | 15142.886 | 15142.886 | 15142.886 | 15142.886 | 15142.886 | 15142.886 | 15142.886 | 15142.886 | 15142.886 | 15142.886 | 15142.886 | 15142.886 | 15142.886 | 15142.886 | 15142.886 | 15142.886 | 15142.886 | 15142.886 | 15142.886 | 15142.886 | 15142.886 | 15142.886 | 15142.886 | 15142.886 | 15142.886 | 15142.886 | 15142.886 | 15142.886 | 15142.886 | 15142.886 | 15142.886 | 15142.886 | 15142.886 | 15142.886 | 15142.886 | 15142.886 | 15142.886 | 15142.886 | 15142.886 | 15142.886 | 15142.886 | 15142.886 | 15142.886 | 15142.886 | 15142.886 | 15142.886 | 15142.886 | 15142.886 | 15142.886 | 15142.886 | 15142.886 | 15142.886 | 15142.886 | 15142.886 | 15142.886 | 15142.886 | 15142.886 | 15142.886 | 15142.886 | 15142.886 | 15142.886 | 15142.886 | 15142.886 | 15142.886 | 15142.886 | 15142.886 | 15142.886 | 15142.886 | 15142.886 | 15142.886 | 15142.886 | 15142.886 | 15142.886 | 15142.886 | 15142.886 | 15142.886 | 15142.886 | 15142.886 | 15142.886 | 15142.886 | 15142.886 | 15142.886 | 15142.886 | 15142.886 | 15142.886 | 15142.886 | 15142.886 | 15142.886 | 15142.886 | 15142.886 | 15142.886 | 15142.886 | 15142.886 | 15142.886 | 15142.886 | 15142.886 | 15142.886 | 15142.886 | 15142.886 | 15142.886 | 15142.886 | 15142.886 | 15142.886 | 15142.886 | 15142.886 | 15142.886 | 15142.886 | 15142.886 | 15142.886 | 15142.886 | 15142.886 | 15142.886 | 15142.886 | 15142.886 | 15142.886 | 15142.886 | 15142.886 | 15142.886 | 15142.886 | 15142.886 | 15142.886 | 15142.886 | 15142.886 | 15142.886 | 15142.886 | 15142.886 | 15142.886 | 15142.886 | 15142.886 | 15142.886 | 15142.886 | 15142.886 | 15142.886 | 15142.886 | 15142.886 | 15142.886 | 15142.886 | 15142.886 | 15142.886 | 15142.886 | 15142.886 | 15142.886 | 15142.886 | 15142.886 | 15142.886 | 15142.886 | 15142.886 | 15142.886 | 15142.886 | 15142.886 | 15142.886 | 15142.886 | 15142.886 | 15142.886 | 15142.886 | 15142.886 | 15142.886 | 15142.886 | 15142.886 | 15142.886 | 15142.886 | 15142.886 | 15142.886 | 15142.886 | 15142.886 | 15142.886 | 15142.886 | 15142.886 | 15142.886 | 15142.886 | 15142.886 | 15142.886 | 15142.886 | 15142.886 | 15142.886 | 15142.886 | 15142.886 | 15142.886 | 15142.886 | 15142.886 | 15142.886 | 15142.886 | 15142.886 | 15142.886 | 15142.886 | 15142.886 | 15142.886 | 15142.886 | 15142.886 | 15142.886 | 15142.886 | 15142.886 | 15142.886 | 15142.886 | 15142.886 | 15142.886 | 15142.886 | 15142.886 | 15142.886 | 15142.886 | 15142.886 | 15142.886 | 15142.886 | 15142.886 | 15142.886 | 15142.886 | 15142.886 | 15142.886 | 15142.886 | 15142.886 | 15142.886 | 15142.886 | 15142.886 | 15142.886 | 15142.886 | 15142.886 | 15142.886 | 15142.886 | 15142.886 | 15142.886 | 15142.886 | 15142.886 | 15142.886 | 15142.886 | 15142.886 | 15142.886 | 15142.886 | 15142.886 | 15142.886 | 15142.886 | 15142.886 | 15142.886 | 15142.886 | 15142.886 | 15142.886 | 15142.886 | 15142.886 | 15142.886 | 15142.886 | 15142.886 | 15142.886 | 15142.886 | 15142.886 | 15142.886 | 15142.886 | 15142.886 | 15142.886 | 15142.886 | 15142.886 | 15142.886 | 15142.886 | 15142.886 | 15142.886 | 15142.886 | 15142.886 | 15142.886 | 15142.886 | 15142.886 | 15142.886 | 15142.886 | 15142.886 | 15142.886 | 15142.886 | 15142.886 | 15142.886 | 15142.886 | 15142.886 | 15142.886 | 15142.886 | 15142.886 | 15142.886 | 15142.886 | 15142.886 | 15142.886 | 15142.886 | 15142.886 | 15142.886 | 15142.886 | 15142.886 | 15142.886 | 15142.886 | 15142.886 | 15142.886 | 15142.886 | 15142.886 | 15142.886 | 15142.886 | 15142.886 | 15142.886 | 15142.886 | 15142.886 | 15142.886 | 15142.886 | 15142.886 | 15142.886 | 15142.886 | 15142.886 | 15142.886 | 15142.886 | 15142.886 | 15142.886 | 15142.886 | 15142.886 | 15142.886 | 15142.886 | 15142.886 | 15142.886 | 15142.886 | 15142.886 | 15142.886 | 15142.886 | 15142.886 | 15142.886 | 15142.886 | 15142.886 | 15142.886 | 15142.886 | 15142.886 | 15142.886 | 15142.886 | 15142.886 | 15142.886 | 15142.886 | 15142.886 | 15142.886 | 15142.886 | 15142.886 | 15142.886 | 15142.886 | 15142.886 | 15142.886 | 15142.886 | 15142.886 | 15142.886 | 15142.886 | 15142.886 | 15142.886 | 15142.886 | 15142.886 | 15142.886 | 15142.886 | 15142.886 | 15142.886 | 15142.886 | 15142.886 | 15142.886 | 15142.886 | 15142.886 | 15142.886 | 15142.886 | 15142.886 | 15142.886 | 15142.886 | 15142.886 | 15142.886 | 15142.886 | 15142.886 | 15142.886 | 15142.886 | 15142.886 | 15142.886 | 15142.886 | 15142.886 | 15142.886 | 15142.886 | 15142.886 | 15142.886 | 15142.886 | 15142.886 | 15142.886 | 15142.886 | 15142.886 | 15142.886 | 15142.886 | 15142.886 | 15142.886 | 15142.886 | 15142.886 | 15142.886 | 15142.886 | 15142.886 | 15142.886 | 15142.886 | 15142.886 | 15142.886 | 15142.886 | 15142.886 | 15142.886 | 15142.886 | 15142.886 | 15142.886 | 15142.886 | 15142.886 | 15142.886 | 15142.886 | 15142.886 | 15142.886 | 15142.886 | 15142.886 | 15142.886 | 15142.886 | 15142.886 | 15142.886 | 15142.886 | 15142.886 | 15142.886 | 15142.886 | 15142.886 | 15142.886 | 15142.886 | 15142.886 | 15142.886 | 15142.886 | 15142.886 | 15142.886 | 15142.886 | 15142.886 | 15142.886 | 15142.886 | 15142.886 | 15142.886 | 15142.886 | 15142.886 | 15142.886 | 15142.886 | 15142.886 | 15142.886 | 15142.886 | 15142.886 | 15142.886 | 15142.886 | 15142.886 | 15142.886 | 15142.886 | 15142.886 | 15142.886 | 15142.886 | 15142.886 | 15142.886 | 15142.886 | 15142.886 | 15142.886 | 15142.886 | 15142.886 | 15142.886 | 15142.886 | 15142.886 | 15142.886 | 15142.886 | 15142.886 | 15142.886 | 15142.886 | 15142.886 | 15142.886 | 15142.886 | 15142.886 | 15142.886 | 15142.886 | 15142.886 | 15142.886 | 15142.886 | 15142.886 | 15142.886 | 15142.886 | 15142.886 | 15142.886 | 15142.886 | 15142.886 | 15142.886 | 15142.886 | 15142.886 | 15142.886 | 15142.886 | 15142.886 | 15142.886 | 15142.886 | 15142.886 | 15142.886 | 15142.886 | 15142.886 | 15142.886 | 15142.886 | 15142.886 | 15142.886 | 15142.886 | 15142.886 | 15142.886 | 15142.886 | 15142.886 | 15142.886 | 15142.886 | 15142.886 | 15142.886 | 15142.886 | 15142.886 | 15142.886 | 15142.886 | 15142.886 | 15142.886 | 15142.886 | 15142.886 | 15142.886 | 15142.886 | 15142.886 | 15142.886 | 15142.886 | 15142.886 | 15142.886 | 15142.886 | 15142.886 | 15142.886 | 15142.886 | 15142.886 | 15142.886 | 15142.886 | 15142.886 | 15142.886 | 15142.886 | 15142.886 | 15142.886 | 15142.886 | 15142.886 | 15142.886 | 15142.886 | 15142.886 | 15142.886 | 15142.886 | 15142.886 | 15142.886 | 15142.886 | 15142.886 | 15142.886 | 15142.886 | 15142.886 | 15142.886 | 15142.886 | 15142.886 | 15142.886 | 15142.886 | 15142.886 | 15142.886 | 15142.886 | 15142.886 | 15142.886 | 15142.886 | 15142.886 | 15142.886 | 15142.886 | 15142.886 | 15142.886 | 15142.886 | 15142.886 | 15142.886 | 15142.886 | 15142.886 | 15142.886 | 15142.886 | 15142.886 | 15142.886 | 15142.886 | 15142.886 | 15142.886 | 15142.886 | 15142.886 | 15142.886 | 15142.886 | 15142.886 | 15142.886 | 15142.886 | 15142.886 | 15142.886 | 15142.886 | 15142.886 | 15142.886 | 15142.886 | 15142.886 | 15142.886 | 15142.886 | 15142.886 | 15142.886 | 15142.886 | 15142.886 | 15142.886 | 15142.886 | 15142.886 | 15142.886 | 15142.886 | 15142.886 | 15142.886 | 15142.886 | 15142.886 | 15142.886 | 15142.886 | 15142.886 | 15142.886 | 15142.886 | 15142.886 | 15142.886 | 15142.886 | 15142.886 | 15142.886 | 15142.886 | 15142.886 | 15142.886 | 15142.886 | 15142.886 | 15142.886 | 15142.886 | 15142.886 | 15142.886 | 15142.886 | 15142.886 | 15142.886 | 15142.886 | 15142.886 | 15142.886 | 15142.886 | 15142.886 | 15142.886 | 15142.886 | 15142.886 | 15142.886 | 15142.886 | 15142.886 | 15142.886 | 15142.886 | 15142.886 | 15142.886 | 15142.886 | 15142.886 | 15142.886 | 15142.886 | 15142.886 | 15142.886 | 15142.886 | 15142.886 | 15142.886 | 15142.886 | 15142.886 | 15142.886 | 15142.886 | 15142.886 | 15142.886 | 15142.886 | 15142.886 | 15142.886 | 15142.886 | 15142.886 | 15142.886 | 15142.886 | 15142.886 | 15142.886 | 15142.886 | 15142.886 | 15142.886 | 15142.886 | 15142.886 | 15142.886 | 15142.886 | 15142.886 | 15142.886 | 15142.886 | 15142.886 | 15142.886 | 15142.886 | 15142.886 | 15142.886 | 15142.886 | 15142.886 | 15142.886 | 15142.886 | 15142.886 | 15142.886 | 15142.886 | 15142.886 | 15142.886 | 15142.886 | 15142.886 | 15142.886 | 15142.886 | 15142.886 | 15142.886 | 15142.886 | 15142.886 | 15142.886 | 15142.886 | 15142.886 | 15142.886 | 15142.886 | 15142.886 | 15142.886 | 15142.886 | 15142.886 | 15142.886 | 15142.886 | 15142.886 | 15142.886 | 15142.886 | 15142.886 | 15142.886 | 15142.886 | 15142.886 | 15142.886 | 15142.886 | 15142.886 | 15142.886 | 15142.886 | 15142.886 | 15142.886 | 15142.886 | 15142.886 | 15142.886 | 15142.886 | 15142.886 | 15142.886 | 15142.886 | 15142.886 | 15142.886 | 15142.886 | 15142.886 | 15142.886 | 15142.886 | 15142.886 | 15142.886 | 15142.886 | 15142.886 | 15142.886 | 15142.886 | 15142.886 | 15142.886 | 15142.886 | 15142.886 | 15142.886 | 15142.886 | 15142.886 | 15142.886 | 15142.886 | 15142.886 | 15142.886 | 15142.886 | 15142.886 | 15142.886 | 15142.886 | 15142.886 | 15142.886 | 15142.886 | 15142.886 | 15142.886 | 15142.886 | 15142.886 | 15142.886 | 15142.886 | 15142.886 | 15142.886 | 15142.886 | 15142.886 | 15142.886 | 15142.886 | 15142.886 | 15142.886 | 15142.886 | 15142.886 | 15142.886 | 15142.886 | 15142.886 | 15142.886 | 15142.886 | 15142.886 | 15142.886 | 15142.886 | 15142.886 | 15142.886 | 15142.886 | 15142.886 | 15142.886 | 15142.886 | 15142.886 | 15142.886 | 15142.886 | 15142.886 | 15142.886 | 15142.886 | 15142.886 | 15142.886 | 15142.886 | 15142.886 | 15142.886 | 15142.886 | 15142.886 | 15142.886 | 15142.886 | 15142.886 | 15142.886 | 15142.886 | 15142.886 | 15142.886 | 15142.886 | 15142.886 | 15142.886 | 15142.886 | 15142.886 | 15142.886 | 15142.886 | 15142.886 | 15142.886 | 15142.886 | 15142.886 | 15142.886 | 15142.886 | 15142.886 | 15142.886 | 15142.886 | 15142.886 | 15142.886 | 15142.886 | 15142.886 | 15142.886 | 15142.886 | 15142.886 | 15142.886 | 15142.886 | 15142.886 | 15142.886 | 15142.886 | 15142.886 | 15142.886 | 15142.886 | 15142.886 | 15142.886 | 15142.886 | 15142.886 | 15142.886 | 15142.886 | 15142.886 | 15142.886 | 15142.886 | 15142.886 | 15142.886 | 15142.886 | 15142.886 | 15142.886 | 15142.886 | 15142.886 | 15142.886 | 15142.886 | 15142.886 | 15142.886 | 15142.886 | 15142.886 | 15142.886 | 15142.886 | 15142.886 | 15142.886 | 15142.886 | 15142.886 | 15142.886 | 15142.886 | 15142.886 | 15142.886 | 15142.886 | 15142.886 | 15142.886 | 15142.886 | 15142.886 | 15142.886 | 15142.886 | 15142.886 | 15142.886 | 15142.886 | 15142.886 | 15142.886 | 15142.886 | 15142.886 | 15142.886 | 15142.886 | 15142.886 | 15142.886 | 15142.886 | 15142.886 | 15142.886 | 15142.886 | 15142.886 | 15142.886 | 15142.886 | 15142.886 | 15142.886 | 15142.886 | 15142.886 | 15142.886 | 15142.886 | 15142.886 | 15142.886 | 15142.886 | 15142.886 | 15142.886 | 15142.886 | 15142.886 | 15142.886 | 15142.886 | 15142.886 | 15142.886 | 15142.886 | 15142.886 | 15142.886 | 15142.886 | 15142.886 | 15142.886 | 15142.886 | 15142.886 | 15142.886 | 15142.886 | 15142.886 | 15142.886 | 15142.886 | 15142.886 | 15142.886 | 15142.886 | 15142.886 | 15142.886 | 15142.886 | 15142.886 | 15142.886 | 15142.886 | 15142.886 | 15142.886 | 15142.886 | 15142.886 | 15142.886 | 15142.886 | 15142.886 | 15142.886 | 15142.886 | 15142.886 | 15142.886 | 15142.886 | 15142.886 | 15142.886 | 15142.886 | 15142.886 | 15142.886 | 15142.886 | 15142.886 | 15142.886 | 15142.886 | 15142.886 | 15142.886 | 15142.886 | 15142.886 | 15142.886 | 15142.886 | 15142.886 | 15142.886 | 15142.886 | 15142.886 | 15142.886 | 15142.886 | 15142.886 | 15142.886 | 15142.886 | 15142.886 | 15142.886 | 15142.886 | 15142.886 | 15142.886 | 15142.886 | 15142.886 | 15142.886 | 15142.886 | 15142.886 | 15142.886 | 15142.886 | 15142.886 | 15142.886 | 15142.886 | 15142.886 | 15142.886 | 15142.886 | 15142.886 | 15142.886 | 15142.886 | 15142.886 | 15142.886 | 15142.886 | 15142.886 | 15142.886 | 15142.886 | 15142.886 | 15142.886 | 15142.886 | 15142.886 | 15142.886 | 15142.886 | 15142.886 | 15142.886 | 15142.886 | 15142.886 | 15142.886 | 15142.886 | 15142.886 | 15142.886 | 15142.886 | 15142.886 | 15142.886 | 15142.886 | 15142.886 | 15142.886 | 15142.886 | 15142.886 | 15142.886 | 15142.886 | 15142.886 | 15142.886 | 15142.886 | 15142.886 | 15142.886 | 15142.886 | 15142.886 | 15142.886 | 15142.886 | 15142.886 | 15142.886 | 15142.886 | 15142.886 | 15142.886 | 15142.886 | 15142.886 | 15142.886 | 15142.886 | 15142.886 | 15142.886 | 15142.886 | 15142.886 | 15142.886 | 15142.886 | 15142.886 | 15142.886 | 15142.886 | 15142.886 | 15142.886 | 15142.886 | 15142.886 | 15142.886 | 15142.886 | 15142.886 | 15142.886 | 15142.886 | 15142.886 | 15142.886 | 15142.886 | 15142.886 | 15142.886 | 15142.886 | 15142.886 | 15142.886 | 15142.886 | 15142.886 | 15142.886 | 15142.886 | 15142.886 | 15142.886 | 15142.886 | 15142.886 | 15142.886 | 15142.886 | 15142.886 | 15142.886 | 15142.886 | 15142.886 | 15142.886 | 15142.886 | 15142.886 | 15142.886 | 15142.886 | 15142.886 | 15142.886 | 15142.886 | 15142.886 | 15142.886 | 15142.886 | 15142.886 | 15142.886 | 15142.886 | 15142.886 | 15142.886 | 15142.886 | 15142.886 | 15142.886 | 15142.886 | 15142.886 | 15142.886 | 15142.886 | 15142.886 | 15142.886 | 15142.886 | 15142.886 | 15142.886 | 15142.886 | 15142.886 | 15142.886 | 15142.886 | 15142.886 | 15142.886 | 15142.886 | 15142.886 | 15142.886 | 15142.886 | 15142.886 | 15142.886 | 15142.886 | 15142.886 | 15142.886 | 15142.886 | 15142.886 | 15142.886 | 15142.886 | 15142.886 | 15142.886 | 15142.886 | 15142.886 | 15142.886 | 15142.886 | 15142.886 | 15142.886 | 15142.886 | 15142.886 | 15142.886 | 15142.886 | 15142.886 | 15142.886 | 15142.886 | 15142.886 | 15142.886 | 15142.886 | 15142.886 | 15142.886 | 15142.886 | 15142.886 | 15142.886 | 15142.886 | 15142.886 | 15142.886 | 15142.886 | 15142.886 | 15142.886 | 15142.886 | 15142.886 | 15142.886 | 15142.886 | 15142.886 | 15142.886 | 15142.886 | 15142.886 | 15142.886 | 15142.886 | 15142.886 | 15142.886 | 15142.886 | 15142.886 | 15142.886 | 15142.886 | 15142.886 | 15142.886 | 15142.886 | 15142.886 | 15142.886 | 15142.886 | 15142.886 | 15142.886 | 15142.886 | 15142.886 | 15142.886 | 15142.886 | 15142.886 | 15142.886 | 15142.886 | 15142.886 | 15142.886 | 15142.886 | 15142.886 | 15142.886 | 15142.886 | 15142.886 | 15142.886 | 15142.886 | 15142.886 | 15142.886 | 15142.886 | 15142.886 | 15142.886 | 15142.886 | 15142.886 | 15142.886 | 15142.886 | 15142.886 | 15142.886 | 15142.886 | 15142.886 | 15142.886 | 15142.886 | 15142.886 | 15142.886 | 15142.886 | 15142.886 | 15142.886 | 15142.886 | 15142.886 | 15142.886 | 15142.886 | 15142.886 | 15142.886 | 15142.886 | 15142.886 | 15142.886 | 15142.886 | 15142.886 | 15142.886 | 15142.886 | 15142.886 | 15142.886 | 15142.886 | 15142.886 | 15142.886 | 15142.886 | 15142.886 | 15142.886 | 15142.886 | 15142.886 | 15142.886 | 15142.886 | 15142.886 | 15142.886 | 15142.886 | 15142.886 | 15142.886 | 15142.886 | 15142.886 | 15142.886 | 15142.886 | 15142.886 | 15142.886 | 15142.886 | 15142.886 | 15142.886 | 15142.886 | 15142.886 | 15142.886 | 15142.886 | 15142.886 | 15142.886 | 15142.886 | 15142.886 | 15142.886 | 15142.886 | 15142.886 | 15142.886 | 15142.886 | 15142.886 | 15142.886 | 15142.886 | 15142.886 | 15142.886 | 15142.886 | 15142.886 | 15142.886 | 15142.886 | 15142.886 | 15142.886 | 15142.886 | 15142.886 | 15142.886 | 15142.886 | 15142.886 | 15142.886 | 15142.886 | 15142.886 | 15142.886 | 15142.886 | 15142.886 | 15142.886 | 15142.886 | 15142.886 | 15142.886 | 15142.886 | 15142.886 | 15142.886 | 15142.886 | 15142.886 | 15142.886 | 15142.886 | 15142.886 | 15142.886 | 15142.886 | 15142.886 | 15142.886 | 15142.886 | 15142.886 | 15142.886 | 15142.886 | 15142.886 | 15142.886 | 15142.886 | 15142.886 | 15142.886 | 15142.886 | 15142.886 | 15142.886 | 15142.886 | 15142.886 | 15142.886 | 15142.886 | 15142.886 | 15142.886 | 15142.886 | 15142.886 | 15142.886 | 15142.886 | 15142.886 | 15142.886 | 15142.886 | 15142.886 | 15142.886 | 15142.886 | 15142.886 | 15142.886 | 15142.886 | 15142.886 | 15142.886 | 15142.886 | 15142.886 | 15142.886 | 15142.886 | 15142.886 | 15142.886 | 15142.886 | 15142.886 | 15142.886 | 15142.886 | 15142.886 | 15142.886 | 15142.886 | 15142.886 | 15142.886 | 15142.886 | 15142.886 | 15142.886 | 15142.886 | 15142.886 | 15142.886 | 15142.886 | 15142.886 | 15142.886 | 15142.886 | 15142.886 | 15142.886 | 15142.886 | 15142.886 | 15142.886 | 15142.886 | 15142.886 | 15142.886 | 15142.886 | 15142.886 | 15142.886 | 15142.886 | 15142.886 | 15142.886 | 15142.886 | 15142.886 | 15142.886 | 15142.886 | 15142.886 | 15142.886 | 15142.886 | 15142.886 | 15142.886 | 15142.886 | 15142.886 | 15142.886 | 15142.886 | 15142.886 | 15142.886 | 15142.886 | 15142.886 | 15142.886 | 15142.886 | 15142.886 | 15142.886 | 15142.886 | 15142.886 | 15142.886 | 15142.886 | 15142.886 | 15142.886 | 15142.886 | 15142.886 | 15142.886 | 15142.886 | 15142.886 | 15142.886 | 15142.886 | 15142.886 | 15142.886 | 15142.886 | 15142.886 | 15142.886 | 15142.886 | 15142.886 | 15142.886 | 15142.886 | 15142.886 | 15142.886 | 15142.886 | 15142.886 | 15142.886 | 15142.886 | 15142.886 | 15142.886 | 15142.886 | 15142.886 | 15142.886 | 15142.886 | 15142.886 | 15142.886 | 15142.886 | 15142.886 | 15142.886 | 15142.886 | 15142.886 | 15142.886 | 15142.886 | 15142.886 | 15142.886 | 15142.886 | 15142.886 | 15142.886 | 15142.886 | 15142.886 | 15142.886 | 15142.886 | 15142.886 | 15142.886 | 15142.886 | 15142.886 | 15142.886 | 15142.886 | 15142.886 | 15142.886 | 15142.886 | 15142.886 | 15142.886 | 15142.886 | 15142.886 | 15142.886 | 15142.886 | 15142.886 | 15142.886 | 15142.886 | 15142.886 | 15142.886 | 15142.886 | 15142.886 | 15142.886 | 15142.886 | 15142.886 | 15142.886 | 15142.886 | 15142.886 | 15142.886 | 15142.886 | 15142.886 | 15142.886 | 15142.886 | 15142.886 | 15142.886 | 15142.886 | 15142.886 | 15142.886 | 15142.886 | 15142.886 | 15142.886 | 15142.886 | 15142.886 | 15142.886 | 15142.886 | 15142.886 | 15142.886 | 15142.886 | 15142.886 | 15142.886 | 15142.886 | 15142.886 | 15142.886 | 15142.886 | 15142.886 | 15142.886 | 15142.886 | 15142.886 | 15142.886 | 15142.886 | 15142.886 | 15142.886 | 15142.886 | 15142.886 | 15142.886 | 15142.886 | 15142.886 | 15142.886 | 15142.886 | 15142.886 | 15142.886 | 15142.886 | 15142.886 | 15142.886 | 15142.886 | 15142.886 | 15142.886 | 15142.886 | 15142.886 | 15142.886 | 15142.886 | 15142.886 | 15142.886 | 15142.886 | 15142.886 | 15142.886 | 15142.886 | 15142.886 | 15142.886 | 15142.886 | 15142.886 | 15142.886 | 15142.886 | 15142.886 | 15142.886 | 15142.886 | 15142.886 | 15142.886 | 15142.886 | 15142.886 | 15142.886 | 15142.886 | 15142.886 | 15142.886 | 15142.886 | 15142.886 | 15142.886 | 15142.886 | 15142.886 | 15142.886 | 15142.886 | 15142.886 | 15142.886 | 15142.886 | 15142.886 | 15142.886 | 15142.886 | 15142.886 | 15142.886 | 15142.886 | 15142.886 | 15142.886 | 15142.886 | 15142.886 | 15142.886 | 15142.886 | 15142.886 | 15142.886 | 15142.886 | 15142.886 | 15142.886 | 15142.886 | 15142.886 | 15142.886 | 15142.886 | 15142.886 | 15142.886 | 15142.886 | 15142.886 | 15142.886 | 15142.886 | 15142.886 | 15142.886 | 15142.886 | 15142.886 | 15142.886 | 15142.886 | 15142.886 | 15142.886 | 15142.886 | 15142.886 | 15142.886 | 15142.886 | 15142.886 | 15142.886 | 15142.886 | 15142.886 | 15142.886 | 15142.886 | 15142.886 | 15142.886 | 15142.886 | 15142.886 | 15142.886 | 15142.886 | 15142.886 | 15142.886 | 15142.886 | 15142.886 | 15142.886 | 15142.886 | 15142.886 | 15142.886 | 15142.886 | 15142.886 | 15142.886 | 15142.886 | 15142.886 | 15142.886 | 15142.886 | 15142.886 | 15142.886 | 15142.886 | 15142.886 | 15142.886 | 15142.886 | 15142.886 | 15142.886 | 15142.886 | 15142.886 | 15142.886 | 15142.886 | 15142.886 | 15142.886 | 15142.886 | 15142.886 | 15142.886 | 15142.886 | 15142.886 | 15142.886 | 15142.886 | 15142.886 | 15142.886 | 15142.886 | 15142.886 | 15142.886 | 15142.886 | 15142.886 | 15142.886 | 15142.886 | 15142.886 | 15142.886 | 15142.886 | 15142.886 | 15142.886 | 15142.886 | 15142.886 | 15142.886 | 15142.886 | 15142.886 | 15142.886 | 15142.886 | 15142.886 | 15142.886 | 15142.886 | 15142.886 | 15142.886 | 15142.886 | 15142.886 | 15142.886 | 15142.886 | 15142.886 | 15142.886 | 15142.886 | 15142.886 | 15142.886 | 15142.886 | 15142.886 | 15142.886 | 15142.886 | 15142.886 | 15142.886 | 15142.886 | 15142.886 | 15142.886 | 15142.886 | 15142.886 | 15142.886 | 15142.886 | 15142.886 | 15142.886 | 15142.886 | 15142.886 | 15142.886 | 15142.886 | 15142.886 | 15142.886 | 15142.886 | 15142.886 | 15142.886 | 15142.886 | 15142.886 | 15142.886 | 15142.886 | 15142.886 | 15142.886 | 15142.886 | 15142.886 | 15142.886 | 15142.886 | 15142.886 | 15142.886 | 15142.886 | 15142.886 | 15142.886 | 15142.886 | 15142.886 | 15142.886 | 15142.886 | 15142.886 | 15142.886 | 15142.886 | 15142.886 | 15142.886 | 15142.886 | 15142.886 | 15142.886 | 15142.886 | 15142.886 | 15142.886 | 15142.886 | 15142.886 | 15142.886 | 15142.886 | 15142.886 | 15142.886 | 15142.886 | 15142.886 | 15142.886 | 15142.886 | 15142.886 | 15142.886 | 15142.886 | 15142.886 | 15142.886 | 15142.886 | 15142.886 | 15142.886 | 15142.886 | 15142.886 | 15142.886 | 15142.886 | 15142.886 | 15142.886 | 15142.886 | 15142.886 | 15142.886 | 15142.886 | 15142.886 | 15142.886 | 15142.886 | 15142.886 | 15142.886 | 15142.886 | 15142.886 | 15142.886 | 15142.886 | 15142.886 | 15142.886 | 15142.886 | 15142.886 | 15142.886 | 15142.886 | 15142.886 | 15142.886 | 15142.886 | 15142.886 | 15142.886 | 15142.886 | 15142.886 | 15142.886 | 15142.886 | 15142.886 | 15142.886 | 15142.886 | 15142.886 | 15142.886 | 15142.886 | 15142.886 | 15142.886 | 15142.886 | 15142.886 | 15142.886 | 15142.886 | 15142.886 | 15142.886 | 15142.886 | 15142.886 | 15142.886 | 15142.886 | 15142.886 | 15142.886 | 15142.886 | 15142.886 | 15142.886 | 15142.886 | 15142.886 | 15142.886 | 15142.886 | 15142.886 | 15142.886 | 15142.886 | 15142.886 | 15142.886 | 15142.886 | 15142.886 | 15142.886 | 15142.886 | 15142.886 | 15142.886 | 15142.886 | 15142.886 | 15142.886 | 15142.886 | 15142.886 | 15142.886 | 15142.886 | 15142.886 | 15142.886 | 15142.886 | 15142.886 | 15142.886 | 15142.886 | 15142.886 | 15142.886 | 15142.886 | 15142.886 | 15142.886 | 15142.886 | 15142.886 | 15142.886 | 15142.886 | 15142.886 | 15142.886 | 15142.886 | 15142.886 | 15142.886 | 15142.886 | 15142.886 | 15142.886 | 15142.886 | 15142.886 | 15142.886 | 15142.886 | 15142.886 | 15142.886 | 15142.886 | 15142.886 | 15142.886 | 15142.886 | 15142.886 | 15142.886 | 15142.886 | 15142.886 | 15142.886 | 15142.886 | 15142.886 | 15142.886 | 15142.886 | 15142.886 | 15142.886 | 15142.886 | 15142.886 | 15142.886 | 15142.886 | 15142.886 | 15142.886 | 15142.886 | 15142.886 | 15142.886 | 15142.886 | 15142.886 | 15142.886 | 15142.886 | 15142.886 | 15142.886 | 15142.886 | 15142.886 | 15142.886 | 15142.886 | 15142.886 | 15142.886 | 15142.886 | 15142.886 | 15142.886 | 15142.886 | 15142.886 | 15142.886 | 15142.886 | 15142.886 | 15142.886 | 15142.886 | 15142.886 | 15142.886 | 15142.886 | 15142.886 | 15142.886 | 15142.886 | 15142.886 | 15142.886 | 15142.886 | 15142.886 | 15142.886 | 15142.886 | 15142.886 | 15142.886 | 15142.886 | 15142.886 | 15142.886 | 15142.886 | 15142.886 | 15142.886 | 15142.886 | 15142.886 | 15142.886 | 15142.886 | 15142.886 | 15142.886 | 15142.886 | 15142.886 | 15142.886 | 15142.886 | 15142.886 | 15142.886 | 15142.886 | 15142.886 | 15142.886 | 15142.886 | 15142.886 | 15142.886 | 15142.886 | 15142.886 | 15142.886 | 15142.886 | 15142.886 | 15142.886 | 15142.886 | 15142.886 | 15142.886 | 15142.886 | 15142.886 | 15142.886 | 15142.886 | 15142.886 | 15142.886 | 15142.886 | 15142.886 | 15142.886 | 15142.886 | 15142.886 | 15142.886 | 15142.886 | 15142.886 | 15142.886 | 15142.886 | 15142.886 | 15142.886 | 15142.886 | 15142.886 | 15142.886 | 15142.886 | 15142.886 | 15142.886 | 15142.886 | 15142.886 | 15142.886 | 15142.886 | 15142.886 | 15142.886 | 15142.886 | 15142.886 | 15142.886 | 15142.886 | 15142.886 | 15142.886 | 15142.886 | 15142.886 | 15142.886 | 15142.886 | 15142.886 | 15142.886 | 15142.886 | 15142.886 | 15142.886 | 15142.886 | 15142.886 | 15142.886 | 15142.886 | 15142.886 | 15142.886 | 15142.886 | 15142.886 | 15142.886 | 15142.886 | 15142.886 | 15142.886 | 15142.886 | 15142.886 | 15142.886 | 15142.886 | 15142.886 | 15142.886 | 15142.886 | 15142.886 | 15142.886 | 15142.886 | 15142.886 | 15142.886 | 15142.886 | 15142.886 | 15142.886 | 15142.886 | 15142.886 | 15142.886 | 15142.886 | 15142.886 | 15142.886 | 15142.886 | 15142.886 | 15142.886 | 15142.886 | 15142.886 | 15142.886 | 15142.886 | 15142.886 | 15142.886 | 15142.886 | 15142.886 | 15142.886 | 15142.886 | 15142.886 | 15142.886 | 15142.886 | 15142.886 | 15142.886 | 15142.886 | 15142.886 | 15142.886 | 15142.886 | 15142.886 | 15142.886 | 15142.886 | 15142.886 | 15142.886 | 15142.886 | 15142.886 | 15142.886 | 15142.886 | 15142.886 | 15142.886 | 15142.886 | 15142.886 | 15142.886 | 15142.886 | 15142.886 | 15142.886 | 15142.886 | 15142.886 | 15142.886 | 15142.886 | 15142.886 | 15142.886 | 15142.886 | 15142.886 | 15142.886 | 15142.886 | 15142.886 | 15142.886 | 15142.886 | 15142.886 | 15142.886 | 15142.886 | 15142.886 | 15142.886 | 15142.886 | 15142.886 | 15142.886 | 15142.886 | 15142.886 | 15142.886 | 15142.886 | 15142.886 | 15142.886 | 15142.886 | 15142.886 | 15142.886 | 15142.886 | 15142.886 | 15142.886 | 15142.886 | 15142.886 | 15142.886 | 15142.886 | 15142.886 | 15142.886 | 15142.886 | 15142.886 | 15142.886 | 15142.886 | 15142.886 | 15142.886 | 15142.886 | 15142.886 | 15142.886 | 15142.886 | 15142.886 | 15142.886 | 15142.886 | 15142.886 | 15142.886 | 15142.886 | 15142.886 | 15142.886 | 15142.886 | 15142.886 | 15142.886 | 15142.886 | 15142.886 | 15142.886 | 15142.886 | 15142.886 | 15142.886 | 15142.886 | 15142.886 | 15142.886 | 15142.886 | 15142.886 | 15142.886 | 15142.886 | 15142.886 | 15142.886 | 15142.886 | 15142.886 | 15142.886 | 15142.886 | 15142.886 | 15142.886 | 15142.886 | 15142.886 | 15142.886 | 15142.886 | 15142.886 | 15142.886 | 15142.886 | 15142.886 | 15142.886 | 15142.886 | 15142.886 | 15142.886 | 15142.886 | 15142.886 | 15142.886 | 15142.886 | 15142.886 | 15142.886 | 15142.886 | 15142.886 | 15142.886 | 15142.886 | 15142.886 | 15142.886 | 15142.886 | 15142.886 | 15142.886 | 15142.886 | 15142.886 | 15142.886 | 15142.886 | 15142.886 | 15142.886 | 15142.886 | 15142.886 | 15142.886 | 15142.886 | 15142.886 | 15142.886 | 15142.886 | 15142.886 | 15142.886 | 15142.886 | 15142.886 | 15142.886 | 15142.886 | 15142.886 | 15142.886 | 15142.886 | 15142.886 | 15142.886 | 15142.886 | 15142.886 | 15142.886 | 15142.886 | 15142.886 | 15142.886 | 15142.886 | 15142.886 | 15142.886 | 15142.886 | 15142.886 | 15142.886 | 15142.886 | 15142.886 | 15142.886 | 15142.886 | 15142.886 | 15142.886 | 15142.886 | 15142.886 | 15142.886 | 15142.886 | 15142.886 | 15142.886 | 15142.886 | 15142.886 | 15142.886 | 15142.886 | 15142.886 | 15142.886 | 15142.886 | 15142.886 | 15142.886 | 15142.886 | 15142.886 | 15142.886 | 15142.886 | 15142.886 | 15142.886 | 15142.886 | 15142.886 | 15142.886 | 15142.886 | 15142.886 | 15142.886 | 15142.886 | 15142.886 | 15142.886 | 15142.886 | 15142.886 | 15142.886 | 15142.886 | 15142.886 | 15142.886 | 15142.886 | 15142.886 | 15142.886 | 15142.886 | 15142.886 | 15142.886 | 15142.886 | 15142.886 | 15142.886 | 15142.886 | 15142.886 | 15142.886 | 15142.886 | 15142.886 | 15142.886 | 15142.886 | 15142.886 | 15142.886 | 15142.886 | 15142.886 | 15142.886 | 15142.886 | 15142.886 | 15142.886 | 15142.886 | 15142.886 | 15142.886 | 15142.886 | 15142.886 | 15142.886 | 15142.886 | 15142.886 | 15142.886 | 15142.886 | 15142.886 | 15142.886 | 15142.886 | 15142.886 | 15142.886 | 15142.886 | 15142.886 | 15142.886 | 15142.886 | 15142.886 | 15142.886 | 15142.886 | 15142.886 | 15142.886 | 15142.886 | 15142.886 | 15142.886 | 15142.886 | 15142.886 | 15142.886 | 15142.886 | 15142.886 | 15142.886 | 15142.886 | 15142.886 | 15142.886 | 15142.886 | 15142.886 | 15142.886 | 15142.886 | 15142.886 | 15142.886 | 15142.886 | 15142.886 | 15142.886 | 15142.886 | 15142.886 | 15142.886 | 15142.886 | 15142.886 | 15142.886 | 15142.886 | 15142.886 | 15142.886 | 15142.886 | 15142.886 | 15142.886 | 15142.886 | 15142.886 | 15142.886 | 15142.886 | 15142.886 | 15142.886 | 15142.886 | 15142.886 | 15142.886 | 15142.886 | 15142.886 | 15142.886 | 15142.886 | 15142.886 | 15142.886 | 15142.886 | 15142.886 | 15142.886 | 15142.886 | 15142.886 | 15142.886 | 15142.886 | 15142.886 | 15142.886 | 15142.886 | 15142.886 | 15142.886 | 15142.886 | 15142.886 | 15142.886 | 15142.886 | 15142.886 | 15142.886 | 15142.886 | 15142.886 | 15142.886 | 15142.886 | 15142.886 | 15142.886 | 15142.886 | 15142.886 | 15142.886 | 15142.886 | 15142.886 | 15142.886 | 15142.886 | 15142.886 | 15142.886 | 15142.886 | 15142.886 | 15142.886 | 15142.886 | 15142.886 | 15142.886 | 15142.886 | 15142.886 | 15142.886 | 15142.886 | 15142.886 | 15142.886 | 15142.886 | 15142.886 | 15142.886 | 15142.886 | 15142.886 | 15142.886 | 15142.886 | 15142.886 | 15142.886 | 15142.886 | 15142.886 | 15142.886 | 15142.886 | 15142.886 | 15142.886 | 15142.886 | 15142.886 | 15142.886 | 15142.886 | 15142.886 | 15142.886 | 15142.886 | 15142.886 | 15142.886 | 15142.886 | 15142.886 | 15142.886 | 15142.886 | 15142.886 | 15142.886 | 15142.886 | 15142.886 | 15142.886 | 15142.886 | 15142.886 | 15142.886 | 15142.886 | 15142.886 | 15142.886 | 15142.886 | 15142.886 | 15142.886 | 15142.886 | 15142.886 | 15142.886 | 15142.886 | 15142.886 | 15142.886 | 15142.886 | 15142.886 | 15142.886 | 15142.886 | 15142.886 | 15142.886 | 15142.886 | 15142.886 | 15142.886 | 15142.886 | 15142.886 | 15142.886 | 15142.886 | 15142.886 | 15142.886 | 15142.886 | 15142.886 | 15142.886 | 15142.886 | 15142.886 | 15142.886 | 15142.886 | 15142.886 | 15142.886 | 15142.886 | 15142.886 | 15142.886 | 15142.886 | 15142.886 | 15142.886 | 15142.886 | 15142.886 | 15142.886 | 15142.886 | 15142.886 | 15142.886 | 15142.886 | 15142.886 | 15142.886 | 15142.886 | 15142.886 | 15142.886 | 15142.886 | 15142.886 | 15142.886 | 15142.886 | 15142.886 | 15142.886 | 15142.886 | 15142.886 | 15142.886 | 15142.886 | 15142.886 | 15142.886 | 15142.886 | 15142.886 | 15142.886 | 15142.886 | 15142.886 | 15142.886 | 15142.886 | 15142.886 | 15142.886 | 15142.886 | 15142.886 | 15142.886 | 15142.886 | 15142.886 | 15142.886 | 15142.886 | 15142.886 | 15142.886 | 15142.886 | 15142.886 | 15142.886 | 15142.886 | 15142.886 | 15142.886 | 15142.886 | 15142.886 | 15142.886 | 15142.886 | 15142.886 | 15142.886 | 15142.886 | 15142.886 | 15142.886 | 15142.886 | 15142.886 | 15142.886 | 15142.886 | 15142.886 | 15142.886 | 15142.886 | 15142.886 | 15142.886 | 15142.886 | 15142.886 | 15142.886 | 15142.886 | 15142.886 | 15142.886 | 15142.886 | 15142.886 | 15142.886 | 15142.886 | 15142.886 | 15142.886 | 15142.886 | 15142.886 | 15142.886 | 15142.886 | 15142.886 | 15142.886 | 15142.886 | 15142.886 | 15142.886 | 15142.886 | 15142.886 | 15142.886 | 15142.886 | 15142.886 | 15142.886 | 15142.886 | 15142.886 | 15142.886 | 15142.886 | 15142.886 | 15142.886 | 15142.886 | 15142.886 | 15142.886 | 15142.886 | 15142.886 | 15142.886 | 15142.886 | 15142.886 | 15142.886 | 15142.886 | 15142.886 | 15142.886 | 15142.886 | 15142.886 | 15142.886 | 15142.886 | 15142.886 | 15142.886 | 15142.886 | 15142.886 | 15142.886 | 15142.886 | 15142.886 | 15142.886 | 15142.886 | 15142.886 | 15142.886 | 15142.886 | 15142.886 | 15142.886 | 15142.886 | 15142.886 | 15142.886 | 15142.886 | 15142.886 | 15142.886 | 15142.886 | 15142.886 | 15142.886 | 15142.886 | 15142.886 | 15142.886 | 15142.886 | 15142.886 | 15142.886 | 15142.886 | 15142.886 | 15142.886 | 15142.886 | 15142.886 | 15142.886 | 15142.886 | 15142.886 | 15142.886 | 15142.886 | 15142.886 | 15142.886 | 15142.886 | 15142.886 | 15142.886 | 15142.886 | 15142.886 | 15142.886 | 15142.886 | 15142.886 | 15142.886 | 15142.886 | 15142.886 | 15142.886 | 15142.886 | 15142.886 | 15142.886 | 15142.886 | 15142.886 | 15142.886 | 15142.886 | 15142.886 | 15142.886 | 15142.886 | 15142.886 | 15142.886 | 15142.886 | 15142.886 | 15142.886 | 15142.886 | 15142.886 | 15142.886 | 15142.886 | 15142.886 | 15142.886 | 15142.886 | 15142.886 | 15142.886 | 15142.886 | 15142.886 | 15142.886 | 15142.886 | 15142.886 | 15142.886 | 15142.886 | 15142.886 | 15142.886 | 15142.886 | 15142.886 | 15142.886 | 15142.886 | 15142.886 | 15142.886 | 15142.886 | 15142.886 | 15142.886 | 15142.886 | 15142.886 | 15142.886 | 15142.886 | 15142.886 | 15142.886 | 15142.886 | 15142.886 | 15142.886 | 15142.886 | 15142.886 | 15142.886 | 15142.886 | 15142.886 | 15142.886 | 15142.886 | 15142.886 | 15142.886 | 15142.886 | 15142.886 | 15142.886 | 15142.886 | 15142.886 | 15142.886 | 15142.886 | 15142.886 | 15142.886 | 15142.886 | 15142.886 | 15142.886 | 15142.886 | 15142.886 | 15142.886 | 15142.886 | 15142.886 | 15142.886 | 15142.886 | 15142.886 | 15142.886 | 15142.886 | 15142.886 | 15142.886 | 15142.886 | 15142.886 | 15142.886 | 15142.886 | 15142.886 | 15142.886 | 15142.886 | 15142.886 | 15142.886 | 15142.886 | 15142.886 | 15142.886 | 15142.886 | 15142.886 | 15142.886 | 15142.886 | 15142.886 | 15142.886 | 15142.886 | 15142.886 | 15142.886 | 15142.886 | 15142.886 | 15142.886 | 15142.886 | 15142.886 | 15142.886 | 15142.886 | 15142.886 | 15142.886 | 15142.886 | 15142.886 | 15142.886 | 15142.886 | 15142.886 | 15142.886 | 15142.886 | 15142.886 | 15142.886 | 15142.886 | 15142.886 | 15142.886 | 15142.886 | 15142.886 | 15142.886 | 15142.886 | 15142.886 | 15142.886 | 15142.886 | 15142.886 | 15142.886 | 15142.886 | 15142.886 | 15142.886 | 15142.886 | 15142.886 | 15142.886 | 15142.886 | 15142.886 | 15142.886 | 15142.886 | 15142.886 | 15142.886 | 15142.886 | 15142.886 | 15142.886 | 15142.886 | 15142.886 | 15142.886 | 15142.886 | 15142.886 | 15142.886 | 15142.886 | 15142.886 | 15142.886 | 15142.886 | 15142.886 | 15142.886 | 15142.886 | 15142.886 | 15142.886 | 15142.886 | 15142.886 | 15142.886 | 15142.886 | 15142.886 | 15142.886 | 15142.886 | 15142.886 | 15142.886 | 15142.886 | 15142.886 | 15142.886 | 15142.886 | 15142.886 | 15142.886 | 15142.886 | 15142.886 | 15142.886 | 15142.886 | 15142.886 | 15142.886 | 15142.886 | 15142.886 | 15142.886 | 15142.886 | 15142.886 | 15142.886 | 15142.886 | 15142.886 | 15142.886 | 15142.886 | 15142.886 | 15142.886 | 15142.886 | 15142.886 | 15142.886 | 15142.886 | 15142.886 | 15142.886 | 15142.886 | 15142.886 | 15142.886 | 15142.886 | 15142.886 | 15142.886 | 15142.886 | 15142.886 | 15142.886 | 15142.886 | 15142.886 | 15142.886 | 15142.886 | 15142.886 | 15142.886 | 15142.886 | 15142.886 | 15142.886 | 15142.886 | 15142.886 | 15142.886 | 15142.886 | 15142.886 | 15142.886 | 15142.886 | 15142.886 | 15142.886 | 15142.886 | 15142.886 | 15142.886 | 15142.886 | 15142.886 | 15142.886 | 15142.886 | 15142.886 | 15142.886 | 15142.886 | 15142.886 | 15142.886 | 15142.886 | 15142.886 | 15142.886 | 15142.886 | 15142.886 | 15142.886 | 15142.886 | 15142.886 | 15142.886 | 15142.886 | 15142.886 | 15142.886 | 15142.886 | 15142.886 | 15142.886 | 15142.886 | 15142.886 | 15142.886 | 15142.886 | 15142.886 | 15142.886 | 15142.886 | 15142.886 | 15142.886 | 15142.886 | 15142.886 | 15142.886 | 15142.886 | 15142.886 | 15142.886 | 15142.886 | 15142.886 | 15142.886 | 15142.886 | 15142.886 | 15142.886 | 15142.886 | 15142.886 | 15142.886 | 15142.886 | 15142.886 | 15142.886 | 15142.886 | 15142.886 | 15142.886 | 15142.886 | 15142.886 | 15142.886 | 15142.886 | 15142.886 | 15142.886 | 15142.886 | 15142.886 | 15142.886 | 15142.886 | 15142.886 | 15142.886 | 15142.886 | 15142.886 | 15142.886 | 15142.886 | 15142.886 | 15142.886 | 15142.886 | 15142.886 | 15142.886 | 15142.886 | 15142.886 | 15142.886 | 15142.886 | 15142.886 | 15142.886 | 15142.886 | 15142.886 | 15142.886 | 15142.886 | 15142.886 | 15142.886 | 15142.886 | 15142.886 | 15142.886 | 15142.886 | 15142.886 | 15142.886 | 15142.886 | 15142.886 | 15142.886 | 15142.886 | 15142.886 | 15142.886 | 15142.886 | 15142.886 | 15142.886 | 15142.886 | 15142.886 | 15142.886 | 15142.886 | 15142.886 | 15142.886 | 15142.886 | 15142.886 | 15142.886 | 15142.886 | 15142.886 | 15142.886 | 15142.886 | 15142.886 | 15142.886 | 15142.886 | 15142.886 | 15142.886 | 15142.886 | 15142.886 | 15142.886 | 15142.886 | 15142.886 | 15142.886 | 15142.886 | 15142.886 | 15142.886 | 15142.886 | 15142.886 | 15142.886 | 15142.886 | 15142.886 | 15142.886 | 15142.886 | 15142.886 | 15142.886 | 15142.886 | 15142.886 | 15142.886 | 15142.886 | 15142.886 | 15142.886 | 15142.886 | 15142.886 | 15142.886 | 15142.886 | 15142.886 | 15142.886 | 15142.886 | 15142.886 | 15142.886 | 15142.886 | 15142.886 | 15142.886 | 15142.886 | 15142.886 | 15142.886 | 15142.886 | 15142.886 | 15142.886 | 15142.886 | 15142.886 | 15142.886 | 15142.886 | 15142.886 | 15142.886 | 15142.886 | 15142.886 | 15142.886 | 15142.886 | 15142.886 | 15142.886 | 15142.886 | 15142.886 | 15142.886 | 15142.886 | 15142.886 | 15142.886 | 15142.886 | 15142.886 | 15142.886 | 15142.886 | 15142.886 | 15142.886 | 15142.886 | 15142.886 | 15142.886 | 15142.886 | 15142.886 | 15142.886 | 15142.886 | 15142.886 | 15142.886 | 15142.886 | 15142.886 | 15142.886 | 15142.886 | 15142.886 | 15142.886 | 15142.886 | 15142.886 | 15142.886 | 15142.886 | 15142.886 | 15142.886 | 15142.886 | 15142.886 | 15142.886 | 15142.886 | 15142.886 | 15142.886 | 15142.886 | 15142.886 | 15142.886 | 15142.886 | 15142.886 | 15142.886 | 15142.886 | 15142.886 | 15142.886 | 15142.886 | 15142.886 | 15142.886 | 15142.886 | 15142.886 | 15142.886 | 15142.886 | 15142.886 | 15142.886 | 15142.886 | 15142.886 | 15142.886 | 15142.886 | 15142.886 | 15142.886 | 15142.886 | 15142.886 | 15142.886 | 15142.886 | 15142.886 | 15142.886 | 15142.886 | 15142.886 | 15142.886 | 15142.886 | 15142.886 | 15142.886 | 15142.886 | 15142.886 | 15142.886 | 15142.886 | 15142.886 | 15142.886 | 15142.886 | 15142.886 | 15142.886 | 15142.886 | 15142.886 | 15142.886 | 15142.886 | 15142.886 | 15142.886 | 15142.886 | 15142.886 | 15142.886 | 15142.886 | 15142.886 | 15142.886 | 15142.886 | 15142.886 | 15142.886 | 15142.886 | 15142.886 | 15142.886 | 15142.886 | 15142.886 | 15142.886 | 15142.886 | 15142.886 | 15142.886 | 15142.886 | 15142.886 | 15142.886 | 15142.886 | 15142.886 | 15142.886 | 15142.886 | 15142.886 | 15142.886 | 15142.886 | 15142.886 | 15142.886 | 15142.886 | 15142.886 | 15142.886 | 15142.886 | 15142.886 | 15142.886 | 15142.886 | 15142.886 | 15142.886 | 15142.886 | 15142.886 | 15142.886 | 15142.886 | 15142.886 | 15142.886 | 15142.886 | 15142.886 | 15142.886 | 15142.886 | 15142.886 | 15142.886 | 15142.886 | 15142.886 | 15142.886 | 15142.886 | 15142.886 | 15142.886 | 15142.886 | 15142.886 | 15142.886 | 15142.886 | 15142.886 | 15142.886 | 15142.886 | 15142.886 | 15142.886 | 15142.886 | 15142.886 | 15142.886 | 15142.886 | 15142.886 | 15142.886 | 15142.886 | 15142.886 | 15142.886 | 15142.886 | 15142.886 | 15142.886 | 15142.886 | 15142.886 | 15142.886 | 15142.886 | 15142.886 | 15142.886 | 15142.886 | 15142.886 | 15142.886 | 15142.886 | 15142.886 | 15142.886 | 15142.886 | 15142.886 | 15142.886 | 15142.886 | 15142.886 | 15142.886 | 15142.886 | 15142.886 | 15142.886 | 15142.886 | 15142.886 | 15142.886 | 15142.886 | 15142.886 | 15142.886 | 15142.886 | 15142.886 | 15142.886 | 15142.886 | 15142.886 | 15142.886 | 15142.886 | 15142.886 | 15142.886 | 15142.886 | 15142.886 | 15142.886 | 15142.886 | 15142.886 | 15142.886 | 15142.886 | 15142.886 | 15142.886 | 15142.886 | 15142.886 | 15142.886 | 15142.886 | 15142.886 | 15142.886 | 15142.886 | 15142.886 | 15142.886 | 15142.886 | 15142.886 | 15142.886 | 15142.886 | 15142.886 | 15142.886 | 15142.886 | 15142.886 | 15142.886 | 15142.886 | 15142.886 | 15142.886 | 15142.886 | 15142.886 | 15142.886 | 15142.886 | 15142.886 | 15142.886 | 15142.886 | 15142.886 | 15142.886 | 15142.886 | 15142.886 | 15142.886 | 15142.886 | 15142.886 | 15142.886 | 15142.886 | 15142.886 | 15142.886 | 15142.886 | 15142.886 | 15142.886 | 15142.886 | 15142.886 | 15142.886 | 15142.886 | 15142.886 | 15142.886 | 15142.886 | 15142.886 | 15142.886 | 15142.886 | 15142.886 | 15142.886 | 15142.886 | 15142.886 | 15142.886 | 15142.886 | 15142.886 | 15142.886 | 15142.886 | 15142.886 | 15142.886 | 15142.886 | 15142.886 | 15142.886 | 15142.886 | 15142.886 | 15142.886 | 15142.886 | 15142.886 | 15142.886 | 15142.886 | 15142.886 | 15142.886 | 15142.886 | 15142.886 | 15142.886 | 15142.886 | 15142.886 | 15142.886 | 15142.886 | 15142.886 | 15142.886 | 15142.886 | 15142.886 | 15142.886 | 15142.886 | 15142.886 | 15142.886 | 15142.886 | 15142.886 | 15142.886 | 15142.886 | 15142.886 | 15142.886 | 15142.886 | 15142.886 | 15142.886 | 15142.886 | 15142.886 | 15142.886 | 15142.886 | 15142.886 | 15142.886 | 15142.886 | 15142.886 | 15142.886 | 15142.886 | 15142.886 | 15142.886 | 15142.886 | 15142.886 | 15142.886 | 15142.886 | 15142.886 | 15142.886 | 15142.886 | 15142.886 | 15142.886 | 15142.886 | 15142.886 | 15142.886 | 15142.886 | 15142.886 | 15142.886 | 15142.886 | 15142.886 | 15142.886 | 15142.886 | 15142.886 | 15142.886 | 15142.886 | 15142.886 | 15142.886 | 15142.886 | 15142.886 | 15142.886 | 15142.886 | 15142.886 | 15142.886 | 15142.886 | 15142.886 | 15142.886 | 15142.886 | 15142.886 | 15142.886 | 15142.886 | 15142.886 | 15142.886 | 15142.886 | 15142.886 | 15142.886 | 15142.886 | 15142.886 | 15142.886 | 15142.886 | 15142.886 | 15142.886 | 15142.886 | 15142.886 | 15142.886 | 15142.886 | 15142.886 | 15142.886 | 15142.886 | 15142.886 | 15142.886 | 15142.886 | 15142.886 | 15142.886 | 15142.886 | 15142.886 | 15142.886 | 15142.886 | 15142.886 | 15142.886 | 15142.886 | 15142.886 | 15142.886 | 15142.886 | 15142.886 | 15142.886 | 15142.886 | 15142.886 | 15142.886 | 15142.886 | 15142.886 | 15142.886 | 15142.886 | 15142.886 | 15142.886 | 15142.886 | 15142.886 | 15142.886 | 15142.886 | 15142.886 | 15142.886 | 15142.886 | 15142.886 | 15142.886 | 15142.886 | 15142.886 | 15142.886 | 15142.886 | 15142.886 | 15142.886 | 15142.886 | 15142.886 | 15142.886 | 15142.886 | 15142.886 | 15142.886 | 15142.886 | 15142.886 | 15142.886 | 15142.886 | 15142.886 | 15142.886 | 15142.886 | 15142.886 | 15142.886 | 15142.886 | 15142.886 | 15142.886 | 15142.886 | 15142.886 | 15142.886 | 15142.886 | 15142.886 | 15142.886 | 15142.886 | 15142.886 | 15142.886 | 15142.886 | 15142.886 | 15142.886 | 15142.886 | 15142.886 | 15142.886 | 15142.886 | 15142.886 | 15142.886 | 15142.886 | 15142.886 | 15142.886 | 15142.886 | 15142.886 | 15142.886 | 15142.886 | 15142.886 | 15142.886 | 15142.886 | 15142.886 | 15142.886 | 15142.886 | 15142.886 | 15142.886 | 15142.886 | 15142.886 | 15142.886 | 15142.886 | 15142.886 | 15142.886 | 15142.886 | 15142.886 | 15142.886 | 15142.886 | 15142.886 | 15142.886 | 15142.886 | 15142.886 | 15142.886 | 15142.886 | 15142.886 | 15142.886 | 15142.886 | 15142.886 | 15142.886 | 15142.886 | 15142.886 | 15142.886 | 15142.886 | 15142.886 | 15142.886 | 15142.886 | 15142.886 | 15142.886 | 15142.886 | 15142.886 | 15142.886 | 15142.886 | 15142.886 | 15142.886 | 15142.886 | 15142.886 | 15142.886 | 15142.886 | 15142.886 | 15142.886 | 15142.886 | 15142.886 | 15142.886 | 15142.886 | 15142.886 | 15142.886 | 15142.886 | 15142.886 | 15142.886 | 15142.886 | 15142.886 | 15142.886 | 15142.886 | 15142.886 | 15142.886 | 15142.886 | 15142.886 | 15142.886 | 15142.886 | 15142.886 | 15142.886 | 15142.886 | 15142.886 | 15142.886 | 15142.886 | 15142.886 | 15142.886 | 15142.886 | 15142.886 | 15142.886 | 15142.886 | 15142.886 | 15142.886 | 15142.886 | 15142.886 | 15142.886 | 15142.886 | 15142.886 | 15142.886 | 15142.886 | 15142.886 | 15142.886 | 15142.886 | 15142.886 | 15142.886 | 15142.886 | 15142.886 | 15142.886 | 15142.886 | 15142.886 | 15142.886 | 15142.886 | 15142.886 | 15142.886 | 15142.886 | 15142.886 | 15142.886 | 15142.886 | 15142.886 | 15142.886 | 15142.886 | 15142.886 | 15142.886 | 15142.886 | 15142.886 | 15142.886 | 15142.886 | 15142.886 | 15142.886 | 15142.886 | 15142.886 | 15142.886 | 15142.886 | 15142.886 | 15142.886 | 15142.886 | 15142.886 | 15142.886 | 15142.886 | 15142.886 | 15142.886 | 15142.886 | 15142.886 | 15142.886 | 15142.886 | 15142.886 | 15142.886 | 15142.886 | 15142.886
| Cumulative Growth Small Commercial | 10^3M^3/Yr |  | 0 | 0 | 0 | 0 | 0 | 0 | 0 | 0 | 0 | 0 | 0 | 0 | 0 | 0 | 0 | 0 | 0 | 0 | 0 | 0 | 0 | 0 | 0 | 0 | 0 | 0 | 0 | 0 | 0 | 0 | 0 | 0 | 0 | 0 | 0 | 0 | 0 | 0 | 0 | 0 | 0 | 0 | 0 | 0 | 0 | 0 | 0 | 0 | 0 | 0 | 0 | 0 | 0 | 0 | 0 | 0 | 0 | 0 | 0 | 0 | 0 | 0 | 0 | 0 | 0 | 0 | 0 | 0 | 0 | 0 | 0 | 0 | 0 | 0 | 0 | 0 | 0 | 0 | 0 | 0 | 0 | 0 | 0 | 0 | 0 | 0 | 0 | 0 | 0 | 0 | 0 | 0 | 0 | 0 | 0 | 0 | 0 | 0 | 0 | 0 | 0 | 0 | 0 | 0 | 0 | 0 | 0 | 0 | 0 | 0 | 0 | 0 | 0 | 0 | 0 | 0 | 0 | 0 | 0 | 0 | 0 | 0 | 0 | 0 | 0 | 0 | 0 | 0 | 0 | 0 | 0 | 0 | 0 | 0 | 0 | 0 | 0 | 0 | 0 | 0 | 0 | 0 | 0 | 0 | 0 | 0 | 0 | 0 | 0 | 0 | 0 | 0 | 0 | 0 | 0 | 0 | 0 | 0 | 0 | 0 | 0 | 0 | 0 | 0 | 0 | 0 | 0 | 0 | 0 | 0 | 0 | 0 | 0 | 0 | 0 | 0 | 0 | 0 | 0 | 0 | 0 | 0 | 0 | 0 | 0 | 0 | 0 | 0 | 0 | 0 | 0 | 0 | 0 | 0 | 0 | 0 | 0 | 0 | 0 | 0 | 0 | 0 | 0 | 0 | 0 | 0 | 0 | 0 | 0 | 0 | 0 | 0 | 0 | 0 | 0 | 0 | 0 | 0 | 0 | 0 | 0 | 0 | 0 | 0 | 0 | 0 | 0 | 0 | 0 | 0 | 0 | 0 | 0 | 0 | 0 | 0 | 0 | 0 | 0 | 0 | 0 | 0 | 0 | 0 | 0 | 0 | 0 | 0 | 0 | 0 | 0 | 0 | 0 | 0 | 0 | 0 | 0 | 0 | 0 | 0 | 0 | 0 | 0 | 0 | 0 | 0 | 0 | 0 | 0 | 0 | 0 | 0 | 0 | 0 | 0 | 0 | 0 | 0 | 0 | 0 | 0 | 0 | 0 | 0 | 0 | 0 | 0 | 0 | 0 | 0 | 0 | 0 | 0 | 0 | 0 | 0 | 0 | 0 | 0 | 0 | 0 | 0 | 0 | 0 | 0 | 0 | 0 | 0 | 0 | 0 | 0 | 0 | 0 | 0 | 0 | 0 | 0 | 0 | 0 | 0 | 0 | 0 | 0 | 0 | 0 | 0 | 0 | 0 | 0 | 0 | 0 | 0 | 0 | 0 | 0 | 0 | 0 | 0 | 0 | 0 | 0 | 0 | 0 | 0 | 0 | 0 | 0 | 0 | 0 | 0 | 0 | 0 | 0 | 0 | 0 | 0 | 0 | 0 | 0 | 0 | 0 | 0 | 0 | 0 | 0 | 0 | 0 | 0 | 0 | 0 | 0 | 0 | 0 | 0 | 0 | 0 | 0 | 0 | 0 | 0 | 0 | 0 | 0 | 0 | 0 | 0 | 0 | 0 | 0 | 0 | 0 | 0 | 0 | 0 | 0 | 0 | 0 | 0 | 0 | 0 | 0 | 0 | 0 | 0 | 0 | 0 | 0 | 0 | 0 | 0 | 0 | 0 | 0 | 0 | 0 | 0 | 0 | 0 | 0 | 0 | 0 | 0 | 0 | 0 | 0 | 0 | 0 | 0 | 0 | 0 | 0 | 0 | 0 | 0 | 0 | 0 | 0 | 0 | 0 | 0 | 0 | 0 | 0 | 0 | 0 | 0 | 0 | 0 | 0 | 0 | 0 | 0 | 0 | 0 | 0 | 0 | 0 | 0 | 0 | 0 | 0 | 0 | 0 | 0 | 0 | 0 | 0 | 0 | 0 | 0 | 0 | 0 | 0 | 0 | 0 | 0 | 0 | 0 | 0 | 0 | 0 | 0 | 0 | 0 | 0 | 0 | 0 | 0 | 0 | 0 | 0 | 0 | 0 | 0 | 0 | 0 | 0 | 0 | 0 | 0 | 0 | 0 | 0 | 0 | 0 | 0 | 0 | 0 | 0 | 0 | 0 | 0 | 0 | 0 | 0 | 0 | 0 | 0 | 0 | 0 | 0 | 0 | 0 | 0 | 0 | 0 | 0 | 0 | 0 | 0 | 0 | 0 | 0 | 0 | 0 | 0 | 0 | 0 | 0 | 0 | 0 | 0 | 0 | 0 | 0 | 0 | 0 | 0 | 0 | 0 | 0 | 0 | 0 | 0 | 0 | 0 | 0 | 0 | 0 | 0 | 0 | 0 | 0 | 0 | 0 | 0 | 0 | 0 | 0 | 0 | 0 | 0 | 0 | 0 | 0 | 0 | 0 | 0 | 0 | 0 | 0 | 0 | 0 | 0 | 0 | 0 | 0 | 0 | 0 | 0 | 0 | 0 | 0 | 0 | 0 | 0 | 0 | 0 | 0 | 0 | 0 | 0 | 0 | 0 | 0 | 0 | 0 | 0 | 0 | 0 | 0 | 0 | 0 | 0 | 0 | 0 | 0 | 0 | 0 | 0 | 0 | 0 | 0 | 0 | 0 | 0 | 0 | 0 | 0 | 0 | 0 | 0 | 0 | 0 | 0 | 0 | 0 | 0 | 0 | 0 | 0 | 0 | 0 | 0 | 0 | 0 | 0 | 0 | 0 | 0 | 0 | 0 | 0 | 0 | 0 | 0 | 0 | 0 | 0 | 0 | 0 | 0 | 0 | 0 | 0 | 0 | 0 | 0 | 0 | 0 | 0 | 0 | 0 | 0 | 0 | 0 | 0 | 0 | 0 | 0 | 0 | 0 | 0 | 0 | 0 | 0 | 0 | 0 | 0 | 0 | 0 | 0 | 0 | 0 | 0 | 0 | 0 | 0 | 0 | 0 | 0 | 0 | 0 | 0 | 0 | 0 | 0 | 0 | 0 | 0 | 0 | 0 | 0 | 0 | 0 | 0 | 0 | 0 | 0 | 0 | 0 | 0 | 0 | 0 | 0 | 0 | 0 | 0 | 0 | 0 | 0 | 0 | 0 | 0 | 0 | 0 | 0 | 0 | 0 | 0 | 0 | 0 | 0 | 0 | 0 | 0 | 0 | 0 | 0 | 0 | 0 | 0 | 0 | 0 | 0 | 0 | 0 | 0 | 0 | 0 | 0 | 0 | 0 | 0 | 0 | 0 | 0 | 0 | 0 | 0 | 0 | 0 | 0 | 0 | 0 | 0 | 0 | 0 | 0 | 0 | 0 | 0 | 0 | 0 | 0 | 0 | 0 | 0 | 0 | 0 | 0 | 0 | 0 | 0 | 0 | 0 | 0 | 0 | 0 | 0 | 0 | 0 | 0 | 0 | 0 | 0 | 0 | 0 | 0 | 0 | 0 | 0 | 0 | 0 | 0 | 0 | 0 | 0 | 0 | 0 | 0 | 0 | 0 | 0 | 0 | 0 | 0 | 0 | 0 | 0 | 0 | 0 | 0 | 0 | 0 | 0 | 0 | 0 | 0 | 0 | 0 | 0 | 0 | 0 | 0 | 0 | 0 | 0 | 0 | 0 | 0 | 0 | 0 | 0 | 0 | 0 | 0 | 0 | 0 | 0 | 0 | 0 | 0 | 0 | 0 | 0 | 0 | 0 | 0 | 0 | 0 | 0 | 0 | 0 | 0 | 0 | 0 | 0 | 0 | 0 | 0 | 0 | 0 | 0 | 0 | 0 | 0 | 0 | 0 | 0 | 0 | 0 | 0 | 0 | 0 | 0 | 0 | 0 | 0 | 0 | 0 | 0 | 0 | 0 | 0 | 0 | 0 | 0 | 0 | 0 | 0 | 0 | 0 | 0 | 0 | 0 | 0 | 0 | 0 | 0 | 0 | 0 | 0 | 0 | 0 | 0 | 0 | 0 | 0 | 0 | 0 | 0 | 0 | 0 | 0 | 0 | 0 | 0 | 0 | 0 | 0 | 0 | 0 | 0 | 0 | 0 | 0 | 0 | 0 | 0 | 0 | 0 | 0 | 0 | 0 | 0 | 0 | 0 | 0 | 0 | 0 | 0 | 0 | 0 | 0 | 0 | 0 | 0 | 0 | 0 | 0 | 0 | 0 | 0 | 0 | 0 | 0 | 0 | 0 | 0 | 0 | 0 | 0 | 0 | 0 | 0 | 0 | 0 | 0 | 0 | 0 | 0 | 0 | 0 | 0 | 0 | 0 | 0 | 0 | 0 | 0 | 0 | 0 | 0 | 0 | 0 | 0 | 0 | 0 | 0 | 0 | 0 | 0 | 0 | 0 | 0 | 0 | 0 | 0 | 0 | 0 | 0 | 0 | 0 | 0 | 0 | 0 | 0 | 0 | 0 | 0 | 0 | 0 | 0 | 0 | 0 | 0 | 0 | 0 | 0 | 0 | 0 | 0 | 0 | 0 | 0 | 0 | 0 | 0 | 0 | 0 | 0 | 0 | 0 | 0 | 0 | 0 | 0 | 0 | 0 | 0 | 0 | 0 | 0 | 0 | 0 | 0 | 0 | 0 | 0 | 0 | 0 | 0 | 0 | 0 | 0 | 0 | 0 | 0 | 0 | 0 | 0 | 0 | 0 | 0 | 0 | 0 | 0 | 0 | 0 | 0 | 0 | 0 | 0 | 0 | 0 | 0 | 0 | 0 | 0 | 0 | 0 | 0 | 0 | 0 | 0 | 0 | 0 | 0 | 0 | 0 | 0 | 0 | 0 | 0 | 0 | 0 | 0 | 0 | 0 | 0 | 0 | 0 | 0 | 0 | 0 | 0 | 0 | 0 | 0 | 0 | 0 | 0 | 0 | 0 | 0 | 0 | 0 | 0 | 0 | 0 | 0 | 0 | 0 | 0 | 0 | 0 | 0 | 0 | 0 | 0 | 0 | 0 | 0 | 0 | 0 | 0 | 0 | 0 | 0 | 0 | 0 | 0 | 0 | 0 | 0 | 0 | 0 | 0 | 0 | 0 | 0 | 0 | 0 | 0 | 0 | 0 | 0 | 0 | 0 | 0 | 0 | 0 | 0 | 0 | 0 | 0 | 0 | 0 | 0 | 0 | 0 | 0 | 0 | 0 | 0 | 0 | 0 | 0 | 0 | 0 | 0 | 0 | 0 | 0 | 0 | 0 | 0 | 0 | 0 | 0 | 0 | 0 | 0 | 0 | 0 | 0 | 0 | 0 | 0 | 0 | 0 | 0 | 0 | 0 | 0 | 0 | 0 | 0 | 0 | 0 | 0 | 0 | 0 | 0 | 0 | 0 | 0 | 0 | 0 | 0 | 0 | 0 | 0 | 0 | 0 | 0 | 0 | 0 | 0 | 0 | 0 | 0 | 0 | 0 | 0 | 0 | 0 | 0 | 0 | 0 | 0 | 0 | 0 | 0 | 0 | 0 | 0 | 0 | 0 | 0 | 0 | 0 | 0 | 0 | 0 | 0 | 0 | 0 | 0 | 0 | 0 | 0 | 0 | 0 | 0 | 0 | 0 | 0 | 0 | 0 | 0 | 0 | 0 | 0 | 0 | 0 | 0 | 0 | 0 | 0 | 0 | 0 | 0 | 0 | 0 | 0 | 0 | 0 | 0 | 0 | 0 | 0 | 0 | 0 | 0 | 0 | 0 | 0 | 0 | 0 | 0 | 0 | 0 | 0 | 0 | 0 | 0 | 0 | 0 | 0 | 0 | 0 | 0 | 0 | 0 | 0 | 0 | 0 | 0 | 0 | 0 | 0 | 0 | 0 | 0 | 0 | 0 | 0 | 0 | 0 | 0 | 0 | 0 | 0 | 0 | 0 | 0 | 0 | 0 | 0 | 0 | 0 | 0 | 0 | 0 | 0 | 0 | 0 | 0 | 0 | 0 | 0 | 0 | 0 | 0 | 0 | 0 | 0 | 0 | 0 | 0 | 0 | 0 | 0 | 0 | 0 | 0 | 0 | 0 | 0 | 0 | 0 | 0 | 0 | 0 | 0 | 0 | 0 | 0 | 0 | 0 | 0 | 0 | 0 | 0 | 0 | 0 | 0 | 0 | 0 | 0 | 0 | 0 | 0 | 0 | 0 | 0 | 0 | 0 | 0 | 0 | 0 | 0 | 0 | 0 | 0 | 0 | 0 | 0 | 0 | 0 | 0 | 0 | 0 | 0 | 0 | 0 | 0 | 0 | 0 | 0 | 0 | 0 | 0 | 0 | 0 | 0 | 0 | 0 | 0 | 0 | 0 | 0 | 0 | 0 | 0 | 0 | 0 | 0 | 0 | 0 | 0 | 0 | 0 | 0 | 0 | 0 | 0 | 0 | 0 | 0 | 0 | 0 | 0 | 0 | 0 | 0 | 0 | 0 | 0 | 0 | 0 | 0 | 0 | 0 | 0 | 0 | 0 | 0 | 0 | 0 | 0 | 0 | 0 | 0 | 0 | 0 | 0 | 0 | 0 | 0 | 0 | 0 | 0 | 0 | 0 | 0 | 0 | 0 | 0 | 0 | 0 | 0 | 0 | 0 | 0 | 0 | 0 | 0 | 0 | 0 | 0 | 0 | 0 | 0 | 0 | 0 | 0 | 0 | 0 | 0 | 0 | 0 | 0 | 0 | 0 | 0 | 0 | 0 | 0 | 0 | 0 | 0 | 0 | 0 | 0 | 0 | 0 | 0 | 0 | 0 | 0 | 0 | 0 | 0 | 0 | 0 | 0 | 0 | 0 | 0 | 0 | 0 | 0 | 0 | 0 | 0 | 0 | 0 | 0 | 0 | 0 | 0 | 0 | 0 | 0 | 0 | 0 | 0 | 0 | 0 | 0 | 0 | 0 | 0 | 0 | 0 | 0 | 0 | 0 | 0 | 0 | 0 | 0 | 0 | 0 | 0 | 0 | 0 | 0 | 0 | 0 | 0 | 0 | 0 | 0 | 0 | 0 | 0 | 0 | 0 | 0 | 0 | 0 | 0 | 0 | 0 | 0 | 0 | 0 | 0 | 0 | 0 | 0 | 0 | 0 | 0 | 0 | 0 | 0 | 0 | 0 | 0 | 0 | 0 | 0 | 0 | 0 | 0 | 0 | 0 | 0 | 0 | 0 | 0 | 0 | 0 | 0 | 0 | 0 | 0 | 0 | 0 | 0 | 0 | 0 | 0 | 0 | 0 | 0 | 0 | 0 | 0 | 0 | 0 | 0 | 0 | 0 | 0 | 0 | 0 | 0 | 0 | 0 | 0 | 0 | 0 | 0 | 0 | 0 | 0 | 0 | 0 | 0 | 0 | 0 | 0 | 0 | 0 | 0 | 0 | 0 | 0 | 0 | 0 | 0 | 0 | 0 | 0 | 0 | 0 | 0 | 0 | 0 | 0 | 0 | 0 | 0 | 0 | 0 | 0 | 0 | 0 | 0 | 0 | 0 | 0 | 0 | 0 | 0 | 0 | 0 | 0 | 0 | 0 | 0 | 0 | 0 | 0 | 0 | 0 | 0 | 0 | 0 | 0 | 0 | 0 | 0 | 0 | 0 | 0 | 0 | 0 | 0 | 0 | 0 | 0 | 0 | 0 | 0 | 0 | 0 | 0 | 0 | 0 | 0 | 0 | 0 | 0 | 0 | 0 | 0 | 0 | 0 | 0 | 0 | 0 | 0 | 0 | 0 | 0 | 0 | 0 | 0 | 0 | 0 | 0 | 0 | 0 | 0 | 0 | 0 | 0 | 0 | 0 | 0 | 0 | 0 | 0 | 0 | 0 | 0 | 0 | 0 | 0 | 0 | 0 | 0 | 0 | 0 | 0 | 0 | 0 | 0 | 0 | 0 | 0 | 0 | 0 | 0 | 0 | 0 | 0 | 0 | 0 | 0 | 0 | 0 | 0 | 0 | 0 | 0 | 0 | 0 | 0 | 0 | 0 | 0 | 0 | 0 | 0 | 0 | 0 | 0 | 0 | 0 | 0 | 0 | 0 | 0 | 0 | 0 | 0 | 0 | 0 | 0 | 0 | 0 | 0 | 0 | 0 | 0 | 0 | 0 | 0 | 0 | 0 | 0 | 0 | 0 | 0 | 0 | 0 | 0 | 0 | 0 | 0 | 0 | 0 | 0 | 0 | 0 | 0 | 0 | 0 | 0 | 0 | 0 | 0 | 0 | 0 | 0 | 0 | 0 | 0 | 0 | 0 | 0 | 0 | 0 | 0 | 0 | 0 | 0 | 0 | 0 | 0 | 0 | 0 | 0 | 0 | 0 | 0 | 0 | 0 | 0 | 0 | 0 | 0 | 0 | 0 | 0 | 0 | 0 | 0 | 0 | 0 | 0 | 0 | 0 | 0 | 0 | 0 | 0 | 0 | 0 | 0 | 0 | 0 | 0 | 0 | 0 | 0 | 0 | 0 | 0 | 0 | 0 | 0 | 0 | 0 | 0 | 0 | 0 | 0 | 0 | 0 | 0 | 0 | 0 | 0 | 0 | 0 | 0 | 0 | 0 | 0 | 0 | 0 | 0 | 0 | 0 | 0 | 0 | 0 | 0 | 0 | 0 | 0 | 0 | 0 | 0 | 0 | 0 | 0 | 0 | 0 | 0 | 0 | 0 | 0 | 0 | 0 | 0 | 0 | 0 | 0 | 0 | 0 | 0 | 0 | 0 | 0 | 0 | 0 | 0 | 0 | 0 | 0 | 0 | 0 | 0 | 0 | 0 | 0 | 0 | 0 | 0 | 0 | 0 | 0 | 0 | 0 | 0 | 0 | 0 | 0 | 0 | 0 | 0 | 0 | 0 | 0 | 0 | 0 | 0 | 0 | 0 | 0 | 0 | 0 | 0 | 0 | 0 | 0 | 0 | 0 | 0 | 0 | 0 | 0 | 0 | 0 | 0 | 0 | 0 | 0 | 0 | 0 | 0 | 0 | 0 | 0 | 0 | 0 | 0 | 0 | 0 | 0 | 0 | 0 | 0 | 0 | 0 | 0 | 0 | 0 | 0 | 0 | 0 | 0 | 0 | 0 | 0 | 0 | 0 | 0 | 0 | 0 | 0 | 0 | 0 | 0 | 0 | 0 | 0 | 0 | 0 | 0 | 0 | 0 | 0 | 0 | 0 | 0 | 0 | 0 | 0 | 0 | 0 | 0 | 0 | 0 | 0 | 0 | 0 | 0 | 0 | 0 | 0 | 0 | 0 | 0 | 0 | 0 | 0 | 0 | 0 | 0 | 0 | 0 | 0 | 0 | 0 | 0 | 0 | 0 | 0 | 0 | 0 | 0 | 0 | 0 | 0 | 0 | 0 | 0 | 0 | 0 | 0 | 0 | 0 | 0 | 0 | 0 | 0 | 0 | 0 | 0 | 0 | 0 | 0 | 0 | 0 | 0 | 0 | 0 | 0 | 0 | 0 | 0 | 0 | 0 | 0 | 0 | 0 | 0 | 0 | 0 | 0 | 0 | 0 | 0 | 0 | 0 | 0 | 0 | 0 | 0 | 0 | 0 | 0 | 0 | 0 | 0 | 0 | 0 | 0 | 0 | 0 | 0 | 0 | 0 | 0 | 0 | 0 | 0 | 0 | 0 | 0 | 0 | 0 | 0 | 0 | 0 | 0 | 0 | 0 | 0 | 0 | 0 | 0 | 0 | 0 | 0 | 0 | 0 | 0 | 0 | 0 | 0 | 0 | 0 | 0 | 0 | 0 | 0 | 0 | 0 | 0 | 0 | 0 | 0 | 0 | 0 | 0 | 0 | 0 | 0 | 0 | 0 | 0 | 0 | 0 | 0 | 0 | 0 | 0 | 0 | 0 | 0 | 0 | 0 | 0 | 0 | 0 | 0 | 0 | 0 | 0 | 0 | 0 | 0 | 0 | 0 | 0 | 0 | 0 | 0 | 0 | 0 | 0 | 0 | 0 | 0 | 0 | 0 | 0 | 0 | 0 | 0 | 0 | 0 | 0 | 0 | 0 | 0 | 0 | 0 | 0 | 0 | 0 | 0 | 0 | 0 | 0 | 0 | 0 | 0 | 0 | 0 | 0 | 0 | 0 | 0 | 0 | 0 | 0 | 0 | 0 | 0 | 0 | 0 | 0 | 0 | 0 | 0 | 0 | 0 | 0 | 0 | 0 | 0 | 0 | 0 | 0 | 0 | 0 | 0 | 0 | 0 | 0 | 0 | 0 | 0 | 0 | 0 | 0 | 0 | 0 | 0 | 0 | 0 | 0 | 0 | 0 | 0 | 0 | 0 | 0 | 0 | 0 | 0 | 0 | 0 | 0 | 0 | 0 | 0 | 0 | 0 | 0 | 0 | 0 | 0 | 0 | 0 | 0 | 0 | 0 | 0 | 0 | 0 | 0 | 0 | 0 | 0 | 0 | 0 | 0 | 0 | 0 | 0 | 0 | 0 | 0 | 0 | 0 | 0 | 0 | 0 | 0 | 0 | 0 | 0 | 0 | 0 | 0 | 0 | 0 | 0 | 0 | 0 | 0 | 0 | 0 | 0 | 0 | 0 | 0 | 0 | 0 | 0 | 0 | 0 | 0 | 0 | 0 | 0 | 0 | 0 | 0 | 0 | 0 | 0 | 0 | 0 | 0 | 0 | 0 | 0 | 0 | 0 | 0 | 0 | 0 | 0 | 0 | 0 | 0 | 0 | 0 | 0 | 0 | 0 | 0 | 0 | 0 | 0 | 0 | 0 | 0 | 0 | 0 | 0 | 0 | 0 | 0 | 0 | 0 | 0 | 0 | 0 | 0 | 0 | 0 | 0 | 0 | 0 | 0 | 0 | 0 | 0 | 0 | 0 | 0 | 0 | 0 | 0 | 0 | 0 | 0 | 0 | 0 | 0 | 0 | 0 | 0 | 0 | 0 | 0 | 0 | 0 | 0 | 0 | 0 | 0 | 0 | 0 | 0 | 0 | 0 | 0 | 0 | 0 | 0 | 0 | 0 | 0 | 0 | 0 | 0 | 0 | 0 | 0 | 0 | 0 | 0 | 0 | 0 | 0 | 0 | 0 | 0 | 0 | 0 | 0 | 0 | 0 | 0 | 0 | 0 | 0 | 0 | 0 | 0 | 0 | 0 | 0 | 0 | 0 | 0 | 0 | 0 | 0 | 0 | 0 | 0 | 0 | 0 | 0 | 0 | 0 | 0 | 0 | 0 | 0 | 0 | 0 | 0 | 0 | 0 | 0 | 0 | 0 | 0 | 0 | 0 | 0 | 0 | 0 | 0 | 0 | 0 | 0 | 0 | 0 | 0 | 0 | 0 | 0 | 0 | 0 | 0 | 0 | 0 | 0 | 0 | 0 | 0 | 0 | 0 | 0 | 0 | 0 | 0 | 0 | 0 | 0 | 0 | 0 | 0 | 0 | 0 | 0 | 0 | 0 | 0 | 0 | 0 | 0 | 0 | 0 | 0 | 0 | 0 | 0 | 0 | 0 | 0 | 0 | 0 | 0 | 0 | 0 | 0 | 0 | 0 | 0 | 0 | 0 | 0 | 0 | 0 | 0 | 0 | 0 | 0 | 0 | 0 | 0 | 0 | 0 | 0 | 0 | 0 | 0 | 0 | 0 | 0 | 0 | 0 | 0 | 0 | 0 | 0 | 0 | 0 | 0 | 0 | 0 | 0 | 0 | 0 | 0 | 0 | 0 | 0 | 0 | 0 | 0 | 0 | 0 | 0 | 0 | 0 | 0 | 0 | 0 | 0 | 0 | 0 | 0 | 0 | 0 | 0 | 0 | 0 | 0 | 0 | 0 | 0 | 0 | 0 | 0 | 0 | 0 | 0 | 0 | 0 | 0 | 0 | 0 | 0 | 0 | 0 | 0 | 0 | 0 | 0 | 0 | 0 | 0 | 0 | 0 | 0 | 0 | 0 | 0 | 0 | 0 | 0 | 0 | 0 | 0 | 0 | 0 | 0 | 0 | 0 | 0 | 0 | 0 | 0 | 0 | 0 | 0 | 0 | 0 | 0 | 0 | 0 | 0 | 0 | 0 | 0 | 0 | 0 | 0 | 0 | 0 | 0 | 0 | 0 | 0 | 0 | 0 | 0 | 0 | 0 | 0 | 0 | 0 | 0 | 0 | 0 | 0 | 0 | 0 | 0 | 0 | 0 | 0 | 0 | 0 | 0 | 0 | 0 | 0 | 0 | 0 | 0 | 0 | 0 | 0 | 0 | 0 | 0 | 0 | 0 | 0 | 0 | 0 | 0 | 0 | 0 | 0 | 0 | 0 | 0 | 0 | 0 | 0 | 0 | 0 | 0 | 0 | 0 | 0 | 0 | 0 | 0 | 0 | 0 | 0 | 0 | 0 | 0 | 0 | 0 | 0 | 0 | 0 | 0 | 0 | 0 | 0 | 0 | 0 | 0 | 0 | 0 | 0 | 0 | 0 | 0 | 0 | 0 | 0 | 0 | 0 | 0 | 0 | 0 | 0 | 0 | 0 | 0 | 0 | 0 | 0 | 0 | 0 | 0 | 0 | 0 | 0 | 0 | 0 | 0 | 0 | 0 | 0 | 0 | 0 | 0 | 0 | 0 | 0 | 0 | 0 | 0 | 0 | 0 | 0 | 0 | 0 | 0 | 0 | 0 | 0 | 0 | 0 | 0 | 0 | 0 | 0 | 0 | 0 | 0 | 0 | 0 | 0 | 0 | 0 | 0 | 0 | 0 | 0 | 0 | 0 | 0 | 0 | 0 | 0 | 0 | 0 | 0 | 0 | 0 | 0 | 0 | 0 | 0 | 0 | 0 | 0 | 0 | 0 | 0 | 0 | 0 | 0 | 0 | 0 | 0 | 0 | 0 | 0 | 0 | 0 | 0 | 0 | 0 | 0 | 0 | 0 | 0 | 0 | 0 | 0 | 0 | 0 | 0 | 0 | 0 | 0 | 0 | 0 | 0 | 0 | 0 | 0 | 0 | 0 | 0 | 0 | 0 | 0 | 0 | 0 | 0 | 0 | 0 | 0 | 0 | 0 | 0 | 0 | 0 | 0 | 0 | 0 | 0 | 0 | 0 | 0 | 0 | 0 | 0 | 0 | 0 | 0 | 0 | 0 | 0 | 0 | 0 | 0 | 0 | 0 | 0 | 0 | 0 | 0 | 0 | 0 | 0 | 0 | 0 | 0 | 0 | 0 | 0 | 0 | 0 | 0 | 0 | 0 | 0 | 0 | 0 | 0 | 0 | 0 | 0 | 0 | 0 | 0 | 0 | 0 | 0 | 0 | 0 | 0 | 0 | 0 | 0 | 0 | 0 | 0 | 0 | 0 | 0 | 0 | 0 | 0 | 0 | 0 | 0 | 0 | 0 | 0 | 0 | 0 | 0 | 0 | 0 | 0 | 0 | 0 | 0 | 0 | 0 | 0 | 0 | 0 | 0 | 0 | 0 | 0 | 0 | 0 | 0 | 0 | 0 | 0 | 0 | 0 | 0 | 0 | 0 | 0 | 0 | 0 | 0 | 0 | 0 | 0 | 0 | 0 | 0 | 0 | 0 | 0 | 0 | 0 | 0 | 0 | 0 | 0 | 0 | 0 | 0 | 0 | 0 | 0 | 0 | 0 | 0 | 0 | 0 | 0 | 0 | 0 | 0 | 0 | 0 | 0 | 0 | 0 | 0 | 0 | 0 | 0 | 0 | 0 | 0 | 0 | 0 | 0 | 0 | 0 | 0 | 0 | 0 | 0 | 0 | 0 | 0 | 0 | 0 | 0 | 0 | 0 | 0 | 0 | 0 | 0 | 0 | 0 | 0 | 0 | 0 | 0 | 0 | 0 | 0 | 0 | 0 | 0 | 0 | 0 | 0 | 0 | 0 | 0 | 0 | 0 | 0 | 0 | 0 | 0 | 0 | 0 | 0 | 0 | 0 | 0 | 0 | 0 | 0 | 0 | 0 | 0 | 0 | 0 | 0 | 0 | 0 | 0 | 0 | 0 | 0 | 0 | 0 | 0 | 0 | 0 | 0 | 0 | 0 | 0 | 0 | 0 | 0 | 0 | 0 | 0 | 0 | 0 | 0 | 0 | 0 | 0 | 0 | 0 | 0 | 0 | 0 | 0 | 0 | 0 | 0 | 0 | 0 | 0 | 0 | 0 | 0 | 0 | 0 | 0 | 0 | 0 | 0 | 0 | 0 | 0 | 0 | 0 | 0 | 0 | 0 | 0 | 0 | 0 | 0 | 0 | 0 | 0 | 0 | 0 | 0 | 0 | 0 | 0 | 0 | 0 | 0 | 0 | 0 | 0 | 0 | 0 | 0 | 0 | 0 | 0 | 0 | 0 | 0 | 0 | 0 | 0 | 0 | 0 | 0 | 0 | 0 | 0 | 0 | 0 | 0 | 0 | 0 | 0 | 0 | 0 | 0 | 0 | 0 | 0 | 0 | 0 | 0 | 0 | 0 | 0 | 0 | 0 | 0 | 0 | 0 | 0 | 0 | 0 | 0 | 0 | 0 | 0 | 0 | 0 | 0 | 0 | 0 | 0 | 0 | 0 | 0 | 0 | 0 | 0 | 0 | 0 | 0 | 0 | 0 | 0 | 0 | 0 | 0 | 0 | 0 | 0 | 0 | 0 | 0 | 0 | 0 | 0 | 0 | 0 | 0 | 0 | 0 | 0 | 0 | 0 | 0 | 0 | 0 | 0 | 0 | 0 | 0 | 0 | 0 | 0 | 0 | 0 | 0 | 0 | 0 | 0 | 0 | 0 | 0 | 0 | 0 | 0 | 0 | 0 | 0 | 0 | 0 | 0 | 0 | 0 | 0 | 0 | 0 | 0 | 0 | 0 | 0 | 0 | 0 | 0 | 0 | 0 | 0 | 0 | 0 | 0 | 0 | 0 | 0 | 0 | 0 | 0 | 0 | 0 | 0 | 0 | 0 | 0 | 0 | 0 | 0 | 0 | 0 | 0 | 0 | 0 | 0 | 0 | 0 | 0 | 0 | 0 | 0 | 0 | 0 | 0 | 0 | 0 | 0 | 0 | 0 | 0 | 0 | 0 | 0 | 0 | 0 | 0 | 0 | 0 | 0 | 0 | 0 | 0 | 0 | 0 | 0 | 0 | 0 | 0 | 0 | 0 | 0 | 0 | 0 | 0 | 0 | 0 | 0 | 0 | 0 | 0 | 0 | 0 | 0 | 0 | 0 | 0 | 0 | 0 | 0 | 0 | 0 | 0 | 0 | 0 | 0 | 0 | 0 | 0 | 0 | 0 | 0 | 0 | 0 | 0 | 0 | 0 | 0 | 0 | 0 | 0 | 0 | 0 | 0 | 0 | 0 | 0 | 0 | 0 | 0 | 0 | 0 | 0 | 0 | 0 | 0 | 0 | 0 | 0 | 0 | 0 | 0 | 0 | 0 | 0 | 0 | 0 | 0 | 0 | 0 | 0 | 0 | 0 | 0 | 0 | 0 | 0 | 0 | 0 | 0 | 0 | 0 | 0 | 0 | 0 | 0 | 0 | 0 | 0 | 0 | 0 | 0 | 0 | 0 | 0 | 0 | 0 | 0 | 0 | 0 | 0 | 0 | 0 | 0 | 0 | 0 | 0 | 0 | 0 | 0 | 0 | 0 | 0 | 0 | 0 | 0 | 0 | 0 | 0 | 0 | 0 | 0 | 0 | 0 | 0 | 0 | 0 | 0 | 0 | 0 | 0 | 0 | 0 | 0 | 0 | 0 | 0 | 0 | 0 | 0 | 0 | 0 | 0 | 0 | 0 | 0 | 0 | 0 | 0 | 0 | 0 | 0 | 0 | 0 | 0 | 0 | 0 | 0 | 0 | 0 | 0 | 0 | 0 | 0 | 0 | 0 | 0 | 0 | 0 | 0 | 0 | 0 | 0 | 0 | 0 | 0 | 0 | 0 | 0 | 0 | 0 | 0 | 0 | 0 | 0 | 0 | 0 | 0 | 0 | 0 | 0 | 0 | 0 | 0 | 0 | 0 | 0 | 0 | 0 | 0 | 0 | 0 | 0 | 0 | 0 | 0 | 0 | 0 | 0 | 0 | 0 | 0 | 0 | 0 | 0 | 0 | 0 | 0 | 0 | 0 | 0 | 0 | 0 | 0 | 0 | 0 | 0 | 0 | 0 | 0 | 0 | 0 | 0 | 0 | 0 | 0 | 0 | 0 | 0 | 0 | 0 | 0 | 0 | 0 | 0 | 0 | 0 | 0 | 0 | 0 | 0 | 0 | 0 | 0 | 0 | 0 | 0 | 0 | 0 | 0 | 0 | 0 | 0 | 0 | 0 | 0 | 0 | 0 | 0 | 0 | 0 | 0 | 0 | 0 | 0 | 0 | 0 | 0 | 0 | 0 | 0 | 0 | 0 | 0 | 0 | 0 | 0 | 0 | 0 | 0 | 0 | 0 | 0 | 0 | 0 | 0 | 0 | 0 | 0 | 0 | 0 | 0 | 0 | 0 | 0 | 0 | 0 | 0 | 0 | 0 | 0 | 0 | 0 | 0 | 0 | 0 | 0 | 0 | 0 | 0 | 0 | 0 | 0 | 0 | 0 | 0 | 0 | 0 | 0 | 0 | 0 | 0 | 0 | 0 | 0 | 0 | 0 | 0 | 0 | 0 | 0 | 0 | 0 | 0 | 0 | 0 | 0 | 0 | 0 | 0 | 0 | 0 | 0 | 0 | 0 | 0 | 0 | 0 | 0 | 0 | 0 | 0 | 0 | 0 | 0 | 0 | 0 | 0 | 0 | 0 | 0 | 0 | 0 | 0 | 0 | 0 | 0 | 0 | 0 | 0 | 0 | 0 | 0 | 0 | 0 | 0 | 0 | 0 | 0 | 0 | 0 | 0 | 0 | 0 | 0 | 0 | 0 | 0 | 0 | 0 | 0 | 0 | 0 | 0 | 0 | 0 | 0 | 0 | 0 | 0 | 0 | 0 | 0 | 0 | 0 | 0 | 0 | 0 | 0 | 0 | 0 | 0 | 0 | 0 | 0 | 0 | 0 | 0 | 0 | 0 | 0 | 0 | 0 | 0 | 0 | 0 | 0 | 0 | 0 | 0 | 0 | 0 | 0 | 0 | 0 | 0 | 0 | 0 | 0 | 0 | 0 | 0 | 0 | 0 | 0 | 0 | 0 | 0 | 0 | 0 | 0 | 0 | 0 | 0 | 0 | 0 | 0 | 0 | 0 | 0 | 0 | 0 | 0 | 0 | 0 | 0 | 0 | 0 | 0 | 0 | 0 | 0 | 0 | 0 | 0 | 0 | 0 | 0 | 0 | 0 | 0 | 0 | 0 | 0 | 0 | 0 | 0 | 0 | 0 | 0 | 0 | 0 | 0 | 0 | 0 | 0 | 0 | 0 | 0 | 0 | 0 | 0 | 0 | 0 | 0 | 0 | 0 | 0 | 0 | 0 | 0 | 0 | 0 | 0 | 0 | 0 | 0 | 0 | 0 | 0 | 0 | 0 | 0 | 0 | 0 | 0 | 0 | 0 | 0 | 0 | 0 | 0 | 0 | 0 | 0 | 0 | 0 | 0 | 0 | 0 | 0 | 0 | 0 | 0 | 0 | 0 | 0 | 0 | 0 | 0 | 0 | 0 | 0 | 0 | 0 | 0 | 0 | 0 | 0 | 0 | 0 | 0 | 0 | 0 | 0 | 0 | 0 | 0 | 0 | 0 | 0 | 0 | 0 | 0 | 0 | 0 | 0 | 0 | 0 | 0 | 0 | 0 | 0 | 0 | 0 | 0 | 0 | 0 | 0 | 0 | 0 | 0 | 0 | 0 | 0 | 0 | 0 | 0 | 0 | 0 | 0 | 0 | 0 | 0 | 0 | 0 | 0 | 0 | 0 | 0 | 0 | 0 | 0 | 0 | 0 | 0 | 0 | 0 | 0 | 0 | 0 | 0 | 0 | 0 | 0 | 0 | 0 | 0 | 0 | 0 | 0 | 0 | 0 | 0 | 0 | 0 | 0 | 0 | 0 | 0 | 0 | 0 | 0 | 0 | 0 | 0 | 0 | 0 | 0 | 0 | 0 | 0 | 0 | 0 | 0 | 0 | 0 | 0 | 0 | 0 | 0 | 0 | 0 | 0 | 0 | 0 | 0 | 0 | 0 | 0 | 0 | 0 | 0 | 0 | 0 | 0 | 0 | 0 | 0 | 0 | 0 | 0 | 0 | 0 | 0 | 0 | 0 | 0 | 0 | 0 | 0 | 0 | 0 | 0 | 0 | 0 | 0 | 0 | 0 | 0 | 0 | 0 | 0 | 0 | 0 | 0 | 0 | 0 | 0 | 0 | 0 | 0 | 0 | 0 | 0 | 0 | 0 | 0 | 0 | 0 | 0 | 0 | 0 | 0 | 0 | 0 | 0 | 0 | 0 | 0 | 0 | 0 | 0 | 0 | 0 | 0 | 0 | 0 | 0 | 0 | 0 | 0 | 0 | 0 | 0 | 0 | 0 | 0 | 0 | 0 | 0 | 0 | 0 | 0 | 0 | 0 | 0 | 0 | 0 | 0 | 0 | 0 | 0 | 0 | 0 | 0 | 0 | 0 | 0 | 0 | 0 | 0 | 0 | 0 | 0 | 0 | 0 | 0 | 0 | 0 | 0 | 0 | 0 | 0 | 0 | 0 | 0 | 0 | 0 | 0 | 0 | 0 | 0 | 0 | 0 | 0 | 0 | 0 | 0 | 0 | 0 | 0 | 0 | 0 | 0 | 0 | 0 | 0 | 0 | 0 | 0 | 0 | 0 | 0 | 0 | 0 | 0 | 0 | 0 | 0 | 0 | 0 | 0 | 0 | 0 | 0 | 0 | 0 | 0 | 0 | 0 | 0 | 0 | 0 | 0 | 0 | 0 | 0 | 0 | 0 | 0 | 0 | 0 | 0 | 0 | 0 | 0 | 0 | 0 | 0 | 0 | 0 | 0 | 0 | 0 | 0 | 0 | 0 | 0 | 0 | 0 | 0 | 0 | 0 | 0 | 0 | 0 | 0 | 0 | 0 | 0 | 0 | 0 | 0 | 0 | 0 | 0 | 0 | 0 | 0 | 0 | 0 | 0 | 0 | 0 | 0 | 0 | 0 | 0 | 0 | 0 | 0 | 0 | 0 | 0 | 0 | 0 | 0 | 0 | 0 | 0 | 0 | 0 | 0 | 0 | 0 | 0 | 0 | 0 | 0 | 0 | 0 | 0 | 0 | 0 | 0 | 0 | 0 | 0 | 0 | 0 | 0 | 0 | 0 | 0 | 0 | 0 | 0 | 0 | 0 | 0 | 0 | 0 | 0 | 0 | 0 | 0 | 0 | 0 | 0 | 0 | 0 | 0 | 0 | 0 | 0 | 0 | 0 | 0 | 0 | 0 | 0 | 0 | 0 | 0 | 0 | 0 | 0 | 0 | 0 | 0 | 0 | 0 | 0 | 0 | 0 | 0 | 0 | 0 | 0 | 0 | 0 | 0 | 0 | 0 | 0 | 0 | 0 | 0 | 0 | 0 | 0 | 0 | 0 | 0 | 0 | 0 | 0 | 0 | 0 | 0 | 0 | 0 | 0 | 0 | 0 | 0 | 0 | 0 | 0 | 0 | 0 | 0 | 0 | 0 | 0 | 0 | 0 | 0 | 0 | 0 | 0 | 0 | 0 | 0 | 0 | 0 | 0 | 0 | 0 | 0 | 0 | 0 | 0 | 0 | 0 | 0 | 0 | 0 | 0 | 0 | 0 | 0 | 0 | 0 | 0 | 0 | 0 | 0 | 0 | 0 | 0 | 0 | 0 | 0 | 0 | 0 | 0 | 0 | 0 | 0 | 0 | 0 | 0 | 0 | 0 | 0 | 0 | 0 | 0 | 0 | 0 | 0 | 0 | 0 | 0 | 0 | 0 | 0 | 0 | 0 | 0 | 0 | 0 | 0 | 0 | 0 | 0 | 0 | 0 | 0 | 0 | 0 | 0 | 0 | 0 | 0 | 0 | 0 | 0 | 0 | 0 | 0 | 0 | 0 | 0 | 0 | 0 | 0 | 0 | 0 | 0 | 0 | 0 | 0 | 0 | 0 | 0 | 0 | 0 | 0 | 0 | 0 | 0 | 0 | 0 | 0 | 0 | 0 | 0 | 0 | 0 | 0 | 0 | 0 | 0 | 0 | 0 | 0 | 0 | 0 | 0 | 0 | 0 | 0 | 0 | 0 | 0 | 0 | 0 | 0 | 0 | 0 | 0 | 0 | 0 | 0 | 0 | 0 | 0 | 0 | 0 | 0 | 0 | 0 | 0 | 0 | 0 | 0 | 0 | 0 | 0 | 0 | 0 | 0 | 0 | 0 | 0 | 0 | 0 | 0 | 0 | 0 | 0 | 0 | 0 | 0 | 0 | 0 | 0 | 0 | 0 | 0 | 0 | 0 | 0 | 0 | 0 | 0 | 0 | 0 | 0 | 0 | 0 | 0 | 0 | 0 | 0 | 0 | 0 | 0 | 0 | 0 | 0 | 0 | 0 | 0 | 0 | 0 | 0 | 0 | 0 | 0 | 0 | 0 | 0 | 0 | 0 | 0 | 0 | 0 | 0 | 0 | 0 | 0 | 0 | 0 | 0 | 0 | 0 | 0 | 0 | 0 | 0 | 0 | 0 | 0 | 0 | 0 | 0 | 0 | 0 | 0 | 0 | 0 | 0 | 0 | 0 | 0 | 0 | 0 | 0 | 0 | 0 | 0 | 0 | 0 | 0 | 0 | 0 | 0 | 0 | 0 | 0 | 0 | 0 | 0 | 0 | 0 | 0 | 0 | 0 | 0 | 0 | 0 | 0 | 0 | 0 | 0 | 0 | 0 | 0 | 0 | 0 | 0 | 0 | 0 | 0 | 0 | 0 | 0 | 0 | 0 | 0 | 0 | 0 | 0 | 0 | 0 | 0 | 0 | 0 | 0 | 0 | 0 | 0 | 0 | 0 | 0 | 0 | 0 | 0 | 0 | 0 | 0 | 0 | 0 | 0 | 0 | 0 | 0 | 0 | 0 | 0 | 0 | 0 | 0 | 0 | 0 | 0 | 0 | 0 | 0 | 0 | 0 | 0 | 0 | 0 | 0 | 0 | 0 | 0 | 0 | 0 | 0 | 0 | 0 | 0 | 0 | 0 | 0 | 0 | 0 | 0 | 0 | 0 | 0 | 0 | 0 | 0 | 0 | 0 | 0 | 0 | 0 | 0 | 0 | 0 | 0 | 0 | 0 | 0 | 0 | 0 | 0 | 0 | 0 | 0 | 0 | 0 | 0 | 0 | 0 | 0 | 0 | 0 | 0 | 0 | 0 | 0 | 0 | 0 | 0 | 0 | 0 | 0 | 0 | 0 | 0 | 0 | 0 | 0 | 0 | 0 | 0 | 0 | 0 | 0 | 0 | 0 | 0 | 0 | 0 | 0 | 0 | 0 | 0 | 0 | 0 | 0 | 0 | 0 | 0 | 0 | 0 | 0 | 0 | 0 | 0 | 0 | 0 | 0 | 0 | 0 | 0 | 0 | 0 | 0 | 0 | 0 | 0 | 0 | 0 | 0 | 0 | 0 | 0 | 0 | 0 | 0 | 0 | 0 | 0 | 0 | 0 | 0 | 0 | 0 | 0 | 0 | 0 | 0 | 0 | 0 | 0 | 0 | 0 | 0 | 0 | 0 | 0 | 0 | 0 | 0 | 0 | 0 | 0 | 0 | 0 | 0 | 0 | 0 | 0 | 0 | 0 | 0 | 0 | 0 | 0 | 0 | 0 | 0 | 0 | 0 | 0 | 0 | 0 | 0 | 0 | 0 | 0 | 0 | 0 | 0 | 0 | 0 | 0 | 0 | 0 | 0 | 0 | 0 | 0 | 0 | 0 | 0 | 0 | 0 | 0 | 0 | 0 | 0 | 0 | 0 | 0 | 0 | 0 | 0 | 0 | 0 | 0 | 0 | 0 | 0 | 0 | 0 | 0 | 0 | 0 | 0 | 0 | 0 | 0 | 0 | 0 | 0 | 0 | 0 | 0 | 0 | 0 | 0 | 0 | 0 | 0 | 0 | 0 | 0 | 0 | 0 | 0 | 0 | 0 | 0 | 0 | 0 | 0 | 0 | 0 | 0 | 0 | 0 | 0 | 0 | 0 | 0 | 0 | 0 | 0 | 0 | 0 | 0 | 0 | 0 | 0 | 0 | 0 | 0 | 0 | 0 | 0 | 0 | 0 | 0 | 0 | 0 | 0 | 0 | 0 | 0 | 0 | 0 | 0 | 0 | 0 | 0 | 0 | 0 | 0 | 0 | 0 | 0 | 0 | 0 | 0 | 0 | 0 | 0 | 0 | 0 | 0 | 0 | 0 | 0 | 0 | 0 | 0 | 0 | 0 | 0 | 0 | 0 | 0 | 0 | 0 | 0 | 0 | 0 | 0 | 0 | 0 | 0 | 0 | 0 | 0 | 0 | 0 | 0 | 0 | 0 | 0 | 0 | 0 | 0 | 0 | 0 | 0 | 0 | 0 | 0 | 0 | 0 | 0 | 0 | 0 | 0 | 0 | 0 | 0 | 0 | 0 | 0 | 0 | 0 | 0 | 0 | 0 | 0 | 0 | 0 | 0 | 0 | 0 | 0 | 0 | 0 | 0 | 0 | 0 | 0 | 0 | 0 | 0 | 0 | 0 | 0 | 0 | 0 | 0 | 0 | 0 | 0 | 0 | 0 | 0 | 0 | 0 | 0 | 0 | 0 | 0 | 0 | 0 | 0 | 0 | 0 | 0 | 0 | 0 | 0 | 0 | 0 | 0 | 0 | 0 | 0 | 0 | 0 | 0 | 0 | 0 | 0 | 0 | 0 | 0 | 0 | 0 | 0 | 0 | 0 | 0 | 0 | 0 | 0 | 0 | 0 | 0 | 0 | 0 | 0 | 0 | 0 | 0 | 0 | 0 | 0 | 0 | 0 | 0 | 0 | 0 | 0 | 0 | 0 | 0 | 0 | 0 | 0 | 0 | 0 | 0 | 0 | 0 | 0 | 0 | 0 | 0 | 0 | 0 | 0 | 0 | 0 | 0 | 0 | 0 | 0 | 0 | 0 | 0 | 0 | 0 | 0 | 0 | 0 | 0 | 0 | 0 | 0 | 0 | 0 | 0 | 0 | 0 | 0 | 0 | 0 | 0 | 0 | 0 | 0 | 0 | 0 | 0 | 0 | 0 | 0 | 0 | 0 | 0 | 0 | 0 | 0 | 0 | 0 | 0 | 0 | 0 | 0 | 0 | 0 | 0 | 0 | 0 | 0 | 0 | 0 | 0 | 0 | 0 | 0 | 0 | 0 | 0 | 0 | 0 | 0 | 0 | 0 | 0 | 0 | 0 | 0 | 0 | 0 | 0 | 0 | 0 | 0 | 0 | 0 | 0 | 0 | 0 | 0 | 0 | 0 | 0 | 0 | 0 | 0 | 0 | 0 | 0 | 0 | 0 | 0 | 0 | 0 | 0 | 0 | 0 | 0 | 0 | 0 | 0 | 0 | 0 | 0 | 0 | 0 | 0 | 0 | 0 | 0 | 0 | 0 | 0 | 0 | 0 | 0 | 0 | 0 | 0 | 0 | 0 | 0 | 0 | 0 | 0 | 0 | 0 | 0 | 0 | 0 | 0 | 0 | 0 | 0 | 0 | 0 | 0 | 0 | 0 | 0 | 0 | 0 | 0 | 0 | 0 | 0 | 0 | 0 | 0 | 0 | 0 | 0 | 0 | 0 | 0 | 0 | 0 | 0 | 0 | 0 | 0 | 0 | 0 | 0 | 0 | 0 | 0 | 0 | 0 | 0 | 0 | 0 | 0 | 0 | 0 | 0 | 0 | 0 | 0 | 0 | 0 | 0 | 0 | 0 | 0 | 0 | 0 | 0 | 0 | 0 | 0 | 0 | 0 | 0 | 0 | 0 | 0 | 0 | 0 | 0 | 0 | 0 | 0 | 0 | 0 | 0 | 0 | 0 | 0 | 0 | 0 | 0 | 0 | 0 | 0 | 0 | 0 | 0 | 0 | 0 | 0 | 0 | 0 | 0 | 0 | 0 | 0 | 0 | 0 | 0 | 0 | 0 | 0 | 0 | 0 | 0 | 0 | 0 | 0 | 0 | 0 | 0 | 0 | 0 | 0 | 0 | 0 | 0 | 0 | 0 | 0 | 0 | 0 | 0 | 0 | 0 | 0 | 0 | 0 | 0 | 0 | 0 | 0 | 0 | 0 | 0 | 0 | 0 | 0 | 0 | 0 | 0 | 0 | 0 | 0 | 0 | 0 | 0 | 0 | 0 | 0 | 0 | 0 | 0 | 0 | 0 | 0 | 0 | 0 | 0 | 0 | 0 | 0 | 0 | 0 | 0 | 0 | 0 | 0 | 0 | 0 | 0 | 0 | 0 | 0 | 0 | 0 | 0 | 0 | 0 | 0 | 0 | 0 | 0 | 0 | 0 | 0 | 0 | 0 | 0 | 0 | 0 | 0 | 0 | 0 | 0 | 0 | 0 | 0 | 0 | 0 | 0 | 0 | 0 | 0 | 0 | 0 | 0 | 0 | 0 | 0 | 0 | 0 | 0 | 0 | 0 | 0 | 0 | 0 | 0 | 0 | 0 | 0 | 0 | 0 | 0 | 0 | 0 | 0 | 0 | 0 | 0 | 0 | 0 | 0 | 0 | 0 | 0 | 0 | 0 | 0 | 0 | 0 | 0 | 0 | 0 | 0 | 0 | 0 | 0 | 0 | 0 | 0 | 0 | 0 | 0 | 0 | 0 | 0 | 0 | 0 | 0 | 0 | 0 | 0 | 0 | 0 | 0 | 0 | 0 | 0 | 0 | 0 | 0 | 0 | 0 | 0 | 0 | 0 | 0 | 0 | 0 | 0 | 0 | 0 | 0 | 0 | 0 | 0 | 0 | 0 | 0 | 0 | 0 | 0 | 0 | 0 | 0 | 0 | 0 | 0 | 0 | 0 | 0 | 0 | 0 | 0 | 0 | 0 | 0 | 0 | 0 | 0 | 0 | 0 | 0 | 0 | 0 | 0 | 0 | 0 | 0 | 0 | 0 | 0 | 0 | 0 | 0 | 0 | 0 | 0 | 0 | 0 | 0 | 0 | 0 | 0 | 0 | 0 | 0 | 0 | 0 | 0 | 0 | 0 | 0 | 0 | 0 | 0 | 0 | 0 | 0 | 0 | 0 | 0 | 0 | 0 | 0 | 0 | 0 | 0 | 0 | 0 | 0 | 0 | 0 | 0 | 0 | 0 | 0 | 0 | 0 | 0 | 0 | 0 | 0 | 0 | 0 | 0 | 0 | 0 | 0 | 0 | 0 | 0 | 0 | 0 | 0 | 0 | 0 | 0 | 0 | 0 | 0 | 0 | 0 | 0 | 0 | 0 | 0 | 0 | 0 | 0 | 0 | 0 | 0 | 0 | 0 | 0 | 0 | 0 | 0 | 0 | 0 | 0 | 0 | 0 | 0 | 0 | 0 | 0 | 0 | 0 | 0 | 0 | 0 | 0 | 0 | 0 | 0 | 0 | 0 | 0 | 0 | 0 | 0 | 0 | 0 | 0 | 0 | 0 | 0 | 0 | 0 | 0 | 0 | 0 | 0 | 0 | 0 | 0 | 0 | 0 | 0 | 0 | 0 | 0 | 0 | 0 | 0 | 0 | 0 | 0 | 0 | 0 | 0 | 0 | 0 | 0 | 0 | 0 | 0 | 0 | 0 | 0 | 0 | 0 | 0 | 0 | 0 | 0 | 0 | 0 | 0 | 0 | 0 | 0 | 0 | 0 | 0 | 0 | 0 | 0 | 0 | 0 | 0 | 0 | 0 | 0 | 0 | 0 | 0 | 0 | 0 | 0 | 0 | 0 | 0 | 0 | 0 | 0 | 0 | 0 | 0 | 0 | 0 | 0 | 0 | 0 | 0 | 0 | 0 | 0 | 0 | 0 | 0 | 0 | 0 | 0 | 0 | 0 | 0 | 0 | 0 | 0 | 0 | 0 | 0 | 0 | 0 | 0 | 0 | 0 | 0 | 0 | 0 | 0 | 0 | 0 | 0 | 0 | 0 | 0 | 0 | 0 | 0 | 0 | 0 | 0 | 0 | 0 | 0 | 0 | 0 | 0 | 0 | 0 | 0 | 0 | 0 | 0 | 0 | 0 | 0 | 0 | 0 | 0 | 0 | 0 | 0 | 0 | 0 | 0 | 0 | 0 | 0 | 0 | 0 | 0 | 0 | 0 | 0 | 0 | 0 | 0 | 0 | 0 | 0 | 0 | 0 | 0 | 0 | 0 | 0 | 0 | 0 | 0 | 0 | 0 | 0 | 0 | 0 | 0 | 0 | 0 | 0 | 0 | 0 | 0 | 0 | 0 | 0 | 0 | 0 | 0 | 0 | 0 | 0 | 0 | 0 | 0 | 0 | 0 | 0 | 0 | 0 | 0 | 0 | 0 | 0 | 0 | 0 | 0 | 0 | 0 | 0 | 0 | 0 | 0 | 0 | 0 | 0 | 0 | 0 | 0 | 0 | 0 | 0 | 0 | 0 | 0 | 0 | 0 | 0 | 0 | 0 | 0 | 0 | 0 | 0 | 0 | 0 | 0 | 0 | 0 | 0 | 0 | 0 | 0 | 0 | 0 | 0 | 0 | 0 | 0 | 0 | 0 | 0 | 0 | 0 | 0 | 0 | 0 | 0 | 0 | 0 | 0 | 0 | 0 | 0 | 0 | 0 | 0 | 0 | 0 | 0 | 0 | 0 | 0 | 0 | 0 | 0 | 0 | 0 | 0 | 0 | 0 | 0 | 0 | 0 | 0 | 0 | 0 | 0 | 0 | 0 | 0 | 0 | 0 | 0 | 0 | 0 | 0 | 0 | 0 | 0 | 0 | 0 | 0 | 0 | 0 | 0 | 0 | 0 | 0 | 0 | 0 | 0 | 0 | 0 | 0 | 0 | 0 | 0 | 0 | 0 | 0 | 0 | 0 | 0 | 0 | 0 | 0 | 0 | 0 | 0 | 0 | 0 | 0 | 0 | 0 | 0 | 0 | 0 | 0 | 0 | 0 | 0 | 0 | 0 | 0 | 0 | 0 | 0 | 0 | 0 | 0 | 0 | 0 | 0 | 0 | 0 | 0 | 0 | 0 | 0 | 0 | 0 | 0 | 0 | 0 | 0 | 0 | 0 | 0 | 0 | 0 | 0 | 0 | 0 | 0 | 0 | 0 | 0 | 0 | 0 | 0 | 0 | 0 | 0 | 0 | 0 | 0 | 0 | 0 | 0 | 0 | 0 | 0 | 0 | 0 | 0 | 0 | 0 | 0 | 0 | 0 | 0 | 0 | 0 | 0 | 0 | 0 | 0 | 0 | 0 | 0 | 0 | 0 | 0 | 0 | 0 | 0 | 0 | 0 | 0 | 0 | 0 | 0 | 0 | 0 | 0 | 0 | 0 | 0 | 0 | 0 | 0 | 0 | 0 | 0 | 0 | 0 | 0 | 0 | 0 | 0 | 0 | 0 | 0 | 0 | 0 | 0 | 0 | 0 | 0 | 0 | 0 | 0 | 0 | 0 | 0 | 0 | 0 | 0 | 0 | 0 | 0 | 0 | 0 | 0 | 0 | 0 | 0 | 0 | 0 | 0 | 0 | 0 | 0 | 0 | 0 | 0 | 0 | 0 | 0 | 0 | 0 | 0 | 0 | 0 | 0 | 0 | 0 | 0 | 0 | 0 | 0 | 0 | 0 | 0 | 0 | 0 | 0 | 0 | 0 | 0 | 0 | 0 | 0 | 0 | 0 | 0 | 0 | 0 | 0 | 0 | 0 | 0 | 0 | 0 | 0 | 0 | 0 | 0 | 0 | 0 | 0 | 0 | 0 | 0 | 0 | 0 | 0 | 0 | 0 | 0 | 0 | 0 | 0 | 0 | 0 | 0 | 0 | 0 | 0 | 0 | 0 | 0 | 0 | 0 | 0 | 0 | 0 | 0 | 0 | 0 | 0 | 0 | 0 | 0 | 0 | 0 | 0 | 0 | 0 | 0 | 0 | 0 | 0 | 0 | 0 | 0 | 0 | 0 | 0 | 0 | 0 | 0 | 0 | 0 | 0 | 0 | 0 | 0 | 0 | 0 | 0 | 0 | 0 | 0 | 0 | 0 | 0 | 0 | 0 | 0 | 0 | 0 | 0 | 0 | 0 | 0 | 0 | 0 | 0 | 0 | 0 | 0 | 0 | 0 | 0 | 0 | 0 | 0 | 0 | 0 | 0 | 0 | 0 | 0 | 0 | 0 | 0 | 0 | 0 | 0 | 0 | 0 | 0 | 0 | 0 | 0 | 0 | 0 | 0 | 0 | 0 | 0 | 0 | 0 | 0 | 0 | 0 | 0 | 0 | 0 | 0 | 0 | 0 | 0 | 0 | 0 | 0 | 0 | 0 | 0 | 0 | 0 | 0 | 0 | 0 | 0 | 0 | 0 | 0 | 0 | 0 | 0 | 0 | 0 | 0 | 0 | 0 | 0 | 0 | 0 | 0 | 0 | 0 | 0 | 0 | 0 | 0 | 0 | 0 | 0 | 0 | 0 | 0 | 0 | 0 | 0 | 0 | 0 | 0 | 0 | 0 | 0 | 0 | 0 | 0 | 0 | 0 | 0 | 0 | 0 | 0 | 0 | 0 | 0 | 0 | 0 | 0 | 0 | 0 | 0 | 0 | 0 | 0 | 0 | 0 | 0 | 0 | 0 | 0 | 0 | 0 | 0 | 0 | 0 | 0 | 0 | 0 | 0 | 0 | 0 | 0 | 0 | 0 | 0 | 0 | 0 | 0 | 0 | 0 | 0 | 0 | 0 | 0 | 0 | 0 | 0 | 0 | 0 | 0 | 0 | 0 | 0 | 0 | 0 | 0 | 0 | 0 | 0 | 0 | 0 | 0 | 0 | 0 | 0 | 0 | 0 | 0 | 0 | 0 | 0 | 0 | 0 | 0 | 0 | 0 | 0 | 0 | 0 | 0 | 0 | 0 | 0 | 0 | 0 | 0 | 0 | 0 | 0 | 0 | 0 | 0 | 0 | 0 | 0 | 0 | 0 | 0 | 0 | 0 | 0 | 0 | 0 | 0 | 0 | 0 | 0 | 0 | 0 | 0 | 0 | 0 | 0 | 0 | 0 | 0 | 0 | 0 | 0 | 0 | 0 | 0 | 0 | 0 | 0 | 0 | 0 | 0 | 0 | 0 | 0 | 0 | 0 | 0 | 0 | 0 | 0 | 0 | 0 | 0 | 0 | 0 | 0 | 0 | 0 | 0 | 0 | 0 | 0 | 0 | 0 | 0 | 0 | 0 | 0 | 0 | 0 | 0 | 0 | 0 | 0 | 0 | 0 | 0 | 0 | 0 | 0 | 0 | 0 | 0 | 0 | 0 | 0 | 0 | 0 | 0 | 0 | 0 | 0 | 0 | 0 | 0 | 0 | 0 | 0 | 0 | 0 | 0 | 0 | 0 | 0 | 0 | 0 | 0 | 0 | 0 | 0 | 0 | 0 | 0 | 0 | 0 | 0 | 0 | 0 | 0 | 0 | 0 | 0 | 0 | 0 | 0 | 0 | 0 | 0 | 0 | 0 | 0 | 0 | 0 | 0 | 0 | 0 | 0 | 0 | 0 | 0 | 0 | 0 | 0 | 0 | 0 | 0 | 0 | 0 | 0 | 0 | 0 | 0 | 0 | 0 | 0 | 0 | 0 | 0 | 0 | 0 | 0 | 0 | 0 | 0 | 0 | 0 | 0 | 0 | 0 | 0 | 0 | 0 | 0 | 0 | 0 | 0 | 0 | 0 | 0 | 0 | 0 | 0 | 0 | 0 | 0 | 0 | 0 | 0 | 0 | 0 | 0 | 0 | 0 | 0 | 0 | 0 | 0 | 0 | 0 | 0 | 0 | 0 | 0 | 0 | 0 | 0 | 0 | 0 | 0 | 0 | 0 | 0 | 0 | 0 | 0 | 0 | 0 | 0 | 0 | 0 | 0 | 0 | 0 | 0 | 0 | 0 | 0 | 0 | 0 | 0 | 0 | 0 | 0 | 0 | 0 | 0 | 0 | 0 | 0 | 0 | 0 | 0 | 0 | 0 | 0 | 0 | 0 | 0 | 0 | 0 | 0 | 0 | 0 | 0 | 0 | 0 | 0 | 0 | 0 | 0 | 0 | 0 | 0 | 0 | 0 | 0 | 0 | 0 | 0 | 0 | 0 | 0 | 0 | 0 | 0 | 0 | 0 | 0 | 0 | 0 | 0 | 0 | 0 | 0 | 0 | 0 | 0 | 0 | 0 | 0 | 0 | 0 | 0 | 0 | 0 | 0 | 0 | 0 | 0 | 0 | 0 | 0 | 0 | 0 | 0 | 0 | 0 | 0 | 0 | 0 | 0 | 0 | 0 | 0 | 0 | 0 | 0 | 0 | 0 | 0 | 0 | 0 | 0 | 0 | 0 | 0 | 0 | 0 | 0 | 0 | 0 | 0 | 0 | 0 | 0 | 0 | 0 | 0 | 0 | 0 | 0 | 0 | 0 | 0 | 0 | 0 | 0 | 0 | 0 | 0 | 0 | 0 | 0 | 0 | 0 | 0 | 0 | 0 | 0 | 0 | 0 | 0 | 0 | 0 | 0 | 0 | 0 | 0 | 0 | 0 | 0 | 0 | 0 | 0 | 0 | 0 | 0 | 0 | 0 | 0 | 0 | 0 | 0 | 0 | 0 | 0 | 0 | 0 | 0 | 0 | 0 | 0 | 0 | 0 | 0 | 0 | 0 | 0 | 0 | 0 | 0 | 0 | 0 | 0 | 0 | 0 | 0 | 0 | 0 | 0 | 0 | 0 | 0 | 0 | 0 | 0 | 0 | 0 | 0 | 0 | 0 | 0 | 0 | 0 | 0 | 0 | 0 | 0 | 0 | 0 | 0 | 0 | 0 | 0 | 0 | 0 | 0 | 0 | 0 | 0 | 0 | 0 | 0 | 0 | 0 | 0 | 0 | 0 | 0 | 0 | 0 | 0 | 0 | 0 | 0 | 0 | 0 | 0 | 0 | 0 | 0 | 0 | 0 | 0 | 0 | 0 | 0 | 0 | 0 | 0 | 0 | 0 | 0 | 0 | 0 | 0 | 0 | 0 | 0 | 0 | 0 | 0 | 0 | 0 | 0 | 0 | 0 | 0 | 0 | 0 | 0 | 0 | 0 | 0 | 0 | 0 | 0 | 0 | 0 | 0 | 0 | 0 | 0 | 0 | 0 | 0 | 0 | 0 | 0 | 0 | 0 | 0 | 0 | 0 | 0 | 0 | 0 | 0 | 0 | 0 | 0 | 0 | 0 | 0 | 0 | 0 | 0 | 0 | 0 | 0 | 0 | 0 | 0 | 0 | 0 | 0 | 0 | 0 | 0 | 0 | 0 | 0 | 0 | 0 | 0 | 0 | 0 | 0 | 0 | 0 | 0 | 0 | 0 | 0 | 0 | 0 | 0 | 0 | 0 | 0 | 0 | 0 | 0 | 0 | 0 | 0 | 0 | 0 | 0 | 0 | 0 | 0 | 0 | 0 | 0 | 0 | 0 | 0 | 0 | 0 | 0 | 0 | 0 | 0 | 0 | 0 | 0 | 0 | 0 | 0 | 0 | 0 | 0 | 0 | 0 | 0 | 0 | 0 | 0 | 0 | 0 | 0 | 0 | 0 | 0 | 0 | 0 | 0 | 0 | 0 | 0 | 0 | 0 | 0 | 0 | 0 | 0 | 0 | 0 | 0 | 0 | 0 | 0 | 0 | 0 | 0 | 0 | 0 | 0 | 0 | 0 | 0 | 0 | 0 | 0 | 0 | 0 | 0 | 0 | 0 | 0 | 0 | 0 | 0 | 0 | 0 | 0 | 0 | 0 | 0 | 0 | 0 | 0 | 0 | 0 | 0 | 0 | 0 | 0 | 0 | 0 | 0 | 0 | 0 | 0 | 0 | 0 | 0 | 0 | 0 | 0 | 0 | 0 | 0 | 0 | 0 | 0 | 0 | 0 | 0 | 0 | 0 | 0 | 0 | 0 | 0 | 0 | 0 | 0 | 0 | 0 | 0 | 0 | 0 | 0 | 0 | 0 | 0 | 0 | 0 | 0 | 0 | 0 | 0 | 0 | 0 | 0 | 0 | 0 | 0 | 0 | 0 | 0 | 0 | 0 | 0 | 0 | 0 | 0 | 0 | 0 | 0 | 0 | 0 | 0 | 0 | 0 | 0 | 0 | 0 | 0 | 0 | 0 | 0 | 0 | 0 | 0 | 0 | 0 | 0 | 0 | 0 | 0 | 0 | 0 | 0 | 0 | 0 | 0 | 0 | 0 | 0 | 0 | 0 | 0 | 0 | 0 | 0 | 0 | 0 | 0 | 0 | 0 | 0 | 0 | 0 | 0 | 0 | 0 | 0 | 0 | 0 | 0 | 0 | 0 | 0 | 0 | 0 | 0 | 0 | 0 | 0 | 0 | 0 | 0 | 0 | 0 | 0 | 0 | 0 | 0 | 0 | 0 | 0 | 0 | 0 | 0 | 0 | 0 | 0 | 0 | 0 | 0 | 0 | 0 | 0 | 0 | 0 | 0 | 0 | 0 | 0 | 0 | 0 | 0 | 0 | 0 | 0 | 0 | 0 | 0 | 0 | 0 | 0 | 0 | 0 | 0 | 0 | 0 | 0 | 0 | 0 | 0 | 0 | 0 | 0 | 0 | 0 | 0 | 0 | 0 | 0 | 0 | 0 | 0 | 0 | 0 | 0 | 0 | 0 | 0 | 0 | 0 | 0 | 0 | 0 | 0 | 0 | 0 | 0 | 0 | 0 | 0 | 0 | 0 | 0 | 0 | 0 | 0 | 0 | 0 | 0 | 0 | 0 | 0 | 0 | 0 | 0 | 0 | 0 | 0 | 0 | 0 | 0 | 0 | 0 | 0 | 0 | 0 | 0 | 0 | 0 | 0 | 0 | 0 | 0 | 0 | 0 | 0 | 0 | 0 | 0 | 0 | 0 | 0 | 0 | 0 | 0 | 0 | 0 | 0 | 0 | 0 | 0 | 0 | 0 | 0 | 0 | 0 | 0 | 0 | 0 | 0 | 0 | 0 | 0 | 0 | 0 | 0 | 0 | 0 | 0 | 0 | 0 | 0 | 0 | 0 | 0 | 0 | 0 | 0 | 0 | 0 | 0 | 0 | 0 | 0 | 0 | 0 | 0 | 0 | 0 | 0 | 0 | 0 | 0 | 0 | 0 | 0 | 0 | 0 | 0 | 0 | 0 | 0 | 0 | 0 | 0 | 0 | 0 | 0 | 0 | 0 | 0 | 0 | 0 | 0 | 0 | 0 | 0 | 0 | 0 | 0 | 0 | 0 | 0 | 0 | 0 | 0 | 0 | 0 | 0 | 0 | 0 | 0 | 0 | 0 | 0 | 0 | 0 | 0 | 0 | 0 | 0 | 0 | 0 | 0 | 0 | 0 | 0 | 0 | 0 | 0 | 0 | 0 | 0 | 0 | 0 | 0 | 0 | 0 | 0 | 0 | 0 | 0 | 0 | 0 | 0 | 0 | 0 | 0 | 0 | 0 | 0 | 0 | 0 | 0 | 0 | 0 | 0 | 0 | 0 | 0 | 0 | 0 | 0 | 0 | 0 | 0 | 0 | 0 | 0 | 0 | 0 | 0 | 0 | 0 | 0 | 0 | 0 | 0 | 0 | 0 | 0 | 0 | 0 | 0 | 0 | 0 | 0 | 0 | 0 | 0 | 0 | 0 | 0 | 0 | 0 | 0 | 0 | 0 | 0 | 0 | 0 | 0 | 0 | 0 | 0 | 0 | 0 | 0 | 0 | 0 | 0 | 0 | 0 | 0 | 0 | 0 | 0 | 0 | 0 | 0 | 0 | 0 | 0 | 0 | 0 | 0 | 0 | 0 | 0 | 0 | 0 | 0 | 0 | 0 | 0 | 0 | 0 | 0 | 0 | 0 | 0 | 0 | 0 | 0 | 0 | 0 | 0 | 0 | 0 | 0 | 0 | 0 | 0 | 0 | 0 | 0 | 0 | 0 | 0 | 0 | 0 | 0 | 0 | 0 | 0 | 0 | 0 | 0 | 0 | 0 | 0 | 0 | 0 | 0 | 0 | 0 | 0 | 0 | 0 | 0 | 0 | 0 | 0 | 0 | 0 | 0 | 0 | 0 | 0 | 0 | 0 | 0 | 0 | 0 | 0 | 0 | 0 | 0 | 0 | 0 | 0 | 0 | 0 | 0 | 0 | 0 | 0 | 0 | 0 | 0 | 0 | 0 | 0 | 0 | 0 | 0 | 0 | 0 | 0 | 0 | 0 | 0 | 0 | 0 | 0 | 0 | 0 | 0 | 0 | 0 | 0 | 0 | 0 | 0 | 0 | 0 | 0 | 0 | 0 | 0 | 0 | 0 | 0 | 0 | 0 | 0 | 0 | 0 | 0 | 0 | 0 | 0 | 0 | 0 | 0 | 0 | 0 | 0 | 0 | 0 | 0 | 0 | 0 | 0 | 0 | 0 | 0 | 0 | 0 | 0 | 0 | 0 | 0 | 0 | 0 | 0 | 0 | 0 | 0 | 0 | 0 | 0 | 0 | 0 | 0 | 0 | 0 | 0 | 0 | 0 | 0 | 0 | 0 | 0 | 0 | 0 | 0 | 0 | 0 | 0 | 0 | 0 | 0 | 0 | 0 | 0 | 0 | 0 | 0 | 0 | 0 | 0 | 0 | 0 | 0 | 0 | 0 | 0 | 0 | 0 | 0 | 0 | 0 | 0 | 0 | 0 | 0 | 0 | 0 | 0 | 0 | 0 | 0 | 0 | 0 | 0 | 0 | 0 | 0 | 0 | 0 | 0 | 0 | 0 | 0 | 0 | 0 | 0 | 0 | 0 | 0 | 0 | 0 | 0 | 0 | 0 | 0 | 0 | 0 | 0 | 0 | 0 | 0 | 0 | 0 | 0 | 0 | 0 | 0 | 0 | 0 | 0 | 0 | 0 | 0 | 0 | 0 | 0 | 0 | 0 | 0 | 0 | 0 | 0 | 0 | 0 | 0 | 0 | 0 | 0 | 0 | 0 | 0 | 0 | 0 | 0 | 0 | 0 | 0 | 0 | 0 | 0 | 0 | 0 | 0 | 0 | 0 | 0 | 0 | 0 | 0 | 0 | 0 | 0 | 0 | 0 | 0 | 0 | 0 | 0 | 0 | 0 | 0 | 0 | 0 | 0 | 0 | 0 | 0 | 0 | 0 | 0 | 0 | 0 | 0 | 0 | 0 | 0 | 0 | 0 | 0 | 0 | 0 | 0 | 0 | 0 | 0 | 0 | 0 | 0 | 0 | 0 | 0 | 0 | 0 | 0 | 0 | 0 | 0 | 0 | 0 | 0 | 0 | 0 | 0 | 0 | 0 | 0 | 0 | 0 | 0 | 0 | 0 | 0 | 0 | 0 | 0 | 0 | 0 | 0 | 0 | 0 | 0 | 0 | 0 | 0 | 0 | 0 | 0 | 0 | 0 | 0 | 0 | 0 | 0 | 0 | 0 | 0 | 0 | 0 | 0 | 0 | 0 | 0 | 0 | 0 | 0 | 0 | 0 | 0 | 0 | 0 | 0 | 0 | 0 | 0 | 0 | 0 | 0 | 0 | 0 | 0 | 0 | 0 | 0 | 0 | 0 | 0 | 0 | 0 | 0 | 0 | 0 | 0 | 0 | 0 | 0 | 0 | 0 | 0 | 0 | 0 | 0 | 0 | 0 | 0 | 0 | 0 | 0 | 0 | 0 | 0 | 0 | 0 | 0 | 0 | 0 | 0 | 0 | 0 | 0 | 0 | 0 | 0 | 0 | 0 | 0 | 0 | 0 | 0 | 0 | 0 | 0 | 0 | 0 | 0 | 0 | 0 | 0 | 0 | 0 | 0 | 0 | 0 | 0 | 0 | 0 | 0 | 0 | 0 | 0 | 0 | 0 | 0 | 0 | 0 | 0 | 0 | 0 | 0 | 0 | 0 | 0 | 0 | 0 | 0 | 0 | 0 | 0 | 0 | 0 | 0 | 0 | 0 | 0 | 0 | 0 | 0 | 0 | 0 | 0 | 0 | 0 | 0 | 0 | 0 | 0 | 0 | 0 | 0 | 0 | 0 | 0 | 0 | 0 | 0 | 0 | 0 | 0 | 0 | 0 | 0 | 0 | 0 | 0 | 0 | 0 | 0 | 0 | 0 | 0 | 0 | 0 | 0 | 0 | 0 | 0 | 0 | 0 | 0 | 0 | 0 | 0 | 0 | 0 | 0 | 0 | 0 | 0 | 0 | 0 | 0 | 0 | 0 | 0 | 0 | 0 | 0 | 0 | 0 | 0 | 0 | 0 | 0 | 0 | 0 | 0 | 0 | 0 | 0 | 0 | 0 | 0 | 0 | 0 | 0 | 0 | 0 | 0 | 0 | 0 | 0 | 0 | 0 | 0 | 0 | 0 | 0 | 0 | 0 | 0 | 0 | 0 | 0 | 0 | 0 | 0 | 0 | 0 | 0 | 0 | 0 | 0 | 0 | 0 | 0 | 0 | 0 | 0 | 0 | 0 | 0 | 0 | 0 | 0 | 0 | 0 | 0 | 0 | 0 | 0 | 0 | 0 | 0 | 0 | 0 | 0 | 0 | 0 | 0 | 0 | 0 | 0 | 0 | 0 | 0 | 0 | 0 | 0 | 0 | 0 | 0 | 0 | 0 | 0 | 0 | 0 | 0 | 0 | 0 | 0 | 0 | 0 | 0 | 0 | 0 | 0 | 0 | 0 | 0 | 0 | 0 | 0 | 0 | 0 | 0 | 0 | 0 | 0 | 0 | 0 | 0 | 0 | 0 | 0 | 0 | 0 | 0 | 0 | 0 | 0 | 0 | 0 | 0 | 0 | 0 | 0 | 0 | 0 | 0 | 0 | 0 | 0 | 0 | 0 | 0 | 0 | 0 | 0 | 0 | 0 | 0 | 0 | 0 | 0 | 0 | 0 | 0 | 0 | 0 | 0 | 0 | 0 | 0 | 0 | 0 | 0 | 0 | 0 | 0 | 0 | 0 | 0 | 0 | 0 | 0 | 0 | 0 | 0 | 0 | 0 | 0 | 0 | 0 | 0 | 0 | 0 | 0 | 0 | 0 | 0 | 0 | 0 | 0 | 0 | 0 | 0 | 0 | 0 | 0 | 0 | 0 | 0 | 0 | 0 | 0 | 0 | 0 | 0 | 0 | 0 | 0 | 0 | 0 | 0 | 0 | 0 | 0 | 0 | 0 | 0 | 0 | 0 | 0 | 0 | 0 | 0 | 0 | 0 | 0 | 0 | 0 | 0 | 0 | 0 | 0 | 0 | 0 | 0 | 0 | 0 | 0 | 0 | 0 | 0 | 0 | 0 | 0 | 0 | 0 | 0 | 0 | 0 | 0 | 0 | 0 | 0 | 0 | 0 | 0 | 0 | 0 | 0 | 0 | 0 | 0 | 0 | 0 | 0 | 0 | 0 | 0 | 0 | 0 | 0 | 0 | 0 | 0 | 0 | 0 | 0 | 0 | 0 | 0 | 0 | 0 | 0 | 0 | 0 | 0 | 0 | 0 | 0 | 0 | 0 | 0 | 0 | 0 | 0 | 0 | 0 | 0 | 0 | 0 | 0 | 0 | 0 | 0 | 0 | 0 | 0 | 0 | 0 | 0 | 0 | 0 | 0 | 0 | 0 | 0 | 0 | 0 | 0 | 0 | 0 | 0 | 0 | 0 | 0 | 0 | 0 | 0 | 0 | 0 | 0 | 0 | 0 | 0 | 0 | 0 | 0 | 0 | 0 | 0 | 0 | 0 | 0 | 0 | 0 | 0 | 0 | 0 | 0 | 0 | 0 | 0 | 0 | 0 | 0 | 0 | 0 | 0 | 0 | 0 | 0 | 0 | 0 | 0 | 0 | 0 | 0 | 0 | 0 | 0 | 0 | 0 | 0 | 0 | 0 | 0 | 0 | 0 | 0 | 0 | 0 | 0 | 0 | 0 | 0 | 0 | 0 | 0 | 0 | 0 | 0 | 0 | 0 | 0 | 0 | 0 | 0 | 0 | 0 | 0 | 0 | 0 | 0 | 0 | 0 | 0 | 0 | 0 | 0 | 0 | 0 | 0 | 0 | 0 | 0 | 0 | 0 | 0 | 0 | 0 | 0 | 0 | 0 | 0 | 0 | 0 | 0 | 0 | 0 | 0 | 0 | 0 | 0 | 0 | 0 | 0 | 0 | 0 | 0 | 0 | 0 | 0 | 0 | 0 | 0 | 0 | 0 | 0 | 0 | 0 | 0 | 0 | 0 | 0 | 0 | 0 | 0 | 0 | 0 | 0 | 0 | 0 | 0 | 0 | 0 | 0 | 0 | 0 | 0 | 0 | 0 | 0 | 0 | 0 | 0 | 0 | 0 | 0 | 0 | 0 | 0 | 0 | 0 | 0 | 0 | 0 | 0 | 0 | 0 | 0 | 0 | 0 | 0 | 0 | 0 | 0 | 0 | 0 | 0 | 0 | 0 | 0 | 0 | 0 | 0 | 0 | 0 | 0 | 0 | 0 | 0 | 0 | 0 | 0 | 0 | 0 | 0 | 0 | 0 | 0 | 0 | 0 | 0 | 0 | 0 | 0 | 0 | 0 | 0 | 0 | 0 | 0 | 0 | 0 | 0 | 0 | 0 | 0 | 0 | 0 | 0 | 0 | 0 | 0 | 0 | 0 | 0 | 0 | 0 | 0 | 0 | 0 | 0 | 0 | 0 | 0 | 0 | 0 | 0 | 0 | 0 | 0 | 0 | 0 | 0 | 0 | 0 | 0 | 0 | 0 | 0 | 0 | 0 | 0 | 0 | 0 | 0 | 0 | 0 | 0 | 0 | 0 | 0 | 0 | 0 | 0 | 0 | 0 | 0 | 0 | 0 | 0 | 0 | 0 | 0 | 0 | 0 | 0 | 0 | 0 | 0 | 0 | 0 | 0 | 0 | 0 | 0 | 0 | 0 | 0 | 0 | 0 | 0 | 0 | 0 | 0 | 0 | 0 | 0 | 0 | 0 | 0 | 0 | 0 | 0 | 0 | 0 | 0 | 0 | 0 | 0 | 0 | 0 | 0 | 0 | 0 | 0 | 0 | 0 | 0 | 0 | 0 | 0 | 0 | 0 | 0 | 0 | 0 | 0 | 0 | 0 | 0 | 0 | 0 | 0 | 0 | 0 | 0 | 0 | 0 | 0 | 0 | 0 | 0 | 0 | 0 | 0 | 0 | 0 | 0 | 0 | 0 | 0 | 0 | 0 | 0 | 0 | 0 | 0 | 0 | 0 | 0 | 0 | 0 | 0 | 0 | 0 | 0 | 0 | 0 | 0 | 0 | 0 | 0 | 0 | 0 | 0 | 0 | 0 | 0 | 0 | 0 | 0 | 0 | 0 | 0 | 0 | 0 | 0 | 0 | 0 | 0 | 0 | 0 | 0 | 0 | 0 | 0 | 0 | 0 | 0 | 0 | 0 | 0 | 0 | 0 | 0 | 0 | 0 | 0 | 0 | 0 | 0 | 0 | 0 | 0 | 0 | 0 | 0 | 0 | 0 | 0 | 0 | 0 | 0 | 0 | 0 | 0 | 0 | 0 | 0 | 0 | 0 | 0 | 0 | 0 | 0 | 0 | 0 | 0 | 0 | 0 | 0 | 0 | 0 | 0 | 0 | 0 | 0 | 0 | 0 | 0 | 0 | 0 | 0 | 0 | 0 | 0 | 0 | 0 | 0 | 0 | 0 | 0 | 0 | 0 | 0 | 0 | 0 | 0 | 0 | 0 | 0 | 0 | 0 | 0 | 0 | 0 | 0 | 0 | 0 | 0 | 0 | 0 | 0 | 0 | 0 | 0 | 0 | 0 | 0 | 0 | 0 | 0 | 0 | 0 | 0 | 0 | 0 | 0 | 0 | 0 | 0 | 0 | 0 | 0 | 0 | 0 | 0 | 0 | 0 | 0 | 0 | 0 | 0 | 0 | 0 | 0 | 0 | 0 | 0 | 0 | 0 | 0 | 0 | 0 | 0 | 0 | 0 | 0 | 0 | 0 | 0 | 0 | 0 | 0 | 0 | 0 | 0 | 0 | 0 | 0 | 0 | 0 | 0 | 0 | 0 | 0 | 0 | 0 | 0 | 0 | 0 | 0 | 0 | 0 | 0 | 0 | 0 | 0 | 0 | 0 | 0 | 0 | 0 | 0 | 0 | 0 | 0 | 0 | 0 | 0 | 0 | 0 | 0 | 0 | 0 | 0 | 0 | 0 | 0 | 0 | 0 | 0 | 0 | 0 | 0 | 0 | 0 | 0 | 0 | 0 | 0 | 0 | 0 | 0 | 0 | 0 | 0 | 0 | 0 | 0 | 0 | 0 | 0 | 0 | 0 | 0 | 0 | 0 | 0 | 0 | 0 | 0 | 0 | 0 | 0 | 0 | 0 | 0 | 0 | 0 | 0 | 0 | 0 | 0 | 0 | 0 | 0 | 0 | 0 | 0 | 0 | 0 | 0 | 0 | 0 | 0 | 0 | 0 | 0 | 0 | 0 | 0 | 0 | 0 | 0 | 0 | 0 | 0 | 0 | 0 | 0 | 0 | 0 | 0 | 0 | 0 | 0 | 0 | 0 | 0 | 0 | 0 | 0 | 0 | 0 | 0 | 0 | 0 | 0 | 0 | 0 | 0 | 0 | 0 | 0 | 0 | 0 | 0 | 0 | 0 | 0 | 0 | 0 | 0 | 0 | 0 | 0 | 0 | 0 | 0 | 0 | 0 | 0 | 0 | 0 | 0 | 0 | 0 | 0 | 0 | 0 | 0 | 0 | 0 | 0 | 0 | 0 | 0 | 0 | 0 | 0 | 0 | 0 | 0 | 0 | 0 | 0 | 0 | 0 | 0 | 0 | 0 | 0 | 0 | 0 | 0 | 0 | 0 | 0 | 0 | 0 | 0 | 0 | 0 | 0 | 0 | 0 | 0 | 0 | 0 | 0 | 0 | 0 | 0 | 0 | 0 | 0 | 0 | 0 | 0 | 0 | 0 | 0 | 0 | 0 | 0 | 0 | 0 | 0 | 0 | 0 | 0 | 0 | 0 | 0 | 0 | 0 | 0 | 0 | 0 | 0 | 0 | 0 | 0 | 0 | 0 | 0 | 0 | 0 | 0 | 0 | 0 | 0 | 0 | 0 | 0 | 0 | 0 | 0 | 0 | 0 | 0 | 0 | 0 | 0 | 0 | 0 | 0 | 0 | 0 | 0 | 0 | 0 | 0 | 0 | 0 | 0 | 0 | 0 | 0 | 0 | 0 | 0 | 0 | 0 | 0 | 0 | 0 | 0 | 0 | 0 | 0 | 0 | 0 | 0 | 0 | 0 | 0 | 0 | 0 | 0 | 0 | 0 | 0 | 0 | 0 | 0 | 0 | 0 | 0 | 0 | 0 | 0 | 0 | 0 | 0 | 0 | 0 | 0 | 0 | 0 | 0 | 0 | 0 | 0 | 0 | 0 | 0 | 0 | 0 | 0 | 0 | 0 | 0 | 0 | 0 | 0 | 0 | 0 | 0 | 0 | 0 | 0 | 0 | 0 | 0 | 0 | 0 | 0 | 0 | 0 | 0 | 0 | 0 | 0 | 0 | 0 | 0 | 0 | 0 | 0 | 0 | 0 | 0 | 0 | 0 | 0 | 0 | 0 | 0 | 0 | 0 | 0 | 0 | 0 | 0 | 0 | 0 | 0 | 0 | 0 | 0 | 0 | 0 | 0 | 0 | 0 | 0 | 0 | 0 | 0 | 0 | 0 | 0 | 0 | 0 | 0 | 0 | 0 | 0 | 0 | 0 | 0 | 0 | 0 | 0 | 0 | 0 | 0 | 0 | 0 | 0 | 0 | 0 | 0 | 0 | 0 | 0 | 0 | 0 | 0 | 0 | 0 | 0 | 0 | 0 | 0 | 0 | 0 | 0 | 0 | 0 | 0 | 0 | 0 | 0 | 0 | 0 | 0 | 0 | 0 | 0 | 0 | 0 | 0 | 0 | 0 | 0 | 0 | 0 | 0 | 0 | 0 | 0 | 0 | 0 | 0 | 0 | 0 | 0 | 0 | 0 | 0 | 0 | 0 | 0 | 0 | 0 | 0 | 0 | 0 | 0 | 0 | 0 | 0 | 0 | 0 | 0 | 0 | 0 | 0 | 0 | 0 | 0 | 0 | 0 | 0 | 0 | 0 | 0 | 0 | 0 | 0 | 0 | 0 | 0 | 0 | 0 | 0 | 0 | 0 | 0 | 0 | 0 | 0 | 0 | 0 | 0 | 0 | 0 | 0 | 0 | 0 | 0 | 0 | 0 | 0 | 0 | 0 | 0 | 0 | 0 | 0 | 0 | 0 | 0 | 0 | 0 | 0 | 0 | 0 | 0 | 0 | 0 | 0 | 0 | 0 | 0 | 0 | 0 | 0 | 0 | 0 | 0 | 0 | 0 | 0 | 0 | 0 | 0 | 0 | 0 | 0 | 0 | 0 | 0 | 0 | 0 | 0 | 0 | 0 | 0 | 0 | 0 | 0 | 0 | 0 | 0 | 0 | 0 | 0 | 0 | 0 | 0 | 0 | 0 | 0 | 0 | 0 | 0 | 0 | 0 | 0 | 0 | 0 | 0 | 0 | 0 | 0 | 0 | 0 | 0 | 0 | 0 | 0 | 0 | 0 | 0 | 0 | 0 | 0 | 0 | 0 | 0 | 0 | 0 | 0 | 0 | 0 | 0 | 0 | 0 | 0 | 0 | 0 | 0 | 0 | 0 | 0 | 0 | 0 | 0 | 0 | 0 | 0 | 0 | 0 | 0 | 0 | 0 | 0 | 0 | 0 | 0 | 0 | 0 | 0 | 0 | 0 | 0 | 0 | 0 | 0 | 0 | 0 | 0 | 0 | 0 | 0 | 0 | 0 | 0 | 0 | 0 | 0 | 0 | 0 | 0 | 0 | 0 | 0 | 0 | 0 | 0 | 0 | 0 | 0 | 0 | 0 | 0 | 0 | 0 | 0 | 0 | 0 | 0 | 0 | 0 | 0 | 0 | 0 | 0 | 0 | 0 | 0 | 0 | 0 | 0 | 0 | 0 | 0 | 0 | 0 | 0 | 0 | 0 | 0 | 0 | 0 | 0 | 0 | 0 | 0 | 0 | 0 | 0 | 0 | 0 | 0 | 0 | 0 | 0 | 0 | 0 | 0 | 0 | 0 | 0 | 0 | 0 | 0 | 0 | 0 | 0 | 0 | 0 | 0 | 0 | 0 | 0 | 0 | 0 | 0 | 0 | 0 | 0 | 0 | 0 | 0 | 0 | 0 | 0 | 0 | 0 | 0 | 0 | 0 | 0 | 0 | 0 | 0 | 0 | 0 | 0 | 0 | 0 | 0 | 0 | 0 | 0 | 0 | 0 | 0 | 0 | 0 | 0 | 0 | 0 | 0 | 0 | 0 | 0 | 0 | 0 | 0 | 0 | 0 | 0 | 0 | 0 | 0 | 0 | 0 | 0 | 0 | 0 | 0 | 0 | 0 | 0 | 0 | 0 | 0 | 0 | 0 | 0 | 0 | 0 | 0 | 0 | 0 | 0 | 0 | 0 | 0 | 0 | 0 | 0 | 0 | 0 | 0 | 0 | 0 | 0 | 0 | 0 | 0 | 0 | 0 | 0 | 0 | 0 | 0 | 0 | 0 | 0 | 0 | 0 | 0 | 0 | 0 | 0 | 0 | 0 | 0 | 0 | 0 | 0 | 0 | 0 | 0 | 0 | 0 | 0 | 0 | 0 | 0 | 0 | 0 | 0 | 0 | 0 | 0 | 0 | 0 | 0 | 0 | 0 | 0 | 0 | 0 | 0 | 0 | 0 | 0 | 0 | 0 | 0 | 0 | 0 | 0 | 0 | 0 | 0 | 0 | 0 | 0 | 0 | 0 | 0 | 0 | 0 | 0 | 0 | 0 | 0 | 0 | 0 | 0 | 0 | 0 | 0 | 0 | 0 | 0 | 0 | 0 | 0 | 0 | 0 | 0 | 0 | 0 | 0 | 0 | 0 | 0 | 0 | 0 | 0 | 0 | 0 | 0 | 0 | 0 | 0 | 0 | 0 | 0 | 0 | 0 | 0 | 0 | 0 | 0 | 0 | 0 | 0 | 0 | 0 | 0 | 0 | 0 | 0 | 0 | 0 | 0 | 0 | 0 | 0 | 0 | 0 | 0 | 0 | 0 | 0 | 0 | 0 | 0 | 0 | 0 | 0 | 0 | 0 | 0 | 0 | 0 | 0 | 0 | 0 | 0 | 0 | 0 | 0 | 0 | 0 | 0 | 0 | 0 | 0 | 0 | 0 | 0 | 0 | 0 | 0 | 0 | 0 | 0 | 0 | 0 | 0 | 0 | 0 | 0 | 0 | 0 | 0 | 0 | 0 | 0 | 0 | 0 | 0 | 0 | 0 | 0 | 0 | 0 | 0 | 0 | 0 | 0 | 0 | 0 | 0 | 0 | 0 | 0 | 0 | 0 | 0 | 0 | 0 | 0 | 0 | 0 | 0 | 0 | 0 | 0 | 0 | 0 | 0 | 0 | 0 | 0 | 0 | 0 | 0 | 0 | 0 | 0 | 0 | 0 | 0 | 0 | 0 | 0 | 0 | 0 | 0 | 0 | 0 | 0 | 0 | 0 | 0 | 0 | 0 | 0 | 0 | 0 | 0 | 0 | 0 | 0 | 0 | 0 | 0 | 0 | 0 | 0 | 0 | 0 | 0 | 0 | 0 | 0 | 0 | 0 | 0 | 0 | 0 | 0 | 0 | 0 | 0 | 0 | 0 | 0 | 0 | 0 | 0 | 0 | 0 | 0 | 0 | 0 | 0 | 0 | 0 | 0 | 0 | 0 | 0 | 0 | 0 | 0 | 0 | 0 | 0 | 0 | 0 | 0 | 0 | 0 | 0 | 0 | 0 | 0 | 0 | 0 | 0 | 0 | 0 | 0 | 0 | 0 | 0 | 0 | 0 | 0 | 0 | 0 | 0 | 0 | 0 | 0 | 0 | 0 | 0 | 0 | 0 | 0 | 0 | 0 | 0 | 0 | 0 | 0 | 0 | 0 | 0 | 0 | 0 | 0 | 0 | 0 | 0 | 0 | 0 | 0 | 0 | 0 | 0 | 0 | 0 | 0 | 0 | 0 | 0 | 0 | 0 | 0 | 0 | 0 | 0 | 0 | 0 | 0 | 0 | 0 | 0 | 0 | 0 | 0 | 0 | 0 | 0 | 0 | 0 | 0 | 0 | 0 | 0 | 0 | 0 | 0 | 0 | 0 | 0 | 0 | 0 | 0 | 0 | 0 | 0 | 0 | 0 | 0 | 0 | 0 | 0 | 0 | 0 | 0 | 0 | 0 | 0 | 0 | 0 | 0 | 0 | 0 | 0 | 0 | 0 | 0 | 0 | 0 | 0 | 0 | 0 | 0 | 0 | 0 | 0 | 0 | 0 | 0 | 0 | 0 | 0 | 0 | 0 | 0 | 0 | 0 | 0 | 0 | 0 | 0 | 0 | 0 | 0 | 0 | 0 | 0 | 0 | 0 | 0 | 0 | 0 | 0 | 0 | 0 | 0 | 0 | 0 | 0 | 0 | 0 | 0 | 0 | 0 | 0 | 0 | 0 | 0 | 0 | 0 | 0 | 0 | 0 | 0 | 0 | 0 | 0 | 0 | 0 | 0 | 0 | 0 | 0 | 0 | 0 | 0 | 0 | 0 | 0 | 0 | 0 | 0 | 0 | 0 | 0 | 0 | 0 | 0 | 0 | 0 | 0 | 0 | 0 | 0 | 0 | 0 | 0 | 0 | 0 | 0 | 0 | 0 | 0 | 0 | 0 | 0 | 0 | 0 | 0 | 0 | 0 | 0 | 0 | 0 | 0 | 0 | 0 | 0 | 0 | 0 | 0 | 0 | 0 | 0 | 0 | 0 | 0 | 0 | 0 | 0 | 0 | 0 | 0 | 0 | 0 | 0 | 0 | 0 | 0 | 0 | 0 | 0 | 0 | 0 | 0 | 0 | 0 | 0 | 0 | 0 | 0 | 0 | 0 | 0 | 0 | 0 | 0 | 0 | 0 | 0 | 0 | 0 | 0 | 0 | 0 | 0 | 0 | 0 | 0 | 0 | 0 | 0 | 0 | 0 | 0 | 0 | 0 | 0 | 0 | 0 | 0 | 0 | 0 | 0 | 0 | 0 | 0 | 0 | 0 | 0 | 0 | 0 | 0 | 0 | 0 | 0 | 0 | 0 | 0 | 0 | 0 | 0 | 0 | 0 | 0 | 0 | 0 | 0 | 0 | 0 | 0 | 0 | 0 | 0 | 0 | 0 | 0 | 0 | 0 | 0 | 0 | 0 | 0 | 0 | 0 | 0 | 0 | 0 | 0 | 0 | 0 | 0 | 0 | 0 | 0 | 0 | 0 | 0 | 0 | 0 | 0 | 0 | 0 | 0 | 0 | 0 | 0 | 0 | 0 | 0 | 0 | 0 | 0 | 0 | 0 | 0 | 0 | 0 | 0 | 0 | 0 | 0 | 0 | 0 | 0 | 0 | 0 | 0 | 0 | 0 | 0 | 0 | 0 | 0 | 0 | 0 | 0 | 0 | 0 | 0 | 0 | 0 | 0 | 0 | 0 | 0 | 0 | 0 | 0 | 0 | 0 | 0 | 0 | 0 | 0 | 0 | 0 | 0 | 0 | 0 | 0 | 0 | 0 | 0 | 0 | 0 | 0 | 0 | 0 | 0 | 0 | 0 | 0 | 0 | 0 | 0 | 0 | 0 | 0 | 0 | 0 | 0 | 0 | 0 | 0 | 0 | 0 | 0 | 0 | 0 | 0 | 0 | 0 | 0 | 0 | 0 | 0 | 0 | 0 | 0 | 0 | 0 | 0 | 0 | 0 | 0 | 0 | 0 | 0 | 0 | 0 | 0 | 0 | 0 | 0 | 0 | 0 | 0 | 0 | 0 | 0 | 0 | 0 | 0 | 0 | 0 | 0 | 0 | 0 | 0 | 0 | 0 | 0 | 0 | 0 | 0 | 0 | 0 | 0 | 0 | 0 | 0 | 0 | 0 | 0 | 0 | 0 | 0 | 0 | 0 | 0 | 0 | 0 | 0 | 0 | 0 | 0 | 0 | 0 | 0 | 0 | 0 | 0 | 0 | 0 | 0 | 0 | 0 | 0 | 0 | 0 | 0 | 0 | 0 | 0 | 0 | 0 | 0 | 0 | 0 | 0 | 0 | 0 | 0 | 0 | 0 | 0 | 0 | 0 | 0 | 0 | 0 | 0 | 0 | 0 | 0 | 0 | 0 | 0 | 0 | 0 | 0 | 0 | 0 | 0 | 0 | 0 | 0 | 0 | 0 | 0 | 0 | 0 | 0 | 0 | 0 | 0 | 0 | 0 | 0 | 0 | 0 | 0 | 0 | 0 | 0 | 0 | 0 | 0 | 0 | 0 | 0 | 0 | 0 | 0 | 0 | 0 | 0 | 0 | 0 | 0 | 0 | 0 | 0 | 0 | 0 | 0 | 0 | 0 | 0 | 0 | 0 | 0 | 0 | 0 | 0 | 0 | 0 | 0 | 0 | 0 | 0 | 0 | 0 | 0 | 0 | 0 | 0 | 0 | 0 | 0 | 0 | 0 | 0 | 0 | 0 | 0 | 0 | 0 | 0 | 0 | 0 | 0 | 0 | 0 | 0 | 0 | 0 | 0 | 0 | 0 | 0 | 0 | 0 | 0 | 0 | 0 | 0 | 0 | 0 | 0 | 0 | 0 | 0 | 0 | 0 | 0 | 0 | 0 | 0 | 0 | 0 | 0 | 0 | 0 | 0 | 0 | 0 | 0 | 0 | 0 | 0 | 0 | 0 | 0 | 0 | 0 | 0 | 0 | 0 | 0 | 0 | 0 | 0 | 0 | 0 | 0 | 0 | 0 | 0 | 0 | 0 | 0 | 0 | 0 | 0 | 0 | 0 | 0 | 0 | 0 | 0 | 0 | 0 | 0 | 0 | 0 | 0 | 0 | 0 | 0 | 0 | 0 | 0 | 0 | 0 | 0 | 0 | 0 | 0 | 0 | 0 | 0 | 0 | 0 | 0 | 0 | 0 | 0 | 0 | 0 | 0 | 0 | 0 | 0 | 0 | 0 | 0 | 0 | 0 | 0 | 0 | 0 | 0 | 0 | 0 | 0 | 0 | 0 | 0 | 0 | 0 | 0 | 0 | 0 | 0 | 0 | 0 | 0 | 0 | 0 | 0 | 0 | 0 | 0 | 0 | 0 | 0 | 0 | 0 | 0 | 0 | 0 | 0 | 0 | 0 | 0 | 0 | 0 | 0 | 0 | 0 | 0 | 0 | 0 | 0 | 0 | 0 | 0 | 0 | 0 | 0 | 0 | 0 | 0 | 0 | 0 | 0 | 0 | 0 | 0 | 0 | 0 | 0 | 0 | 0 | 0 | 0 | 0 | 0 | 0 | 0 | 0 | 0 | 0 | 0 | 0 | 0 | 0 | 0 | 0 | 0 | 0 | 0 | 0 | 0 | 0 | 0 | 0 | 0 | 0 | 0 | 0 | 0 | 0 | 0 | 0 | 0 | 0 | 0 | 0 | 0 | 0 | 0 | 0 | 0 | 0 | 0 | 0 | 0 | 0 | 0 | 0 | 0 | 0 | 0 | 0 | 0 | 0 | 0 | 0 | 0 | 0 | 0 | 0 | 0 | 0 | 0 | 0 | 0 | 0 | 0 | 0 | 0 | 0 | 0 | 0 | 0 | 0 | 0 | 0 | 0 | 0 | 0 | 0 | 0 | 0 | 0 | 0 | 0 | 0 | 0 | 0 | 0 | 0 | 0 | 0 | 0 | 0 | 0 | 0 | 0 | 0 | 0 | 0 | 0 | 0 | 0 | 0 | 0 | 0 | 0 | 0 | 0 | 0 | 0 | 0 | 0 | 0 | 0 | 0 | 0 | 0 | 0 | 0 | 0 | 0 | 0 | 0 | 0 | 0 | 0 | 0 | 0 | 0 | 0 | 0 | 0 | 0 | 0 | 0 | 0 | 0 | 0 | 0 | 0 | 0 | 0 | 0 | 0 | 0 | 0 | 0 | 0 | 0 | 0 | 0 | 0 | 0 | 0 | 0 | 0 | 0 | 0 | 0 | 0 | 0 | 0 | 0 | 0 | 0 | 0 | 0 | 0 | 0 | 0 | 0 | 0 | 0 | 0 | 0 | 0 | 0 | 0 | 0 | 0 | 0 | 0 | 0 | 0 | 0 | 0 | 0 | 0 | 0 | 0 | 0 | 0 | 0 | 0 | 0 | 0 | 0 | 0 | 0 | 0 | 0 | 0 | 0 | 0 | 0 | 0 | 0 | 0 | 0 | 0 | 0 | 0 | 0 | 0 | 0 | 0 | 0 | 0 | 0 | 0 | 0 | 0 | 0 | 0 | 0 | 0 | 0 | 0 | 0 | 0 | 0 | 0 | 0 | 0 | 0 | 0 | 0 | 0 | 0 | 0 | 0 | 0 | 0 | 0 | 0 | 0 | 0 | 0 | 0 | 0 | 0 | 0 | 0 | 0 | 0 | 0 | 0 | 0 | 0 | 0 | 0 | 0 | 0 | 0 | 0 | 0 | 0 | 0 | 0 | 0 | 0 | 0 | 0 | 0 | 0 | 0 | 0 | 0 | 0 | 0 | 0 | 0 | 0 | 0 | 0 | 0 | 0 | 0 | 0 | 0 | 0 | 0 | 0 | 0 | 0 | 0 | 0 | 0 | 0 | 0 | 0 | 0 | 0 | 0 | 0 | 0 | 0 | 0 | 0 | 0 | 0 | 0 | 0 | 0 | 0 | 0 | 0 | 0 | 0 | 0 | 0 | 0 | 0 | 0 | 0 | 0 | 0 | 0 | 0 | 0 | 0 | 0 | 0 | 0 | 0 | 0 | 0 | 0 | 0 | 0 | 0 | 0 | 0 | 0 | 0 | 0 | 0 | 0 | 0 | 0 | 0 | 0 | 0 | 0 | 0 | 0 | 0 | 0 | 0 | 0 | 0 | 0 | 0 | 0 | 0 | 0 | 0 | 0 | 0 | 0 | 0 | 0 | 0 | 0 | 0 | 0 | 0 | 0 | 0 | 0 | 0 | 0 | 0 | 0 | 0 | 0 | 0 | 0 | 0 | 0 | 0 | 0 | 0 | 0 | 0 | 0 | 0 | 0 | 0 | 0 | 0 | 0 | 0 | 0 | 0 | 0 | 0 | 0 | 0 | 0 | 0 | 0 | 0 | 0 | 0 | 0 | 0 | 0 | 0 | 0 | 0 | 0 | 0 | 0 | 0 | 0 | 0 | 0 | 0 | 0 | 0 | 0 | 0 | 0 | 0 | 0 | 0 | 0 | 0 | 0 | 0 | 0 | 0 | 0 | 0 | 0 | 0 | 0 | 0 | 0 | 0 | 0 | 0 | 0 | 0 | 0 | 0 | 0 | 0 | 0 | 0 | 0 | 0 | 0 | 0 | 0 | 0 | 0 | 0 | 0 | 0 | 0 | 0 | 0 | 0 | 0 | 0 | 0 | 0 | 0 | 0 | 0 | 0 | 0 | 0 | 0 | 0 | 0 | 0 | 0 | 0 | 0 | 0 | 0 | 0 | 0 | 0 | 0 | 0 | 0 | 0 | 0 | 0 | 0 | 0 | 0 | 0 | 0 | 0 | 0 | 0 | 0 | 0 | 0 | 0 | 0 | 0 | 0 | 0 | 0 | 0 | 0 | 0 | 0 | 0 | 0 | 0 | 0 | 0 | 0 | 0 | 0 | 0 | 0 | 0 | 0 | 0 | 0 | 0 | 0 | 0 | 0 | 0 | 0 | 0 | 0 | 0 | 0 | 0 | 0 | 0 | 0 | 0 | 0 | 0 | 0 | 0 | 0 | 0 | 0 | 0 | 0 | 0 | 0 | 0 | 0 | 0 | 0 | 0 | 0 | 0 | 0 | 0 | 0 | 0 | 0 | 0 | 0 | 0 | 0 | 0 | 0 | 0 | 0 | 0 | 0 | 0 | 0 | 0 | 0 | 0 | 0 | 0 | 0 | 0 | 0 | 0 | 0 | 0 | 0 | 0 | 0 | 0 | 0 | 0 | 0 | 0 | 0 | 0 | 0 | 0 | 0 | 0 | 0 | 0 | 0 | 0 | 0 | 0 | 0 | 0 | 0 | 0 | 0 | 0 | 0 | 0 | 0 | 0 | 0 | 0 | 0 | 0 | 0 | 0 | 0 | 0 | 0 | 0 | 0 | 0 | 0 | 0 | 0 | 0 | 0 | 0 | 0 | 0 | 0 | 0 | 0 | 0 | 0 | 0 | 0 | 0 | 0 | 0 | 0 | 0 | 0 | 0 | 0 | 0 | 0 | 0 | 0 | 0 | 0 | 0 | 0 | 0 | 0 | 0 | 0 | 0 | 0 | 0 | 0 | 0 | 0 | 0 | 0 | 0 | 0 | 0 | 0 | 0 | 0 | 0 | 0 | 0 | 0 | 0 | 0 | 0 | 0 | 0 | 0 | 0 | 0 | 0 | 0 | 0 | 0 | 0 | 0 | 0 | 0 | 0 | 0 | 0 | 0 | 0 | 0 | 0 | 0 | 0 | 0 | 0 | 0 | 0 | 0 | 0 | 0 | 0 | 0 | 0 | 0 | 0 | 0 | 0 | 0 | 0 | 0 | 0 | 0 | 0 | 0 | 0 | 0 | 0 | 0 | 0 | 0 | 0 | 0 | 0 | 0 | 0 | 0 | 0 | 0 | 0 | 0 | 0 | 0 | 0 | 0 | 0 | 0 | 0 | 0 | 0 | 0 | 0 | 0 | 0 | 0 | 0 | 0 | 0 | 0 | 0 | 0 | 0 | 0 | 0 | 0 | 0 | 0 | 0 | 0 | 0 | 0 | 0 | 0 | 0 | 0 | 0 | 0 | 0 | 0 | 0 | 0 | 0 | 0 | 0 | 0 | 0 | 0 | 0 | 0 | 0 | 0 | 0 | 0 | 0 | 0 | 0 | 0 | 0 | 0 | 0 | 0 | 0 | 0 | 0 | 0 | 0 | 0 | 0 | 0 | 0 | 0 | 0 | 0 | 0 | 0 | 0 | 0 | 0 | 0 | 0 | 0 | 0 | 0 | 0 | 0 | 0 | 0 | 0 | 0 | 0 | 0 | 0 | 0 | 0 | 0 | 0 | 0 | 0 | 0 | 0 | 0 | 0 | 0 | 0 | 0 | 0 | 0 | 0 | 0 | 0 | 0 | 0 | 0 | 0 | 0 | 0 | 0 | 0 | 0 | 0 | 0 | 0 | 0 | 0 | 0 | 0 | 0 | 0 | 0 | 0 | 0 | 0 | 0 | 0 | 0 | 0 | 0 | 0 | 0 | 0 | 0 | 0 | 0 | 0 | 0 | 0 | 0 | 0 | 0 | 0 | 0 | 0 | 0 | 0 | 0 | 0 | 0 | 0 | 0 | 0 | 0 | 0 | 0 | 0 | 0 | 0 | 0 | 0 | 0 | 0 | 0 | 0 | 0 | 0 | 0 | 0 | 0 | 0 | 0 | 0 | 0 | 0 | 0 | 0 | 0 | 0 | 0 | 0 | 0 | 0 | 0 | 0 | 0 | 0 | 0 | 0 | 0 | 0 | 0 | 0 | 0 | 0 | 0 | 0 | 0 | 0 | 0 | 0 | 0 | 0 | 0 | 0 | 0 | 0 | 0 | 0 | 0 | 0 | 0 | 0 | 0 | 0 | 0 | 0 | 0 | 0 | 0 | 0 | 0 | 0 | 0 | 0 | 0 | 0 | 0 | 0 | 0 | 0 | 0 | 0 | 0 | 0 | 0 | 0 | 0 | 0 | 0 | 0 | 0 | 0 | 0 | 0 | 0 | 0 | 0 | 0 | 0 | 0 | 0 | 0 | 0 | 0 | 0 | 0 | 0 | 0 | 0 | 0 | 0 | 0 | 0 | 0 | 0 | 0 | 0 | 0 | 0 | 0 | 0 | 0 | 0 | 0 | 0 | 0 | 0 | 0 | 0 | 0 | 0 | 0 | 0 | 0 | 0 | 0 | 0 | 0 | 0 | 0 | 0 | 0 | 0 | 0 | 0 | 0 | 0 | 0 | 0 | 0 | 0 | 0 | 0 | 0 | 0 | 0 | 0 | 0 | 0 | 0 | 0 | 0 | 0 | 0 | 0 | 0 | 0 | 0 | 0 | 0 | 0 | 0 | 0 | 0 | 0 | 0 | 0 | 0 | 0 | 0 | 0 | 0 | 0 | 0 | 0 | 0 | 0 | 0 | 0 | 0 | 0 | 0 | 0 | 0 | 0 | 0 | 0 | 0 | 0 | 0 | 0 | 0 | 0 | 0 | 0 | 0 | 0 | 0 | 0 | 0 | 0 | 0 | 0 | 0 | 0 | 0 | 0 | 0 | 0 | 0 | 0 | 0 | 0 | 0 | 0 | 0 | 0 | 0 | 0 | 0 | 0 | 0 | 0 | 0 | 0 | 0 | 0 | 0 | 0 | 0 | 0 | 0 | 0 | 0 | 0 | 0 | 0 | 0 | 0 | 0 | 0 | 0 | 0 | 0 | 0 | 0 | 0 | 0 | 0 | 0 | 0 | 0 | 0 | 0 | 0 | 0 | 0 | 0 | 0 | 0 | 0 | 0 | 0 | 0 | 0 | 0 | 0 | 0 | 0 | 0 | 0 | 0 | 0 | 0 | 0 | 0 | 0 | 0 | 0 | 0 | 0 | 0 | 0 | 0 | 0 | 0 | 0 | 0 | 0 | 0 | 0 | 0 | 0 | 0 | 0 | 0 | 0 | 0 | 0 | 0 | 0 | 0 | 0 | 0 | 0 | 0 | 0 | 0 | 0 | 0 | 0 | 0 | 0 | 0 | 0 | 0 | 0 | 0 | 0 | 0 | 0 | 0 | 0 | 0 | 0 | 0 | 0 | 0 | 0 | 0 | 0 | 0 | 0 | 0 | 0 | 0 | 0 | 0 | 0 | 0 | 0 | 0 | 0 | 0 | 0 | 0 | 0 | 0 | 0 | 0 | 0 | 0 | 0 | 0 | 0 | 0 | 0 | 0 | 0 | 0 | 0 | 0 | 0 | 0 | 0 | 0 | 0 | 0 | 0 | 0 | 0 | 0 | 0 | 0 | 0 | 0 | 0 | 0 | 0 | 0 | 0 | 0 | 0 | 0 | 0 | 0 | 0 | 0 | 0 | 0 | 0 | 0 | 0 | 0 | 0 | 0 | 0 | 0 | 0 | 0 | 0 | 0 | 0 | 0 | 0 | 0 | 0 | 0 | 0 | 0 | 0 | 0 | 0 | 0 | 0 | 0 | 0 | 0 | 0 | 0 | 0 | 0 | 0 | 0 | 0 | 0 | 0 | 0 | 0 | 0 | 0 | 0 | 0 | 0 | 0 | 0 | 0 | 0 | 0 | 0 | 0 | 0 | 0 | 0 | 0 | 0 | 0 | 0 | 0 | 0 | 0 | 0 | 0 | 0 | 0 | 0 | 0 | 0 | 0 | 0 | 0 | 0 | 0 | 0 | 0 | 0 | 0 | 0 | 0 | 0 | 0 | 0 | 0 | 0 | 0 | 0 | 0 | 0 | 0 | 0 | 0 | 0 | 0 | 0 | 0 | 0 | 0 | 0 | 0 | 0 | 0 | 0 | 0 | 0 | 0 | 0 | 0 | 0 | 0 | 0 | 0 | 0 | 0 | 0 | 0 | 0 | 0 | 0 | 0 | 0 | 0 | 0 | 0 | 0 | 0 | 0 | 0 | 0 | 0 | 0 | 0 | 0 | 0 | 0 | 0 | 0 | 0 | 0 | 0 | 0 | 0 | 0 | 0 | 0 | 0 | 0 | 0 | 0 | 0 | 0 | 0 | 0 | 0 | 0 | 0 | 0 | 0 | 0 | 0 | 0 | 0 | 0 | 0 | 0 | 0 | 0 | 0 | 0 | 0 | 0 | 0 | 0 | 0 | 0 | 0 | 0 | 0 | 0 | 0 | 0 | 0 | 0 | 0 | 0 | 0 | 0 | 0 | 0 | 0 | 0 | 0 | 0 | 0 | 0 | 0 | 0 | 0 | 0 | 0 | 0 | 0 | 0 | 0 | 0 | 0 | 0 | 0 | 0 | 0 | 0 | 0 | 0 | 0 | 0 | 0 | 0 | 0 | 0 | 0 | 0 | 0 | 0 | 0 | 0 | 0 | 0 | 0 | 0 | 0 | 0 | 0 | 0 | 0 | 0 | 0 | 0 | 0 | 0 | 0 | 0 | 0 | 0 | 0 | 0 | 0 | 0 | 0 | 0 | 0 | 0 | 0 | 0 | 0 | 0 | 0 | 0 | 0 | 0 | 0 | 0 | 0 | 0 | 0 | 0 | 0 | 0 | 0 | 0 | 0 | 0 | 0 | 0 | 0 | 0 | 0 | 0 | 0 | 0 | 0 | 0 | 0 | 0 | 0 | 0 | 0 | 0 | 0 | 0 | 0 | 0 | 0 | 0 | 0 | 0 | 0 | 0 | 0 | 0 | 0 | 0 | 0 | 0 | 0 | 0 | 0 | 0 | 0 | 0 | 0 | 0 | 0 | 0 | 0 | 0 | 0 | 0 | 0 | 0 | 0 | 0 | 0 | 0 | 0 | 0 | 0 | 0 | 0 | 0 | 0 | 0 | 0 | 0 | 0 | 0 | 0 | 0 | 0 | 0 | 0 | 0 | 0 | 0 | 0 | 0 | 0 | 0 | 0 | 0 | 0 | 0 | 0 | 0 | 0 | 0 | 0 | 0 | 0 | 0 | 0 | 0 | 0 | 0 | 0 | 0 | 0 | 0 | 0 | 0 | 0 | 0 | 0 | 0 | 0 | 0 | 0 | 0 | 0 | 0 | 0 | 0 | 0 | 0 | 0 | 0 | 0 | 0 | 0 | 0 | 0 | 0 | 0 | 0 | 0 | 0 | 0 | 0 | 0 | 0 | 0 | 0 | 0 | 0 | 0 | 0 | 0 | 0 | 0 | 0 | 0 | 0 | 0 | 0 | 0 | 0 | 0 | 0 | 0 | 0 | 0 | 0 | 0 | 0 | 0 | 0 | 0 | 0 | 0 | 0 | 0 | 0 | 0 | 0 | 0 | 0 | 0 | 0 | 0 | 0 | 0 | 0 | 0 | 0 | 0 | 0 | 0 | 0 | 0 | 0 | 0 | 0 | 0 | 0 | 0 | 0 | 0 | 0 | 0 | 0 | 0 | 0 | 0 | 0 | 0 | 0 | 0 | 0 | 0 | 0 | 0 | 0 | 0 | 0 | 0 | 0 | 0 | 0 | 0 | 0 | 0 | 0 | 0 | 0 | 0 | 0 | 0 | 0 | 0 | 0 | 0 | 0 | 0 | 0 | 0 | 0 | 0 | 0 | 0 | 0 | 0 | 0 | 0 | 0 | 0 | 0 | 0 | 0 | 0 | 0 | 0 | 0 | 0 | 0 | 0 | 0 | 0 | 0 | 0 | 0 | 0 | 0 | 0 | 0 | 0 | 0 | 0 | 0 | 0 | 0 | 0 | 0 | 0 | 0 | 0 | 0 | 0 | 0 | 0 | 0 | 0 | 0 | 0 | 0 | 0 | 0 | 0 | 0 | 0 | 0 | 0 | 0 | 0 | 0 | 0 | 0 | 0 | 0 | 0 | 0 | 0 | 0 | 0 | 0 | 0 | 0 | 0 | 0 | 0 | 0 | 0 | 0 | 0 | 0 | 0 | 0 | 0 | 0 | 0 | 0 | 0 | 0 | 0 | 0 | 0 | 0 | 0 | 0 | 0 | 0 | 0 | 0 | 0 | 0 | 0 | 0 | 0 | 0 | 0 | 0 | 0 | 0 | 0 | 0 | 0 | 0 | 0 | 0 | 0 | 0 | 0 | 0 | 0 | 0 | 0 | 0 | 0 | 0 | 0 | 0 | 0 | 0 | 0 | 0 | 0 | 0 | 0 | 0 | 0 | 0 | 0 | 0 | 0 | 0 | 0 | 0 | 0 | 0 | 0 | 0 | 0 | 0 | 0 | 0 | 0 | 0 | 0 | 0 | 0 | 0 | 0 | 0 | 0 | 0 | 0 | 0 | 0 | 0 | 0 | 0 | 0 | 0 | 0 | 0 | 0 | 0 | 0 | 0 | 0 | 0 | 0 | 0 | 0 | 0 | 0 | 0 | 0 | 0 | 0 | 0 | 0 | 0 | 0 | 0 | 0 | 0 | 0 | 0 | 0 | 0 | 0 | 0 | 0 | 0 | 0 | 0 | 0 | 0 | 0 | 0 | 0 | 0 | 0 | 0 | 0 | 0 | 0 | 0 | 0 | 0 | 0 | 0 | 0 | 0 | 0 | 0 | 0 | 0 | 0 | 0 | 0 | 0 | 0 | 0 | 0 | 0 | 0 | 0 | 0 | 0 | 0 | 0 | 0 | 0 | 0 | 0 | 0 | 0 | 0 | 0 | 0 | 0 | 0 | 0 | 0 | 0 | 0 | 0 | 0 | 0 | 0 | 0 | 0 | 0 | 0 | 0 | 0 | 0 | 0 | 0 | 0 | 0 | 0 | 0 | 0 | 0 | 0 | 0 | 0 | 0 | 0 | 0 | 0 | 0 | 0 | 0 | 0 | 0 | 0 | 0 | 0 | 0 | 0 | 0 | 0 | 0 | 0 | 0 | 0 | 0 | 0 | 0 | 0 | 0 | 0 | 0 | 0 | 0 | 0 | 0 | 0 | 0 | 0 | 0 | 0 | 0 | 0 | 0 | 0 | 0 | 0 | 0 | 0 | 0 | 0 | 0 | 0 | 0 | 0 | 0 | 0 | 0 | 0 | 0 | 0 | 0 | 0 | 0 | 0 | 0 | 0 | 0 | 0 | 0 | 0 | 0 | 0 | 0 | 0 | 0 | 0 | 0 | 0 | 0 | 0 | 0 | 0 | 0 | 0 | 0 | 0 | 0 | 0 | 0 | 0 | 0 | 0 | 0 | 0 | 0 | 0 | 0 | 0 | 0 | 0 | 0 | 0 | 0 | 0 | 0 | 0 | 0 | 0 | 0 | 0 | 0 | 0 | 0 | 0 | 0 | 0 | 0 | 0 | 0 | 0 | 0 | 0 | 0 | 0 | 0 | 0 | 0 | 0 | 0 | 0 | 0 | 0 | 0 | 0 | 0 | 0 | 0 | 0 | 0 | 0 | 0 | 0 | 0 | 0 | 0 | 0 | 0 | 0 | 0 | 0 | 0 | 0 | 0 | 0 | 0 | 0 | 0 | 0 | 0 | 0 | 0 | 0 | 0 | 0 | 0 | 0 | 0 | 0 | 0 | 0 | 0 | 0 | 0 | 0 | 0 | 0 | 0 | 0 | 0 | 0 | 0 | 0 | 0 | 0 | 0 | 0 | 0 | 0 | 0 | 0 | 0 | 0 | 0 | 0 | 0 | 0 | 0 | 0 | 0 | 0 | 0 | 0 | 0 | 0 | 0 | 0 | 0 | 0 | 0 | 0 | 0 | 0 | 0 | 0 | 0 | 0 | 0 | 0 | 0 | 0 | 0 | 0 | 0 | 0 | 0 | 0 | 0 | 0 | 0 | 0 | 0 | 0 | 0 | 0 | 0 | 0 | 0 | 0 | 0 | 0 | 0 | 0 | 0 | 0 | 0 | 0 | 0 | 0 | 0 | 0 | 0 | 0 | 0 | 0 | 0 | 0 | 0 | 0 | 0 | 0 | 0 | 0 | 0 | 0 | 0 | 0 | 0 | 0 | 0 | 0 | 0 | 0 | 0 | 0 | 0 | 0 | 0 | 0 | 0 | 0 | 0 | 0 | 0 | 0 | 0 | 0 | 0 | 0 | 0 | 0 | 0 | 0 | 0 | 0 | 0 | 0 | 0 | 0 | 0 | 0 | 0 | 0 | 0 | 0 | 0 | 0 | 0 | 0 | 0 | 0 | 0 | 0 | 0 | 0 | 0 | 0 | 0 | 0 | 0 | 0 | 0 | 0 | 0 | 0 | 0 | 0 | 0 | 0 | 0 | 0 | 0 | 0 | 0 | 0 | 0 | 0 | 0 | 0 | 0 | 0 | 0 | 0 | 0 | 0 | 0 | 0 | 0 | 0 | 0 | 0 | 0 | 0 | 0 | 0 | 0 | 0 | 0 | 0 | 0 | 0 | 0 | 0 | 0 | 0 | 0 | 0 | 0 | 0 | 0 | 0 | 0 | 0 | 0 | 0 | 0 | 0 | 0 | 0 | 0 | 0 | 0 | 0 | 0 | 0 | 0 | 0 | 0 | 0 | 0 | 0 | 0 | 0 | 0 | 0 | 0 | 0 | 0 | 0 | 0 | 0 | 0 | 0 | 0 | 0 | 0 | 0 | 0 | 0 | 0 | 0 | 0 | 0 | 0 | 0 | 0 | 0 | 0 | 0 | 0 | 0 | 0 | 0 | 0 | 0 | 0 | 0 | 0 | 0 | 0 | 0 | 0 | 0 | 0 | 0 | 0 | 0 | 0 | 0 | 0 | 0 | 0 | 0 | 0 | 0 | 0 | 0 | 0 | 0 | 0 | 0 | 0 | 0 | 0 | 0 | 0 | 0 | 0 | 0 | 0 | 0 | 0 | 0 | 0 | 0 | 0 | 0 | 0 | 0 | 0 | 0 | 0 | 0 | 0 | 0 | 0 | 0 | 0 | 0 | 0 | 0 | 0 | 0 | 0 | 0 | 0 | 0 | 0 | 0 | 0 | 0 | 0 | 0 | 0 | 0 | 0 | 0 | 0 | 0 | 0 | 0 | 0 | 0 | 0 | 0 | 0 | 0 | 0 | 0 | 0 | 0 | 0 | 0 | 0 | 0 | 0 | 0 | 0 | 0 | 0 | 0 | 0 | 0 | 0 | 0 | 0 | 0 | 0 | 0 | 0 | 0 | 0 | 0 | 0 | 0 | 0 | 0 | 0 | 0 | 0 | 0 | 0 | 0 | 0 | 0 | 0 | 0 | 0 | 0 | 0 | 0 | 0 | 0 | 0 | 0 | 0 | 0 | 0 | 0 | 0 | 0 | 0 | 0 | 0 | 0 | 0 | 0 | 0 | 0 | 0 | 0 | 0 | 0 | 0 | 0 | 0 | 0 | 0 | 0 | 0 | 0 | 0 | 0 | 0 | 0 | 0 | 0 | 0 | 0 | 0 | 0 | 0 | 0 | 0 | 0 | 0 | 0 | 0 | 0 | 0 | 0 | 0 | 0 | 0 | 0 | 0 | 0 | 0 | 0 | 0 | 0 | 0 | 0 | 0 | 0 | 0 | 0 | 0 | 0 | 0 | 0 | 0 | 0 | 0 | 0 | 0 | 0 | 0 | 0 | 0 | 0 | 0 | 0 | 0 | 0 | 0 | 0 | 0 | 0 | 0 | 0 | 0 | 0 | 0 | 0 | 0 | 0 | 0 | 0 | 0 | 0 | 0 | 0 | 0 | 0 | 0 | 0 | 0 | 0 | 0 | 0 | 0 | 0 | 0 | 0 | 0 | 0 | 0 | 0 | 0 | 0 | 0 | 0 | 0 | 0 | 0 | 0 | 0 | 0 | 0 | 0 | 0 | 0 | 0 | 0 | 0 | 0 | 0 | 0 | 0 | 0 | 0 | 0 | 0 | 0 | 0 | 0 | 0 | 0 | 0 | 0 | 0 | 0 | 0 | 0 | 0 | 0 | 0 | 0 | 0 | 0 | 0 | 0 | 0 | 0 | 0 | 0 | 0 | 0 | 0 | 0 | 0 | 0 | 0 | 0 | 0 | 0 | 0 | 0 | 0 | 0 | 0 | 0 | 0 | 0 | 0 | 0 | 0 | 0 | 0 | 0 | 0 | 0 | 0 | 0 | 0 | 0 | 0 | 0 | 0 | 0 | 0 | 0 | 0 | 0 | 0 | 0 | 0 | 0 | 0 | 0 | 0 | 0 | 0 | 0 | 0 | 0 | 0 | 0 | 0 | 0 | 0 | 0 | 0 | 0 | 0 | 0 | 0 | 0 | 0 | 0 | 0 | 0 | 0 | 0 | 0 | 0 | 0 | 0 | 0 | 0 | 0 | 0 | 0 | 0 | 0 | 0 | 0 | 0 | 0 | 0 | 0 | 0 | 0 | 0 | 0 | 0 | 0 | 0 | 0 | 0 | 0 | 0 | 0 | 0 | 0 | 0 | 0 | 0 | 0 | 0 | 0 | 0 | 0 | 0 | 0 | 0 | 0 | 0 | 0 | 0 | 0 | 0 | 0 | 0 | 0 | 0 | 0 | 0 | 0 | 0 | 0 | 0 | 0 | 0 | 0 | 0 | 0 | 0 | 0 | 0 | 0 | 0 | 0 | 0 | 0 | 0 | 0 | 0 | 0 | 0 | 0 | 0 | 0 | 0 | 0 | 0 | 0 | 0 | 0 | 0 | 0 | 0 | 0 | 0 | 0 | 0 | 0 | 0 | 0 | 0 | 0 | 0 | 0 | 0 | 0 | 0 | 0 | 0 | 0 | 0 | 0 | 0 | 0 | 0 | 0 | 0 | 0 | 0 | 0 | 0 | 0 | 0 | 0 | 0 | 0 | 0 | 0 | 0 | 0 | 0 | 0 | 0 | 0 | 0 | 0 | 0 | 0 | 0 | 0 | 0 | 0 | 0 | 0 | 0 | 0 | 0 | 0 | 0 | 0 | 0 | 0 | 0 | 0 | 0 | 0 | 0 | 0 | 0 | 0 | 0 | 0 | 0 | 0 | 0 | 0 | 0 | 0 | 0 | 0 | 0 | 0 | 0 | 0 | 0 | 0 | 0 | 0 | 0 | 0 | 0 | 0 | 0 | 0 | 0 | 0 | 0 | 0 | 0 | 0 | 0 | 0 | 0 | 0 | 0 | 0 | 0 | 0 | 0 | 0 | 0 | 0 | 0 | 0 | 0 | 0 | 0 | 0 | 0 | 0 | 0 | 0 | 0 | 0 | 0 | 0 | 0 | 0 | 0 | 0 | 0 | 0 | 0 | 0 | 0 | 0 | 0 | 0 | 0 | 0 | 0 | 0 | 0 | 0 | 0 | 0 | 0 | 0 | 0 | 0 | 0 | 0 | 0 | 0 | 0 | 0 | 0 | 0 | 0 | 0 | 0 | 0 | 0 | 0 | 0 | 0 | 0 | 0 | 0 | 0 | 0 | 0 | 0 | 0 | 0 | 0 | 0 | 0 | 0 | 0 | 0 | 0 | 0 | 0 | 0 | 0 | 0 | 0 | 0 | 0 | 0 | 0 | 0 | 0 | 0 | 0 | 0 | 0 | 0 | 0 | 0 | 0 | 0 | 0 | 0 | 0 | 0 | 0 | 0 | 0 | 0 | 0 | 0 | 0 | 0 | 0 | 0 | 0 | 0 | 0 | 0 | 0 | 0 | 0 | 0 | 0 | 0 | 0 | 0 | 0 | 0 | 0 | 0 | 0 | 0 | 0 | 0 | 0 | 0 | 0 | 0 | 0 | 0 | 0 | 0 | 0 | 0 | 0 | 0 | 0 | 0 | 0 | 0 | 0 | 0 | 0 | 0 | 0 | 0 | 0 | 0 | 0 | 0 | 0 | 0 | 0 | 0 | 0 | 0 | 0 | 0 | 0 | 0 | 0 | 0 | 0 | 0 | 0 | 0 | 0 | 0 | 0 | 0 | 0 | 0 | 0 | 0 | 0 | 0 | 0 | 0 | 0 | 0 | 0 | 0 | 0 | 0 | 0 | 0 | 0 | 0 | 0 | 0 | 0 | 0 | 0 | 0 | 0 | 0 | 0 | 0 | 0 | 0 | 0 | 0 | 0 | 0 | 0 | 0 | 0 | 0 | 0 | 0 | 0 | 0 | 0 | 0 | 0 | 0 | 0 | 0 | 0 | 0 | 0 | 0 | 0 | 0 | 0 | 0 | 0 | 0 | 0 | 0 | 0 | 0 | 0 | 0 | 0 | 0 | 0 | 0 | 0 | 0 | 0 | 0 | 0 | 0 | 0 | 0 | 0 | 0 | 0 | 0 | 0 | 0 | 0 | 0 | 0 | 0 | 0 | 0 | 0 | 0 | 0 | 0 | 0 | 0 | 0 | 0 | 0 | 0 | 0 | 0 | 0 | 0 | 0 | 0 | 0 | 0 | 0 | 0 | 0 | 0 | 0 | 0 | 0 | 0 | 0 | 0 | 0 | 0 | 0 | 0 | 0 | 0 | 0 | 0 | 0 | 0 | 0 | 0 | 0 | 0 | 0 | 0 | 0 | 0 | 0 | 0 | 0 | 0 | 0 | 0 | 0 | 0 | 0 | 0 | 0 | 0 | 0 | 0 | 0 | 0 | 0 | 0 | 0 | 0 | 0 | 0 | 0 | 0 | 0 | 0 | 0 | 0 | 0 | 0 | 0 | 0 | 0 | 0 | 0 | 0 | 0 | 0 | 0 | 0 | 0 | 0 | 0 | 0 | 0 | 0 | 0 | 0 | 0 | 0 | 0 | 0 | 0 | 0 | 0 | 0 | 0 | 0 | 0 | 0 | 0 | 0 | 0 | 0 | 0 | 0 | 0 | 0 | 0 | 0 | 0 | 0 | 0 | 0 | 0 | 0 | 0 | 0 | 0 | 0 | 0 | 0 | 0 | 0 | 0 | 0 | 0 | 0 | 0 | 0 | 0 | 0 | 0 | 0 | 0 | 0 | 0 | 0 | 0 | 0 | 0 | 0 | 0 | 0 | 0 | 0 | 0 | 0 | 0 | 0 | 0 | 0 | 0 | 0 | 0 | 0 | 0 | 0 | 0 | 0 | 0 | 0 | 0 | 0 | 0 | 0 | 0 | 0 | 0 | 0 | 0 | 0 | 0 | 0 | 0 | 0 | 0 | 0 | 0 | 0 | 0 | 0 | 0 | 0 | 0 | 0 | 0 | 0 | 0 | 0 | 0 | 0 | 0 | 0 | 0 | 0 | 0 | 0 | 0 | 0 | 0 | 0 | 0 | 0 | 0 | 0 | 0 | 0 | 0 | 0 | 0 | 0 | 0 | 0 | 0 | 0 | 0 | 0 | 0 | 0 | 0 | 0 | 0 | 0 | 0 | 0 | 0 | 0 | 0 | 0 | 0 | 0 | 0 | 0 | 0 | 0 | 0 | 0 | 0 | 0 | 0 | 0 | 0 | 0 | 0 | 0 | 0 | 0 | 0 | 0 | 0 | 0 | 0 | 0 | 0 | 0 | 0 | 0 | 0 | 0 | 0 | 0 | 0 | 0 | 0 | 0 | 0 | 0 | 0 | 0 | 0 | 0 | 0 | 0 | 0 | 0 | 0 | 0 | 0 | 0 | 0 | 0 | 0 | 0 | 0 | 0 | 0 | 0 | 0 | 0 | 0 | 0 | 0 | 0 | 0 | 0 | 0 | 0 | 0 | 0 | 0 | 0 | 0 | 0 | 0 | 0 | 0 | 0 | 0 | 0 | 0 | 0 | 0 | 0 | 0 | 0 | 0 | 0 | 0 | 0 | 0 | 0 | 0 | 0 | 0 | 0 | 0 | 0 | 0 | 0 | 0 | 0 | 0 | 0 | 0 | 0 | 0 | 0 | 0 | 0 | 0 | 0 | 0 | 0 | 0 | 0 | 0 | 0 | 0 | 0 | 0 | 0 | 0 | 0 | 0 | 0 | 0 | 0 | 0 | 0 | 0 | 0 | 0 | 0 | 0 | 0 | 0 | 0 | 0 | 0 | 0 | 0 | 0 | 0 | 0 | 0 | 0 | 0 | 0 | 0 | 0 | 0 | 0 | 0 | 0 | 0 | 0 | 0 | 0 | 0 | 0 | 0 | 0 | 0 | 0 | 0 | 0 | 0 | 0 | 0 | 0 | 0 | 0 | 0 | 0 | 0 | 0 | 0 | 0 | 0 | 0 | 0 | 0 | 0 | 0 | 0 | 0 | 0 | 0 | 0 | 0 | 0 | 0 | 0 | 0 | 0 | 0 | 0 | 0 | 0 | 0 | 0 | 0 | 0 | 0 | 0 | 0 | 0 | 0 | 0 | 0 | 0 | 0 | 0 | 0 | 0 | 0 | 0 | 0 | 0 | 0 | 0 | 0 | 0 | 0 | 0 | 0 | 0 | 0 | 0 | 0 | 0 | 0 | 0 | 0 | 0 | 0 | 0 | 0 | 0 | 0 | 0 | 0 | 0 | 0 | 0 | 0 | 0 | 0 | 0 | 0 | 0 | 0 | 0 | 0 | 0 | 0 | 0 | 0 | 0 | 0 | 0 | 0 | 0 | 0 | 0 | 0 | 0 | 0 | 0 | 0 | 0 | 0 | 0 | 0 | 0 | 0 | 0 | 0 | 0 | 0 | 0 | 0 | 0 | 0 | 0 | 0 | 0 | 0 | 0 | 0 | 0 | 0 | 0 | 0 | 0 | 0 | 0 | 0 | 0 | 0 | 0 | 0 | 0 | 0 | 0 | 0 | 0 | 0 | 0 | 0 | 0 | 0 | 0 | 0 | 0 | 0 | 0 | 0 | 0 | 0 | 0 | 0 | 0 | 0 | 0 | 0 | 0 | 0 | 0 | 0 | 0 | 0 | 0 | 0 | 0 | 0 | 0 | 0 | 0 | 0 | 0 | 0 | 0 | 0 | 0 | 0 | 0 | 0 | 0 | 0 | 0 | 0 | 0 | 0 | 0 | 0 | 0 | 0 | 0 | 0 | 0 | 0 | 0 | 0 | 0 | 0 | 0 | 0 | 0 | 0 | 0 | 0 | 0 | 0 | 0 | 0 | 0 | 0 | 0 | 0 | 0 | 0 | 0 | 0 | 0 | 0 | 0 | 0 | 0 | 0 | 0 | 0 | 0 | 0 | 0 | 0 | 0 | 0 | 0 | 0 | 0 | 0 | 0 | 0 | 0 | 0 | 0 | 0 | 0 | 0 | 0 | 0 | 0 | 0 | 0 | 0 | 0 | 0 | 0 | 0 | 0 | 0 | 0 | 0 | 0 | 0 | 0 | 0 | 0 | 0 | 0 | 0 | 0 | 0 | 0 | 0 | 0 | 0 | 0 | 0 | 0 | 0 | 0 | 0 | 0 | 0 | 0 | 0 | 0 | 0 | 0 | 0 | 0 | 0 | 0 | 0 | 0 | 0 | 0 | 0 | 0 | 0 | 0 | 0 | 0 | 0 | 0 | 0 | 0 | 0 | 0 | 0 | 0 | 0 | 0 | 0 | 0 | 0 | 0 | 0 | 0 | 0 | 0 | 0 | 0 | 0 | 0 | 0 | 0 | 0 | 0 | 0 | 0 | 0 | 0 | 0 | 0 | 0 | 0 | 0 | 0 | 0 | 0 | 0 | 0 | 0 | 0 | 0 | 0 | 0 | 0 | 0 | 0 | 0 | 0 | 0 | 0 | 0 | 0 | 0 | 0 | 0 | 0 | 0 | 0 | 0 | 0 | 0 | 0 | 0 | 0 | 0 | 0 | 0 | 0 | 0 | 0 | 0 | 0 | 0 | 0 | 0 | 0 | 0 | 0 | 0 | 0 | 0 | 0 | 0 | 0 | 0 | 0 | 0 | 0 | 0 | 0 | 0 | 0 | 0 | 0 | 0 | 0 | 0 | 0 | 0 | 0 | 0 | 0 | 0 | 0 | 0 | 0 | 0 | 0 | 0 | 0 | 0 | 0 | 0 | 0 | 0 | 0 | 0 | 0 | 0 | 0 | 0 | 0 | 0 | 0 | 0 | 0 | 0 | 0 | 0 | 0 | 0 | 0 | 0 | 0 | 0 | 0 | 0 | 0 | 0 | 0 | 0 | 0 | 0 | 0 | 0 | 0 | 0 | 0 | 0 | 0 | 0 | 0 | 0 | 0 | 0 | 0 | 0 | 0 | 0 | 0 | 0 | 0 | 0 | 0 | 0 | 0 | 0 | 0 | 0 | 0 | 0 | 0 | 0 | 0 | 0 | 0 | 0 | 0 | 0 | 0 | 0 | 0 | 0 | 0 | 0 | 0 | 0 | 0 | 0 | 0 | 0 | 0 | 0 | 0 | 0 | 0 | 0 | 0 | 0 | 0 | 0 | 0 | 0 | 0 | 0 | 0 | 0 | 0 | 0 | 0 | 0 | 0 | 0 | 0 | 0 | 0 | 0 | 0 | 0 | 0 | 0 | 0 | 0 | 0 | 0 | 0 | 0 | 0 | 0 | 0 | 0 | 0 | 0 | 0 | 0 | 0 | 0 | 0 | 0 | 0 | 0 | 0 | 0 | 0 | 0 | 0 | 0 | 0 | 0 | 0 | 0 | 0 | 0 | 0 | 0 | 0 | 0 | 0 | 0 | 0 | 0 | 0 | 0 | 0 | 0 | 0 | 0 | 0 | 0 | 0 | 0 | 0 | 0 | 0 | 0 | 0 | 0 | 0 | 0 | 0 | 0 | 0 | 0 | 0 | 0 | 0 | 0 | 0 | 0 | 0 | 0 | 0 | 0 | 0 | 0 | 0 | 0 | 0 | 0 | 0 | 0 | 0 | 0 | 0 | 0 | 0 | 0 | 0 | 0 | 0 | 0 | 0 | 0 | 0 | 0 | 0 | 0 | 0 | 0 | 0 | 0 | 0 | 0 | 0 | 0 | 0 | 0 | 0 | 0 | 0 | 0 | 0 | 0 | 0 | 0 | 0 | 0 | 0 | 0 | 0 | 0 | 0 | 0 | 0 | 0 | 0 | 0 | 0 | 0 | 0 | 0 | 0 | 0 | 0 | 0 | 0 | 0 | 0 | 0 | 0 | 0 | 0 | 0 | 0 | 0 | 0 | 0 | 0 | 0 | 0 | 0 | 0 | 0 | 0 | 0 | 0 | 0 | 0 | 0 | 0 | 0 | 0 | 0 | 0 | 0 | 0 | 0 | 0 | 0 | 0 | 0 | 0 | 0 | 0 | 0 | 0 | 0 | 0 | 0 | 0 | 0 | 0 | 0 | 0 | 0 | 0 | 0 | 0 | 0 | 0 | 0 | 0 | 0 | 0 | 0 | 0 | 0 | 0 | 0 | 0 | 0 | 0 | 0 | 0 | 0 | 0 | 0 | 0 | 0 | 0 | 0 | 0 | 0 | 0 | 0 | 0 | 0 | 0 | 0 | 0 | 0 | 0 | 0 | 0 | 0 | 0 | 0 | 0 | 0 | 0 | 0 | 0 | 0 | 0 | 0 | 0 | 0 | 0 | 0 | 0 | 0 | 0 | 0 | 0 | 0 | 0 | 0 | 0 | 0 | 0 | 0 | 0 | 0 | 0 | 0 | 0 | 0 | 0 | 0 | 0 | 0 | 0 | 0 | 0 | 0 | 0 | 0 | 0 | 0 | 0 | 0 | 0 | 0 | 0 | 0 | 0 | 0 | 0 | 0 | 0 | 0 | 0 | 0 | 0 | 0 | 0 | 0 | 0 | 0 | 0 | 0 | 0 | 0 | 0 | 0 | 0 | 0 | 0 | 0 | 0 | 0 | 0 | 0 | 0 | 0 | 0 | 0 | 0 | 0 | 0 | 0 | 0 | 0 | 0 | 0 | 0 | 0 | 0 | 0 | 0 | 0 | 0 | 0 | 0 | 0 | 0 | 0 | 0 | 0 | 0 | 0 | 0 | 0 | 0 | 0 | 0 | 0 | 0 | 0 | 0 | 0 | 0 | 0 | 0 | 0 | 0 | 0 | 0 | 0 | 0 | 0 | 0 | 0 | 0 | 0 | 0 | 0 | 0 | 0 | 0 | 0 | 0 | 0 | 0 | 0 | 0 | 0 | 0 | 0 | 0 | 0 | 0 | 0 | 0 | 0 | 0 | 0 | 0 | 0 | 0 | 0 | 0 | 0 | 0 | 0 | 0 | 0 | 0 | 0 | 0 | 0 | 0 | 0 | 0 | 0 | 0 | 0 | 0 | 0 | 0 | 0 | 0 | 0 | 0 | 0 | 0 | 0 | 0 | 0 | 0 | 0 | 0 | 0 | 0 | 0 | 0 | 0 | 0 | 0 | 0 | 0 | 0 | 0 | 0 | 0 | 0 | 0 | 0 | 0 | 0 | 0 | 0 | 0 | 0 | 0 | 0 | 0 | 0 | 0 | 0 | 0 | 0 | 0 | 0 | 0 | 0 | 0 | 0 | 0 | 0 | 0 | 0 | 0 | 0 | 0 | 0 | 0 | 0 | 0 | 0 | 0 | 0 | 0 | 0 | 0 | 0 | 0 | 0 | 0 | 0 | 0 | 0 | 0 | 0 | 0 | 0 | 0 | 0 | 0 | 0 | 0 | 0 | 0 | 0 | 0 | 0 | 0 | 0 | 0 | 0 | 0 | 0 | 0 | 0 | 0 | 0 | 0 | 0 | 0 | 0 | 0 | 0 | 0 | 0 | 0 | 0 | 0 | 0 | 0 | 0 | 0 | 0 | 0 | 0 | 0 | 0 | 0 | 0 | 0 | 0 | 0 | 0 | 0 | 0 | 0 | 0 | 0 | 0 | 0 | 0 | 0 | 0 | 0 | 0 | 0 | 0 | 0 | 0 | 0 | 0 | 0 | 0 | 0 | 0 | 0 | 0 | 0 | 0 | 0 | 0 | 0 | 0 | 0 | 0 | 0 | 0 | 0 | 0 | 0 | 0 | 0 | 0 | 0 | 0 | 0 | 0 | 0 | 0 | 0 | 0 | 0 | 0 | 0 | 0 | 0 | 0 | 0 | 0 | 0 | 0 | 0 | 0 | 0 | 0 | 0 | 0 | 0 | 0 | 0 | 0 | 0 | 0 | 0 | 0 | 0 | 0 | 0 | 0 | 0 | 0 | 0 | 0 | 0 | 0 | 0 | 0 | 0 | 0 | 0 | 0 | 0 | 0 | 0 | 0 | 0 | 0 | 0 | 0 | 0 | 0 | 0 | 0 | 0 | 0 | 0 | 0 | 0 | 0 | 0 | 0 | 0 | 0 | 0 | 0 | 0 | 0 | 0 | 0 | 0 | 0 | 0 | 0 | 0 | 0 | 0 | 0 | 0 | 0 | 0 | 0 | 0 | 0 | 0 | 0 | 0 | 0 | 0 | 0 | 0 | 0 | 0 | 0 | 0 | 0 | 0 | 0 | 0 | 0 | 0 | 0 | 0 | 0 | 0 | 0 | 0 | 0 | 0 | 0 | 0 | 0 | 0 | 0 | 0 | 0 | 0 | 0 | 0 | 0 | 0 | 0 | 0 | 0 | 0 | 0 | 0 | 0 | 0 | 0 | 0 | 0 | 0 | 0 | 0 | 0 | 0 | 0 | 0 | 0 | 0 | 0 | 0 | 0 | 0 | 0 | 0 | 0 | 0 | 0 | 0 | 0 | 0 | 0 | 0 | 0 | 0 | 0 | 0 | 0 | 0 | 0 | 0 | 0 | 0 | 0 | 0 | 0 | 0 | 0 | 0 | 0 | 0 | 0 | 0 | 0 | 0 | 0 | 0 | 0 | 0 | 0 | 0 | 0 | 0 | 0 | 0 | 0 | 0 | 0 | 0 | 0 | 0 | 0 | 0 | 0 | 0 | 0 | 0 | 0 | 0 | 0 | 0 | 0 | 0 | 0 | 0 | 0 | 0 | 0 | 0 | 0 | 0 | 0 | 0 | 0 | 0 | 0 | 0 | 0 | 0 | 0 | 0 | 0 | 0 | 0 | 0 | 0 | 0 | 0 | 0 | 0 | 0 | 0 | 0 | 0 | 0 | 0 | 0 | 0 | 0 | 0 | 0 | 0 | 0 | 0 | 0 | 0 | 0 | 0 | 0 | 0 | 0 | 0 | 0 | 0 | 0 | 0 | 0 | 0 | 0 | 0 | 0 | 0 | 0 | 0 | 0 | 0 | 0 | 0 | 0 | 0 | 0 | 0 | 0 | 0 | 0 | 0 | 0 | 0 | 0 | 0 | 0 | 0 | 0 | 0 | 0 | 0 | 0 | 0 | 0 | 0 | 0 | 0 | 0 | 0 | 0 | 0 | 0 | 0 | 0 | 0 | 0 | 0 | 0 | 0 | 0 | 0 | 0 | 0 | 0 | 0 | 0 | 0 | 0 | 0 | 0 | 0 | 0 | 0 | 0 | 0 | 0 | 0 | 0 | 0 | 0 | 0 | 0 | 0 | 0 | 0 | 0 | 0 | 0 | 0 | 0 | 0 | 0 | 0 | 0 | 0 | 0 | 0 | 0 | 0 | 0 | 0 | 0 | 0 | 0 | 0 | 0 | 0 | 0 | 0 | 0 | 0 | 0 | 0 | 0 | 0 | 0 | 0 | 0 | 0 | 0 | 0 | 0 | 0 | 0 | 0 | 0 | 0 | 0 | 0 | 0 | 0 | 0 | 0 | 0 | 0 | 0 | 0 | 0 | 0 | 0 | 0 | 0 | 0 | 0 | 0 | 0 | 0 | 0 | 0 | 0 | 0 | 0 | 0 | 0 | 0 | 0 | 0 | 0 | 0 | 0 | 0 | 0 | 0 | 0 | 0 | 0 | 0 | 0 | 0 | 0 | 0 | 0 | 0 | 0 | 0 | 0 | 0 | 0 | 0 | 0 | 0 | 0 | 0 | 0 | 0 | 0 | 0 | 0 | 0 | 0 | 0 | 0 | 0 | 0 | 0 | 0 | 0 | 0 | 0 | 0 | 0 | 0 | 0 | 0 | 0 | 0 | 0 | 0 | 0 | 0 | 0 | 0 | 0 | 0 | 0 | 0 | 0 | 0 | 0 | 0 | 0 | 0 | 0 | 0 | 0 | 0 | 0 | 0 | 0 | 0 | 0 | 0 | 0 | 0 | 0 | 0 | 0 | 0 | 0 | 0 | 0 | 0 | 0 | 0 | 0 | 0 | 0 | 0 | 0 | 0 | 0 | 0 | 0 | 0 | 0 | 0 | 0 | 0 | 0 | 0 | 0 | 0 | 0 | 0 | 0 | 0 | 0 | 0 | 0 | 0 | 0 | 0 | 0 | 0 | 0 | 0 | 0 | 0 | 0 | 0 | 0 | 0 | 0 | 0 | 0 | 0 | 0 | 0 | 0 | 0 | 0 | 0 | 0 | 0 | 0 | 0 | 0 | 0 | 0 | 0 | 0 | 0 | 0 | 0 | 0 | 0 | 0 | 0 | 0 | 0 | 0 | 0 | 0 | 0 | 0 | 0
| Cumulative Growth Large Commercial | 10^3M^3/Yr |  | 0 | 0 | 0 | 0 | 0 | 0 | 0 | 0 | 0 | 0 | 0 | 0 | 0 | 0 | 0 | 0 | 0 | 0 | 0 | 0 | 0 | 0 | 0 | 0 | 0 | 0 | 0 | 0 | 0 | 0 | 0 | 0 | 0 | 0 | 0 | 0 | 0 | 0 | 0 | 0 | 0 | 0 | 0 | 0 | 0 | 0 | 0 | 0 | 0 | 0 | 0 | 0 | 0 | 0 | 0 | 0 | 0 | 0 | 0 | 0 | 0 | 0 | 0 | 0 | 0 | 0 | 0 | 0 | 0 | 0 | 0 | 0 | 0 | 0 | 0 | 0 | 0 | 0 | 0 | 0 | 0 | 0 | 0 | 0 | 0 | 0 | 0 | 0 | 0 | 0 | 0 | 0 | 0 | 0 | 0 | 0 | 0 | 0 | 0 | 0 | 0 | 0 | 0 | 0 | 0 | 0 | 0 | 0 | 0 | 0 | 0 | 0 | 0 | 0 | 0 | 0 | 0 | 0 | 0 | 0 | 0 | 0 | 0 | 0 | 0 | 0 | 0 | 0 | 0 | 0 | 0 | 0 | 0 | 0 | 0 | 0 | 0 | 0 | 0 | 0 | 0 | 0 | 0 | 0 | 0 | 0 | 0 | 0 | 0 | 0 | 0 | 0 | 0 | 0 | 0 | 0 | 0 | 0 | 0 | 0 | 0 | 0 | 0 | 0 | 0 | 0 | 0 | 0 | 0 | 0 | 0 | 0 | 0 | 0 | 0 | 0 | 0 | 0 | 0 | 0 | 0 | 0 | 0 | 0 | 0 | 0 | 0 | 0 | 0 | 0 | 0 | 0 | 0 | 0 | 0 | 0 | 0 | 0 | 0 | 0 | 0 | 0 | 0 | 0 | 0 | 0 | 0 | 0 | 0 | 0 | 0 | 0 | 0 | 0 | 0 | 0 | 0 | 0 | 0 | 0 | 0 | 0 | 0 | 0 | 0 | 0 | 0 | 0 | 0 | 0 | 0 | 0 | 0 | 0 | 0 | 0 | 0 | 0 | 0 | 0 | 0 | 0 | 0 | 0 | 0 | 0 | 0 | 0 | 0 | 0 | 0 | 0 | 0 | 0 | 0 | 0 | 0 | 0 | 0 | 0 | 0 | 0 | 0 | 0 | 0 | 0 | 0 | 0 | 0 | 0 | 0 | 0 | 0 | 0 | 0 | 0 | 0 | 0 | 0 | 0 | 0 | 0 | 0 | 0 | 0 | 0 | 0 | 0 | 0 | 0 | 0 | 0 | 0 | 0 | 0 | 0 | 0 | 0 | 0 | 0 | 0 | 0 | 0 | 0 | 0 | 0 | 0 | 0 | 0 | 0 | 0 | 0 | 0 | 0 | 0 | 0 | 0 | 0 | 0 | 0 | 0 | 0 | 0 | 0 | 0 | 0 | 0 | 0 | 0 | 0 | 0 | 0 | 0 | 0 | 0 | 0 | 0 | 0 | 0 | 0 | 0 | 0 | 0 | 0 | 0 | 0 | 0 | 0 | 0 | 0 | 0 | 0 | 0 | 0 | 0 | 0 | 0 | 0 | 0 | 0 | 0 | 0 | 0 | 0 | 0 | 0 | 0 | 0 | 0 | 0 | 0 | 0 | 0 | 0 | 0 | 0 | 0 | 0 | 0 | 0 | 0 | 0 | 0 | 0 | 0 | 0 | 0 | 0 | 0 | 0 | 0 | 0 | 0 | 0 | 0 | 0 | 0 | 0 | 0 | 0 | 0 | 0 | 0 | 0 | 0 | 0 | 0 | 0 | 0 | 0 | 0 | 0 | 0 | 0 | 0 | 0 | 0 | 0 | 0 | 0 | 0 | 0 | 0 | 0 | 0 | 0 | 0 | 0 | 0 | 0 | 0 | 0 | 0 | 0 | 0 | 0 | 0 | 0 | 0 | 0 | 0 | 0 | 0 | 0 | 0 | 0 | 0 | 0 | 0 | 0 | 0 | 0 | 0 | 0 | 0 | 0 | 0 | 0 | 0 | 0 | 0 | 0 | 0 | 0 | 0 | 0 | 0 | 0 | 0 | 0 | 0 | 0 | 0 | 0 | 0 | 0 | 0 | 0 | 0 | 0 | 0 | 0 | 0 | 0 | 0 | 0 | 0 | 0 | 0 | 0 | 0 | 0 | 0 | 0 | 0 | 0 | 0 | 0 | 0 | 0 | 0 | 0 | 0 | 0 | 0 | 0 | 0 | 0 | 0 | 0 | 0 | 0 | 0 | 0 | 0 | 0 | 0 | 0 | 0 | 0 | 0 | 0 | 0 | 0 | 0 | 0 | 0 | 0 | 0 | 0 | 0 | 0 | 0 | 0 | 0 | 0 | 0 | 0 | 0 | 0 | 0 | 0 | 0 | 0 | 0 | 0 | 0 | 0 | 0 | 0 | 0 | 0 | 0 | 0 | 0 | 0 | 0 | 0 | 0 | 0 | 0 | 0 | 0 | 0 | 0 | 0 | 0 | 0 | 0 | 0 | 0 | 0 | 0 | 0 | 0 | 0 | 0 | 0 | 0 | 0 | 0 | 0 | 0 | 0 | 0 | 0 | 0 | 0 | 0 | 0 | 0 | 0 | 0 | 0 | 0 | 0 | 0 | 0 | 0 | 0 | 0 | 0 | 0 | 0 | 0 | 0 | 0 | 0 | 0 | 0 | 0 | 0 | 0 | 0 | 0 | 0 | 0 | 0 | 0 | 0 | 0 | 0 | 0 | 0 | 0 | 0 | 0 | 0 | 0 | 0 | 0 | 0 | 0 | 0 | 0 | 0 | 0 | 0 | 0 | 0 | 0 | 0 | 0 | 0 | 0 | 0 | 0 | 0 | 0 | 0 | 0 | 0 | 0 | 0 | 0 | 0 | 0 | 0 | 0 | 0 | 0 | 0 | 0 | 0 | 0 | 0 | 0 | 0 | 0 | 0 | 0 | 0 | 0 | 0 | 0 | 0 | 0 | 0 | 0 | 0 | 0 | 0 | 0 | 0 | 0 | 0 | 0 | 0 | 0 | 0 | 0 | 0 | 0 | 0 | 0 | 0 | 0 | 0 | 0 | 0 | 0 | 0 | 0 | 0 | 0 | 0 | 0 | 0 | 0 | 0 | 0 | 0 | 0 | 0 | 0 | 0 | 0 | 0 | 0 | 0 | 0 | 0 | 0 | 0 | 0 | 0 | 0 | 0 | 0 | 0 | 0 | 0 | 0 | 0 | 0 | 0 | 0 | 0 | 0 | 0 | 0 | 0 | 0 | 0 | 0 | 0 | 0 | 0 | 0 | 0 | 0 | 0 | 0 | 0 | 0 | 0 | 0 | 0 | 0 | 0 | 0 | 0 | 0 | 0 | 0 | 0 | 0 | 0 | 0 | 0 | 0 | 0 | 0 | 0 | 0 | 0 | 0 | 0 | 0 | 0 | 0 | 0 | 0 | 0 | 0 | 0 | 0 | 0 | 0 | 0 | 0 | 0 | 0 | 0 | 0 | 0 | 0 | 0 | 0 | 0 | 0 | 0 | 0 | 0 | 0 | 0 | 0 | 0 | 0 | 0 | 0 | 0 | 0 | 0 | 0 | 0 | 0 | 0 | 0 | 0 | 0 | 0 | 0 | 0 | 0 | 0 | 0 | 0 | 0 | 0 | 0 | 0 | 0 | 0 | 0 | 0 | 0 | 0 | 0 | 0 | 0 | 0 | 0 | 0 | 0 | 0 | 0 | 0 | 0 | 0 | 0 | 0 | 0 | 0 | 0 | 0 | 0 | 0 | 0 | 0 | 0 | 0 | 0 | 0 | 0 | 0 | 0 | 0 | 0 | 0 | 0 | 0 | 0 | 0 | 0 | 0 | 0 | 0 | 0 | 0 | 0 | 0 | 0 | 0 | 0 | 0 | 0 | 0 | 0 | 0 | 0 | 0 | 0 | 0 | 0 | 0 | 0 | 0 | 0 | 0 | 0 | 0 | 0 | 0 | 0 | 0 | 0 | 0 | 0 | 0 | 0 | 0 | 0 | 0 | 0 | 0 | 0 | 0 | 0 | 0 | 0 | 0 | 0 | 0 | 0 | 0 | 0 | 0 | 0 | 0 | 0 | 0 | 0 | 0 | 0 | 0 | 0 | 0 | 0 | 0 | 0 | 0 | 0 | 0 | 0 | 0 | 0 | 0 | 0 | 0 | 0 | 0 | 0 | 0 | 0 | 0 | 0 | 0 | 0 | 0 | 0 | 0 | 0 | 0 | 0 | 0 | 0 | 0 | 0 | 0 | 0 | 0 | 0 | 0 | 0 | 0 | 0 | 0 | 0 | 0 | 0 | 0 | 0 | 0 | 0 | 0 | 0 | 0 | 0 | 0 | 0 | 0 | 0 | 0 | 0 | 0 | 0 | 0 | 0 | 0 | 0 | 0 | 0 | 0 | 0 | 0 | 0 | 0 | 0 | 0 | 0 | 0 | 0 | 0 | 0 | 0 | 0 | 0 | 0 | 0 | 0 | 0 | 0 | 0 | 0 | 0 | 0 | 0 | 0 | 0 | 0 | 0 | 0 | 0 | 0 | 0 | 0 | 0 | 0 | 0 | 0 | 0 | 0 | 0 | 0 | 0 | 0 | 0 | 0 | 0 | 0 | 0 | 0 | 0 | 0 | 0 | 0 | 0 | 0 | 0 | 0 | 0 | 0 | 0 | 0 | 0 | 0 | 0 | 0 | 0 | 0 | 0 | 0 | 0 | 0 | 0 | 0 | 0 | 0 | 0 | 0 | 0 | 0 | 0 | 0 | 0 | 0 | 0 | 0 | 0 | 0 | 0 | 0 | 0 | 0 | 0 | 0 | 0 | 0 | 0 | 0 | 0 | 0 | 0 | 0 | 0 | 0 | 0 | 0 | 0 | 0 | 0 | 0 | 0 | 0 | 0 | 0 | 0 | 0 | 0 | 0 | 0 | 0 | 0 | 0 | 0 | 0 | 0 | 0 | 0 | 0 | 0 | 0 | 0 | 0 | 0 | 0 | 0 | 0 | 0 | 0 | 0 | 0 | 0 | 0 | 0 | 0 | 0 | 0 | 0 | 0 | 0 | 0 | 0 | 0 | 0 | 0 | 0 | 0 | 0 | 0 | 0 | 0 | 0 | 0 | 0 | 0 | 0 | 0 | 0 | 0 | 0 | 0 | 0 | 0 | 0 | 0 | 0 | 0 | 0 | 0 | 0 | 0 | 0 | 0 | 0 | 0 | 0 | 0 | 0 | 0 | 0 | 0 | 0 | 0 | 0 | 0 | 0 | 0 | 0 | 0 | 0 | 0 | 0 | 0 | 0 | 0 | 0 | 0 | 0 | 0 | 0 | 0 | 0 | 0 | 0 | 0 | 0 | 0 | 0 | 0 | 0 | 0 | 0 | 0 | 0 | 0 | 0 | 0 | 0 | 0 | 0 | 0 | 0 | 0 | 0 | 0 | 0 | 0 | 0 | 0 | 0 | 0 | 0 | 0 | 0 | 0 | 0 | 0 | 0 | 0 | 0 | 0 | 0 | 0 | 0 | 0 | 0 | 0 | 0 | 0 | 0 | 0 | 0 | 0 | 0 | 0 | 0 | 0 | 0 | 0 | 0 | 0 | 0 | 0 | 0 | 0 | 0 | 0 | 0 | 0 | 0 | 0 | 0 | 0 | 0 | 0 | 0 | 0 | 0 | 0 | 0 | 0 | 0 | 0 | 0 | 0 | 0 | 0 | 0 | 0 | 0 | 0 | 0 | 0 | 0 | 0 | 0 | 0 | 0 | 0 | 0 | 0 | 0 | 0 | 0 | 0 | 0 | 0 | 0 | 0 | 0 | 0 | 0 | 0 | 0 | 0 | 0 | 0 | 0 | 0 | 0 | 0 | 0 | 0 | 0 | 0 | 0 | 0 | 0 | 0 | 0 | 0 | 0 | 0 | 0 | 0 | 0 | 0 | 0 | 0 | 0 | 0 | 0 | 0 | 0 | 0 | 0 | 0 | 0 | 0 | 0 | 0 | 0 | 0 | 0 | 0 | 0 | 0 | 0 | 0 | 0 | 0 | 0 | 0 | 0 | 0 | 0 | 0 | 0 | 0 | 0 | 0 | 0 | 0 | 0 | 0 | 0 | 0 | 0 | 0 | 0 | 0 | 0 | 0 | 0 | 0 | 0 | 0 | 0 | 0 | 0 | 0 | 0 | 0 | 0 | 0 | 0 | 0 | 0 | 0 | 0 | 0 | 0 | 0 | 0 | 0 | 0 | 0 | 0 | 0 | 0 | 0 | 0 | 0 | 0 | 0 | 0 | 0 | 0 | 0 | 0 | 0 | 0 | 0 | 0 | 0 | 0 | 0 | 0 | 0 | 0 | 0 | 0 | 0 | 0 | 0 | 0 | 0 | 0 | 0 | 0 | 0 | 0 | 0 | 0 | 0 | 0 | 0 | 0 | 0 | 0 | 0 | 0 | 0 | 0 | 0 | 0 | 0 | 0 | 0 | 0 | 0 | 0 | 0 | 0 | 0 | 0 | 0 | 0 | 0 | 0 | 0 | 0 | 0 | 0 | 0 | 0 | 0 | 0 | 0 | 0 | 0 | 0 | 0 | 0 | 0 | 0 | 0 | 0 | 0 | 0 | 0 | 0 | 0 | 0 | 0 | 0 | 0 | 0 | 0 | 0 | 0 | 0 | 0 | 0 | 0 | 0 | 0 | 0 | 0 | 0 | 0 | 0 | 0 | 0 | 0 | 0 | 0 | 0 | 0 | 0 | 0 | 0 | 0 | 0 | 0 | 0 | 0 | 0 | 0 | 0 | 0 | 0 | 0 | 0 | 0 | 0 | 0 | 0 | 0 | 0 | 0 | 0 | 0 | 0 | 0 | 0 | 0 | 0 | 0 | 0 | 0 | 0 | 0 | 0 | 0 | 0 | 0 | 0 | 0 | 0 | 0 | 0 | 0 | 0 | 0 | 0 | 0 | 0 | 0 | 0 | 0 | 0 | 0 | 0 | 0 | 0 | 0 | 0 | 0 | 0 | 0 | 0 | 0 | 0 | 0 | 0 | 0 | 0 | 0 | 0 | 0 | 0 | 0 | 0 | 0 | 0 | 0 | 0 | 0 | 0 | 0 | 0 | 0 | 0 | 0 | 0 | 0 | 0 | 0 | 0 | 0 | 0 | 0 | 0 | 0 | 0 | 0 | 0 | 0 | 0 | 0 | 0 | 0 | 0 | 0 | 0 | 0 | 0 | 0 | 0 | 0 | 0 | 0 | 0 | 0 | 0 | 0 | 0 | 0 | 0 | 0 | 0 | 0 | 0 | 0 | 0 | 0 | 0 | 0 | 0 | 0 | 0 | 0 | 0 | 0 | 0 | 0 | 0 | 0 | 0 | 0 | 0 | 0 | 0 | 0 | 0 | 0 | 0 | 0 | 0 | 0 | 0 | 0 | 0 | 0 | 0 | 0 | 0 | 0 | 0 | 0 | 0 | 0 | 0 | 0 | 0 | 0 | 0 | 0 | 0 | 0 | 0 | 0 | 0 | 0 | 0 | 0 | 0 | 0 | 0 | 0 | 0 | 0 | 0 | 0 | 0 | 0 | 0 | 0 | 0 | 0 | 0 | 0 | 0 | 0 | 0 | 0 | 0 | 0 | 0 | 0 | 0 | 0 | 0 | 0 | 0 | 0 | 0 | 0 | 0 | 0 | 0 | 0 | 0 | 0 | 0 | 0 | 0 | 0 | 0 | 0 | 0 | 0 | 0 | 0 | 0 | 0 | 0 | 0 | 0 | 0 | 0 | 0 | 0 | 0 | 0 | 0 | 0 | 0 | 0 | 0 | 0 | 0 | 0 | 0 | 0 | 0 | 0 | 0 | 0 | 0 | 0 | 0 | 0 | 0 | 0 | 0 | 0 | 0 | 0 | 0 | 0 | 0 | 0 | 0 | 0 | 0 | 0 | 0 | 0 | 0 | 0 | 0 | 0 | 0 | 0 | 0 | 0 | 0 | 0 | 0 | 0 | 0 | 0 | 0 | 0 | 0 | 0 | 0 | 0 | 0 | 0 | 0 | 0 | 0 | 0 | 0 | 0 | 0 | 0 | 0 | 0 | 0 | 0 | 0 | 0 | 0 | 0 | 0 | 0 | 0 | 0 | 0 | 0 | 0 | 0 | 0 | 0 | 0 | 0 | 0 | 0 | 0 | 0 | 0 | 0 | 0 | 0 | 0 | 0 | 0 | 0 | 0 | 0 | 0 | 0 | 0 | 0 | 0 | 0 | 0 | 0 | 0 | 0 | 0 | 0 | 0 | 0 | 0 | 0 | 0 | 0 | 0 | 0 | 0 | 0 | 0 | 0 | 0 | 0 | 0 | 0 | 0 | 0 | 0 | 0 | 0 | 0 | 0 | 0 | 0 | 0 | 0 | 0 | 0 | 0 | 0 | 0 | 0 | 0 | 0 | 0 | 0 | 0 | 0 | 0 | 0 | 0 | 0 | 0 | 0 | 0 | 0 | 0 | 0 | 0 | 0 | 0 | 0 | 0 | 0 | 0 | 0 | 0 | 0 | 0 | 0 | 0 | 0 | 0 | 0 | 0 | 0 | 0 | 0 | 0 | 0 | 0 | 0 | 0 | 0 | 0 | 0 | 0 | 0 | 0 | 0 | 0 | 0 | 0 | 0 | 0 | 0 | 0 | 0 | 0 | 0 | 0 | 0 | 0 | 0 | 0 | 0 | 0 | 0 | 0 | 0 | 0 | 0 | 0 | 0 | 0 | 0 | 0 | 0 | 0 | 0 | 0 | 0 | 0 | 0 | 0 | 0 | 0 | 0 | 0 | 0 | 0 | 0 | 0 | 0 | 0 | 0 | 0 | 0 | 0 | 0 | 0 | 0 | 0 | 0 | 0 | 0 | 0 | 0 | 0 | 0 | 0 | 0 | 0 | 0 | 0 | 0 | 0 | 0 | 0 | 0 | 0 | 0 | 0 | 0 | 0 | 0 | 0 | 0 | 0 | 0 | 0 | 0 | 0 | 0 | 0 | 0 | 0 | 0 | 0 | 0 | 0 | 0 | 0 | 0 | 0 | 0 | 0 | 0 | 0 | 0 | 0 | 0 | 0 | 0 | 0 | 0 | 0 | 0 | 0 | 0 | 0 | 0 | 0 | 0 | 0 | 0 | 0 | 0 | 0 | 0 | 0 | 0 | 0 | 0 | 0 | 0 | 0 | 0 | 0 | 0 | 0 | 0 | 0 | 0 | 0 | 0 | 0 | 0 | 0 | 0 | 0 | 0 | 0 | 0 | 0 | 0 | 0 | 0 | 0 | 0 | 0 | 0 | 0 | 0 | 0 | 0 | 0 | 0 | 0 | 0 | 0 | 0 | 0 | 0 | 0 | 0 | 0 | 0 | 0 | 0 | 0 | 0 | 0 | 0 | 0 | 0 | 0 | 0 | 0 | 0 | 0 | 0 | 0 | 0 | 0 | 0 | 0 | 0 | 0 | 0 | 0 | 0 | 0 | 0 | 0 | 0 | 0 | 0 | 0 | 0 | 0 | 0 | 0 | 0 | 0 | 0 | 0 | 0 | 0 | 0 | 0 | 0 | 0 | 0 | 0 | 0 | 0 | 0 | 0 | 0 | 0 | 0 | 0 | 0 | 0 | 0 | 0 | 0 | 0 | 0 | 0 | 0 | 0 | 0 | 0 | 0 | 0 | 0 | 0 | 0 | 0 | 0 | 0 | 0 | 0 | 0 | 0 | 0 | 0 | 0 | 0 | 0 | 0 | 0 | 0 | 0 | 0 | 0 | 0 | 0 | 0 | 0 | 0 | 0 | 0 | 0 | 0 | 0 | 0 | 0 | 0 | 0 | 0 | 0 | 0 | 0 | 0 | 0 | 0 | 0 | 0 | 0 | 0 | 0 | 0 | 0 | 0 | 0 | 0 | 0 | 0 | 0 | 0 | 0 | 0 | 0 | 0 | 0 | 0 | 0 | 0 | 0 | 0 | 0 | 0 | 0 | 0 | 0 | 0 | 0 | 0 | 0 | 0 | 0 | 0 | 0 | 0 | 0 | 0 | 0 | 0 | 0 | 0 | 0 | 0 | 0 | 0 | 0 | 0 | 0 | 0 | 0 | 0 | 0 | 0 | 0 | 0 | 0 | 0 | 0 | 0 | 0 | 0 | 0 | 0 | 0 | 0 | 0 | 0 | 0 | 0 | 0 | 0 | 0 | 0 | 0 | 0 | 0 | 0 | 0 | 0 | 0 | 0 | 0 | 0 | 0 | 0 | 0 | 0 | 0 | 0 | 0 | 0 | 0 | 0 | 0 | 0 | 0 | 0 | 0 | 0 | 0 | 0 | 0 | 0 | 0 | 0 | 0 | 0 | 0 | 0 | 0 | 0 | 0 | 0 | 0 | 0 | 0 | 0 | 0 | 0 | 0 | 0 | 0 | 0 | 0 | 0 | 0 | 0 | 0 | 0 | 0 | 0 | 0 | 0 | 0 | 0 | 0 | 0 | 0 | 0 | 0 | 0 | 0 | 0 | 0 | 0 | 0 | 0 | 0 | 0 | 0 | 0 | 0 | 0 | 0 | 0 | 0 | 0 | 0 | 0 | 0 | 0 | 0 | 0 | 0 | 0 | 0 | 0 | 0 | 0 | 0 | 0 | 0 | 0 | 0 | 0 | 0 | 0 | 0 | 0 | 0 | 0 | 0 | 0 | 0 | 0 | 0 | 0 | 0 | 0 | 0 | 0 | 0 | 0 | 0 | 0 | 0 | 0 | 0 | 0 | 0 | 0 | 0 | 0 | 0 | 0 | 0 | 0 | 0 | 0 | 0 | 0 | 0 | 0 | 0 | 0 | 0 | 0 | 0 | 0 | 0 | 0 | 0 | 0 | 0 | 0 | 0 | 0 | 0 | 0 | 0 | 0 | 0 | 0 | 0 | 0 | 0 | 0 | 0 | 0 | 0 | 0 | 0 | 0 | 0 | 0 | 0 | 0 | 0 | 0 | 0 | 0 | 0 | 0 | 0 | 0 | 0 | 0 | 0 | 0 | 0 | 0 | 0 | 0 | 0 | 0 | 0 | 0 | 0 | 0 | 0 | 0 | 0 | 0 | 0 | 0 | 0 | 0 | 0 | 0 | 0 | 0 | 0 | 0 | 0 | 0 | 0 | 0 | 0 | 0 | 0 | 0 | 0 | 0 | 0 | 0 | 0 | 0 | 0 | 0 | 0 | 0 | 0 | 0 | 0 | 0 | 0 | 0 | 0 | 0 | 0 | 0 | 0 | 0 | 0 | 0 | 0 | 0 | 0 | 0 | 0 | 0 | 0 | 0 | 0 | 0 | 0 | 0 | 0 | 0 | 0 | 0 | 0 | 0 | 0 | 0 | 0 | 0 | 0 | 0 | 0 | 0 | 0 | 0 | 0 | 0 | 0 | 0 | 0 | 0 | 0 | 0 | 0 | 0 | 0 | 0 | 0 | 0 | 0 | 0 | 0 | 0 | 0 | 0 | 0 | 0 | 0 | 0 | 0 | 0 | 0 | 0 | 0 | 0 | 0 | 0 | 0 | 0 | 0 | 0 | 0 | 0 | 0 | 0 | 0 | 0 | 0 | 0 | 0 | 0 | 0 | 0 | 0 | 0 | 0 | 0 | 0 | 0 | 0 | 0 | 0 | 0 | 0 | 0 | 0 | 0 | 0 | 0 | 0 | 0 | 0 | 0 | 0 | 0 | 0 | 0 | 0 | 0 | 0 | 0 | 0 | 0 | 0 | 0 | 0 | 0 | 0 | 0 | 0 | 0 | 0 | 0 | 0 | 0 | 0 | 0 | 0 | 0 | 0 | 0 | 0 | 0 | 0 | 0 | 0 | 0 | 0 | 0 | 0 | 0 | 0 | 0 | 0 | 0 | 0 | 0 | 0 | 0 | 0 | 0 | 0 | 0 | 0 | 0 | 0 | 0 | 0 | 0 | 0 | 0 | 0 | 0 | 0 | 0 | 0 | 0 | 0 | 0 | 0 | 0 | 0 | 0 | 0 | 0 | 0 | 0 | 0 | 0 | 0 | 0 | 0 | 0 | 0 | 0 | 0 | 0 | 0 | 0 | 0 | 0 | 0 | 0 | 0 | 0 | 0 | 0 | 0 | 0 | 0 | 0 | 0 | 0 | 0 | 0 | 0 | 0 | 0 | 0 | 0 | 0 | 0 | 0 | 0 | 0 | 0 | 0 | 0 | 0 | 0 | 0 | 0 | 0 | 0 | 0 | 0 | 0 | 0 | 0 | 0 | 0 | 0 | 0 | 0 | 0 | 0 | 0 | 0 | 0 | 0 | 0 | 0 | 0 | 0 | 0 | 0 | 0 | 0 | 0 | 0 | 0 | 0 | 0 | 0 | 0 | 0 | 0 | 0 | 0 | 0 | 0 | 0 | 0 | 0 | 0 | 0 | 0 | 0 | 0 | 0 | 0 | 0 | 0 | 0 | 0 | 0 | 0 | 0 | 0 | 0 | 0 | 0 | 0 | 0 | 0 | 0 | 0 | 0 | 0 | 0 | 0 | 0 | 0 | 0 | 0 | 0 | 0 | 0 | 0 | 0 | 0 | 0 | 0 | 0 | 0 | 0 | 0 | 0 | 0 | 0 | 0 | 0 | 0 | 0 | 0 | 0 | 0 | 0 | 0 | 0 | 0 | 0 | 0 | 0 | 0 | 0 | 0 | 0 | 0 | 0 | 0 | 0 | 0 | 0 | 0 | 0 | 0 | 0 | 0 | 0 | 0 | 0 | 0 | 0 | 0 | 0 | 0 | 0 | 0 | 0 | 0 | 0 | 0 | 0 | 0 | 0 | 0 | 0 | 0 | 0 | 0 | 0 | 0 | 0 | 0 | 0 | 0 | 0 | 0 | 0 | 0 | 0 | 0 | 0 | 0 | 0 | 0 | 0 | 0 | 0 | 0 | 0 | 0 | 0 | 0 | 0 | 0 | 0 | 0 | 0 | 0 | 0 | 0 | 0 | 0 | 0 | 0 | 0 | 0 | 0 | 0 | 0 | 0 | 0 | 0 | 0 | 0 | 0 | 0 | 0 | 0 | 0 | 0 | 0 | 0 | 0 | 0 | 0 | 0 | 0 | 0 | 0 | 0 | 0 | 0 | 0 | 0 | 0 | 0 | 0 | 0 | 0 | 0 | 0 | 0 | 0 | 0 | 0 | 0 | 0 | 0 | 0 | 0 | 0 | 0 | 0 | 0 | 0 | 0 | 0 | 0 | 0 | 0 | 0 | 0 | 0 | 0 | 0 | 0 | 0 | 0 | 0 | 0 | 0 | 0 | 0 | 0 | 0 | 0 | 0 | 0 | 0 | 0 | 0 | 0 | 0 | 0 | 0 | 0 | 0 | 0 | 0 | 0 | 0 | 0 | 0 | 0 | 0 | 0 | 0 | 0 | 0 | 0 | 0 | 0 | 0 | 0 | 0 | 0 | 0 | 0 | 0 | 0 | 0 | 0 | 0 | 0 | 0 | 0 | 0 | 0 | 0 | 0 | 0 | 0 | 0 | 0 | 0 | 0 | 0 | 0 | 0 | 0 | 0 | 0 | 0 | 0 | 0 | 0 | 0 | 0 | 0 | 0 | 0 | 0 | 0 | 0 | 0 | 0 | 0 | 0 | 0 | 0 | 0 | 0 | 0 | 0 | 0 | 0 | 0 | 0 | 0 | 0 | 0 | 0 | 0 | 0 | 0 | 0 | 0 | 0 | 0 | 0 | 0 | 0 | 0 | 0 | 0 | 0 | 0 | 0 | 0 | 0 | 0 | 0 | 0 | 0 | 0 | 0 | 0 | 0 | 0 | 0 | 0 | 0 | 0 | 0 | 0 | 0 | 0 | 0 | 0 | 0 | 0 | 0 | 0 | 0 | 0 | 0 | 0 | 0 | 0 | 0 | 0 | 0 | 0 | 0 | 0 | 0 | 0 | 0 | 0 | 0 | 0 | 0 | 0 | 0 | 0 | 0 | 0 | 0 | 0 | 0 | 0 | 0 | 0 | 0 | 0 | 0 | 0 | 0 | 0 | 0 | 0 | 0 | 0 | 0 | 0 | 0 | 0 | 0 | 0 | 0 | 0 | 0 | 0 | 0 | 0 | 0 | 0 | 0 | 0 | 0 | 0 | 0 | 0 | 0 | 0 | 0 | 0 | 0 | 0 | 0 | 0 | 0 | 0 | 0 | 0 | 0 | 0 | 0 | 0 | 0 | 0 | 0 | 0 | 0 | 0 | 0 | 0 | 0 | 0 | 0 | 0 | 0 | 0 | 0 | 0 | 0 | 0 | 0 | 0 | 0 | 0 | 0 | 0 | 0 | 0 | 0 | 0 | 0 | 0 | 0 | 0 | 0 | 0 | 0 | 0 | 0 | 0 | 0 | 0 | 0 | 0 | 0 | 0 | 0 | 0 | 0 | 0 | 0 | 0 | 0 | 0 | 0 | 0 | 0 | 0 | 0 | 0 | 0 | 0 | 0 | 0 | 0 | 0 | 0 | 0 | 0 | 0 | 0 | 0 | 0 | 0 | 0 | 0 | 0 | 0 | 0 | 0 | 0 | 0 | 0 | 0 | 0 | 0 | 0 | 0 | 0 | 0 | 0 | 0 | 0 | 0 | 0 | 0 | 0 | 0 | 0 | 0 | 0 | 0 | 0 | 0 | 0 | 0 | 0 | 0 | 0 | 0 | 0 | 0 | 0 | 0 | 0 | 0 | 0 | 0 | 0 | 0 | 0 | 0 | 0 | 0 | 0 | 0 | 0 | 0 | 0 | 0 | 0 | 0 | 0 | 0 | 0 | 0 | 0 | 0 | 0 | 0 | 0 | 0 | 0 | 0 | 0 | 0 | 0 | 0 | 0 | 0 | 0 | 0 | 0 | 0 | 0 | 0 | 0 | 0 | 0 | 0 | 0 | 0 | 0 | 0 | 0 | 0 | 0 | 0 | 0 | 0 | 0 | 0 | 0 | 0 | 0 | 0 | 0 | 0 | 0 | 0 | 0 | 0 | 0 | 0 | 0 | 0 | 0 | 0 | 0 | 0 | 0 | 0 | 0 | 0 | 0 | 0 | 0 | 0 | 0 | 0 | 0 | 0 | 0 | 0 | 0 | 0 | 0 | 0 | 0 | 0 | 0 | 0 | 0 | 0 | 0 | 0 | 0 | 0 | 0 | 0 | 0 | 0 | 0 | 0 | 0 | 0 | 0 | 0 | 0 | 0 | 0 | 0 | 0 | 0 | 0 | 0 | 0 | 0 | 0 | 0 | 0 | 0 | 0 | 0 | 0 | 0 | 0 | 0 | 0 | 0 | 0 | 0 | 0 | 0 | 0 | 0 | 0 | 0 | 0 | 0 | 0 | 0 | 0 | 0 | 0 | 0 | 0 | 0 | 0 | 0 | 0 | 0 | 0 | 0 | 0 | 0 | 0 | 0 | 0 | 0 | 0 | 0 | 0 | 0 | 0 | 0 | 0 | 0 | 0 | 0 | 0 | 0 | 0 | 0 | 0 | 0 | 0 | 0 | 0 | 0 | 0 | 0 | 0 | 0 | 0 | 0 | 0 | 0 | 0 | 0 | 0 | 0 | 0 | 0 | 0 | 0 | 0 | 0 | 0 | 0 | 0 | 0 | 0 | 0 | 0 | 0 | 0 | 0 | 0 | 0 | 0 | 0 | 0 | 0 | 0 | 0 | 0 | 0 | 0 | 0 | 0 | 0 | 0 | 0 | 0 | 0 | 0 | 0 | 0 | 0 | 0 | 0 | 0 | 0 | 0 | 0 | 0 | 0 | 0 | 0 | 0 | 0 | 0 | 0 | 0 | 0 | 0 | 0 | 0 | 0 | 0 | 0 | 0 | 0 | 0 | 0 | 0 | 0 | 0 | 0 | 0 | 0 | 0 | 0 | 0 | 0 | 0 | 0 | 0 | 0 | 0 | 0 | 0 | 0 | 0 | 0 | 0 | 0 | 0 | 0 | 0 | 0 | 0 | 0 | 0 | 0 | 0 | 0 | 0 | 0 | 0 | 0 | 0 | 0 | 0 | 0 | 0 | 0 | 0 | 0 | 0 | 0 | 0 | 0 | 0 | 0 | 0 | 0 | 0 | 0 | 0 | 0 | 0 | 0 | 0 | 0 | 0 | 0 | 0 | 0 | 0 | 0 | 0 | 0 | 0 | 0 | 0 | 0 | 0 | 0 | 0 | 0 | 0 | 0 | 0 | 0 | 0 | 0 | 0 | 0 | 0 | 0 | 0 | 0 | 0 | 0 | 0 | 0 | 0 | 0 | 0 | 0 | 0 | 0 | 0 | 0 | 0 | 0 | 0 | 0 | 0 | 0 | 0 | 0 | 0 | 0 | 0 | 0 | 0 | 0 | 0 | 0 | 0 | 0 | 0 | 0 | 0 | 0 | 0 | 0 | 0 | 0 | 0 | 0 | 0 | 0 | 0 | 0 | 0 | 0 | 0 | 0 | 0 | 0 | 0 | 0 | 0 | 0 | 0 | 0 | 0 | 0 | 0 | 0 | 0 | 0 | 0 | 0 | 0 | 0 | 0 | 0 | 0 | 0 | 0 | 0 | 0 | 0 | 0 | 0 | 0 | 0 | 0 | 0 | 0 | 0 | 0 | 0 | 0 | 0 | 0 | 0 | 0 | 0 | 0 | 0 | 0 | 0 | 0 | 0 | 0 | 0 | 0 | 0 | 0 | 0 | 0 | 0 | 0 | 0 | 0 | 0 | 0 | 0 | 0 | 0 | 0 | 0 | 0 | 0 | 0 | 0 | 0 | 0 | 0 | 0 | 0 | 0 | 0 | 0 | 0 | 0 | 0 | 0 | 0 | 0 | 0 | 0 | 0 | 0 | 0 | 0 | 0 | 0 | 0 | 0 | 0 | 0 | 0 | 0 | 0 | 0 | 0 | 0 | 0 | 0 | 0 | 0 | 0 | 0 | 0 | 0 | 0 | 0 | 0 | 0 | 0 | 0 | 0 | 0 | 0 | 0 | 0 | 0 | 0 | 0 | 0 | 0 | 0 | 0 | 0 | 0 | 0 | 0 | 0 | 0 | 0 | 0 | 0 | 0 | 0 | 0 | 0 | 0 | 0 | 0 | 0 | 0 | 0 | 0 | 0 | 0 | 0 | 0 | 0 | 0 | 0 | 0 | 0 | 0 | 0 | 0 | 0 | 0 | 0 | 0 | 0 | 0 | 0 | 0 | 0 | 0 | 0 | 0 | 0 | 0 | 0 | 0 | 0 | 0 | 0 | 0 | 0 | 0 | 0 | 0 | 0 | 0 | 0 | 0 | 0 | 0 | 0 | 0 | 0 | 0 | 0 | 0 | 0 | 0 | 0 | 0 | 0 | 0 | 0 | 0 | 0 | 0 | 0 | 0 | 0 | 0 | 0 | 0 | 0 | 0 | 0 | 0 | 0 | 0 | 0 | 0 | 0 | 0 | 0 | 0 | 0 | 0 | 0 | 0 | 0 | 0 | 0 | 0 | 0 | 0 | 0 | 0 | 0 | 0 | 0 | 0 | 0 | 0 | 0 | 0 | 0 | 0 | 0 | 0 | 0 | 0 | 0 | 0 | 0 | 0 | 0 | 0 | 0 | 0 | 0 | 0 | 0 | 0 | 0 | 0 | 0 | 0 | 0 | 0 | 0 | 0 | 0 | 0 | 0 | 0 | 0 | 0 | 0 | 0 | 0 | 0 | 0 | 0 | 0 | 0 | 0 | 0 | 0 | 0 | 0 | 0 | 0 | 0 | 0 | 0 | 0 | 0 | 0 | 0 | 0 | 0 | 0 | 0 | 0 | 0 | 0 | 0 | 0 | 0 | 0 | 0 | 0 | 0 | 0 | 0 | 0 | 0 | 0 | 0 | 0 | 0 | 0 | 0 | 0 | 0 | 0 | 0 | 0 | 0 | 0 | 0 | 0 | 0 | 0 | 0 | 0 | 0 | 0 | 0 | 0 | 0 | 0 | 0 | 0 | 0 | 0 | 0 | 0 | 0 | 0 | 0 | 0 | 0 | 0 | 0 | 0 | 0 | 0 | 0 | 0 | 0 | 0 | 0 | 0 | 0 | 0 | 0 | 0 | 0 | 0 | 0 | 0 | 0 | 0 | 0 | 0 | 0 | 0 | 0 | 0 | 0 | 0 | 0 | 0 | 0 | 0 | 0 | 0 | 0 | 0 | 0 | 0 | 0 | 0 | 0 | 0 | 0 | 0 | 0 | 0 | 0 | 0 | 0 | 0 | 0 | 0 | 0 | 0 | 0 | 0 | 0 | 0 | 0 | 0 | 0 | 0 | 0 | 0 | 0 | 0 | 0 | 0 | 0 | 0 | 0 | 0 | 0 | 0 | 0 | 0 | 0 | 0 | 0 | 0 | 0 | 0 | 0 | 0 | 0 | 0 | 0 | 0 | 0 | 0 | 0 | 0 | 0 | 0 | 0 | 0 | 0 | 0 | 0 | 0 | 0 | 0 | 0 | 0 | 0 | 0 | 0 | 0 | 0 | 0 | 0 | 0 | 0 | 0 | 0 | 0 | 0 | 0 | 0 | 0 | 0 | 0 | 0 | 0 | 0 | 0 | 0 | 0 | 0 | 0 | 0 | 0 | 0 | 0 | 0 | 0 | 0 | 0 | 0 | 0 | 0 | 0 | 0 | 0 | 0 | 0 | 0 | 0 | 0 | 0 | 0 | 0 | 0 | 0 | 0 | 0 | 0 | 0 | 0 | 0 | 0 | 0 | 0 | 0 | 0 | 0 | 0 | 0 | 0 | 0 | 0 | 0 | 0 | 0 | 0 | 0 | 0 | 0 | 0 | 0 | 0 | 0 | 0 | 0 | 0 | 0 | 0 | 0 | 0 | 0 | 0 | 0 | 0 | 0 | 0 | 0 | 0 | 0 | 0 | 0 | 0 | 0 | 0 | 0 | 0 | 0 | 0 | 0 | 0 | 0 | 0 | 0 | 0 | 0 | 0 | 0 | 0 | 0 | 0 | 0 | 0 | 0 | 0 | 0 | 0 | 0 | 0 | 0 | 0 | 0 | 0 | 0 | 0 | 0 | 0 | 0 | 0 | 0 | 0 | 0 | 0 | 0 | 0 | 0 | 0 | 0 | 0 | 0 | 0 | 0 | 0 | 0 | 0 | 0 | 0 | 0 | 0 | 0 | 0 | 0 | 0 | 0 | 0 | 0 | 0 | 0 | 0 | 0 | 0 | 0 | 0 | 0 | 0 | 0 | 0 | 0 | 0 | 0 | 0 | 0 | 0 | 0 | 0 | 0 | 0 | 0 | 0 | 0 | 0 | 0 | 0 | 0 | 0 | 0 | 0 | 0 | 0 | 0 | 0 | 0 | 0 | 0 | 0 | 0 | 0 | 0 | 0 | 0 | 0 | 0 | 0 | 0 | 0 | 0 | 0 | 0 | 0 | 0 | 0 | 0 | 0 | 0 | 0 | 0 | 0 | 0 | 0 | 0 | 0 | 0 | 0 | 0 | 0 | 0 | 0 | 0 | 0 | 0 | 0 | 0 | 0 | 0 | 0 | 0 | 0 | 0 | 0 | 0 | 0 | 0 | 0 | 0 | 0 | 0 | 0 | 0 | 0 | 0 | 0 | 0 | 0 | 0 | 0 | 0 | 0 | 0 | 0 | 0 | 0 | 0 | 0 | 0 | 0 | 0 | 0 | 0 | 0 | 0 | 0 | 0 | 0 | 0 | 0 | 0 | 0 | 0 | 0 | 0 | 0 | 0 | 0 | 0 | 0 | 0 | 0 | 0 | 0 | 0 | 0 | 0 | 0 | 0 | 0 | 0 | 0 | 0 | 0 | 0 | 0 | 0 | 0 | 0 | 0 | 0 | 0 | 0 | 0 | 0 | 0 | 0 | 0 | 0 | 0 | 0 | 0 | 0 | 0 | 0 | 0 | 0 | 0 | 0 | 0 | 0 | 0 | 0 | 0 | 0 | 0 | 0 | 0 | 0 | 0 | 0 | 0 | 0 | 0 | 0 | 0 | 0 | 0 | 0 | 0 | 0 | 0 | 0 | 0 | 0 | 0 | 0 | 0 | 0 | 0 | 0 | 0 | 0 | 0 | 0 | 0 | 0 | 0 | 0 | 0 | 0 | 0 | 0 | 0 | 0 | 0 | 0 | 0 | 0 | 0 | 0 | 0 | 0 | 0 | 0 | 0 | 0 | 0 | 0 | 0 | 0 | 0 | 0 | 0 | 0 | 0 | 0 | 0 | 0 | 0 | 0 | 0 | 0 | 0 | 0 | 0 | 0 | 0 | 0 | 0 | 0 | 0 | 0 | 0 | 0 | 0 | 0 | 0 | 0 | 0 | 0 | 0 | 0 | 0 | 0 | 0 | 0 | 0 | 0 | 0 | 0 | 0 | 0 | 0 | 0 | 0 | 0 | 0 | 0 | 0 | 0 | 0 | 0 | 0 | 0 | 0 | 0 | 0 | 0 | 0 | 0 | 0 | 0 | 0 | 0 | 0 | 0 | 0 | 0 | 0 | 0 | 0 | 0 | 0 | 0 | 0 | 0 | 0 | 0 | 0 | 0 | 0 | 0 | 0 | 0 | 0 | 0 | 0 | 0 | 0 | 0 | 0 | 0 | 0 | 0 | 0 | 0 | 0 | 0 | 0 | 0 | 0 | 0 | 0 | 0 | 0 | 0 | 0 | 0 | 0 | 0 | 0 | 0 | 0 | 0 | 0 | 0 | 0 | 0 | 0 | 0 | 0 | 0 | 0 | 0 | 0 | 0 | 0 | 0 | 0 | 0 | 0 | 0 | 0 | 0 | 0 | 0 | 0 | 0 | 0 | 0 | 0 | 0 | 0 | 0 | 0 | 0 | 0 | 0 | 0 | 0 | 0 | 0 | 0 | 0 | 0 | 0 | 0 | 0 | 0 | 0 | 0 | 0 | 0 | 0 | 0 | 0 | 0 | 0 | 0 | 0 | 0 | 0 | 0 | 0 | 0 | 0 | 0 | 0 | 0 | 0 | 0 | 0 | 0 | 0 | 0 | 0 | 0 | 0 | 0 | 0 | 0 | 0 | 0 | 0 | 0 | 0 | 0 | 0 | 0 | 0 | 0 | 0 | 0 | 0 | 0 | 0 | 0 | 0 | 0 | 0 | 0 | 0 | 0 | 0 | 0 | 0 | 0 | 0 | 0 | 0 | 0 | 0 | 0 | 0 | 0 | 0 | 0 | 0 | 0 | 0 | 0 | 0 | 0 | 0 | 0 | 0 | 0 | 0 | 0 | 0 | 0 | 0 | 0 | 0 | 0 | 0 | 0 | 0 | 0 | 0 | 0 | 0 | 0 | 0 | 0 | 0 | 0 | 0 | 0 | 0 | 0 | 0 | 0 | 0 | 0 | 0 | 0 | 0 | 0 | 0 | 0 | 0 | 0 | 0 | 0 | 0 | 0 | 0 | 0 | 0 | 0 | 0 | 0 | 0 | 0 | 0 | 0 | 0 | 0 | 0 | 0 | 0 | 0 | 0 | 0 | 0 | 0 | 0 | 0 | 0 | 0 | 0 | 0 | 0 | 0 | 0 | 0 | 0 | 0 | 0 | 0 | 0 | 0 | 0 | 0 | 0 | 0 | 0 | 0 | 0 | 0 | 0 | 0 | 0 | 0 | 0 | 0 | 0 | 0 | 0 | 0 | 0 | 0 | 0 | 0 | 0 | 0 | 0 | 0 | 0 | 0 | 0 | 0 | 0 | 0 | 0 | 0 | 0 | 0 | 0 | 0 | 0 | 0 | 0 | 0 | 0 | 0 | 0 | 0 | 0 | 0 | 0 | 0 | 0 | 0 | 0 | 0 | 0 | 0 | 0 | 0 | 0 | 0 | 0 | 0 | 0 | 0 | 0 | 0 | 0 | 0 | 0 | 0 | 0 | 0 | 0 | 0 | 0 | 0 | 0 | 0 | 0 | 0 | 0 | 0 | 0 | 0 | 0 | 0 | 0 | 0 | 0 | 0 | 0 | 0 | 0 | 0 | 0 | 0 | 0 | 0 | 0 | 0 | 0 | 0 | 0 | 0 | 0 | 0 | 0 | 0 | 0 | 0 | 0 | 0 | 0 | 0 | 0 | 0 | 0 | 0 | 0 | 0 | 0 | 0 | 0 | 0 | 0 | 0 | 0 | 0 | 0 | 0 | 0 | 0 | 0 | 0 | 0 | 0 | 0 | 0 | 0 | 0 | 0 | 0 | 0 | 0 | 0 | 0 | 0 | 0 | 0 | 0 | 0 | 0 | 0 | 0 | 0 | 0 | 0 | 0 | 0 | 0 | 0 | 0 | 0 | 0 | 0 | 0 | 0 | 0 | 0 | 0 | 0 | 0 | 0 | 0 | 0 | 0 | 0 | 0 | 0 | 0 | 0 | 0 | 0 | 0 | 0 | 0 | 0 | 0 | 0 | 0 | 0 | 0 | 0 | 0 | 0 | 0 | 0 | 0 | 0 | 0 | 0 | 0 | 0 | 0 | 0 | 0 | 0 | 0 | 0 | 0 | 0 | 0 | 0 | 0 | 0 | 0 | 0 | 0 | 0 | 0 | 0 | 0 | 0 | 0 | 0 | 0 | 0 | 0 | 0 | 0 | 0 | 0 | 0 | 0 | 0 | 0 | 0 | 0 | 0 | 0 | 0 | 0 | 0 | 0 | 0 | 0 | 0 | 0 | 0 | 0 | 0 | 0 | 0 | 0 | 0 | 0 | 0 | 0 | 0 | 0 | 0 | 0 | 0 | 0 | 0 | 0 | 0 | 0 | 0 | 0 | 0 | 0 | 0 | 0 | 0 | 0 | 0 | 0 | 0 | 0 | 0 | 0 | 0 | 0 | 0 | 0 | 0 | 0 | 0 | 0 | 0 | 0 | 0 | 0 | 0 | 0 | 0 | 0 | 0 | 0 | 0 | 0 | 0 | 0 | 0 | 0 | 0 | 0 | 0 | 0 | 0 | 0 | 0 | 0 | 0 | 0 | 0 | 0 | 0 | 0 | 0 | 0 | 0 | 0 | 0 | 0 | 0 | 0 | 0 | 0 | 0 | 0 | 0 | 0 | 0 | 0 | 0 | 0 | 0 | 0 | 0 | 0 | 0 | 0 | 0 | 0 | 0 | 0 | 0 | 0 | 0 | 0 | 0 | 0 | 0 | 0 | 0 | 0 | 0 | 0 | 0 | 0 | 0 | 0 | 0 | 0 | 0 | 0 | 0 | 0 | 0 | 0 | 0 | 0 | 0 | 0 | 0 | 0 | 0 | 0 | 0 | 0 | 0 | 0 | 0 | 0 | 0 | 0 | 0 | 0 | 0 | 0 | 0 | 0 | 0 | 0 | 0 | 0 | 0 | 0 | 0 | 0 | 0 | 0 | 0 | 0 | 0 | 0 | 0 | 0 | 0 | 0 | 0 | 0 | 0 | 0 | 0 | 0 | 0 | 0 | 0 | 0 | 0 | 0 | 0 | 0 | 0 | 0 | 0 | 0 | 0 | 0 | 0 | 0 | 0 | 0 | 0 | 0 | 0 | 0 | 0 | 0 | 0 | 0 | 0 | 0 | 0 | 0 | 0 | 0 | 0 | 0 | 0 | 0 | 0 | 0 | 0 | 0 | 0 | 0 | 0 | 0 | 0 | 0 | 0 | 0 | 0 | 0 | 0 | 0 | 0 | 0 | 0 | 0 | 0 | 0 | 0 | 0 | 0 | 0 | 0 | 0 | 0 | 0 | 0 | 0 | 0 | 0 | 0 | 0 | 0 | 0 | 0 | 0 | 0 | 0 | 0 | 0 | 0 | 0 | 0 | 0 | 0 | 0 | 0 | 0 | 0 | 0 | 0 | 0 | 0 | 0 | 0 | 0 | 0 | 0 | 0 | 0 | 0 | 0 | 0 | 0 | 0 | 0 | 0 | 0 | 0 | 0 | 0 | 0 | 0 | 0 | 0 | 0 | 0 | 0 | 0 | 0 | 0 | 0 | 0 | 0 | 0 | 0 | 0 | 0 | 0 | 0 | 0 | 0 | 0 | 0 | 0 | 0 | 0 | 0 | 0 | 0 | 0 | 0 | 0 | 0 | 0 | 0 | 0 | 0 | 0 | 0 | 0 | 0 | 0 | 0 | 0 | 0 | 0 | 0 | 0 | 0 | 0 | 0 | 0 | 0 | 0 | 0 | 0 | 0 | 0 | 0 | 0 | 0 | 0 | 0 | 0 | 0 | 0 | 0 | 0 | 0 | 0 | 0 | 0 | 0 | 0 | 0 | 0 | 0 | 0 | 0 | 0 | 0 | 0 | 0 | 0 | 0 | 0 | 0 | 0 | 0 | 0 | 0 | 0 | 0 | 0 | 0 | 0 | 0 | 0 | 0 | 0 | 0 | 0 | 0 | 0 | 0 | 0 | 0 | 0 | 0 | 0 | 0 | 0 | 0 | 0 | 0 | 0 | 0 | 0 | 0 | 0 | 0 | 0 | 0 | 0 | 0 | 0 | 0 | 0 | 0 | 0 | 0 | 0 | 0 | 0 | 0 | 0 | 0 | 0 | 0 | 0 | 0 | 0 | 0 | 0 | 0 | 0 | 0 | 0 | 0 | 0 | 0 | 0 | 0 | 0 | 0 | 0 | 0 | 0 | 0 | 0 | 0 | 0 | 0 | 0 | 0 | 0 | 0 | 0 | 0 | 0 | 0 | 0 | 0 | 0 | 0 | 0 | 0 | 0 | 0 | 0 | 0 | 0 | 0 | 0 | 0 | 0 | 0 | 0 | 0 | 0 | 0 | 0 | 0 | 0 | 0 | 0 | 0 | 0 | 0 | 0 | 0 | 0 | 0 | 0 | 0 | 0 | 0 | 0 | 0 | 0 | 0 | 0 | 0 | 0 | 0 | 0 | 0 | 0 | 0 | 0 | 0 | 0 | 0 | 0 | 0 | 0 | 0 | 0 | 0 | 0 | 0 | 0 | 0 | 0 | 0 | 0 | 0 | 0 | 0 | 0 | 0 | 0 | 0 | 0 | 0 | 0 | 0 | 0 | 0 | 0 | 0 | 0 | 0 | 0 | 0 | 0 | 0 | 0 | 0 | 0 | 0 | 0 | 0 | 0 | 0 | 0 | 0 | 0 | 0 | 0 | 0 | 0 | 0 | 0 | 0 | 0 | 0 | 0 | 0 | 0 | 0 | 0 | 0 | 0 | 0 | 0 | 0 | 0 | 0 | 0 | 0 | 0 | 0 | 0 | 0 | 0 | 0 | 0 | 0 | 0 | 0 | 0 | 0 | 0 | 0 | 0 | 0 | 0 | 0 | 0 | 0 | 0 | 0 | 0 | 0 | 0 | 0 | 0 | 0 | 0 | 0 | 0 | 0 | 0 | 0 | 0 | 0 | 0 | 0 | 0 | 0 | 0 | 0 | 0 | 0 | 0 | 0 | 0 | 0 | 0 | 0 | 0 | 0 | 0 | 0 | 0 | 0 | 0 | 0 | 0 | 0 | 0 | 0 | 0 | 0 | 0 | 0 | 0 | 0 | 0 | 0 | 0 | 0 | 0 | 0 | 0 | 0 | 0 | 0 | 0 | 0 | 0 | 0 | 0 | 0 | 0 | 0 | 0 | 0 | 0 | 0 | 0 | 0 | 0 | 0 | 0 | 0 | 0 | 0 | 0 | 0 | 0 | 0 | 0 | 0 | 0 | 0 | 0 | 0 | 0 | 0 | 0 | 0 | 0 | 0 | 0 | 0 | 0 | 0 | 0 | 0 | 0 | 0 | 0 | 0 | 0 | 0 | 0 | 0 | 0 | 0 | 0 | 0 | 0 | 0 | 0 | 0 | 0 | 0 | 0 | 0 | 0 | 0 | 0 | 0 | 0 | 0 | 0 | 0 | 0 | 0 | 0 | 0 | 0 | 0 | 0 | 0 | 0 | 0 | 0 | 0 | 0 | 0 | 0 | 0 | 0 | 0 | 0 | 0 | 0 | 0 | 0 | 0 | 0 | 0 | 0 | 0 | 0 | 0 | 0 | 0 | 0 | 0 | 0 | 0 | 0 | 0 | 0 | 0 | 0 | 0 | 0 | 0 | 0 | 0 | 0 | 0 | 0 | 0 | 0 | 0 | 0 | 0 | 0 | 0 | 0 | 0 | 0 | 0 | 0 | 0 | 0 | 0 | 0 | 0 | 0 | 0 | 0 | 0 | 0 | 0 | 0 | 0 | 0 | 0 | 0 | 0 | 0 | 0 | 0 | 0 | 0 | 0 | 0 | 0 | 0 | 0 | 0 | 0 | 0 | 0 | 0 | 0 | 0 | 0 | 0 | 0 | 0 | 0 | 0 | 0 | 0 | 0 | 0 | 0 | 0 | 0 | 0 | 0 | 0 | 0 | 0 | 0 | 0 | 0 | 0 | 0 | 0 | 0 | 0 | 0 | 0 | 0 | 0 | 0 | 0 | 0 | 0 | 0 | 0 | 0 | 0 | 0 | 0 | 0 | 0 | 0 | 0 | 0 | 0 | 0 | 0 | 0 | 0 | 0 | 0 | 0 | 0 | 0 | 0 | 0 | 0 | 0 | 0 | 0 | 0 | 0 | 0 | 0 | 0 | 0 | 0 | 0 | 0 | 0 | 0 | 0 | 0 | 0 | 0 | 0 | 0 | 0 | 0 | 0 | 0 | 0 | 0 | 0 | 0 | 0 | 0 | 0 | 0 | 0 | 0 | 0 | 0 | 0 | 0 | 0 | 0 | 0 | 0 | 0 | 0 | 0 | 0 | 0 | 0 | 0 | 0 | 0 | 0 | 0 | 0 | 0 | 0 | 0 | 0 | 0 | 0 | 0 | 0 | 0 | 0 | 0 | 0 | 0 | 0 | 0 | 0 | 0 | 0 | 0 | 0 | 0 | 0 | 0 | 0 | 0 | 0 | 0 | 0 | 0 | 0 | 0 | 0 | 0 | 0 | 0 | 0 | 0 | 0 | 0 | 0 | 0 | 0 | 0 | 0 | 0 | 0 | 0 | 0 | 0 | 0 | 0 | 0 | 0 | 0 | 0 | 0 | 0 | 0 | 0 | 0 | 0 | 0 | 0 | 0 | 0 | 0 | 0 | 0 | 0 | 0 | 0 | 0 | 0 | 0 | 0 | 0 | 0 | 0 | 0 | 0 | 0 | 0 | 0 | 0 | 0 | 0 | 0 | 0 | 0 | 0 | 0 | 0 | 0 | 0 | 0 | 0 | 0 | 0 | 0 | 0 | 0 | 0 | 0 | 0 | 0 | 0 | 0 | 0 | 0 | 0 | 0 | 0 | 0 | 0 | 0 | 0 | 0 | 0 | 0 | 0 | 0 | 0 | 0 | 0 | 0 | 0 | 0 | 0 | 0 | 0 | 0 | 0 | 0 | 0 | 0 | 0 | 0 | 0 | 0 | 0 | 0 | 0 | 0 | 0 | 0 | 0 | 0 | 0 | 0 | 0 | 0 | 0 | 0 | 0 | 0 | 0 | 0 | 0 | 0 | 0 | 0 | 0 | 0 | 0 | 0 | 0 | 0 | 0 | 0 | 0 | 0 | 0 | 0 | 0 | 0 | 0 | 0 | 0 | 0 | 0 | 0 | 0 | 0 | 0 | 0 | 0 | 0 | 0 | 0 | 0 | 0 | 0 | 0 | 0 | 0 | 0 | 0 | 0 | 0 | 0 | 0 | 0 | 0 | 0 | 0 | 0 | 0 | 0 | 0 | 0 | 0 | 0 | 0 | 0 | 0 | 0 | 0 | 0 | 0 | 0 | 0 | 0 | 0 | 0 | 0 | 0 | 0 | 0 | 0 | 0 | 0 | 0 | 0 | 0 | 0 | 0 | 0 | 0 | 0 | 0 | 0 | 0 | 0 | 0 | 0 | 0 | 0 | 0 | 0 | 0 | 0 | 0 | 0 | 0 | 0 | 0 | 0 | 0 | 0 | 0 | 0 | 0 | 0 | 0 | 0 | 0 | 0 | 0 | 0 | 0 | 0 | 0 | 0 | 0 | 0 | 0 | 0 | 0 | 0 | 0 | 0 | 0 | 0 | 0 | 0 | 0 | 0 | 0 | 0 | 0 | 0 | 0 | 0 | 0 | 0 | 0 | 0 | 0 | 0 | 0 | 0 | 0 | 0 | 0 | 0 | 0 | 0 | 0 | 0 | 0 | 0 | 0 | 0 | 0 | 0 | 0 | 0 | 0 | 0 | 0 | 0 | 0 | 0 | 0 | 0 | 0 | 0 | 0 | 0 | 0 | 0 | 0 | 0 | 0 | 0 | 0 | 0 | 0 | 0 | 0 | 0 | 0 | 0 | 0 | 0 | 0 | 0 | 0 | 0 | 0 | 0 | 0 | 0 | 0 | 0 | 0 | 0 | 0 | 0 | 0 | 0 | 0 | 0 | 0 | 0 | 0 | 0 | 0 | 0 | 0 | 0 | 0 | 0 | 0 | 0 | 0 | 0 | 0 | 0 | 0 | 0 | 0 | 0 | 0 | 0 | 0 | 0 | 0 | 0 | 0 | 0 | 0 | 0 | 0 | 0 | 0 | 0 | 0 | 0 | 0 | 0 | 0 | 0 | 0 | 0 | 0 | 0 | 0 | 0 | 0 | 0 | 0 | 0 | 0 | 0 | 0 | 0 | 0 | 0 | 0 | 0 | 0 | 0 | 0 | 0 | 0 | 0 | 0 | 0 | 0 | 0 | 0 | 0 | 0 | 0 | 0 | 0 | 0 | 0 | 0 | 0 | 0 | 0 | 0 | 0 | 0 | 0 | 0 | 0 | 0 | 0 | 0 | 0 | 0 | 0 | 0 | 0 | 0 | 0 | 0 | 0 | 0 | 0 | 0 | 0 | 0 | 0 | 0 | 0 | 0 | 0 | 0 | 0 | 0 | 0 | 0 | 0 | 0 | 0 | 0 | 0 | 0 | 0 | 0 | 0 | 0 | 0 | 0 | 0 | 0 | 0 | 0 | 0 | 0 | 0 | 0 | 0 | 0 | 0 | 0 | 0 | 0 | 0 | 0 | 0 | 0 | 0 | 0 | 0 | 0 | 0 | 0 | 0 | 0 | 0 | 0 | 0 | 0 | 0 | 0 | 0 | 0 | 0 | 0 | 0 | 0 | 0 | 0 | 0 | 0 | 0 | 0 | 0 | 0 | 0 | 0 | 0 | 0 | 0 | 0 | 0 | 0 | 0 | 0 | 0 | 0 | 0 | 0 | 0 | 0 | 0 | 0 | 0 | 0 | 0 | 0 | 0 | 0 | 0 | 0 | 0 | 0 | 0 | 0 | 0 | 0 | 0 | 0 | 0 | 0 | 0 | 0 | 0 | 0 | 0 | 0 | 0 | 0 | 0 | 0 | 0 | 0 | 0 | 0 | 0 | 0 | 0 | 0 | 0 | 0 | 0 | 0 | 0 | 0 | 0 | 0 | 0 | 0 | 0 | 0 | 0 | 0 | 0 | 0 | 0 | 0 | 0 | 0 | 0 | 0 | 0 | 0 | 0 | 0 | 0 | 0 | 0 | 0 | 0 | 0 | 0 | 0 | 0 | 0 | 0 | 0 | 0 | 0 | 0 | 0 | 0 | 0 | 0 | 0 | 0 | 0 | 0 | 0 | 0 | 0 | 0 | 0 | 0 | 0 | 0 | 0 | 0 | 0 | 0 | 0 | 0 | 0 | 0 | 0 | 0 | 0 | 0 | 0 | 0 | 0 | 0 | 0 | 0 | 0 | 0 | 0 | 0 | 0 | 0 | 0 | 0 | 0 | 0 | 0 | 0 | 0 | 0 | 0 | 0 | 0 | 0 | 0 | 0 | 0 | 0 | 0 | 0 | 0 | 0 | 0 | 0 | 0 | 0 | 0 | 0 | 0 | 0 | 0 | 0 | 0 | 0 | 0 | 0 | 0 | 0 | 0 | 0 | 0 | 0 | 0 | 0 | 0 | 0 | 0 | 0 | 0 | 0 | 0 | 0 | 0 | 0 | 0 | 0 | 0 | 0 | 0 | 0 | 0 | 0 | 0 | 0 | 0 | 0 | 0 | 0 | 0 | 0 | 0 | 0 | 0 | 0 | 0 | 0 | 0 | 0 | 0 | 0 | 0 | 0 | 0 | 0 | 0 | 0 | 0 | 0 | 0 | 0 | 0 | 0 | 0 | 0 | 0 | 0 | 0 | 0 | 0 | 0 | 0 | 0 | 0 | 0 | 0 | 0 | 0 | 0 | 0 | 0 | 0 | 0 | 0 | 0 | 0 | 0 | 0 | 0 | 0 | 0 | 0 | 0 | 0 | 0 | 0 | 0 | 0 | 0 | 0 | 0 | 0 | 0 | 0 | 0 | 0 | 0 | 0 | 0 | 0 | 0 | 0 | 0 | 0 | 0 | 0 | 0 | 0 | 0 | 0 | 0 | 0 | 0 | 0 | 0 | 0 | 0 | 0 | 0 | 0 | 0 | 0 | 0 | 0 | 0 | 0 | 0 | 0 | 0 | 0 | 0 | 0 | 0 | 0 | 0 | 0 | 0 | 0 | 0 | 0 | 0 | 0 | 0 | 0 | 0 | 0 | 0 | 0 | 0 | 0 | 0 | 0 | 0 | 0 | 0 | 0 | 0 | 0 | 0 | 0 | 0 | 0 | 0 | 0 | 0 | 0 | 0 | 0 | 0 | 0 | 0 | 0 | 0 | 0 | 0 | 0 | 0 | 0 | 0 | 0 | 0 | 0 | 0 | 0 | 0 | 0 | 0 | 0 | 0 | 0 | 0 | 0 | 0 | 0 | 0 | 0 | 0 | 0 | 0 | 0 | 0 | 0 | 0 | 0 | 0 | 0 | 0 | 0 | 0 | 0 | 0 | 0 | 0 | 0 | 0 | 0 | 0 | 0 | 0 | 0 | 0 | 0 | 0 | 0 | 0 | 0 | 0 | 0 | 0 | 0 | 0 | 0 | 0 | 0 | 0 | 0 | 0 | 0 | 0 | 0 | 0 | 0 | 0 | 0 | 0 | 0 | 0 | 0 | 0 | 0 | 0 | 0 | 0 | 0 | 0 | 0 | 0 | 0 | 0 | 0 | 0 | 0 | 0 | 0 | 0 | 0 | 0 | 0 | 0 | 0 | 0 | 0 | 0 | 0 | 0 | 0 | 0 | 0 | 0 | 0 | 0 | 0 | 0 | 0 | 0 | 0 | 0 | 0 | 0 | 0 | 0 | 0 | 0 | 0 | 0 | 0 | 0 | 0 | 0 | 0 | 0 | 0 | 0 | 0 | 0 | 0 | 0 | 0 | 0 | 0 | 0 | 0 | 0 | 0 | 0 | 0 | 0 | 0 | 0 | 0 | 0 | 0 | 0 | 0 | 0 | 0 | 0 | 0 | 0 | 0 | 0 | 0 | 0 | 0 | 0 | 0 | 0 | 0 | 0 | 0 | 0 | 0 | 0 | 0 | 0 | 0 | 0 | 0 | 0 | 0 | 0 | 0 | 0 | 0 | 0 | 0 | 0 | 0 | 0 | 0 | 0 | 0 | 0 | 0 | 0 | 0 | 0 | 0 | 0 | 0 | 0 | 0 | 0 | 0 | 0 | 0 | 0 | 0 | 0 | 0 | 0 | 0 | 0 | 0 | 0 | 0 | 0 | 0 | 0 | 0 | 0 | 0 | 0 | 0 | 0 | 0 | 0 | 0 | 0 | 0 | 0 | 0 | 0 | 0 | 0 | 0 | 0 | 0 | 0 | 0 | 0 | 0 | 0 | 0 | 0 | 0 | 0 | 0 | 0 | 0 | 0 | 0 | 0 | 0 | 0 | 0 | 0 | 0 | 0 | 0 | 0 | 0 | 0 | 0 | 0 | 0 | 0 | 0 | 0 | 0 | 0 | 0 | 0 | 0 | 0 | 0 | 0 | 0 | 0 | 0 | 0 | 0 | 0 | 0 | 0 | 0 | 0 | 0 | 0 | 0 | 0 | 0 | 0 | 0 | 0 | 0 | 0 | 0 | 0 | 0 | 0 | 0 | 0 | 0 | 0 | 0 | 0 | 0 | 0 | 0 | 0 | 0 | 0 | 0 | 0 | 0 | 0 | 0 | 0 | 0 | 0 | 0 | 0 | 0 | 0 | 0 | 0 | 0 | 0 | 0 | 0 | 0 | 0 | 0 | 0 | 0 | 0 | 0 | 0 | 0 | 0 | 0 | 0 | 0 | 0 | 0 | 0 | 0 | 0 | 0 | 0 | 0 | 0 | 0 | 0 | 0 | 0 | 0 | 0 | 0 | 0 | 0 | 0 | 0 | 0 | 0 | 0 | 0 | 0 | 0 | 0 | 0 | 0 | 0 | 0 | 0 | 0 | 0 | 0 | 0 | 0 | 0 | 0 | 0 | 0 | 0 | 0 | 0 | 0 | 0 | 0 | 0 | 0 | 0 | 0 | 0 | 0 | 0 | 0 | 0 | 0 | 0 | 0 | 0 | 0 | 0 | 0 | 0 | 0 | 0 | 0 | 0 | 0 | 0 | 0 | 0 | 0 | 0 | 0 | 0 | 0 | 0 | 0 | 0 | 0 | 0 | 0 | 0 | 0 | 0 | 0 | 0 | 0 | 0 | 0 | 0 | 0 | 0 | 0 | 0 | 0 | 0 | 0 | 0 | 0 | 0 | 0 | 0 | 0 | 0 | 0 | 0 | 0 | 0 | 0 | 0 | 0 | 0 | 0 | 0 | 0 | 0 | 0 | 0 | 0 | 0 | 0 | 0 | 0 | 0 | 0 | 0 | 0 | 0 | 0 | 0 | 0 | 0 | 0 | 0 | 0 | 0 | 0 | 0 | 0 | 0 | 0 | 0 | 0 | 0 | 0 | 0 | 0 | 0 | 0 | 0 | 0 | 0 | 0 | 0 | 0 | 0 | 0 | 0 | 0 | 0 | 0 | 0 | 0 | 0 | 0 | 0 | 0 | 0 | 0 | 0 | 0 | 0 | 0 | 0 | 0 | 0 | 0 | 0 | 0 | 0 | 0 | 0 | 0 | 0 | 0 | 0 | 0 | 0 | 0 | 0 | 0 | 0 | 0 | 0 | 0 | 0 | 0 | 0 | 0 | 0 | 0 | 0 | 0 | 0 | 0 | 0 | 0 | 0 | 0 | 0 | 0 | 0 | 0 | 0 | 0 | 0 | 0 | 0 | 0 | 0 | 0 | 0 | 0 | 0 | 0 | 0 | 0 | 0 | 0 | 0 | 0 | 0 | 0 | 0 | 0 | 0 | 0 | 0 | 0 | 0 | 0 | 0 | 0 | 0 | 0 | 0 | 0 | 0 | 0 | 0 | 0 | 0 | 0 | 0 | 0 | 0 | 0 | 0 | 0 | 0 | 0 | 0 | 0 | 0 | 0 | 0 | 0 | 0 | 0 | 0 | 0 | 0 | 0 | 0 | 0 | 0 | 0 | 0 | 0 | 0 | 0 | 0 | 0 | 0 | 0 | 0 | 0 | 0 | 0 | 0 | 0 | 0 | 0 | 0 | 0 | 0 | 0 | 0 | 0 | 0 | 0 | 0 | 0 | 0 | 0 | 0 | 0 | 0 | 0 | 0 | 0 | 0 | 0 | 0 | 0 | 0 | 0 | 0 | 0 | 0 | 0 | 0 | 0 | 0 | 0 | 0 | 0 | 0 | 0 | 0 | 0 | 0 | 0 | 0 | 0 | 0 | 0 | 0 | 0 | 0 | 0 | 0 | 0 | 0 | 0 | 0 | 0 | 0 | 0 | 0 | 0 | 0 | 0 | 0 | 0 | 0 | 0 | 0 | 0 | 0 | 0 | 0 | 0 | 0 | 0 | 0 | 0 | 0 | 0 | 0 | 0 | 0 | 0 | 0 | 0 | 0 | 0 | 0 | 0 | 0 | 0 | 0 | 0 | 0 | 0 | 0 | 0 | 0 | 0 | 0 | 0 | 0 | 0 | 0 | 0 | 0 | 0 | 0 | 0 | 0 | 0 | 0 | 0 | 0 | 0 | 0 | 0 | 0 | 0 | 0 | 0 | 0 | 0 | 0 | 0 | 0 | 0 | 0 | 0 | 0 | 0 | 0 | 0 | 0 | 0 | 0 | 0 | 0 | 0 | 0 | 0 | 0 | 0 | 0 | 0 | 0 | 0 | 0 | 0 | 0 | 0 | 0 | 0 | 0 | 0 | 0 | 0 | 0 | 0 | 0 | 0 | 0 | 0 | 0 | 0 | 0 | 0 | 0 | 0 | 0 | 0 | 0 | 0 | 0 | 0 | 0 | 0 | 0 | 0 | 0 | 0 | 0 | 0 | 0 | 0 | 0 | 0 | 0 | 0 | 0 | 0 | 0 | 0 | 0 | 0 | 0 | 0 | 0 | 0 | 0 | 0 | 0 | 0 | 0 | 0 | 0 | 0 | 0 | 0 | 0 | 0 | 0 | 0 | 0 | 0 | 0 | 0 | 0 | 0 | 0 | 0 | 0 | 0 | 0 | 0 | 0 | 0 | 0 | 0 | 0 | 0 | 0 | 0 | 0 | 0 | 0 | 0 | 0 | 0 | 0 | 0 | 0 | 0 | 0 | 0 | 0 | 0 | 0 | 0 | 0 | 0 | 0 | 0 | 0 | 0 | 0 | 0 | 0 | 0 | 0 | 0 | 0 | 0 | 0 | 0 | 0 | 0 | 0 | 0 | 0 | 0 | 0 | 0 | 0 | 0 | 0 | 0 | 0 | 0 | 0 | 0 | 0 | 0 | 0 | 0 | 0 | 0 | 0 | 0 | 0 | 0 | 0 | 0 | 0 | 0 | 0 | 0 | 0 | 0 | 0 | 0 | 0 | 0 | 0 | 0 | 0 | 0 | 0 | 0 | 0 | 0 | 0 | 0 | 0 | 0 | 0 | 0 | 0 | 0 | 0 | 0 | 0 | 0 | 0 | 0 | 0 | 0 | 0 | 0 | 0 | 0 | 0 | 0 | 0 | 0 | 0 | 0 | 0 | 0 | 0 | 0 | 0 | 0 | 0 | 0 | 0 | 0 | 0 | 0 | 0 | 0 | 0 | 0 | 0 | 0 | 0 | 0 | 0 | 0 | 0 | 0 | 0 | 0 | 0 | 0 | 0 | 0 | 0 | 0 | 0 | 0 | 0 | 0 | 0 | 0 | 0 | 0 | 0 | 0 | 0 | 0 | 0 | 0 | 0 | 0 | 0 | 0 | 0 | 0 | 0 | 0 | 0 | 0 | 0 | 0 | 0 | 0 | 0 | 0 | 0 | 0 | 0 | 0 | 0 | 0 | 0 | 0 | 0 | 0 | 0 | 0 | 0 | 0 | 0 | 0 | 0 | 0 | 0 | 0 | 0 | 0 | 0 | 0 | 0 | 0 | 0 | 0 | 0 | 0 | 0 | 0 | 0 | 0 | 0 | 0 | 0 | 0 | 0 | 0 | 0 | 0 | 0 | 0 | 0 | 0 | 0 | 0 | 0 | 0 | 0 | 0 | 0 | 0 | 0 | 0 | 0 | 0 | 0 | 0 | 0 | 0 | 0 | 0 | 0 | 0 | 0 | 0 | 0 | 0 | 0 | 0 | 0 | 0 | 0 | 0 | 0 | 0 | 0 | 0 | 0 | 0 | 0 | 0 | 0 | 0 | 0 | 0 | 0 | 0 | 0 | 0 | 0 | 0 | 0 | 0 | 0 | 0 | 0 | 0 | 0 | 0 | 0 | 0 | 0 | 0 | 0 | 0 | 0 | 0 | 0 | 0 | 0 | 0 | 0 | 0 | 0 | 0 | 0 | 0 | 0 | 0 | 0 | 0 | 0 | 0 | 0 | 0 | 0 | 0 | 0 | 0 | 0 | 0 | 0 | 0 | 0 | 0 | 0 | 0 | 0 | 0 | 0 | 0 | 0 | 0 | 0 | 0 | 0 | 0 | 0 | 0 | 0 | 0 | 0 | 0 | 0 | 0 | 0 | 0 | 0 | 0 | 0 | 0 | 0 | 0 | 0 | 0 | 0 | 0 | 0 | 0 | 0 | 0 | 0 | 0 | 0 | 0 | 0 | 0 | 0 | 0 | 0 | 0 | 0 | 0 | 0 | 0 | 0 | 0 | 0 | 0 | 0 | 0 | 0 | 0 | 0 | 0 | 0 | 0 | 0 | 0 | 0 | 0 | 0 | 0 | 0 | 0 | 0 | 0 | 0 | 0 | 0 | 0 | 0 | 0 | 0 | 0 | 0 | 0 | 0 | 0 | 0 | 0 | 0 | 0 | 0 | 0 | 0 | 0 | 0 | 0 | 0 | 0 | 0 | 0 | 0 | 0 | 0 | 0 | 0 | 0 | 0 | 0 | 0 | 0 | 0 | 0 | 0 | 0 | 0 | 0 | 0 | 0 | 0 | 0 | 0 | 0 | 0 | 0 | 0 | 0 | 0 | 0 | 0 | 0 | 0 | 0 | 0 | 0 | 0 | 0 | 0 | 0 | 0 | 0 | 0 | 0 | 0 | 0 | 0 | 0 | 0 | 0 | 0 | 0 | 0 | 0 | 0 | 0 | 0 | 0 | 0 | 0 | 0 | 0 | 0 | 0 | 0 | 0 | 0 | 0 | 0 | 0 | 0 | 0 | 0 | 0 | 0 | 0 | 0 | 0 | 0 | 0 | 0 | 0 | 0 | 0 | 0 | 0 | 0 | 0 | 0 | 0 | 0 | 0 | 0 | 0 | 0 | 0 | 0 | 0 | 0 | 0 | 0 | 0 | 0 | 0 | 0 | 0 | 0 | 0 | 0 | 0 | 0 | 0 | 0 | 0 | 0 | 0 | 0 | 0 | 0 | 0 | 0 | 0 | 0 | 0 | 0 | 0 | 0 | 0 | 0 | 0 | 0 | 0 | 0 | 0 | 0 | 0 | 0 | 0 | 0 | 0 | 0 | 0 | 0 | 0 | 0 | 0 | 0 | 0 | 0 | 0 | 0 | 0 | 0 | 0 | 0 | 0 | 0 | 0 | 0 | 0 | 0 | 0 | 0 | 0 | 0 | 0 | 0 | 0 | 0 | 0 | 0 | 0 | 0 | 0 | 0 | 0 | 0 | 0 | 0 | 0 | 0 | 0 | 0 | 0 | 0 | 0 | 0 | 0 | 0 | 0 | 0 | 0 | 0 | 0 | 0 | 0 | 0 | 0 | 0 | 0 | 0 | 0 | 0 | 0 | 0 | 0 | 0 | 0 | 0 | 0 | 0 | 0 | 0 | 0 | 0 | 0 | 0 | 0 | 0 | 0 | 0 | 0 | 0 | 0 | 0 | 0 | 0 | 0 | 0 | 0 | 0 | 0 | 0 | 0 | 0 | 0 | 0 | 0 | 0 | 0 | 0 | 0 | 0 | 0 | 0 | 0 | 0 | 0 | 0 | 0 | 0 | 0 | 0 | 0 | 0 | 0 | 0 | 0 | 0 | 0 | 0 | 0 | 0 | 0 | 0 | 0 | 0 | 0 | 0 | 0 | 0 | 0 | 0 | 0 | 0 | 0 | 0 | 0 | 0 | 0 | 0 | 0 | 0 | 0 | 0 | 0 | 0 | 0 | 0 | 0 | 0 | 0 | 0 | 0 | 0 | 0 | 0 | 0 | 0 | 0 | 0 | 0 | 0 | 0 | 0 | 0 | 0 | 0 | 0 | 0 | 0 | 0 | 0 | 0 | 0 | 0 | 0 | 0 | 0 | 0 | 0 | 0 | 0 | 0 | 0 | 0 | 0 | 0 | 0 | 0 | 0 | 0 | 0 | 0 | 0 | 0 | 0 | 0 | 0 | 0 | 0 | 0 | 0 | 0 | 0 | 0 | 0 | 0 | 0 | 0 | 0 | 0 | 0 | 0 | 0 | 0 | 0 | 0 | 0 | 0 | 0 | 0 | 0 | 0 | 0 | 0 | 0 | 0 | 0 | 0 | 0 | 0 | 0 | 0 | 0 | 0 | 0 | 0 | 0 | 0 | 0 | 0 | 0 | 0 | 0 | 0 | 0 | 0 | 0 | 0 | 0 | 0 | 0 | 0 | 0 | 0 | 0 | 0 | 0 | 0 | 0 | 0 | 0 | 0 | 0 | 0 | 0 | 0 | 0 | 0 | 0 | 0 | 0 | 0 | 0 | 0 | 0 | 0 | 0 | 0 | 0 | 0 | 0 | 0 | 0 | 0 | 0 | 0 | 0 | 0 | 0 | 0 | 0 | 0 | 0 | 0 | 0 | 0 | 0 | 0 | 0 | 0 | 0 | 0 | 0 | 0 | 0 | 0 | 0 | 0 | 0 | 0 | 0 | 0 | 0 | 0 | 0 | 0 | 0 | 0 | 0 | 0 | 0 | 0 | 0 | 0 | 0 | 0 | 0 | 0 | 0 | 0 | 0 | 0 | 0 | 0 | 0 | 0 | 0 | 0 | 0 | 0 | 0 | 0 | 0 | 0 | 0 | 0 | 0 | 0 | 0 | 0 | 0 | 0 | 0 | 0 | 0 | 0 | 0 | 0 | 0 | 0 | 0 | 0 | 0 | 0 | 0 | 0 | 0 | 0 | 0 | 0 | 0 | 0 | 0 | 0 | 0 | 0 | 0 | 0 | 0 | 0 | 0 | 0 | 0 | 0 | 0 | 0 | 0 | 0 | 0 | 0 | 0 | 0 | 0 | 0 | 0 | 0 | 0 | 0 | 0 | 0 | 0 | 0 | 0 | 0 | 0 | 0 | 0 | 0 | 0 | 0 | 0 | 0 | 0 | 0 | 0 | 0 | 0 | 0 | 0 | 0 | 0 | 0 | 0 | 0 | 0 | 0 | 0 | 0 | 0 | 0 | 0 | 0 | 0 | 0 | 0 | 0 | 0 | 0 | 0 | 0 | 0 | 0 | 0 | 0 | 0 | 0 | 0 | 0 | 0 | 0 | 0 | 0 | 0 | 0 | 0 | 0 | 0 | 0 | 0 | 0 | 0 | 0 | 0 | 0 | 0 | 0 | 0 | 0 | 0 | 0 | 0 | 0 | 0 | 0 | 0 | 0 | 0 | 0 | 0 | 0 | 0 | 0 | 0 | 0 | 0 | 0 | 0 | 0 | 0 | 0 | 0 | 0 | 0 | 0 | 0 | 0 | 0 | 0 | 0 | 0 | 0 | 0 | 0 | 0 | 0 | 0 | 0 | 0 | 0 | 0 | 0 | 0 | 0 | 0 | 0 | 0 | 0 | 0 | 0 | 0 | 0 | 0 | 0 | 0 | 0 | 0 | 0 | 0 | 0 | 0 | 0 | 0 | 0 | 0 | 0 | 0 | 0 | 0 | 0 | 0 | 0 | 0 | 0 | 0 | 0 | 0 | 0 | 0 | 0 | 0 | 0 | 0 | 0 | 0 | 0 | 0 | 0 | 0 | 0 | 0 | 0 | 0 | 0 | 0 | 0 | 0 | 0 | 0 | 0 | 0 | 0 | 0 | 0 | 0 | 0 | 0 | 0 | 0 | 0 | 0 | 0 | 0 | 0 | 0 | 0 | 0 | 0 | 0 | 0 | 0 | 0 | 0 | 0 | 0 | 0 | 0 | 0 | 0 | 0 | 0 | 0 | 0 | 0 | 0 | 0 | 0 | 0 | 0 | 0 | 0 | 0 | 0 | 0 | 0 | 0 | 0 | 0 | 0 | 0 | 0 | 0 | 0 | 0 | 0 | 0 | 0 | 0 | 0 | 0 | 0 | 0 | 0 | 0 | 0 | 0 | 0 | 0 | 0 | 0 | 0 | 0 | 0 | 0 | 0 | 0 | 0 | 0 | 0 | 0 | 0 | 0 | 0 | 0 | 0 | 0 | 0 | 0 | 0 | 0 | 0 | 0 | 0 | 0 | 0 | 0 | 0 | 0 | 0 | 0 | 0 | 0 | 0 | 0 | 0 | 0 | 0 | 0 | 0 | 0 | 0 | 0 | 0 | 0 | 0 | 0 | 0 | 0 | 0 | 0 | 0 | 0 | 0 | 0 | 0 | 0 | 0 | 0 | 0 | 0 | 0 | 0 | 0 | 0 | 0 | 0 | 0 | 0 | 0 | 0 | 0 | 0 | 0 | 0 | 0 | 0 | 0 | 0 | 0 | 0 | 0 | 0 | 0 | 0 | 0 | 0 | 0 | 0 | 0 | 0 | 0 | 0 | 0 | 0 | 0 | 0 | 0 | 0 | 0 | 0 | 0 | 0 | 0 | 0 | 0 | 0 | 0 | 0 | 0 | 0 | 0 | 0 | 0 | 0 | 0 | 0 | 0 | 0 | 0 | 0 | 0 | 0 | 0 | 0 | 0 | 0 | 0 | 0 | 0 | 0 | 0 | 0 | 0 | 0 | 0 | 0 | 0 | 0 | 0 | 0 | 0 | 0 | 0 | 0 | 0 | 0 | 0 | 0 | 0 | 0 | 0 | 0 | 0 | 0 | 0 | 0 | 0 | 0 | 0 | 0 | 0 | 0 | 0 | 0 | 0 | 0 | 0 | 0 | 0 | 0 | 0 | 0 | 0 | 0 | 0 | 0 | 0 | 0 | 0 | 0 | 0 | 0 | 0 | 0 | 0 | 0 | 0 | 0 | 0 | 0 | 0 | 0 | 0 | 0 | 0 | 0 | 0 | 0 | 0 | 0 | 0 | 0 | 0 | 0 | 0 | 0 | 0 | 0 | 0 | 0 | 0 | 0 | 0 | 0 | 0 | 0 | 0 | 0 | 0 | 0 | 0 | 0 | 0 | 0 | 0 | 0 | 0 | 0 | 0 | 0 | 0 | 0 | 0 | 0 | 0 | 0 | 0 | 0 | 0 | 0 | 0 | 0 | 0 | 0 | 0 | 0 | 0 | 0 | 0 | 0 | 0 | 0 | 0 | 0 | 0 | 0 | 0 | 0 | 0 | 0 | 0 | 0 | 0 | 0 | 0 | 0 | 0 | 0 | 0 | 0 | 0 | 0 | 0 | 0 | 0 | 0 | 0 | 0 | 0 | 0 | 0 | 0 | 0 | 0 | 0 | 0 | 0 | 0 | 0 | 0 | 0 | 0 | 0 | 0 | 0 | 0 | 0 | 0 | 0 | 0 | 0 | 0 | 0 | 0 | 0 | 0 | 0 | 0 | 0 | 0 | 0 | 0 | 0 | 0 | 0 | 0 | 0 | 0 | 0 | 0 | 0 | 0 | 0 | 0 | 0 | 0 | 0 | 0 | 0 | 0 | 0 | 0 | 0 | 0 | 0 | 0 | 0 | 0 | 0 | 0 | 0 | 0 | 0 | 0 | 0 | 0 | 0 | 0 | 0 | 0 | 0 | 0 | 0 | 0 | 0 | 0 | 0 | 0 | 0 | 0 | 0 | 0 | 0 | 0 | 0 | 0 | 0 | 0 | 0 | 0 | 0 | 0 | 0 | 0 | 0 | 0 | 0 | 0 | 0 | 0 | 0 | 0 | 0 | 0 | 0 | 0 | 0 | 0 | 0 | 0 | 0 | 0 | 0 | 0 | 0 | 0 | 0 | 0 | 0 | 0 | 0 | 0 | 0 | 0 | 0 | 0 | 0 | 0 | 0 | 0 | 0 | 0 | 0 | 0 | 0 | 0 | 0 | 0 | 0 | 0 | 0 | 0 | 0 | 0 | 0 | 0 | 0 | 0 | 0 | 0 | 0 | 0 | 0 | 0 | 0 | 0 | 0 | 0 | 0 | 0 | 0 | 0 | 0 | 0 | 0 | 0 | 0 | 0 | 0 | 0 | 0 | 0 | 0 | 0 | 0 | 0 | 0 | 0 | 0 | 0 | 0 | 0 | 0 | 0 | 0 | 0 | 0 | 0 | 0 | 0 | 0 | 0 | 0 | 0 | 0 | 0 | 0 | 0 | 0 | 0 | 0 | 0 | 0 | 0 | 0 | 0 | 0 | 0 | 0 | 0 | 0 | 0 | 0 | 0 | 0 | 0 | 0 | 0 | 0 | 0 | 0 | 0 | 0 | 0 | 0 | 0 | 0 | 0 | 0 | 0 | 0 | 0 | 0 | 0 | 0 | 0 | 0 | 0 | 0 | 0 | 0 | 0 | 0 | 0 | 0 | 0 | 0 | 0 | 0 | 0 | 0 | 0 | 0 | 0 | 0 | 0 | 0 | 0 | 0 | 0 | 0 | 0 | 0 | 0 | 0 | 0 | 0 | 0 | 0 | 0 | 0 | 0 | 0 | 0 | 0 | 0 | 0 | 0 | 0 | 0 | 0 | 0 | 0 | 0 | 0 | 0 | 0 | 0 | 0 | 0 | 0 | 0 | 0 | 0 | 0 | 0 | 0 | 0 | 0 | 0 | 0 | 0 | 0 | 0 | 0 | 0 | 0 | 0 | 0 | 0 | 0 | 0 | 0 | 0 | 0 | 0 | 0 | 0 | 0 | 0 | 0 | 0 | 0 | 0 | 0 | 0 | 0 | 0 | 0 | 0 | 0 | 0 | 0 | 0 | 0 | 0 | 0 | 0 | 0 | 0 | 0 | 0 | 0 | 0 | 0 | 0 | 0 | 0 | 0 | 0 | 0 | 0 | 0 | 0 | 0 | 0 | 0 | 0 | 0 | 0 | 0 | 0 | 0 | 0 | 0 | 0 | 0 | 0 | 0 | 0 | 0 | 0 | 0 | 0 | 0 | 0 | 0 | 0 | 0 | 0 | 0 | 0 | 0 | 0 | 0 | 0 | 0 | 0 | 0 | 0 | 0 | 0 | 0 | 0 | 0 | 0 | 0 | 0 | 0 | 0 | 0 | 0 | 0 | 0 | 0 | 0 | 0 | 0 | 0 | 0 | 0 | 0 | 0 | 0 | 0 | 0 | 0 | 0 | 0 | 0 | 0 | 0 | 0 | 0 | 0 | 0 | 0 | 0 | 0 | 0 | 0 | 0 | 0 | 0 | 0 | 0 | 0 | 0 | 0 | 0 | 0 | 0 | 0 | 0 | 0 | 0 | 0 | 0 | 0 | 0 | 0 | 0 | 0 | 0 | 0 | 0 | 0 | 0 | 0 | 0 | 0 | 0 | 0 | 0 | 0 | 0 | 0 | 0 | 0 | 0 | 0 | 0 | 0 | 0 | 0 | 0 | 0 | 0 | 0 | 0 | 0 | 0 | 0 | 0 | 0 | 0 | 0 | 0 | 0 | 0 | 0 | 0 | 0 | 0 | 0 | 0 | 0 | 0 | 0 | 0 | 0 | 0 | 0 | 0 | 0 | 0 | 0 | 0 | 0 | 0 | 0 | 0 | 0 | 0 | 0 | 0 | 0 | 0 | 0 | 0 | 0 | 0 | 0 | 0 | 0 | 0 | 0 | 0 | 0 | 0 | 0 | 0 | 0 | 0 | 0 | 0 | 0 | 0 | 0 | 0 | 0 | 0 | 0 | 0 | 0 | 0 | 0 | 0 | 0 | 0 | 0 | 0 | 0 | 0 | 0 | 0 | 0 | 0 | 0 | 0 | 0 | 0 | 0 | 0 | 0 | 0 | 0 | 0 | 0 | 0 | 0 | 0 | 0 | 0 | 0 | 0 | 0 | 0 | 0 | 0 | 0 | 0 | 0 | 0 | 0 | 0 | 0 | 0 | 0 | 0 | 0 | 0 | 0 | 0 | 0 | 0 | 0 | 0 | 0 | 0 | 0 | 0 | 0 | 0 | 0 | 0 | 0 | 0 | 0 | 0 | 0 | 0 | 0 | 0 | 0 | 0 | 0 | 0 | 0 | 0 | 0 | 0 | 0 | 0 | 0 | 0 | 0 | 0 | 0 | 0 | 0 | 0 | 0 | 0 | 0 | 0 | 0 | 0 | 0 | 0 | 0 | 0 | 0 | 0 | 0 | 0 | 0 | 0 | 0 | 0 | 0 | 0 | 0 | 0 | 0 | 0 | 0 | 0 | 0 | 0 | 0 | 0 | 0 | 0 | 0 | 0 | 0 | 0 | 0 | 0 | 0 | 0 | 0 | 0 | 0 | 0 | 0 | 0 | 0 | 0 | 0 | 0 | 0 | 0 | 0 | 0 | 0 | 0 | 0 | 0 | 0 | 0 | 0 | 0 | 0 | 0 | 0 | 0 | 0 | 0 | 0 | 0 | 0 | 0 | 0 | 0 | 0 | 0 | 0 | 0 | 0 | 0 | 0 | 0 | 0 | 0 | 0 | 0 | 0 | 0 | 0 | 0 | 0 | 0 | 0 | 0 | 0 | 0 | 0 | 0 | 0 | 0 | 0 | 0 | 0 | 0 | 0 | 0 | 0 | 0 | 0 | 0 | 0 | 0 | 0 | 0 | 0 | 0 | 0 | 0 | 0 | 0 | 0 | 0 | 0 | 0 | 0 | 0 | 0 | 0 | 0 | 0 | 0 | 0 | 0 | 0 | 0 | 0 | 0 | 0 | 0 | 0 | 0 | 0 | 0 | 0 | 0 | 0 | 0 | 0 | 0 | 0 | 0 | 0 | 0 | 0 | 0 | 0 | 0 | 0 | 0 | 0 | 0 | 0 | 0 | 0 | 0 | 0 | 0 | 0 | 0 | 0 | 0 | 0 | 0 | 0 | 0 | 0 | 0 | 0 | 0 | 0 | 0 | 0 | 0 | 0 | 0 | 0 | 0 | 0 | 0 | 0 | 0 | 0 | 0 | 0 | 0 | 0 | 0 | 0 | 0 | 0 | 0 | 0 | 0 | 0 | 0 | 0 | 0 | 0 | 0 | 0 | 0 | 0 | 0 | 0 | 0 | 0 | 0 | 0 | 0 | 0 | 0 | 0 | 0 | 0 | 0 | 0 | 0 | 0 | 0 | 0 | 0 | 0 | 0 | 0 | 0 | 0 | 0 | 0 | 0 | 0 | 0 | 0 | 0 | 0 | 0 | 0 | 0 | 0 | 0 | 0 | 0 | 0 | 0 | 0 | 0 | 0 | 0 | 0 | 0 | 0 | 0 | 0 | 0 | 0 | 0 | 0 | 0 | 0 | 0 | 0 | 0 | 0 | 0 | 0 | 0 | 0 | 0 | 0 | 0 | 0 | 0 | 0 | 0 | 0 | 0 | 0 | 0 | 0 | 0 | 0 | 0 | 0 | 0 | 0 | 0 | 0 | 0 | 0 | 0 | 0 | 0 | 0 | 0 | 0 | 0 | 0 | 0 | 0 | 0 | 0 | 0 | 0 | 0 | 0 | 0 | 0 | 0 | 0 | 0 | 0 | 0 | 0 | 0 | 0 | 0 | 0 | 0 | 0 | 0 | 0 | 0 | 0 | 0 | 0 | 0 | 0 | 0 | 0 | 0 | 0 | 0 | 0 | 0 | 0 | 0 | 0 | 0 | 0 | 0 | 0 | 0 | 0 | 0 | 0 | 0 | 0 | 0 | 0 | 0 | 0 | 0 | 0 | 0 | 0 | 0 | 0 | 0 | 0 | 0 | 0 | 0 | 0 | 0 | 0 | 0 | 0 | 0 | 0 | 0 | 0 | 0 | 0 | 0 | 0 | 0 | 0 | 0 | 0 | 0 | 0 | 0 | 0 | 0 | 0 | 0 | 0 | 0 | 0 | 0 | 0 | 0 | 0 | 0 | 0 | 0 | 0 | 0 | 0 | 0 | 0 | 0 | 0 | 0 | 0 | 0 | 0 | 0 | 0 | 0 | 0 | 0 | 0 | 0 | 0 | 0 | 0 | 0 | 0 | 0 | 0 | 0 | 0 | 0 | 0 | 0 | 0 | 0 | 0 | 0 | 0 | 0 | 0 | 0 | 0 | 0 | 0 | 0 | 0 | 0 | 0 | 0 | 0 | 0 | 0 | 0 | 0 | 0 | 0 | 0 | 0 | 0 | 0 | 0 | 0 | 0 | 0 | 0 | 0 | 0 | 0 | 0 | 0 | 0 | 0 | 0 | 0 | 0 | 0 | 0 | 0 | 0 | 0 | 0 | 0 | 0 | 0 | 0 | 0 | 0 | 0 | 0 | 0 | 0 | 0 | 0 | 0 | 0 | 0 | 0 | 0 | 0 | 0 | 0 | 0 | 0 | 0 | 0 | 0 | 0 | 0 | 0 | 0 | 0 | 0 | 0 | 0 | 0 | 0 | 0 | 0 | 0 | 0 | 0 | 0 | 0 | 0 | 0 | 0 | 0 | 0 | 0 | 0 | 0 | 0 | 0 | 0 | 0 | 0 | 0 | 0 | 0 | 0 | 0 | 0 | 0 | 0 | 0 | 0 | 0 | 0 | 0 | 0 | 0 | 0 | 0 | 0 | 0 | 0 | 0 | 0 | 0 | 0 | 0 | 0 | 0 | 0 | 0 | 0 | 0 | 0 | 0 | 0 | 0 | 0 | 0 | 0 | 0 | 0 | 0 | 0 | 0 | 0 | 0 | 0 | 0 | 0 | 0 | 0 | 0 | 0 | 0 | 0 | 0 | 0 | 0 | 0 | 0 | 0 | 0 | 0 | 0 | 0 | 0 | 0 | 0 | 0 | 0 | 0 | 0 | 0 | 0 | 0 | 0 | 0 | 0 | 0 | 0 | 0 | 0 | 0 | 0 | 0 | 0 | 0 | 0 | 0 | 0 | 0 | 0 | 0 | 0 | 0 | 0 | 0 | 0 | 0 | 0 | 0 | 0 | 0 | 0 | 0 | 0 | 0 | 0 | 0 | 0 | 0 | 0 | 0 | 0 | 0 | 0 | 0 | 0 | 0 | 0 | 0 | 0 | 0 | 0 | 0 | 0 | 0 | 0 | 0 | 0 | 0 | 0 | 0 | 0 | 0 | 0 | 0 | 0 | 0 | 0 | 0 | 0 | 0 | 0 | 0 | 0 | 0 | 0 | 0 | 0 | 0 | 0 | 0 | 0 | 0 | 0 | 0 | 0 | 0 | 0 | 0 | 0 | 0 | 0 | 0 | 0 | 0 | 0 | 0 | 0 | 0 | 0 | 0 | 0 | 0 | 0 | 0 | 0 | 0 | 0 | 0 | 0 | 0 | 0 | 0 | 0 | 0 | 0 | 0 | 0 | 0 | 0 | 0 | 0 | 0 | 0 | 0 | 0 | 0 | 0 | 0 | 0 | 0 | 0 | 0 | 0 | 0 | 0 | 0 | 0 | 0 | 0 | 0 | 0 | 0 | 0 | 0 | 0 | 0 | 0 | 0 | 0 | 0 | 0 | 0 | 0 | 0 | 0 | 0 | 0 | 0 | 0 | 0 | 0 | 0 | 0 | 0 | 0 | 0 | 0 | 0 | 0 | 0 | 0 | 0 | 0 | 0 | 0 | 0 | 0 | 0 | 0 | 0 | 0 | 0 | 0 | 0 | 0 | 0 | 0 | 0 | 0 | 0 | 0 | 0 | 0 | 0 | 0 | 0 | 0 | 0 | 0 | 0 | 0 | 0 | 0 | 0 | 0 | 0 | 0 | 0 | 0 | 0 | 0 | 0 | 0 | 0 | 0 | 0 | 0 | 0 | 0 | 0 | 0 | 0 | 0 | 0 | 0 | 0 | 0 | 0 | 0 | 0 | 0 | 0 | 0 | 0 | 0 | 0 | 0 | 0 | 0 | 0 | 0 | 0 | 0 | 0 | 0 | 0 | 0 | 0 | 0 | 0 | 0 | 0 | 0 | 0 | 0 | 0 | 0 | 0 | 0 | 0 | 0 | 0 | 0 | 0 | 0 | 0 | 0 | 0 | 0 | 0 | 0 | 0 | 0 | 0 | 0 | 0 | 0 | 0 | 0 | 0 | 0 | 0 | 0 | 0 | 0 | 0 | 0 | 0 | 0 | 0 | 0 | 0 | 0 | 0 | 0 | 0 | 0 | 0 | 0 | 0 | 0 | 0 | 0 | 0 | 0 | 0 | 0 | 0 | 0 | 0 | 0 | 0 | 0 | 0 | 0 | 0 | 0 | 0 | 0 | 0 | 0 | 0 | 0 | 0 | 0 | 0 | 0 | 0 | 0 | 0 | 0 | 0 | 0 | 0 | 0 | 0 | 0 | 0 | 0 | 0 | 0 | 0 | 0 | 0 | 0 | 0 | 0 | 0 | 0 | 0 | 0 | 0 | 0 | 0 | 0 | 0 | 0 | 0 | 0 | 0 | 0 | 0 | 0 | 0 | 0 | 0 | 0 | 0 | 0 | 0 | 0 | 0 | 0 | 0 | 0 | 0 | 0 | 0 | 0 | 0 | 0 | 0 | 0 | 0 | 0 | 0 | 0 | 0 | 0 | 0 | 0 | 0 | 0 | 0 | 0 | 0 | 0 | 0 | 0 | 0 | 0 | 0 | 0 | 0 | 0 | 0 | 0 | 0 | 0 | 0 | 0 | 0 | 0 | 0 | 0 | 0 | 0 | 0 | 0 | 0 | 0 | 0 | 0 | 0 | 0 | 0 | 0 | 0 | 0 | 0 | 0 | 0 | 0 | 0 | 0 | 0 | 0 | 0 | 0 | 0 | 0 | 0 | 0 | 0 | 0 | 0 | 0 | 0 | 0 | 0 | 0 | 0 | 0 | 0 | 0 | 0 | 0 | 0 | 0 | 0 | 0 | 0 | 0 | 0 | 0 | 0 | 0 | 0 | 0 | 0 | 0 | 0 | 0 | 0 | 0 | 0 | 0 | 0 | 0 | 0 | 0 | 0 | 0 | 0 | 0 | 0 | 0 | 0 | 0 | 0 | 0 | 0 | 0 | 0 | 0 | 0 | 0 | 0 | 0 | 0 | 0 | 0 | 0 | 0 | 0 | 0 | 0 | 0 | 0 | 0 | 0 | 0 | 0 | 0 | 0 | 0 | 0 | 0 | 0 | 0 | 0 | 0 | 0 | 0 | 0 | 0 | 0 | 0 | 0 | 0 | 0 | 0 | 0 | 0 | 0 | 0 | 0 | 0 | 0 | 0 | 0 | 0 | 0 | 0 | 0 | 0 | 0 | 0 | 0 | 0 | 0 | 0 | 0 | 0 | 0 | 0 | 0 | 0 | 0 | 0 | 0 | 0 | 0 | 0 | 0 | 0 | 0 | 0 | 0 | 0 | 0 | 0 | 0 | 0 | 0 | 0 | 0 | 0 | 0 | 0 | 0 | 0 | 0 | 0 | 0 | 0 | 0 | 0 | 0 | 0 | 0 | 0 | 0 | 0 | 0 | 0 | 0 | 0 | 0 | 0 | 0 | 0 | 0 | 0 | 0 | 0 | 0 | 0 | 0 | 0 | 0 | 0 | 0 | 0 | 0 | 0 | 0 | 0 | 0 | 0 | 0 | 0 | 0 | 0 | 0 | 0 | 0 | 0 | 0 | 0 | 0 | 0 | 0 | 0 | 0 | 0 | 0 | 0 | 0 | 0 | 0 | 0 | 0 | 0 | 0 | 0 | 0 | 0 | 0 | 0 | 0 | 0 | 0 | 0 | 0 | 0 | 0 | 0 | 0 | 0 | 0 | 0 | 0 | 0 | 0 | 0 | 0 | 0 | 0 | 0 | 0 | 0 | 0 | 0 | 0 | 0 | 0 | 0 | 0 | 0 | 0 | 0 | 0 | 0 | 0 | 0 | 0 | 0 | 0 | 0 | 0 | 0 | 0 | 0 | 0 | 0 | 0 | 0 | 0 | 0 | 0 | 0 | 0 | 0 | 0 | 0 | 0 | 0 | 0 | 0 | 0 | 0 | 0 | 0 | 0 | 0 | 0 | 0 | 0 | 0 | 0 | 0 | 0 | 0 | 0 | 0 | 0 | 0 | 0 | 0 | 0 | 0 | 0 | 0 | 0 | 0 | 0 | 0 | 0 | 0 | 0 | 0 | 0 | 0 | 0 | 0 | 0 | 0 | 0 | 0 | 0 | 0 | 0 | 0 | 0 | 0 | 0 | 0 | 0 | 0 | 0 | 0 | 0 | 0 | 0 | 0 | 0 | 0 | 0 | 0 | 0 | 0 | 0 | 0 | 0 | 0 | 0 | 0 | 0 | 0 | 0 | 0 | 0 | 0 | 0 | 0 | 0 | 0 | 0 | 0 | 0 | 0 | 0 | 0 | 0 | 0 | 0 | 0 | 0 | 0 | 0 | 0 | 0 | 0 | 0 | 0 | 0 | 0 | 0 | 0 | 0 | 0 | 0 | 0 | 0 | 0 | 0 | 0 | 0 | 0 | 0 | 0 | 0 | 0 | 0 | 0 | 0 | 0 | 0 | 0 | 0 | 0 | 0 | 0 | 0 | 0 | 0 | 0 | 0 | 0 | 0 | 0 | 0 | 0 | 0 | 0 | 0 | 0 | 0 | 0 | 0 | 0 | 0 | 0 | 0 | 0 | 0 | 0 | 0 | 0 | 0 | 0 | 0 | 0 | 0 | 0 | 0 | 0 | 0 | 0 | 0 | 0 | 0 | 0 | 0 | 0 | 0 | 0 | 0 | 0 | 0 | 0 | 0 | 0 | 0 | 0 | 0 | 0 | 0 | 0 | 0 | 0 | 0 | 0 | 0 | 0 | 0 | 0 | 0 | 0 | 0 | 0 | 0 | 0 | 0 | 0 | 0 | 0 | 0 | 0 | 0 | 0 | 0 | 0 | 0 | 0 | 0 | 0 | 0 | 0 | 0 | 0 | 0 | 0 | 0 | 0 | 0 | 0 | 0 | 0 | 0 | 0 | 0 | 0 | 0 | 0 | 0 | 0 | 0 | 0 | 0 | 0 | 0 | 0 | 0 | 0 | 0 | 0 | 0 | 0 | 0 | 0 | 0 | 0 | 0 | 0 | 0 | 0 | 0 | 0 | 0 | 0 | 0 | 0 | 0 | 0 | 0 | 0 | 0 | 0 | 0 | 0 | 0 | 0 | 0 | 0 | 0 | 0 | 0 | 0 | 0 | 0 | 0 | 0 | 0 | 0 | 0 | 0 | 0 | 0 | 0 | 0 | 0 | 0 | 0 | 0 | 0 | 0 | 0 | 0 | 0 | 0 | 0 | 0 | 0 | 0 | 0 | 0 | 0 | 0 | 0 | 0 | 0 | 0 | 0 | 0 | 0 | 0 | 0 | 0 | 0 | 0 | 0 | 0 | 0 | 0 | 0 | 0 | 0 | 0 | 0 | 0 | 0 | 0 | 0 | 0 | 0 | 0 | 0 | 0 | 0 | 0 | 0 | 0 | 0 | 0 | 0 | 0 | 0 | 0 | 0 | 0 | 0 | 0 | 0 | 0 | 0 | 0 | 0 | 0 | 0 | 0 | 0 | 0 | 0 | 0 | 0 | 0 | 0 | 0 | 0 | 0 | 0 | 0 | 0 | 0 | 0 | 0 | 0 | 0 | 0 | 0 | 0 | 0 | 0 | 0 | 0 | 0 | 0 | 0 | 0 | 0 | 0 | 0 | 0 | 0 | 0 | 0 | 0 | 0 | 0 | 0 | 0 | 0 | 0 | 0 | 0 | 0 | 0 | 0 | 0 | 0 | 0 | 0 | 0 | 0 | 0 | 0 | 0 | 0 | 0 | 0 | 0 | 0 | 0 | 0 | 0 | 0 | 0 | 0 | 0 | 0 | 0 | 0 | 0 | 0 | 0 | 0 | 0 | 0 | 0 | 0 | 0 | 0 | 0 | 0 | 0 | 0 | 0 | 0 | 0 | 0 | 0 | 0 | 0 | 0 | 0 | 0 | 0 | 0 | 0 | 0 | 0 | 0 | 0 | 0 | 0 | 0 | 0 | 0 | 0 | 0 | 0 | 0 | 0 | 0 | 0 | 0 | 0 | 0 | 0 | 0 | 0 | 0 | 0 | 0 | 0 | 0 | 0 | 0 | 0 | 0 | 0 | 0 | 0 | 0 | 0 | 0 | 0 | 0 | 0 | 0 | 0 | 0 | 0 | 0 | 0 | 0 | 0 | 0 | 0 | 0 | 0 | 0 | 0 | 0 | 0 | 0 | 0 | 0 | 0 | 0 | 0 | 0 | 0 | 0 | 0 | 0 | 0 | 0 | 0 | 0 | 0 | 0 | 0 | 0 | 0 | 0 | 0 | 0 | 0 | 0 | 0 | 0 | 0 | 0 | 0 | 0 | 0 | 0 | 0 | 0 | 0 | 0 | 0 | 0 | 0 | 0 | 0 | 0 | 0 | 0 | 0 | 0 | 0 | 0 | 0 | 0 | 0 | 0 | 0 | 0 | 0 | 0 | 0 | 0 | 0 | 0 | 0 | 0 | 0 | 0 | 0 | 0 | 0 | 0 | 0 | 0 | 0 | 0 | 0 | 0 | 0 | 0 | 0 | 0 | 0 | 0 | 0 | 0 | 0 | 0 | 0 | 0 | 0 | 0 | 0 | 0 | 0 | 0 | 0 | 0 | 0 | 0 | 0 | 0 | 0 | 0 | 0 | 0 | 0 | 0 | 0 | 0 | 0 | 0 | 0 | 0 | 0 | 0 | 0 | 0 | 0 | 0 | 0 | 0 | 0 | 0 | 0 | 0 | 0 | 0 | 0 | 0 | 0 | 0 | 0 | 0 | 0 | 0 | 0 | 0 | 0 | 0 | 0 | 0 | 0 | 0 | 0 | 0 | 0 | 0 | 0 | 0 | 0 | 0 | 0 | 0 | 0 | 0 | 0 | 0 | 0 | 0 | 0 | 0 | 0 | 0 | 0 | 0 | 0 | 0 | 0 | 0 | 0 | 0 | 0 | 0 | 0 | 0 | 0 | 0 | 0 | 0 | 0 | 0 | 0 | 0 | 0 | 0 | 0 | 0 | 0 | 0 | 0 | 0 | 0 | 0 | 0 | 0 | 0 | 0 | 0 | 0 | 0 | 0 | 0 | 0 | 0 | 0 | 0 | 0 | 0 | 0 | 0 | 0 | 0 | 0 | 0 | 0 | 0 | 0 | 0 | 0 | 0 | 0 | 0 | 0 | 0 | 0 | 0 | 0 | 0 | 0 | 0 | 0 | 0 | 0 | 0 | 0 | 0 | 0 | 0 | 0 | 0 | 0 | 0 | 0 | 0 | 0 | 0 | 0 | 0 | 0 | 0 | 0 | 0 | 0 | 0 | 0 | 0 | 0 | 0 | 0 | 0 | 0 | 0 | 0 | 0 | 0 | 0 | 0 | 0 | 0 | 0 | 0 | 0 | 0 | 0 | 0 | 0 | 0 | 0 | 0 | 0 | 0 | 0 | 0 | 0 | 0 | 0 | 0 | 0 | 0 | 0 | 0 | 0 | 0 | 0 | 0 | 0 | 0 | 0 | 0 | 0 | 0 | 0 | 0 | 0 | 0 | 0 | 0 | 0 | 0 | 0 | 0 | 0 | 0 | 0 | 0 | 0 | 0 | 0 | 0 | 0 | 0 | 0 | 0 | 0 | 0 | 0 | 0 | 0 | 0 | 0 | 0 | 0 | 0 | 0 | 0 | 0 | 0 | 0 | 0 | 0 | 0 | 0 | 0 | 0 | 0 | 0 | 0 | 0 | 0 | 0 | 0 | 0 | 0 | 0 | 0 | 0 | 0 | 0 | 0 | 0 | 0 | 0 | 0 | 0 | 0 | 0 | 0 | 0 | 0 | 0 | 0 | 0 | 0 | 0 | 0 | 0 | 0 | 0 | 0 | 0 | 0 | 0 | 0 | 0 | 0 | 0 | 0 | 0 | 0 | 0 | 0 | 0 | 0 | 0 | 0 | 0 | 0 | 0 | 0 | 0 | 0 | 0 | 0 | 0 | 0 | 0 | 0 | 0 | 0 | 0 | 0 | 0 | 0 | 0 | 0 | 0 | 0 | 0 | 0 | 0 | 0 | 0 | 0 | 0 | 0 | 0 | 0 | 0 | 0 | 0 | 0 | 0 | 0 | 0 | 0 | 0 | 0 | 0 | 0 | 0 | 0 | 0 | 0 | 0 | 0 | 0 | 0 | 0 | 0 | 0 | 0 | 0 | 0 | 0 | 0 | 0 | 0 | 0 | 0 | 0 | 0 | 0 | 0 | 0 | 0 | 0 | 0 | 0 | 0 | 0 | 0 | 0 | 0 | 0 | 0 | 0 | 0 | 0 | 0 | 0 | 0 | 0 | 0 | 0 | 0 | 0 | 0 | 0 | 0 | 0 | 0 | 0 | 0 | 0 | 0 | 0 | 0 | 0 | 0 | 0 | 0 | 0 | 0 | 0 | 0 | 0 | 0 | 0 | 0 | 0 | 0 | 0 | 0 | 0 | 0 | 0 | 0 | 0 | 0 | 0 | 0 | 0 | 0 | 0 | 0 | 0 | 0 | 0 | 0 | 0 | 0 | 0 | 0 | 0 | 0 | 0 | 0 | 0 | 0 | 0 | 0 | 0 | 0 | 0 | 0 | 0 | 0 | 0 | 0 | 0 | 0 | 0 | 0 | 0 | 0 | 0 | 0 | 0 | 0 | 0 | 0 | 0 | 0 | 0 | 0 | 0 | 0 | 0 | 0 | 0 | 0 | 0 | 0 | 0 | 0 | 0 | 0 | 0 | 0 | 0 | 0 | 0 | 0 | 0 | 0 | 0 | 0 | 0 | 0 | 0 | 0 | 0 | 0 | 0 | 0 | 0 | 0 | 0 | 0 | 0 | 0 | 0 | 0 | 0 | 0 | 0 | 0 | 0 | 0 | 0 | 0 | 0 | 0 | 0 | 0 | 0 | 0 | 0 | 0 | 0 | 0 | 0 | 0 | 0 | 0 | 0 | 0 | 0 | 0 | 0 | 0 | 0 | 0 | 0 | 0 | 0 | 0 | 0 | 0 | 0 | 0 | 0 | 0 | 0 | 0 | 0 | 0 | 0 | 0 | 0 | 0 | 0 | 0 | 0 | 0 | 0 | 0 | 0 | 0 | 0 | 0 | 0 | 0 | 0 | 0 | 0 | 0 | 0 | 0 | 0 | 0 | 0 | 0 | 0 | 0 | 0 | 0 | 0 | 0 | 0 | 0 | 0 | 0 | 0 | 0 | 0 | 0 | 0 | 0 | 0 | 0 | 0 | 0 | 0 | 0 | 0 | 0 | 0 | 0 | 0 | 0 | 0 | 0 | 0 | 0 | 0 | 0 | 0 | 0 | 0 | 0 | 0 | 0 | 0 | 0 | 0 | 0 | 0 | 0 | 0 | 0 | 0 | 0 | 0 | 0 | 0 | 0 | 0 | 0 | 0 | 0 | 0 | 0 | 0 | 0 | 0 | 0 | 0 | 0 | 0 | 0 | 0 | 0 | 0 | 0 | 0 | 0 | 0 | 0 | 0 | 0 | 0 | 0 | 0 | 0 | 0 | 0 | 0 | 0 | 0 | 0 | 0 | 0 | 0 | 0 | 0 | 0 | 0 | 0 | 0 | 0 | 0 | 0 | 0 | 0 | 0 | 0 | 0 | 0 | 0 | 0 | 0 | 0 | 0 | 0 | 0 | 0 | 0 | 0 | 0 | 0 | 0 | 0 | 0 | 0 | 0 | 0 | 0 | 0 | 0 | 0 | 0 | 0 | 0 | 0 | 0 | 0 | 0 | 0 | 0 | 0 | 0 | 0 | 0 | 0 | 0 | 0 | 0 | 0 | 0 | 0 | 0 | 0 | 0 | 0 | 0 | 0 | 0 | 0 | 0 | 0 | 0 | 0 | 0 | 0 | 0 | 0 | 0 | 0 | 0 | 0 | 0 | 0 | 0 | 0 | 0 | 0 | 0 | 0 | 0 | 0 | 0 | 0 | 0 | 0 | 0 | 0 | 0 | 0 | 0 | 0 | 0 | 0 | 0 | 0 | 0 | 0 | 0 | 0 | 0 | 0 | 0 | 0 | 0 | 0 | 0 | 0 | 0 | 0 | 0 | 0 | 0 | 0 | 0 | 0 | 0 | 0 | 0 | 0 | 0 | 0 | 0 | 0 | 0 | 0 | 0 | 0 | 0 | 0 | 0 | 0 | 0 | 0 | 0 | 0 | 0 | 0 | 0 | 0 | 0 | 0 | 0 | 0 | 0 | 0 | 0 | 0 | 0 | 0 | 0 | 0 | 0 | 0 | 0 | 0 | 0 | 0 | 0 | 0 | 0 | 0 | 0 | 0 | 0 | 0 | 0 | 0 | 0 | 0 | 0 | 0 | 0 | 0 | 0 | 0 | 0 | 0 | 0 | 0 | 0 | 0 | 0 | 0 | 0 | 0 | 0 | 0 | 0 | 0 | 0 | 0 | 0 | 0 | 0 | 0 | 0 | 0 | 0 | 0 | 0 | 0 | 0 | 0 | 0 | 0 | 0 | 0 | 0 | 0 | 0 | 0 | 0 | 0 | 0 | 0 | 0 | 0 | 0 | 0 | 0 | 0 | 0 | 0 | 0 | 0 | 0 | 0 | 0 | 0 | 0 | 0 | 0 | 0 | 0 | 0 | 0 | 0 | 0 | 0 | 0 | 0 | 0 | 0 | 0 | 0 | 0 | 0 | 0 | 0 | 0 | 0 | 0 | 0 | 0 | 0 | 0 | 0 | 0 | 0 | 0 | 0 | 0 | 0 | 0 | 0 | 0 | 0 | 0 | 0 | 0 | 0 | 0 | 0 | 0 | 0 | 0 | 0 | 0 | 0 | 0 | 0 | 0 | 0 | 0 | 0 | 0 | 0 | 0 | 0 | 0 | 0 | 0 | 0 | 0 | 0 | 0 | 0 | 0 | 0 | 0 | 0 | 0 | 0 | 0 | 0 | 0 | 0 | 0 | 0 | 0 | 0 | 0 | 0 | 0 | 0 | 0 | 0 | 0 | 0 | 0 | 0 | 0 | 0 | 0 | 0 | 0 | 0 | 0 | 0 | 0 | 0 | 0 | 0 | 0 | 0 | 0 | 0 | 0 | 0 | 0 | 0 | 0 | 0 | 0 | 0 | 0 | 0 | 0 | 0 | 0 | 0 | 0 | 0 | 0 | 0 | 0 | 0 | 0 | 0 | 0 | 0 | 0 | 0 | 0 | 0 | 0 | 0 | 0 | 0 | 0 | 0 | 0 | 0 | 0 | 0 | 0 | 0 | 0 | 0 | 0 | 0 | 0 | 0 | 0 | 0 | 0 | 0 | 0 | 0 | 0 | 0 | 0 | 0 | 0 | 0 | 0 | 0 | 0 | 0 | 0 | 0 | 0 | 0 | 0 | 0 | 0 | 0 | 0 | 0 | 0 | 0 | 0 | 0 | 0 | 0 | 0 | 0 | 0 | 0 | 0 | 0 | 0 | 0 | 0 | 0 | 0 | 0 | 0 | 0 | 0 | 0 | 0 | 0 | 0 | 0 | 0 | 0 | 0 | 0 | 0 | 0 | 0 | 0 | 0 | 0 | 0 | 0 | 0 | 0 | 0 | 0 | 0 | 0 | 0 | 0 | 0 | 0 | 0 | 0 | 0 | 0 | 0 | 0 | 0 | 0 | 0 | 0 | 0 | 0 | 0 | 0 | 0 | 0 | 0 | 0 | 0 | 0 | 0 | 0 | 0 | 0 | 0 | 0 | 0 | 0 | 0 | 0 | 0 | 0 | 0 | 0 | 0 | 0 | 0 | 0 | 0 | 0 | 0 | 0 | 0 | 0 | 0 | 0 | 0 | 0 | 0 | 0 | 0 | 0 | 0 | 0 | 0 | 0 | 0 | 0 | 0 | 0 | 0 | 0 | 0 | 0 | 0 | 0 | 0 | 0 | 0 | 0 | 0 | 0 | 0 | 0 | 0 | 0 | 0 | 0 | 0 | 0 | 0 | 0 | 0 | 0 | 0 | 0 | 0 | 0 | 0 | 0 | 0 | 0 | 0 | 0 | 0 | 0 | 0 | 0 | 0 | 0 | 0 | 0 | 0 | 0 | 0 | 0 | 0 | 0 | 0 | 0 | 0 | 0 | 0 | 0 | 0 | 0 | 0 | 0 | 0 | 0 | 0 | 0 | 0 | 0 | 0 | 0 | 0 | 0 | 0 | 0 | 0 | 0 | 0 | 0 | 0 | 0 | 0 | 0 | 0 | 0 | 0 | 0 | 0 | 0 | 0 | 0 | 0 | 0 | 0 | 0 | 0 | 0 | 0 | 0 | 0 | 0 | 0 | 0 | 0 | 0 | 0 | 0 | 0 | 0 | 0 | 0 | 0 | 0 | 0 | 0 | 0 | 0 | 0 | 0 | 0 | 0 | 0 | 0 | 0 | 0 | 0 | 0 | 0 | 0 | 0 | 0 | 0 | 0 | 0 | 0 | 0 | 0 | 0 | 0 | 0 | 0 | 0 | 0 | 0 | 0 | 0 | 0 | 0 | 0 | 0 | 0 | 0 | 0 | 0 | 0 | 0 | 0 | 0 | 0 | 0 | 0 | 0 | 0 | 0 | 0 | 0 | 0 | 0 | 0 | 0 | 0 | 0 | 0 | 0 | 0 | 0 | 0 | 0 | 0 | 0 | 0 | 0 | 0 | 0 | 0 | 0 | 0 | 0 | 0 | 0 | 0 | 0 | 0 | 0 | 0 | 0 | 0 | 0 | 0 | 0 | 0 | 0 | 0 | 0 | 0 | 0 | 0 | 0 | 0 | 0 | 0 | 0 | 0 | 0 | 0 | 0 | 0 | 0 | 0 | 0 | 0 | 0 | 0 | 0 | 0 | 0 | 0 | 0 | 0 | 0 | 0 | 0 | 0 | 0 | 0 | 0 | 0 | 0 | 0 | 0 | 0 | 0 | 0 | 0 | 0 | 0 | 0 | 0 | 0 | 0 | 0 | 0 | 0 | 0 | 0 | 0 | 0 | 0 | 0 | 0 | 0 | 0 | 0 | 0 | 0 | 0 | 0 | 0 | 0 | 0 | 0 | 0 | 0 | 0 | 0 | 0 | 0 | 0 | 0 | 0 | 0 | 0 | 0 | 0 | 0 | 0 | 0 | 0 | 0 | 0 | 0 | 0 | 0 | 0 | 0 | 0 | 0 | 0 | 0 | 0 | 0 | 0 | 0 | 0 | 0 | 0 | 0 | 0 | 0 | 0 | 0 | 0 | 0 | 0 | 0 | 0 | 0 | 0 | 0 | 0 | 0 | 0 | 0 | 0 | 0 | 0 | 0 | 0 | 0 | 0 | 0 | 0 | 0 | 0 | 0 | 0 | 0 | 0 | 0 | 0 | 0 | 0 | 0 | 0 | 0 | 0 | 0 | 0 | 0 | 0 | 0 | 0 | 0 | 0 | 0 | 0 | 0 | 0 | 0 | 0 | 0 | 0 | 0 | 0 | 0 | 0 | 0 | 0 | 0 | 0 | 0 | 0 | 0 | 0 | 0 | 0 | 0 | 0 | 0 | 0 | 0 | 0 | 0 | 0 | 0 | 0 | 0 | 0 | 0 | 0 | 0 | 0 | 0 | 0 | 0 | 0 | 0 | 0 | 0 | 0 | 0 | 0 | 0 | 0 | 0 | 0 | 0 | 0 | 0 | 0 | 0 | 0 | 0 | 0 | 0 | 0 | 0 | 0 | 0 | 0 | 0 | 0 | 0 | 0 | 0 | 0 | 0 | 0 | 0 | 0 | 0 | 0 | 0 | 0 | 0 | 0 | 0 | 0 | 0 | 0 | 0 | 0 | 0 | 0 | 0 | 0 | 0 | 0 | 0 | 0 | 0 | 0 | 0 | 0 | 0 | 0 | 0 | 0 | 0 | 0 | 0 | 0 | 0 | 0 | 0 | 0 | 0 | 0 | 0 | 0 | 0 | 0 | 0 | 0 | 0 | 0 | 0 | 0 | 0 | 0 | 0 | 0 | 0 | 0 | 0 | 0 | 0 | 0 | 0 | 0 | 0 | 0 | 0 | 0 | 0 | 0 | 0 | 0 | 0 | 0 | 0 | 0 | 0 | 0 | 0 | 0 | 0 | 0 | 0 | 0 | 0 | 0 | 0 | 0 | 0 | 0 | 0 | 0 | 0 | 0 | 0 | 0 | 0 | 0 | 0 | 0 | 0 | 0 | 0 | 0 | 0 | 0 | 0 | 0 | 0 | 0 | 0 | 0 | 0 | 0 | 0 | 0 | 0 | 0 | 0 | 0 | 0 | 0 | 0 | 0 | 0 | 0 | 0 | 0 | 0 | 0 | 0 | 0 | 0 | 0 | 0 | 0 | 0 | 0 | 0 | 0 | 0 | 0 | 0 | 0 | 0 | 0 | 0 | 0 | 0 | 0 | 0 | 0 | 0 | 0 | 0 | 0 | 0 | 0 | 0 | 0 | 0 | 0 | 0 | 0 | 0 | 0 | 0 | 0 | 0 | 0 | 0 | 0 | 0 | 0 | 0 | 0 | 0 | 0 | 0 | 0 | 0 | 0 | 0 | 0 | 0 | 0 | 0 | 0 | 0 | 0 | 0 | 0 | 0 | 0 | 0 | 0 | 0 | 0 | 0 | 0 | 0 | 0 | 0 | 0 | 0 | 0 | 0 | 0 | 0 | 0 | 0 | 0 | 0 | 0 | 0 | 0 | 0 | 0 | 0 | 0 | 0 | 0 | 0 | 0 | 0 | 0 | 0 | 0 | 0 | 0 | 0 | 0 | 0 | 0 | 0 | 0 | 0 | 0 | 0 | 0 | 0 | 0 | 0 | 0 | 0 | 0 | 0 | 0 | 0 | 0 | 0 | 0 | 0 | 0 | 0 | 0 | 0 | 0 | 0 | 0 | 0 | 0 | 0 | 0 | 0 | 0 | 0 | 0 | 0 | 0 | 0 | 0 | 0 | 0 | 0 | 0 | 0 | 0 | 0 | 0 | 0 | 0 | 0 | 0 | 0 | 0 | 0 | 0 | 0 | 0 | 0 | 0 | 0 | 0 | 0 | 0 | 0 | 0 | 0 | 0 | 0 | 0 | 0 | 0 | 0 | 0 | 0 | 0 | 0 | 0 | 0 | 0 | 0 | 0 | 0 | 0 | 0 | 0 | 0 | 0 | 0 | 0 | 0 | 0 | 0 | 0 | 0 | 0 | 0 | 0 | 0 | 0 | 0 | 0 | 0 | 0 | 0 | 0 | 0 | 0 | 0 | 0 | 0 | 0 | 0 | 0 | 0 | 0 | 0 | 0 | 0 | 0 | 0 | 0 | 0 | 0 | 0 | 0 | 0 | 0 | 0 | 0 | 0 | 0 | 0 | 0 | 0 | 0 | 0 | 0 | 0 | 0 | 0 | 0 | 0 | 0 | 0 | 0 | 0 | 0 | 0 | 0 | 0 | 0 | 0 | 0 | 0 | 0 | 0 | 0 | 0 | 0 | 0 | 0 | 0 | 0 | 0 | 0 | 0 | 0 | 0 | 0 | 0 | 0 | 0 | 0 | 0 | 0 | 0 | 0 | 0 | 0 | 0 | 0 | 0 | 0 | 0 | 0 | 0 | 0 | 0 | 0 | 0 | 0 | 0 | 0 | 0 | 0 | 0 | 0 | 0 | 0 | 0 | 0 | 0 | 0 | 0 | 0 | 0 | 0 | 0 | 0 | 0 | 0 | 0 | 0 | 0 | 0 | 0 | 0 | 0 | 0 | 0 | 0 | 0 | 0 | 0 | 0 | 0 | 0 | 0 | 0 | 0 | 0 | 0 | 0 | 0 | 0 | 0 | 0 | 0 | 0 | 0 | 0 | 0 | 0 | 0 | 0 | 0 | 0 | 0 | 0 | 0 | 0 | 0 | 0 | 0 | 0 | 0 | 0 | 0 | 0 | 0 | 0 | 0 | 0 | 0 | 0 | 0 | 0 | 0 | 0 | 0 | 0 | 0 | 0 | 0 | 0 | 0 | 0 | 0 | 0 | 0 | 0 | 0 | 0 | 0 | 0 | 0 | 0 | 0 | 0 | 0 | 0 | 0 | 0 | 0 | 0 | 0 | 0 | 0 | 0 | 0 | 0 | 0 | 0 | 0 | 0 | 0 | 0 | 0 | 0 | 0 | 0 | 0 | 0 | 0 | 0 | 0 | 0 | 0 | 0 | 0 | 0 | 0 | 0 | 0 | 0 | 0 | 0 | 0 | 0 | 0 | 0 | 0 | 0 | 0 | 0 | 0 | 0 | 0 | 0 | 0 | 0 | 0 | 0 | 0 | 0 | 0 | 0 | 0 | 0 | 0 | 0 | 0 | 0 | 0 | 0 | 0 | 0 | 0 | 0 | 0 | 0 | 0 | 0 | 0 | 0 | 0 | 0 | 0 | 0 | 0 | 0 | 0 | 0 | 0 | 0 | 0 | 0 | 0 | 0 | 0 | 0 | 0 | 0 | 0 | 0 | 0 | 0 | 0 | 0 | 0 | 0 | 0 | 0 | 0 | 0 | 0 | 0 | 0 | 0 | 0 | 0 | 0 | 0 | 0 | 0 | 0 | 0 | 0 | 0 | 0 | 0 | 0 | 0 | 0 | 0 | 0 | 0 | 0 | 0 | 0 | 0 | 0 | 0 | 0 | 0 | 0 | 0 | 0 | 0 | 0 | 0 | 0 | 0 | 0 | 0 | 0 | 0 | 0 | 0 | 0 | 0 | 0 | 0 | 0 | 0 | 0 | 0 | 0 | 0 | 0 | 0 | 0 | 0 | 0 | 0 | 0 | 0 | 0 | 0 | 0 | 0 | 0 | 0 | 0 | 0 | 0 | 0 | 0 | 0 | 0 | 0 | 0 | 0 | 0 | 0 | 0 | 0 | 0 | 0 | 0 | 0 | 0 | 0 | 0 | 0 | 0 | 0 | 0 | 0 | 0 | 0 | 0 | 0 | 0 | 0 | 0 | 0 | 0 | 0 | 0 | 0 | 0 | 0 | 0 | 0 | 0 | 0 | 0 | 0 | 0 | 0 | 0 | 0 | 0 | 0 | 0 | 0 | 0 | 0 | 0 | 0 | 0 | 0 | 0 | 0 | 0 | 0 | 0 | 0 | 0 | 0 | 0 | 0 | 0 | 0 | 0 | 0 | 0 | 0 | 0 | 0 | 0 | 0 | 0 | 0 | 0 | 0 | 0 | 0 | 0 | 0 | 0 | 0 | 0 | 0 | 0 | 0 | 0 | 0 | 0 | 0 | 0 | 0 | 0 | 0 | 0 | 0 | 0 | 0 | 0 | 0 | 0 | 0 | 0 | 0 | 0 | 0 | 0 | 0 | 0 | 0 | 0 | 0 | 0 | 0 | 0 | 0 | 0 | 0 | 0 | 0 | 0 | 0 | 0 | 0 | 0 | 0 | 0 | 0 | 0 | 0 | 0 | 0 | 0 | 0 | 0 | 0 | 0 | 0 | 0 | 0 | 0 | 0 | 0 | 0 | 0 | 0 | 0 | 0 | 0 | 0 | 0 | 0 | 0 | 0 | 0 | 0 | 0 | 0 | 0 | 0 | 0 | 0 | 0 | 0 | 0 | 0 | 0 | 0 | 0 | 0 | 0 | 0 | 0 | 0 | 0 | 0 | 0 | 0 | 0 | 0 | 0 | 0 | 0 | 0 | 0 | 0 | 0 | 0 | 0 | 0 | 0 | 0 | 0 | 0 | 0 | 0 | 0 | 0 | 0 | 0 | 0 | 0 | 0 | 0 | 0 | 0 | 0 | 0 | 0 | 0 | 0 | 0 | 0 | 0 | 0 | 0 | 0 | 0 | 0 | 0 | 0 | 0 | 0 | 0 | 0 | 0 | 0 | 0 | 0 | 0 | 0 | 0 | 0 | 0 | 0 | 0 | 0 | 0 | 0 | 0 | 0 | 0 | 0 | 0 | 0 | 0 | 0 | 0 | 0 | 0 | 0 | 0 | 0 | 0 | 0 | 0 | 0 | 0 | 0 | 0 | 0 | 0 | 0 | 0 | 0 | 0 | 0 | 0 | 0 | 0 | 0 | 0 | 0 | 0 | 0 | 0 | 0 | 0 | 0 | 0 | 0 | 0 | 0 | 0 | 0 | 0 | 0 | 0 | 0 | 0 | 0 | 0 | 0 | 0 | 0 | 0 | 0 | 0 | 0 | 0 | 0 | 0 | 0 | 0 | 0 | 0 | 0 | 0 | 0 | 0 | 0 | 0 | 0 | 0 | 0 | 0 | 0 | 0 | 0 | 0 | 0 | 0 | 0 | 0 | 0 | 0 | 0 | 0 | 0 | 0 | 0 | 0 | 0 | 0 | 0 | 0 | 0 | 0 | 0 | 0 | 0 | 0 | 0 | 0 | 0 | 0 | 0 | 0 | 0 | 0 | 0 | 0 | 0 | 0 | 0 | 0 | 0 | 0 | 0 | 0 | 0 | 0 | 0 | 0 | 0 | 0 | 0 | 0 | 0 | 0 | 0 | 0 | 0 | 0 | 0 | 0 | 0 | 0 | 0 | 0 | 0 | 0 | 0 | 0 | 0 | 0 | 0 | 0 | 0 | 0 | 0 | 0 | 0 | 0 | 0 | 0 | 0 | 0 | 0 | 0 | 0 | 0 | 0 | 0 | 0 | 0 | 0 | 0 | 0 | 0 | 0 | 0 | 0 | 0 | 0 | 0 | 0 | 0 | 0 | 0 | 0 | 0 | 0 | 0 | 0 | 0 | 0 | 0 | 0 | 0 | 0 | 0 | 0 | 0 | 0 | 0 | 0 | 0 | 0 | 0 | 0 | 0 | 0 | 0 | 0 | 0 | 0 | 0 | 0 | 0 | 0 | 0 | 0 | 0 | 0 | 0 | 0 | 0 | 0 | 0 | 0 | 0 | 0 | 0 | 0 | 0 | 0 | 0 | 0 | 0 | 0 | 0 | 0 | 0 | 0 | 0 | 0 | 0 | 0 | 0 | 0 | 0 | 0 | 0 | 0 | 0 | 0 | 0 | 0 | 0 | 0 | 0 | 0 | 0 | 0 | 0 | 0 | 0 | 0 | 0 | 0 | 0 | 0 | 0 | 0 | 0 | 0 | 0 | 0 | 0 | 0 | 0 | 0 | 0 | 0 | 0 | 0 | 0 | 0 | 0 | 0 | 0 | 0 | 0 | 0 | 0 | 0 | 0 | 0 | 0 | 0 | 0 | 0 | 0 | 0 | 0 | 0 | 0 | 0 | 0 | 0 | 0 | 0 | 0 | 0 | 0 | 0 | 0 | 0 | 0 | 0 | 0 | 0 | 0 | 0 | 0 | 0 | 0 | 0 | 0 | 0 | 0 | 0 | 0 | 0 | 0 | 0 | 0 | 0 | 0 | 0 | 0 | 0 | 0 | 0 | 0 | 0 | 0 | 0 | 0 | 0 | 0 | 0 | 0 | 0 | 0 | 0 | 0 | 0 | 0 | 0 | 0 | 0 | 0 | 0 | 0 | 0 | 0 | 0 | 0 | 0 | 0 | 0 | 0 | 0 | 0 | 0 | 0 | 0 | 0 | 0 | 0 | 0 | 0 | 0 | 0 | 0 | 0 | 0 | 0 | 0 | 0 | 0 | 0 | 0 | 0 | 0 | 0 | 0 | 0 | 0 | 0 | 0 | 0 | 0 | 0 | 0 | 0 | 0 | 0 | 0 | 0 | 0 | 0 | 0 | 0 | 0 | 0 | 0 | 0 | 0 | 0 | 0 | 0 | 0 | 0 | 0 | 0 | 0 | 0 | 0 | 0 | 0 | 0 | 0 | 0 | 0 | 0 | 0 | 0 | 0 | 0 | 0 | 0 | 0 | 0 | 0 | 0 | 0 | 0 | 0 | 0 | 0 | 0 | 0 | 0 | 0 | 0 | 0 | 0 | 0 | 0 | 0 | 0 | 0 | 0 | 0 | 0 | 0 | 0 | 0 | 0 | 0 | 0 | 0 | 0 | 0 | 0 | 0 | 0 | 0 | 0 | 0 | 0 | 0 | 0 | 0 | 0 | 0 | 0 | 0 | 0 | 0 | 0 | 0 | 0 | 0 | 0 | 0 | 0 | 0 | 0 | 0 | 0 | 0 | 0 | 0 | 0 | 0 | 0 | 0 | 0 | 0 | 0 | 0 | 0 | 0 | 0 | 0 | 0 | 0 | 0 | 0 | 0 | 0 | 0 | 0 | 0 | 0 | 0 | 0 | 0 | 0 | 0 | 0 | 0 | 0 | 0 | 0 | 0 | 0 | 0 | 0 | 0 | 0 | 0 | 0 | 0 | 0 | 0 | 0 | 0 | 0 | 0 | 0 | 0 | 0 | 0 | 0 | 0 | 0 | 0 | 0 | 0 | 0 | 0 | 0 | 0 | 0 | 0 | 0 | 0 | 0 | 0 | 0 | 0 | 0 | 0 | 0 | 0 | 0 | 0 | 0 | 0 | 0 | 0 | 0 | 0 | 0 | 0 | 0 | 0 | 0 | 0 | 0 | 0 | 0 | 0 | 0 | 0 | 0 | 0 | 0 | 0 | 0 | 0 | 0 | 0 | 0 | 0 | 0 | 0 | 0 | 0 | 0 | 0 | 0 | 0 | 0 | 0 | 0 | 0 | 0 | 0 | 0 | 0 | 0 | 0 | 0 | 0 | 0 | 0 | 0 | 0 | 0 | 0 | 0 | 0 | 0 | 0 | 0 | 0 | 0 | 0 | 0 | 0 | 0 | 0 | 0 | 0 | 0 | 0 | 0 | 0 | 0 | 0 | 0 | 0 | 0 | 0 | 0 | 0 | 0 | 0 | 0 | 0 | 0 | 0 | 0 | 0 | 0 | 0 | 0 | 0 | 0 | 0 | 0 | 0 | 0 | 0 | 0 | 0 | 0 | 0 | 0 | 0 | 0 | 0 | 0 | 0 | 0 | 0 | 0 | 0 | 0 | 0 | 0 | 0 | 0 | 0 | 0 | 0 | 0 | 0 | 0 | 0 | 0 | 0 | 0 | 0 | 0 | 0 | 0 | 0 | 0 | 0 | 0 | 0 | 0 | 0 | 0 | 0 | 0 | 0 | 0 | 0 | 0 | 0 | 0 | 0 | 0 | 0 | 0 | 0 | 0 | 0 | 0 | 0 | 0 | 0 | 0 | 0 | 0 | 0 | 0 | 0 | 0 | 0 | 0 | 0 | 0 | 0 | 0 | 0 | 0 | 0 | 0 | 0 | 0 | 0 | 0 | 0 | 0 | 0 | 0 | 0 | 0 | 0 | 0 | 0 | 0 | 0 | 0 | 0 | 0 | 0 | 0 | 0 | 0 | 0 | 0 | 0 | 0 | 0 | 0 | 0 | 0 | 0 | 0 | 0 | 0 | 0 | 0 | 0 | 0 | 0 | 0 | 0 | 0 | 0 | 0 | 0 | 0 | 0 | 0 | 0 | 0 | 0 | 0 | 0 | 0 | 0 | 0 | 0 | 0 | 0 | 0 | 0 | 0 | 0 | 0 | 0 | 0 | 0 | 0 | 0 | 0 | 0 | 0 | 0 | 0 | 0 | 0 | 0 | 0 | 0 | 0 | 0 | 0 | 0 | 0 | 0 | 0 | 0 | 0 | 0 | 0 | 0 | 0 | 0 | 0 | 0 | 0 | 0 | 0 | 0 | 0 | 0 | 0 | 0 | 0 | 0 | 0 | 0 | 0 | 0 | 0 | 0 | 0 | 0 | 0 | 0 | 0 | 0 | 0 | 0 | 0 | 0 | 0 | 0 | 0 | 0 | 0 | 0 | 0 | 0 | 0 | 0 | 0 | 0 | 0 | 0 | 0 | 0 | 0 | 0 | 0 | 0 | 0 | 0 | 0 | 0 | 0 | 0 | 0 | 0 | 0 | 0 | 0 | 0 | 0 | 0 | 0 | 0 | 0 | 0 | 0 | 0 | 0 | 0 | 0 | 0 | 0 | 0 | 0 | 0 | 0 | 0 | 0 | 0 | 0 | 0 | 0 | 0 | 0 | 0 | 0 | 0 | 0 | 0 | 0 | 0 | 0 | 0 | 0 | 0 | 0 | 0 | 0 | 0 | 0 | 0 | 0 | 0 | 0 | 0 | 0 | 0 | 0 | 0 | 0 | 0 | 0 | 0 | 0 | 0 | 0 | 0 | 0 | 0 | 0 | 0 | 0 | 0 | 0 | 0 | 0 | 0 | 0 | 0 | 0 | 0 | 0 | 0 | 0 | 0 | 0 | 0 | 0 | 0 | 0 | 0 | 0 | 0 | 0 | 0 | 0 | 0 | 0 | 0 | 0 | 0 | 0 | 0 | 0 | 0 | 0 | 0 | 0 | 0 | 0 | 0 | 0 | 0 | 0 | 0 | 0 | 0 | 0 | 0 | 0 | 0 | 0 | 0 | 0 | 0 | 0 | 0 | 0 | 0 | 0 | 0 | 0 | 0 | 0 | 0 | 0 | 0 | 0 | 0 | 0 | 0 | 0 | 0 | 0 | 0 | 0 | 0 | 0 | 0 | 0 | 0 | 0 | 0 | 0 | 0 | 0 | 0 | 0 | 0 | 0 | 0 | 0 | 0 | 0 | 0 | 0 | 0 | 0 | 0 | 0 | 0 | 0 | 0 | 0 | 0 | 0 | 0 | 0 | 0 | 0 | 0 | 0 | 0 | 0 | 0 | 0 | 0 | 0 | 0 | 0 | 0 | 0 | 0 | 0 | 0 | 0 | 0 | 0 | 0 | 0 | 0 | 0 | 0 | 0 | 0 | 0 | 0 | 0 | 0 | 0 | 0 | 0 | 0 | 0 | 0 | 0 | 0 | 0 | 0 | 0 | 0 | 0 | 0 | 0 | 0 | 0 | 0 | 0 | 0 | 0 | 0 | 0 | 0 | 0 | 0 | 0 | 0 | 0 | 0 | 0 | 0 | 0 | 0 | 0 | 0 | 0 | 0 | 0 | 0 | 0 | 0 | 0 | 0 | 0 | 0 | 0 | 0 | 0 | 0 | 0 | 0 | 0 | 0 | 0 | 0 | 0 | 0 | 0 | 0 | 0 | 0 | 0 | 0 | 0 | 0 | 0 | 0 | 0 | 0 | 0 | 0 | 0 | 0 | 0 | 0 | 0 | 0 | 0 | 0 | 0 | 0 | 0 | 0 | 0 | 0 | 0 | 0 | 0 | 0 | 0 | 0 | 0 | 0 | 0 | 0 | 0 | 0 | 0 | 0 | 0 | 0 | 0 | 0 | 0 | 0 | 0 | 0 | 0 | 0 | 0 | 0 | 0 | 0 | 0 | 0 | 0 | 0 | 0 | 0 | 0 | 0 | 0 | 0 | 0 | 0 | 0 | 0 | 0 | 0 | 0 | 0 | 0 | 0 | 0 | 0 | 0 | 0 | 0 | 0 | 0 | 0 | 0 | 0 | 0 | 0 | 0 | 0 | 0 | 0 | 0 | 0 | 0 | 0 | 0 | 0 | 0 | 0 | 0 | 0 | 0 | 0 | 0 | 0 | 0 | 0 | 0 | 0 | 0 | 0 | 0 | 0 | 0 | 0 | 0 | 0 | 0 | 0 | 0 | 0 | 0 | 0 | 0 | 0 | 0 | 0 | 0 | 0 | 0 | 0 | 0 | 0 | 0 | 0 | 0 | 0 | 0 | 0 | 0 | 0 | 0 | 0 | 0 | 0 | 0 | 0 | 0 | 0 | 0 | 0 | 0 | 0 | 0 | 0 | 0 | 0 | 0 | 0 | 0 | 0 | 0 | 0 | 0 | 0 | 0 | 0 | 0 | 0 | 0 | 0 | 0 | 0 | 0 | 0 | 0 | 0 | 0 | 0 | 0 | 0 | 0 | 0 | 0 | 0 | 0 | 0 | 0 | 0 | 0 | 0 | 0 | 0 | 0 | 0 | 0 | 0 | 0 | 0 | 0 | 0 | 0 | 0 | 0 | 0 | 0 | 0 | 0 | 0 | 0 | 0 | 0 | 0 | 0 | 0 | 0 | 0 | 0 | 0 | 0 | 0 | 0 | 0 | 0 | 0 | 0 | 0 | 0 | 0 | 0 | 0 | 0 | 0 | 0 | 0 | 0 | 0 | 0 | 0 | 0 | 0 | 0 | 0 | 0 | 0 | 0 | 0 | 0 | 0 | 0 | 0 | 0 | 0 | 0 | 0 | 0 | 0 | 0 | 0 | 0 | 0 | 0 | 0 | 0 | 0 | 0 | 0 | 0 | 0 | 0 | 0 | 0 | 0 | 0 | 0 | 0 | 0 | 0 | 0 | 0 | 0 | 0 | 0 | 0 | 0 | 0 | 0 | 0 | 0 | 0 | 0 | 0 | 0 | 0 | 0 | 0 | 0 | 0 | 0 | 0 | 0 | 0 | 0 | 0 | 0 | 0 | 0 | 0 | 0 | 0 | 0 | 0 | 0 | 0 | 0 | 0 | 0 | 0 | 0 | 0 | 0 | 0 | 0 | 0 | 0 | 0 | 0 | 0 | 0 | 0 | 0 | 0 | 0 | 0 | 0 | 0 | 0 | 0 | 0 | 0 | 0 | 0 | 0 | 0 | 0 | 0 | 0 | 0 | 0 | 0 | 0 | 0 | 0 | 0 | 0 | 0 | 0 | 0 | 0 | 0 | 0 | 0 | 0 | 0 | 0 | 0 | 0 | 0 | 0 | 0 | 0 | 0 | 0 | 0 | 0 | 0 | 0 | 0 | 0 | 0 | 0 | 0 | 0 | 0 | 0 | 0 | 0 | 0 | 0 | 0 | 0 | 0 | 0 | 0 | 0 | 0 | 0 | 0 | 0 | 0 | 0 | 0 | 0 | 0 | 0 | 0 | 0 | 0 | 0 | 0 | 0 | 0 | 0 | 0 | 0 | 0 | 0 | 0 | 0 | 0 | 0 | 0 | 0 | 0 | 0 | 0 | 0 | 0 | 0 | 0 | 0 | 0 | 0 | 0 | 0 | 0 | 0 | 0 | 0 | 0 | 0 | 0 | 0 | 0 | 0 | 0 | 0 | 0 | 0 | 0 | 0 | 0 | 0 | 0 | 0 | 0 | 0 | 0 | 0 | 0 | 0 | 0 | 0 | 0 | 0 | 0 | 0 | 0 | 0 | 0 | 0 | 0 | 0 | 0 | 0 | 0 | 0 | 0 | 0 | 0 | 0 | 0 | 0 | 0 | 0 | 0 | 0 | 0 | 0 | 0 | 0 | 0 | 0 | 0 | 0 | 0 | 0 | 0 | 0 | 0 | 0 | 0 | 0 | 0 | 0 | 0 | 0 | 0 | 0 | 0 | 0 | 0 | 0 | 0 | 0 | 0 | 0 | 0 | 0 | 0 | 0 | 0 | 0 | 0 | 0 | 0 | 0 | 0 | 0 | 0 | 0 | 0 | 0 | 0 | 0 | 0 | 0 | 0 | 0 | 0 | 0 | 0 | 0 | 0 | 0 | 0 | 0 | 0 | 0 | 0 | 0 | 0 | 0 | 0 | 0 | 0 | 0 | 0 | 0 | 0 | 0 | 0 | 0 | 0 | 0 | 0 | 0 | 0 | 0 | 0 | 0 | 0 | 0 | 0 | 0 | 0 | 0 | 0 | 0 | 0 | 0 | 0 | 0 | 0 | 0 | 0 | 0 | 0 | 0 | 0 | 0 | 0 | 0 | 0 | 0 | 0 | 0 | 0 | 0 | 0 | 0 | 0 | 0 | 0 | 0 | 0 | 0 | 0 | 0 | 0 | 0 | 0 | 0 | 0 | 0 | 0 | 0 | 0 | 0 | 0 | 0 | 0 | 0 | 0 | 0 | 0 | 0 | 0 | 0 | 0 | 0 | 0 | 0 | 0 | 0 | 0 | 0 | 0 | 0 | 0 | 0 | 0 | 0 | 0 | 0 | 0 | 0 | 0 | 0 | 0 | 0 | 0 | 0 | 0 | 0 | 0 | 0 | 0 | 0 | 0 | 0 | 0 | 0 | 0 | 0 | 0 | 0 | 0 | 0 | 0 | 0 | 0 | 0 | 0 | 0 | 0 | 0 | 0 | 0 | 0 | 0 | 0 | 0 | 0 | 0 | 0 | 0 | 0 | 0 | 0 | 0 | 0 | 0 | 0 | 0 | 0 | 0 | 0 | 0 | 0 | 0 | 0 | 0 | 0 | 0 | 0 | 0 | 0 | 0 | 0 | 0 | 0 | 0 | 0 | 0 | 0 | 0 | 0 | 0 | 0 | 0 | 0 | 0 | 0 | 0 | 0 | 0 | 0 | 0 | 0 | 0 | 0 | 0 | 0 | 0 | 0 | 0 | 0 | 0 | 0 | 0 | 0 | 0 | 0 | 0 | 0 | 0 | 0 | 0 | 0 | 0 | 0 | 0 | 0 | 0 | 0 | 0 | 0 | 0 | 0 | 0 | 0 | 0 | 0 | 0 | 0 | 0 | 0 | 0 | 0 | 0 | 0 | 0 | 0 | 0 | 0 | 0 | 0 | 0 | 0 | 0 | 0 | 0 | 0 | 0 | 0 | 0 | 0 | 0 | 0 | 0 | 0 | 0 | 0 | 0 | 0 | 0 | 0 | 0 | 0 | 0 | 0 | 0 | 0 | 0 | 0 | 0 | 0 | 0 | 0 | 0 | 0 | 0 | 0 | 0 | 0 | 0 | 0 | 0 | 0 | 0 | 0 | 0 | 0 | 0 | 0 | 0 | 0 | 0 | 0 | 0 | 0 | 0 | 0 | 0 | 0
| Cumulative Growth Small Industrial | 10^3M^3/Yr |  | 0 | 0 | 0 | 0 | 0 | 0 | 0 | 0 | 0 | 0 | 0 | 0 | 0 | 0 | 0 | 0 | 0 | 0 | 0 | 0 | 0 | 0 | 0 | 0 | 0 | 0 | 0 | 0 | 0 | 0 | 0 | 0 | 0 | 0 | 0 | 0 | 0 | 0 | 0 | 0 | 0 | 0 | 0 | 0 | 0 | 0 | 0 | 0 | 0 | 0 | 0 | 0 | 0 | 0 | 0 | 0 | 0 | 0 | 0 | 0 | 0
| Total Cummulative Gen Serv Incremental Growth | 10^3M^3/Yr |  | 863155.157 | 1263.683 | 3788.918 | 6312.022 | 8835.126 | 11358.23 | 13881.334 | 15142.886 | 15142.886 | 15142.886 | 15142.886 | 15142.886 | 15142.886 | 15142.886 | 15142.886 | 15142.886 | 15142.886 | 15142.886 | 15142.886 | 15142.886 | 15142.886 | 15142.886 | 15142.886 | 15142.886 | 15142.886 | 15142.886 | 15142.886 | 15142.886 | 15142.886 | 15142.886 | 15142.886 | 15142.886 | 15142.886 | 15142.886 | 15142.886 | 15142.886 | 15142.886 | 15142.886 | 15142.886 | 15142.886 | 15142.886 | 15142.886 | 15142.886 | 15142.886 | 15142.886 | 15142.886 | 15142.886 | 15142.886 | 15142.886 | 15142.886 | 15142.886 | 15142.886 | 15142.886 | 15142.886 | 15142.886 | 15142.886 | 15142.886 | 15142.886 | 15142.886 | 15142.886 | 15142.886
| Assumed Fuel Mix | $/ M3
| Heating Oil | 1.988 | bar: 2023 1 to 2082 60
electricity and propane rates were switched | Propane | 1.58 | bar: 2023 1 to 2082 60
electricity and propane rates were switched | Electricity | 1.4386 |  |  | 100% | 100% | 100% | 100% | 100% | 100% | 100% | 100% | 100% | 100% | 100% | 100% | 100% | 100% | 100% | 100% | 100% | 100% | 100% | 100% | 100% | 100% | 100% | 100% | 100% | 100% | 100% | 100% | 100% | 100% | 100% | 100% | 100% | 100% | 100% | 100% | 100% | 100% | 100% | 100% | 100% | 100% | 100% | 100% | 100% | 100% | 100% | 100% | 100% | 100% | 100% | 100% | 100% | 100% | 100% | 100% | 100% | 100% | 100% | 100%
| Weighted Cost of Alt Fuels | $/ M^3 |  |  | 0.46109 | 0.46109 | 0.46109 | 0.46109 | 0.46109 | 0.46109 | 0.46109 | 0.46109 | 0.46109 | 0.46109 | 0.46109 | 0.46109 | 0.46109 | 0.46109 | 0.46109 | 0.46109 | 0.46109 | 0.46109 | 0.46109 | 0.46109 | 0.46109 | 0.46109 | 0.46109 | 0.46109 | 0.46109 | 0.46109 | 0.46109 | 0.46109 | 0.46109 | 0.46109 | 0.46109 | 0.46109 | 0.46109 | 0.46109 | 0.46109 | 0.46109 | 0.46109 | 0.46109 | 0.46109 | 0.46109 | 0.46109 | 0.46109 | 0.46109 | 0.46109 | 0.46109 | 0.46109 | 0.46109 | 0.46109 | 0.46109 | 0.46109 | 0.46109 | 0.46109 | 0.46109 | 0.46109 | 0.46109 | 0.46109 | 0.46109 | 0.46109 | 0.46109 | 0.46109
| Cost of Gas | $/ M^3 |  |  | 0.66572 | 0.69765 | 0.72957 | 0.76149 | 0.79342 | 0.82534 | 0.85727 | 0.88919 | 0.88919 | 0.88919 | 0.88919 | 0.88919 | 0.88919 | 0.88919 | 0.88919 | 0.88919 | 0.88919 | 0.88919 | 0.88919 | 0.88919 | 0.88919 | 0.88919 | 0.88919 | 0.88919 | 0.88919 | 0.88919 | 0.88919 | 0.88919 | 0.88919 | 0.88919 | 0.88919 | 0.88919 | 0.88919 | 0.88919 | 0.88919 | 0.88919 | 0.88919 | 0.88919 | 0.88919 | 0.88919 | 0.88919 | 0.88919 | 0.88919 | 0.88919 | 0.88919 | 0.88919 | 0.88919 | 0.88919 | 0.88919 | 0.88919 | 0.88919 | 0.88919 | 0.88919 | 0.88919 | 0.88919 | 0.88919 | 0.88919 | 0.88919 | 0.88919 | 0.88919
| Difference | $/ M^3 |  |  | -0.20463 | -0.23655 | -0.26848 | -0.3004 | -0.33232 | -0.36425 | -0.39617 | -0.4281 | -0.4281 | -0.4281 | -0.4281 | -0.4281 | -0.4281 | -0.4281 | -0.4281 | -0.4281 | -0.4281 | -0.4281 | -0.4281 | -0.4281 | -0.4281 | -0.4281 | -0.4281 | -0.4281 | -0.4281 | -0.4281 | -0.4281 | -0.4281 | -0.4281 | -0.4281 | -0.4281 | -0.4281 | -0.4281 | -0.4281 | -0.4281 | -0.4281 | -0.4281 | -0.4281 | -0.4281 | -0.4281 | -0.4281 | -0.4281 | -0.4281 | -0.4281 | -0.4281 | -0.4281 | -0.4281 | -0.4281 | -0.4281 | -0.4281 | -0.4281 | -0.4281 | -0.4281 | -0.4281 | -0.4281 | -0.4281 | -0.4281 | -0.4281 | -0.4281 | -0.4281
| Cumulative Gen Serv & Contract | 10^3M^3/Yr |  |  | 1263.683 | 3788.918 | 6312.022 | 8835.126 | 11358.23 | 13881.334 | 15142.886 | 15142.886 | 15142.886 | 15142.886 | 15142.886 | 15142.886 | 15142.886 | 15142.886 | 15142.886 | 15142.886 | 15142.886 | 15142.886 | 15142.886 | 15142.886 | 15142.886 | 15142.886 | 15142.886 | 15142.886 | 15142.886 | 15142.886 | 15142.886 | 15142.886 | 15142.886 | 15142.886 | 15142.886 | 15142.886 | 15142.886 | 15142.886 | 15142.886 | 15142.886 | 15142.886 | 15142.886 | 15142.886 | 15142.886 | 15142.886 | 15142.886 | 15142.886 | 15142.886 | 15142.886 | 15142.886 | 15142.886 | 15142.886 | 15142.886 | 15142.886 | 15142.886 | 15142.886 | 15142.886 | 15142.886 | 15142.886 | 15142.886 | 15142.886 | 15142.886 | 15142.886 | 15142.886
| Alt Fuel Saving | $/ M^3 |  |  | -0.20463 | -0.23655 | -0.26848 | -0.3004 | -0.33232 | -0.36425 | -0.39617 | -0.4281 | -0.4281 | -0.4281 | -0.4281 | -0.4281 | -0.4281 | -0.4281 | -0.4281 | -0.4281 | -0.4281 | -0.4281 | -0.4281 | -0.4281 | -0.4281 | -0.4281 | -0.4281 | -0.4281 | -0.4281 | -0.4281 | -0.4281 | -0.4281 | -0.4281 | -0.4281 | -0.4281 | -0.4281 | -0.4281 | -0.4281 | -0.4281 | -0.4281 | -0.4281 | -0.4281 | -0.4281 | -0.4281 | -0.4281 | -0.4281 | -0.4281 | -0.4281 | -0.4281 | -0.4281 | -0.4281 | -0.4281 | -0.4281 | -0.4281 | -0.4281 | -0.4281 | -0.4281 | -0.4281 | -0.4281 | -0.4281 | -0.4281 | -0.4281 | -0.4281 | -0.4281
| Res & Comm Fuel Savings with Gas | $ 000's |  |  | -258.5855 | -896.2775 | -1694.6281 | -2654.0735 | -3774.6136 | -5056.2483 | -5999.1863 | -6482.6065 | -6482.6065 | -6482.6065 | -6482.6065 | -6482.6065 | -6482.6065 | -6482.6065 | -6482.6065 | -6482.6065 | -6482.6065 | -6482.6065 | -6482.6065 | -6482.6065 | -6482.6065 | -6482.6065 | -6482.6065 | -6482.6065 | -6482.6065 | -6482.6065 | -6482.6065 | -6482.6065 | -6482.6065 | -6482.6065 | -6482.6065 | -6482.6065 | -6482.6065 | -6482.6065 | -6482.6065 | -6482.6065 | -6482.6065 | -6482.6065 | -6482.6065 | -6482.6065 | -6482.6065 | -6482.6065 | -6482.6065 | -6482.6065 | -6482.6065 | -6482.6065 | -6482.6065 | -6482.6065 | -6482.6065 | -6482.6065 | -6482.6065 | -6482.6065 | -6482.6065 | -6482.6065 | -6482.6065 | -6482.6065 | -6482.6065 | -6482.6065 | -6482.6065 | -6482.6065
| Discount Factor (Mid Period) |  |  |  | 0.98058 | 0.94287 | 0.9066 | 0.87173 | 0.8382 | 0.80597 | 0.77497 | 0.74516 | 0.7165 | 0.68894 | 0.66245 | 0.63697 | 0.61247 | 0.58891 | 0.56626 | 0.54448 | 0.52354 | 0.5034 | 0.48404 | 0.46543 | 0.44752 | 0.43031 | 0.41376 | 0.39785 | 0.38255 | 0.36783 | 0.35368 | 0.34008 | 0.327 | 0.31442 | 0.30233 | 0.2907 | 0.27952 | 0.26877 | 0.25843 | 0.24849 | 0.23894 | 0.22975 | 0.22091 | 0.21241 | 0.20424 | 0.19639 | 0.18884 | 0.18157 | 0.17459 | 0.16787 | 0.16142 | 0.15521 | 0.14924 | 0.1435 | 0.13798 | 0.13267 | 0.12757 | 0.12266 | 0.11795 | 0.11341 | 0.10905 | 0.10485 | 0.10082 | 0.096943
| Fuel Savings Discounted |  |  |  | -253.5639 | -845.0696 | -1536.3532 | -2313.6425 | -3163.898 | -4075.1634 | -4649.1723 | -4830.5837 | -4644.7921 | -4466.1462 | -4294.3713 | -4129.2032 | -3970.3877 | -3817.6805 | -3670.8466 | -3529.6602 | -3393.9041 | -3263.3693 | -3137.8551 | -3017.1683 | -2901.1234 | -2789.5417 | -2682.2517 | -2579.0881 | -2479.8925 | -2384.512 | -2292.8 | -2204.6154 | -2119.8225 | -2038.2908 | -1959.895 | -1884.5144 | -1812.0331 | -1742.3395 | -1675.3265 | -1610.8908 | -1548.9335 | -1489.3591 | -1432.0761 | -1376.9962 | -1324.0349 | -1273.1104 | -1224.1447 | -1177.0622 | -1131.7905 | -1088.2601 | -1046.404 | -1006.1577 | -967.4593 | -930.2493 | -894.4705 | -860.0678 | -826.9883 | -795.181 | -764.5971 | -735.1896 | -706.913 | -679.7241 | -653.5808 | -628.4431
| Cumulative Fuel Savings: Discounted | $ 000's |  |  | -253.5639 | -1098.6335 | -2634.9867 | -4948.6293 | -8112.5272 | -12187.6906 | -16836.863 | -21667.4467 | -26312.2387 | -30778.3849 | -35072.7563 | -39201.9595 | -43172.3472 | -46990.0277 | -50660.8743 | -54190.5346 | -57584.4386 | -60847.8079 | -63985.663 | -67002.8313 | -69903.9547 | -72693.4965 | -75375.7482 | -77954.8363 | -80434.7288 | -82819.2407 | -85112.0407 | -87316.6561 | -89436.4785 | -91474.7693 | -93434.6644 | -95319.1788 | -97131.2119 | -98873.5515 | -100548.878 | -102159.7688 | -103708.7023 | -105198.0615 | -106630.1376 | -108007.1338 | -109331.1687 | -110604.2791 | -111828.4238 | -113005.4859 | -114137.2765 | -115225.5366 | -116271.9406 | -117278.0982 | -118245.5575 | -119175.8069 | -120070.2774 | -120930.3452 | -121757.3334 | -122552.5145 | -123317.1116 | -124052.3011 | -124759.2142 | -125438.9382 | -126092.5191 | -126720.9622
| NPV Term (yrs) |  |  |  | 2023 1: 20; 2024 2: 40
| NPV of Fuel Savings $millions |  |  |  | 2023 1: -67.0028; 2024 2: -108.0071
Sum of the NPV from ind, com, and res buildings | Total NPV of fuel savings $millions for all buildings |  |  |  | 2023 1: -83.8555; 2024 2: -136.1331

## Exhibit I.ED.14a com
Changes made
[5 empty] | 2023 | 2024 | 2025 | 2026 | 2027 | 2028 | 2029 | 2030 | 2031 | 2032 | 2033 | 2034 | 2035 | 2036 | 2037 | 2038 | 2039 | 2040 | 2041 | 2042 | 2043 | 2044 | 2045 | 2046 | 2047 | 2048 | 2049 | 2050 | 2051 | 2052 | 2053 | 2054 | 2055 | 2056 | 2057 | 2058 | 2059 | 2060 | 2061 | 2062 | 2063 | 2064 | 2065 | 2066 | 2067 | 2068 | 2069 | 2070 | 2071 | 2072 | 2073 | 2074 | 2075 | 2076 | 2077 | 2078 | 2079 | 2080 | 2081 | 2082
| Incremental Growth | Constant | Units | Total | 1 | 2 | 3 | 4 | 5 | 6 | 7 | 8 | 9 | 10 | 11 | 12 | 13 | 14 | 15 | 16 | 17 | 18 | 19 | 20 | 21 | 22 | 23 | 24 | 25 | 26 | 27 | 28 | 29 | 30 | 31 | 32 | 33 | 34 | 35 | 36 | 37 | 38 | 39 | 40 | 41 | 42 | 43 | 44 | 45 | 46 | 47 | 48 | 49 | 50 | 51 | 52 | 53 | 54 | 55 | 56 | 57 | 58 | 59 | 60
| Discount Rate | 4%
| Discount Factor (Mid Period) | 0.5 |  |  | 0.98058 | 0.94287 | 0.9066 | 0.87173 | 0.8382 | 0.80597 | 0.77497 | 0.74516 | 0.7165 | 0.68894 | 0.66245 | 0.63697 | 0.61247 | 0.58891 | 0.56626 | 0.54448 | 0.52354 | 0.5034 | 0.48404 | 0.46543 | 0.44752 | 0.43031 | 0.41376 | 0.39785 | 0.38255 | 0.36783 | 0.35368 | 0.34008 | 0.327 | 0.31442 | 0.30233 | 0.2907 | 0.27952 | 0.26877 | 0.25843 | 0.24849 | 0.23894 | 0.22975 | 0.22091 | 0.21241 | 0.20424 | 0.19639 | 0.18884 | 0.18157 | 0.17459 | 0.16787 | 0.16142 | 0.15521 | 0.14924 | 0.1435 | 0.13798 | 0.13267 | 0.12757 | 0.12266 | 0.11795 | 0.11341 | 0.10905 | 0.10485 | 0.10082 | 0.096943 | 1.0198 | 1.0198 | 1.0198 | 1.0198 | 1.0198 | 1.0198 | 1.0198 | 1.0198 | 1.0198 | 1.0198 | 1.0198 | 1.0198 | 1.0198 | 1.0198 | 1.0198 | 1.0198 | 1.0198 | 1.0198 | 1.0198 | 1.0198 | 1.0198 | 1.0198 | 1.0198 | 1.0198 | 1.0198 | 1.0198 | 1.0198 | 1.0198 | 1.0198 | 1.0198 | 1.0198 | 1.0198 | 1.0198 | 1.0198 | 1.0198 | 1.0198 | 1.0198 | 1.0198 | 1.0198 | 1.0198 | 1.0198 | 1.0198 | 1.0198 | 1.0198 | 1.0198 | 1.0198 | 1.0198 | 1.0198 | 1.0198 | 1.0198 | 1.0198 | 1.0198 | 1.0198 | 1.0198 | 1.0198 | 1.0198 | 1.0198 | 1.0198 | 1.0198 | 1.0198 | 1.0198 | 1.0198 | 1.0198 | 1.0198 | 1.0198 | 1.0198 | 1.0198 | 1.0198 | 1.0198 | 1.0198 | 1.0198 | 1.0198 | 1.0198 | 1.0198 | 1.0198 | 1.0198 | 1.0198 | 1.0198 | 1.0198 | 1.0198 | 1.0198 | 1.0198 | 1.0198 | 1.0198 | 1.0198 | 1.0198 | 1.0198 | 1.0198 | 1.0198 | 1.0198 | 1.0198 | 1.0198 | 1.0198 | 1.0198 | 1.0198 | 1.0198 | 1.0198 | 1.0198 | 1.0198 | 1.0198 | 1.0198 | 1.0198 | 1.0198 | 1.0198 | 1.0198 | 1.0198 | 1.0198 | 1.0198 | 1.0198 | 1.0198 | 1.0198 | 1.0198 | 1.0198 | 1.0198 | 1.0198 | 1.0198 | 1.0198 | 1.0198 | 1.0198 | 1.0198 | 1.0198 | 1.0198 | 1.0198 | 1.0198 | 1.0198 | 1.0198 | 1.0198 | 1.0198 | 1.0198 | 1.0198 | 1.0198 | 1.0198 | 1.0198 | 1.0198 | 1.0198 | 1.0198 | 1.0198 | 1.0198 | 1.0198 | 1.0198 | 1.0198 | 1.0198 | 1.0198 | 1.0198 | 1.0198 | 1.0198 | 1.0198 | 1.0198 | 1.0198 | 1.0198 | 1.0198 | 1.0198 | 1.0198 | 1.0198 | 1.0198 | 1.0198 | 1.0198 | 1.0198 | 1.0198 | 1.0198 | 1.0198 | 1.0198 | 1.0198 | 1.0198 | 1.0198 | 1.0198 | 1.0198 | 1.0198 | 1.0198 | 1.0198 | 1.0198 | 1.0198 | 1.0198 | 1.0198 | 1.0198 | 1.0198 | 1.0198 | 1.0198 | 1.0198 | 1.0198 | 1.0198 | 1.0198 | 1.0198 | 1.0198 | 1.0198 | 1.0198 | 1.0198 | 1.0198 | 1.0198 | 1.0198 | 1.0198 | 1.0198 | 1.0198 | 1.0198 | 1.0198 | 1.0198 | 1.0198 | 1.0198 | 1.0198 | 1.0198 | 1.0198 | 1.0198 | 1.0198 | 1.0198 | 1.0198 | 1.0198 | 1.0198 | 1.0198 | 1.0198 | 1.0198 | 1.0198 | 1.0198 | 1.0198 | 1.0198 | 1.0198 | 1.0198 | 1.0198 | 1.0198 | 1.0198 | 1.0198 | 1.0198 | 1.0198 | 1.0198 | 1.0198 | 1.0198 | 1.0198 | 1.0198 | 1.0198 | 1.0198 | 1.0198 | 1.0198 | 1.0198 | 1.0198 | 1.0198 | 1.0198 | 1.0198 | 1.0198 | 1.0198 | 1.0198 | 1.0198 | 1.0198 | 1.0198 | 1.0198 | 1.0198 | 1.0198 | 1.0198 | 1.0198 | 1.0198 | 1.0198 | 1.0198 | 1.0198 | 1.0198 | 1.0198 | 1.0198 | 1.0198 | 1.0198 | 1.0198 | 1.0198 | 1.0198 | 1.0198 | 1.0198 | 1.0198 | 1.0198 | 1.0198 | 1.0198 | 1.0198 | 1.0198 | 1.0198 | 1.0198 | 1.0198 | 1.0198 | 1.0198 | 1.0198 | 1.0198 | 1.0198 | 1.0198 | 1.0198 | 1.0198 | 1.0198 | 1.0198 | 1.0198 | 1.0198 | 1.0198 | 1.0198 | 1.0198 | 1.0198 | 1.0198 | 1.0198 | 1.0198 | 1.0198 | 1.0198 | 1.0198 | 1.0198 | 1.0198 | 1.0198 | 1.0198 | 1.0198 | 1.0198 | 1.0198 | 1.0198 | 1.0198 | 1.0198 | 1.0198 | 1.0198 | 1.0198 | 1.0198 | 1.0198 | 1.0198 | 1.0198 | 1.0198 | 1.0198 | 1.0198 | 1.0198 | 1.0198 | 1.0198 | 1.0198 | 1.0198 | 1.0198 | 1.0198 | 1.0198 | 1.0198 | 1.0198 | 1.0198 | 1.0198 | 1.0198 | 1.0198 | 1.0198 | 1.0198 | 1.0198 | 1.0198 | 1.0198 | 1.0198 | 1.0198 | 1.0198 | 1.0198 | 1.0198 | 1.0198 | 1.0198 | 1.0198 | 1.0198 | 1.0198 | 1.0198 | 1.0198 | 1.0198 | 1.0198 | 1.0198 | 1.0198 | 1.0198 | 1.0198 | 1.0198 | 1.0198 | 1.0198 | 1.0198 | 1.0198 | 1.0198 | 1.0198 | 1.0198 | 1.0198 | 1.0198 | 1.0198 | 1.0198 | 1.0198 | 1.0198 | 1.0198 | 1.0198 | 1.0198 | 1.0198 | 1.0198 | 1.0198 | 1.0198 | 1.0198 | 1.0198 | 1.0198 | 1.0198 | 1.0198 | 1.0198 | 1.0198 | 1.0198 | 1.0198 | 1.0198 | 1.0198 | 1.0198 | 1.0198 | 1.0198 | 1.0198 | 1.0198 | 1.0198 | 1.0198 | 1.0198 | 1.0198 | 1.0198 | 1.0198 | 1.0198 | 1.0198 | 1.0198 | 1.0198 | 1.0198 | 1.0198 | 1.0198 | 1.0198 | 1.0198 | 1.0198 | 1.0198 | 1.0198 | 1.0198 | 1.0198 | 1.0198 | 1.0198 | 1.0198 | 1.0198 | 1.0198 | 1.0198 | 1.0198 | 1.0198 | 1.0198 | 1.0198 | 1.0198 | 1.0198 | 1.0198 | 1.0198 | 1.0198 | 1.0198 | 1.0198 | 1.0198 | 1.0198 | 1.0198 | 1.0198 | 1.0198 | 1.0198 | 1.0198 | 1.0198 | 1.0198 | 1.0198 | 1.0198 | 1.0198 | 1.0198 | 1.0198 | 1.0198 | 1.0198 | 1.0198 | 1.0198 | 1.0198 | 1.0198 | 1.0198 | 1.0198 | 1.0198 | 1.0198 | 1.0198 | 1.0198 | 1.0198 | 1.0198 | 1.0198 | 1.0198 | 1.0198 | 1.0198 | 1.0198 | 1.0198 | 1.0198 | 1.0198 | 1.0198 | 1.0198 | 1.0198 | 1.0198 | 1.0198 | 1.0198 | 1.0198 | 1.0198 | 1.0198 | 1.0198 | 1.0198 | 1.0198 | 1.0198 | 1.0198 | 1.0198 | 1.0198 | 1.0198 | 1.0198 | 1.0198 | 1.0198 | 1.0198 | 1.0198 | 1.0198 | 1.0198 | 1.0198 | 1.0198 | 1.0198 | 1.0198 | 1.0198 | 1.0198 | 1.0198 | 1.0198 | 1.0198 | 1.0198 | 1.0198 | 1.0198 | 1.0198 | 1.0198 | 1.0198 | 1.0198 | 1.0198 | 1.0198 | 1.0198 | 1.0198 | 1.0198 | 1.0198 | 1.0198 | 1.0198 | 1.0198 | 1.0198 | 1.0198 | 1.0198 | 1.0198 | 1.0198 | 1.0198 | 1.0198 | 1.0198 | 1.0198 | 1.0198 | 1.0198 | 1.0198 | 1.0198 | 1.0198 | 1.0198 | 1.0198 | 1.0198 | 1.0198 | 1.0198 | 1.0198 | 1.0198 | 1.0198 | 1.0198 | 1.0198 | 1.0198 | 1.0198 | 1.0198 | 1.0198 | 1.0198 | 1.0198 | 1.0198 | 1.0198 | 1.0198 | 1.0198 | 1.0198 | 1.0198 | 1.0198 | 1.0198 | 1.0198 | 1.0198 | 1.0198 | 1.0198 | 1.0198 | 1.0198 | 1.0198 | 1.0198 | 1.0198 | 1.0198 | 1.0198 | 1.0198 | 1.0198 | 1.0198 | 1.0198 | 1.0198 | 1.0198 | 1.0198 | 1.0198 | 1.0198 | 1.0198 | 1.0198 | 1.0198 | 1.0198 | 1.0198 | 1.0198 | 1.0198 | 1.0198 | 1.0198 | 1.0198 | 1.0198 | 1.0198 | 1.0198 | 1.0198 | 1.0198 | 1.0198 | 1.0198 | 1.0198 | 1.0198 | 1.0198 | 1.0198 | 1.0198 | 1.0198 | 1.0198 | 1.0198 | 1.0198 | 1.0198 | 1.0198 | 1.0198 | 1.0198 | 1.0198 | 1.0198 | 1.0198 | 1.0198 | 1.0198 | 1.0198 | 1.0198 | 1.0198 | 1.0198 | 1.0198 | 1.0198 | 1.0198 | 1.0198 | 1.0198 | 1.0198 | 1.0198 | 1.0198 | 1.0198 | 1.0198 | 1.0198 | 1.0198 | 1.0198 | 1.0198 | 1.0198 | 1.0198 | 1.0198 | 1.0198 | 1.0198 | 1.0198 | 1.0198 | 1.0198 | 1.0198 | 1.0198 | 1.0198 | 1.0198 | 1.0198 | 1.0198 | 1.0198 | 1.0198 | 1.0198 | 1.0198 | 1.0198 | 1.0198 | 1.0198 | 1.0198 | 1.0198 | 1.0198 | 1.0198 | 1.0198 | 1.0198 | 1.0198 | 1.0198 | 1.0198 | 1.0198 | 1.0198 | 1.0198 | 1.0198 | 1.0198 | 1.0198 | 1.0198 | 1.0198 | 1.0198 | 1.0198 | 1.0198 | 1.0198 | 1.0198 | 1.0198 | 1.0198 | 1.0198 | 1.0198 | 1.0198 | 1.0198 | 1.0198 | 1.0198 | 1.0198 | 1.0198 | 1.0198 | 1.0198 | 1.0198 | 1.0198 | 1.0198 | 1.0198 | 1.0198 | 1.0198 | 1.0198 | 1.0198 | 1.0198 | 1.0198 | 1.0198 | 1.0198 | 1.0198 | 1.0198 | 1.0198 | 1.0198 | 1.0198 | 1.0198 | 1.0198 | 1.0198 | 1.0198 | 1.0198 | 1.0198 | 1.0198 | 1.0198 | 1.0198 | 1.0198 | 1.0198 | 1.0198 | 1.0198 | 1.0198 | 1.0198 | 1.0198 | 1.0198 | 1.0198 | 1.0198 | 1.0198 | 1.0198 | 1.0198 | 1.0198 | 1.0198 | 1.0198 | 1.0198 | 1.0198 | 1.0198 | 1.0198 | 1.0198 | 1.0198 | 1.0198 | 1.0198 | 1.0198 | 1.0198 | 1.0198 | 1.0198 | 1.0198 | 1.0198 | 1.0198 | 1.0198 | 1.0198 | 1.0198 | 1.0198 | 1.0198 | 1.0198 | 1.0198 | 1.0198 | 1.0198 | 1.0198 | 1.0198 | 1.0198 | 1.0198 | 1.0198 | 1.0198 | 1.0198 | 1.0198 | 1.0198 | 1.0198 | 1.0198 | 1.0198 | 1.0198 | 1.0198 | 1.0198 | 1.0198 | 1.0198 | 1.0198 | 1.0198 | 1.0198 | 1.0198 | 1.0198 | 1.0198 | 1.0198 | 1.0198 | 1.0198 | 1.0198 | 1.0198 | 1.0198 | 1.0198 | 1.0198 | 1.0198 | 1.0198 | 1.0198 | 1.0198 | 1.0198 | 1.0198 | 1.0198 | 1.0198 | 1.0198 | 1.0198 | 1.0198 | 1.0198 | 1.0198 | 1.0198 | 1.0198 | 1.0198 | 1.0198 | 1.0198 | 1.0198 | 1.0198 | 1.0198 | 1.0198 | 1.0198 | 1.0198 | 1.0198 | 1.0198 | 1.0198 | 1.0198 | 1.0198 | 1.0198 | 1.0198 | 1.0198 | 1.0198 | 1.0198 | 1.0198 | 1.0198 | 1.0198 | 1.0198 | 1.0198 | 1.0198 | 1.0198 | 1.0198 | 1.0198 | 1.0198 | 1.0198 | 1.0198 | 1.0198 | 1.0198 | 1.0198 | 1.0198 | 1.0198 | 1.0198 | 1.0198 | 1.0198 | 1.0198 | 1.0198 | 1.0198 | 1.0198 | 1.0198 | 1.0198 | 1.0198 | 1.0198 | 1.0198 | 1.0198 | 1.0198 | 1.0198 | 1.0198 | 1.0198 | 1.0198 | 1.0198 | 1.0198 | 1.0198 | 1.0198 | 1.0198 | 1.0198 | 1.0198 | 1.0198 | 1.0198 | 1.0198 | 1.0198 | 1.0198 | 1.0198 | 1.0198 | 1.0198 | 1.0198 | 1.0198 | 1.0198 | 1.0198 | 1.0198 | 1.0198 | 1.0198 | 1.0198 | 1.0198 | 1.0198 | 1.0198 | 1.0198 | 1.0198 | 1.0198 | 1.0198 | 1.0198 | 1.0198 | 1.0198 | 1.0198 | 1.0198 | 1.0198 | 1.0198 | 1.0198 | 1.0198 | 1.0198 | 1.0198 | 1.0198 | 1.0198 | 1.0198 | 1.0198 | 1.0198 | 1.0198 | 1.0198 | 1.0198 | 1.0198 | 1.0198 | 1.0198 | 1.0198 | 1.0198 | 1.0198 | 1.0198 | 1.0198 | 1.0198 | 1.0198 | 1.0198 | 1.0198 | 1.0198 | 1.0198 | 1.0198 | 1.0198 | 1.0198 | 1.0198 | 1.0198 | 1.0198 | 1.0198 | 1.0198 | 1.0198 | 1.0198 | 1.0198 | 1.0198 | 1.0198 | 1.0198 | 1.0198 | 1.0198 | 1.0198 | 1.0198 | 1.0198 | 1.0198 | 1.0198 | 1.0198 | 1.0198 | 1.0198 | 1.0198 | 1.0198 | 1.0198 | 1.0198 | 1.0198 | 1.0198 | 1.0198 | 1.0198 | 1.0198 | 1.0198 | 1.0198 | 1.0198 | 1.0198 | 1.0198 | 1.0198 | 1.0198 | 1.0198 | 1.0198 | 1.0198 | 1.0198 | 1.0198 | 1.0198 | 1.0198 | 1.0198 | 1.0198 | 1.0198 | 1.0198 | 1.0198 | 1.0198 | 1.0198 | 1.0198 | 1.0198 | 1.0198 | 1.0198 | 1.0198 | 1.0198 | 1.0198 | 1.0198 | 1.0198 | 1.0198 | 1.0198 | 1.0198 | 1.0198 | 1.0198 | 1.0198 | 1.0198 | 1.0198 | 1.0198 | 1.0198 | 1.0198 | 1.0198 | 1.0198 | 1.0198 | 1.0198 | 1.0198 | 1.0198 | 1.0198 | 1.0198 | 1.0198 | 1.0198 | 1.0198 | 1.0198 | 1.0198 | 1.0198 | 1.0198 | 1.0198 | 1.0198 | 1.0198 | 1.0198 | 1.0198 | 1.0198 | 1.0198 | 1.0198 | 1.0198 | 1.0198 | 1.0198 | 1.0198 | 1.0198 | 1.0198 | 1.0198 | 1.0198 | 1.0198 | 1.0198 | 1.0198 | 1.0198 | 1.0198 | 1.0198 | 1.0198 | 1.0198 | 1.0198 | 1.0198 | 1.0198 | 1.0198 | 1.0198 | 1.0198 | 1.0198 | 1.0198 | 1.0198 | 1.0198 | 1.0198 | 1.0198 | 1.0198 | 1.0198 | 1.0198 | 1.0198 | 1.0198 | 1.0198 | 1.0198 | 1.0198 | 1.0198 | 1.0198 | 1.0198 | 1.0198 | 1.0198 | 1.0198 | 1.0198 | 1.0198 | 1.0198 | 1.0198 | 1.0198 | 1.0198 | 1.0198 | 1.0198 | 1.0198 | 1.0198 | 1.0198 | 1.0198 | 1.0198 | 1.0198 | 1.0198 | 1.0198 | 1.0198 | 1.0198 | 1.0198 | 1.0198 | 1.0198 | 1.0198 | 1.0198 | 1.0198 | 1.0198 | 1.0198 | 1.0198 | 1.0198 | 1.0198 | 1.0198 | 1.0198 | 1.0198 | 1.0198 | 1.0198 | 1.0198 | 1.0198 | 1.0198 | 1.0198 | 1.0198 | 1.0198 | 1.0198 | 1.0198 | 1.0198 | 1.0198 | 1.0198 | 1.0198 | 1.0198 | 1.0198 | 1.0198 | 1.0198 | 1.0198 | 1.0198 | 1.0198 | 1.0198 | 1.0198 | 1.0198 | 1.0198 | 1.0198 | 1.0198 | 1.0198 | 1.0198 | 1.0198 | 1.0198 | 1.0198 | 1.0198 | 1.0198 | 1.0198 | 1.0198 | 1.0198 | 1.0198 | 1.0198 | 1.0198 | 1.0198 | 1.0198 | 1.0198 | 1.0198 | 1.0198 | 1.0198 | 1.0198 | 1.0198 | 1.0198 | 1.0198 | 1.0198 | 1.0198 | 1.0198 | 1.0198 | 1.0198 | 1.0198 | 1.0198 | 1.0198 | 1.0198 | 1.0198 | 1.0198 | 1.0198 | 1.0198 | 1.0198 | 1.0198 | 1.0198 | 1.0198 | 1.0198 | 1.0198 | 1.0198 | 1.0198 | 1.0198 | 1.0198 | 1.0198 | 1.0198 | 1.0198 | 1.0198 | 1.0198 | 1.0198 | 1.0198 | 1.0198 | 1.0198 | 1.0198 | 1.0198 | 1.0198 | 1.0198 | 1.0198 | 1.0198 | 1.0198 | 1.0198 | 1.0198 | 1.0198 | 1.0198 | 1.0198 | 1.0198 | 1.0198 | 1.0198 | 1.0198 | 1.0198 | 1.0198 | 1.0198 | 1.0198 | 1.0198 | 1.0198 | 1.0198 | 1.0198 | 1.0198 | 1.0198 | 1.0198 | 1.0198 | 1.0198 | 1.0198 | 1.0198 | 1.0198 | 1.0198 | 1.0198 | 1.0198 | 1.0198 | 1.0198 | 1.0198 | 1.0198 | 1.0198 | 1.0198 | 1.0198 | 1.0198 | 1.0198 | 1.0198 | 1.0198 | 1.0198 | 1.0198 | 1.0198 | 1.0198 | 1.0198 | 1.0198 | 1.0198 | 1.0198 | 1.0198 | 1.0198 | 1.0198 | 1.0198 | 1.0198 | 1.0198 | 1.0198 | 1.0198 | 1.0198 | 1.0198 | 1.0198 | 1.0198 | 1.0198 | 1.0198 | 1.0198 | 1.0198 | 1.0198 | 1.0198 | 1.0198 | 1.0198 | 1.0198 | 1.0198 | 1.0198 | 1.0198 | 1.0198 | 1.0198 | 1.0198 | 1.0198 | 1.0198 | 1.0198 | 1.0198 | 1.0198 | 1.0198 | 1.0198 | 1.0198 | 1.0198 | 1.0198 | 1.0198 | 1.0198 | 1.0198 | 1.0198 | 1.0198 | 1.0198 | 1.0198 | 1.0198 | 1.0198 | 1.0198 | 1.0198 | 1.0198 | 1.0198 | 1.0198 | 1.0198 | 1.0198 | 1.0198 | 1.0198 | 1.0198 | 1.0198 | 1.0198 | 1.0198 | 1.0198 | 1.0198 | 1.0198 | 1.0198 | 1.0198 | 1.0198 | 1.0198 | 1.0198 | 1.0198 | 1.0198 | 1.0198 | 1.0198 | 1.0198 | 1.0198 | 1.0198 | 1.0198 | 1.0198 | 1.0198 | 1.0198 | 1.0198 | 1.0198 | 1.0198 | 1.0198 | 1.0198 | 1.0198 | 1.0198 | 1.0198 | 1.0198 | 1.0198 | 1.0198 | 1.0198 | 1.0198 | 1.0198 | 1.0198 | 1.0198 | 1.0198 | 1.0198 | 1.0198 | 1.0198 | 1.0198 | 1.0198 | 1.0198 | 1.0198 | 1.0198 | 1.0198 | 1.0198 | 1.0198 | 1.0198 | 1.0198 | 1.0198 | 1.0198 | 1.0198 | 1.0198 | 1.0198 | 1.0198 | 1.0198 | 1.0198 | 1.0198 | 1.0198 | 1.0198 | 1.0198 | 1.0198 | 1.0198 | 1.0198 | 1.0198 | 1.0198 | 1.0198 | 1.0198 | 1.0198 | 1.0198 | 1.0198 | 1.0198 | 1.0198 | 1.0198 | 1.0198 | 1.0198 | 1.0198 | 1.0198 | 1.0198 | 1.0198 | 1.0198 | 1.0198 | 1.0198 | 1.0198 | 1.0198 | 1.0198 | 1.0198 | 1.0198 | 1.0198 | 1.0198 | 1.0198 | 1.0198 | 1.0198 | 1.0198 | 1.0198 | 1.0198 | 1.0198 | 1.0198 | 1.0198 | 1.0198 | 1.0198 | 1.0198 | 1.0198 | 1.0198 | 1.0198 | 1.0198 | 1.0198 | 1.0198 | 1.0198 | 1.0198 | 1.0198 | 1.0198 | 1.0198 | 1.0198 | 1.0198 | 1.0198 | 1.0198 | 1.0198 | 1.0198 | 1.0198 | 1.0198 | 1.0198 | 1.0198 | 1.0198 | 1.0198 | 1.0198 | 1.0198 | 1.0198 | 1.0198 | 1.0198 | 1.0198 | 1.0198 | 1.0198 | 1.0198 | 1.0198 | 1.0198 | 1.0198 | 1.0198 | 1.0198 | 1.0198 | 1.0198 | 1.0198 | 1.0198 | 1.0198 | 1.0198 | 1.0198 | 1.0198 | 1.0198 | 1.0198 | 1.0198 | 1.0198 | 1.0198 | 1.0198 | 1.0198 | 1.0198 | 1.0198 | 1.0198 | 1.0198 | 1.0198 | 1.0198 | 1.0198 | 1.0198 | 1.0198 | 1.0198 | 1.0198 | 1.0198 | 1.0198 | 1.0198 | 1.0198 | 1.0198 | 1.0198 | 1.0198 | 1.0198 | 1.0198 | 1.0198 | 1.0198 | 1.0198 | 1.0198 | 1.0198 | 1.0198 | 1.0198 | 1.0198 | 1.0198 | 1.0198 | 1.0198 | 1.0198 | 1.0198 | 1.0198 | 1.0198 | 1.0198 | 1.0198 | 1.0198 | 1.0198 | 1.0198 | 1.0198 | 1.0198 | 1.0198 | 1.0198 | 1.0198 | 1.0198 | 1.0198 | 1.0198 | 1.0198 | 1.0198 | 1.0198 | 1.0198 | 1.0198 | 1.0198 | 1.0198 | 1.0198 | 1.0198 | 1.0198 | 1.0198 | 1.0198 | 1.0198 | 1.0198 | 1.0198 | 1.0198 | 1.0198 | 1.0198 | 1.0198 | 1.0198 | 1.0198 | 1.0198 | 1.0198 | 1.0198 | 1.0198 | 1.0198 | 1.0198 | 1.0198 | 1.0198 | 1.0198 | 1.0198 | 1.0198 | 1.0198 | 1.0198 | 1.0198 | 1.0198 | 1.0198 | 1.0198 | 1.0198 | 1.0198 | 1.0198 | 1.0198 | 1.0198 | 1.0198 | 1.0198 | 1.0198 | 1.0198 | 1.0198 | 1.0198 | 1.0198 | 1.0198 | 1.0198 | 1.0198 | 1.0198 | 1.0198 | 1.0198 | 1.0198 | 1.0198 | 1.0198 | 1.0198 | 1.0198 | 1.0198 | 1.0198 | 1.0198 | 1.0198 | 1.0198 | 1.0198 | 1.0198 | 1.0198 | 1.0198 | 1.0198 | 1.0198 | 1.0198 | 1.0198 | 1.0198 | 1.0198 | 1.0198 | 1.0198 | 1.0198 | 1.0198 | 1.0198 | 1.0198 | 1.0198 | 1.0198 | 1.0198 | 1.0198 | 1.0198 | 1.0198 | 1.0198 | 1.0198 | 1.0198 | 1.0198 | 1.0198 | 1.0198 | 1.0198 | 1.0198 | 1.0198 | 1.0198 | 1.0198 | 1.0198 | 1.0198 | 1.0198 | 1.0198 | 1.0198 | 1.0198 | 1.0198 | 1.0198 | 1.0198 | 1.0198 | 1.0198 | 1.0198 | 1.0198 | 1.0198 | 1.0198 | 1.0198 | 1.0198 | 1.0198 | 1.0198 | 1.0198 | 1.0198 | 1.0198 | 1.0198 | 1.0198 | 1.0198 | 1.0198 | 1.0198 | 1.0198 | 1.0198 | 1.0198 | 1.0198 | 1.0198 | 1.0198 | 1.0198 | 1.0198 | 1.0198 | 1.0198 | 1.0198 | 1.0198 | 1.0198 | 1.0198 | 1.0198 | 1.0198 | 1.0198 | 1.0198 | 1.0198 | 1.0198 | 1.0198 | 1.0198 | 1.0198 | 1.0198 | 1.0198 | 1.0198 | 1.0198 | 1.0198 | 1.0198 | 1.0198 | 1.0198 | 1.0198 | 1.0198 | 1.0198 | 1.0198 | 1.0198 | 1.0198 | 1.0198 | 1.0198 | 1.0198 | 1.0198 | 1.0198 | 1.0198 | 1.0198 | 1.0198 | 1.0198 | 1.0198 | 1.0198 | 1.0198 | 1.0198 | 1.0198 | 1.0198 | 1.0198 | 1.0198 | 1.0198 | 1.0198 | 1.0198 | 1.0198 | 1.0198 | 1.0198 | 1.0198 | 1.0198 | 1.0198 | 1.0198 | 1.0198 | 1.0198 | 1.0198 | 1.0198 | 1.0198 | 1.0198 | 1.0198 | 1.0198 | 1.0198 | 1.0198 | 1.0198 | 1.0198 | 1.0198 | 1.0198 | 1.0198 | 1.0198 | 1.0198 | 1.0198 | 1.0198 | 1.0198 | 1.0198 | 1.0198 | 1.0198 | 1.0198 | 1.0198 | 1.0198 | 1.0198 | 1.0198 | 1.0198 | 1.0198 | 1.0198 | 1.0198 | 1.0198 | 1.0198 | 1.0198 | 1.0198 | 1.0198 | 1.0198 | 1.0198 | 1.0198 | 1.0198 | 1.0198 | 1.0198 | 1.0198 | 1.0198 | 1.0198 | 1.0198 | 1.0198 | 1.0198 | 1.0198 | 1.0198 | 1.0198 | 1.0198 | 1.0198 | 1.0198 | 1.0198 | 1.0198 | 1.0198 | 1.0198 | 1.0198 | 1.0198 | 1.0198 | 1.0198 | 1.0198 | 1.0198 | 1.0198 | 1.0198 | 1.0198 | 1.0198 | 1.0198 | 1.0198 | 1.0198 | 1.0198 | 1.0198 | 1.0198 | 1.0198 | 1.0198 | 1.0198 | 1.0198 | 1.0198 | 1.0198 | 1.0198 | 1.0198 | 1.0198 | 1.0198 | 1.0198 | 1.0198 | 1.0198 | 1.0198 | 1.0198 | 1.0198 | 1.0198 | 1.0198 | 1.0198 | 1.0198 | 1.0198 | 1.0198 | 1.0198 | 1.0198 | 1.0198 | 1.0198 | 1.0198 | 1.0198 | 1.0198 | 1.0198 | 1.0198 | 1.0198 | 1.0198 | 1.0198 | 1.0198 | 1.0198 | 1.0198 | 1.0198 | 1.0198 | 1.0198 | 1.0198 | 1.0198 | 1.0198 | 1.0198 | 1.0198 | 1.0198 | 1.0198 | 1.0198 | 1.0198 | 1.0198 | 1.0198 | 1.0198 | 1.0198 | 1.0198 | 1.0198 | 1.0198 | 1.0198 | 1.0198 | 1.0198 | 1.0198 | 1.0198 | 1.0198 | 1.0198 | 1.0198 | 1.0198 | 1.0198 | 1.0198 | 1.0198 | 1.0198 | 1.0198 | 1.0198 | 1.0198 | 1.0198 | 1.0198 | 1.0198 | 1.0198 | 1.0198 | 1.0198 | 1.0198 | 1.0198 | 1.0198 | 1.0198 | 1.0198 | 1.0198 | 1.0198 | 1.0198 | 1.0198 | 1.0198 | 1.0198 | 1.0198 | 1.0198 | 1.0198 | 1.0198 | 1.0198 | 1.0198 | 1.0198 | 1.0198 | 1.0198 | 1.0198 | 1.0198 | 1.0198 | 1.0198 | 1.0198 | 1.0198 | 1.0198 | 1.0198 | 1.0198 | 1.0198 | 1.0198 | 1.0198 | 1.0198 | 1.0198 | 1.0198 | 1.0198 | 1.0198 | 1.0198 | 1.0198 | 1.0198 | 1.0198 | 1.0198 | 1.0198 | 1.0198 | 1.0198 | 1.0198 | 1.0198 | 1.0198 | 1.0198 | 1.0198 | 1.0198 | 1.0198 | 1.0198 | 1.0198 | 1.0198 | 1.0198 | 1.0198 | 1.0198 | 1.0198 | 1.0198 | 1.0198 | 1.0198 | 1.0198 | 1.0198 | 1.0198 | 1.0198 | 1.0198 | 1.0198 | 1.0198 | 1.0198 | 1.0198 | 1.0198 | 1.0198 | 1.0198 | 1.0198 | 1.0198 | 1.0198 | 1.0198 | 1.0198 | 1.0198 | 1.0198 | 1.0198 | 1.0198 | 1.0198 | 1.0198 | 1.0198 | 1.0198 | 1.0198 | 1.0198 | 1.0198 | 1.0198 | 1.0198 | 1.0198 | 1.0198 | 1.0198 | 1.0198 | 1.0198 | 1.0198 | 1.0198 | 1.0198 | 1.0198 | 1.0198 | 1.0198 | 1.0198 | 1.0198 | 1.0198 | 1.0198 | 1.0198 | 1.0198 | 1.0198 | 1.0198 | 1.0198 | 1.0198 | 1.0198 | 1.0198 | 1.0198 | 1.0198 | 1.0198 | 1.0198 | 1.0198 | 1.0198 | 1.0198 | 1.0198 | 1.0198 | 1.0198 | 1.0198 | 1.0198 | 1.0198 | 1.0198 | 1.0198 | 1.0198 | 1.0198 | 1.0198 | 1.0198 | 1.0198 | 1.0198 | 1.0198 | 1.0198 | 1.0198 | 1.0198 | 1.0198 | 1.0198 | 1.0198 | 1.0198 | 1.0198 | 1.0198 | 1.0198 | 1.0198 | 1.0198 | 1.0198 | 1.0198 | 1.0198 | 1.0198 | 1.0198 | 1.0198 | 1.0198 | 1.0198 | 1.0198 | 1.0198 | 1.0198 | 1.0198 | 1.0198 | 1.0198 | 1.0198 | 1.0198 | 1.0198 | 1.0198 | 1.0198 | 1.0198 | 1.0198 | 1.0198 | 1.0198 | 1.0198 | 1.0198 | 1.0198 | 1.0198 | 1.0198 | 1.0198 | 1.0198 | 1.0198 | 1.0198 | 1.0198 | 1.0198 | 1.0198 | 1.0198 | 1.0198 | 1.0198 | 1.0198 | 1.0198 | 1.0198 | 1.0198 | 1.0198 | 1.0198 | 1.0198 | 1.0198 | 1.0198 | 1.0198 | 1.0198 | 1.0198 | 1.0198 | 1.0198 | 1.0198 | 1.0198 | 1.0198 | 1.0198 | 1.0198 | 1.0198 | 1.0198 | 1.0198 | 1.0198 | 1.0198 | 1.0198 | 1.0198 | 1.0198 | 1.0198 | 1.0198 | 1.0198 | 1.0198 | 1.0198 | 1.0198 | 1.0198 | 1.0198 | 1.0198 | 1.0198 | 1.0198 | 1.0198 | 1.0198 | 1.0198 | 1.0198 | 1.0198 | 1.0198 | 1.0198 | 1.0198 | 1.0198 | 1.0198 | 1.0198 | 1.0198 | 1.0198 | 1.0198 | 1.0198 | 1.0198 | 1.0198 | 1.0198 | 1.0198 | 1.0198 | 1.0198 | 1.0198 | 1.0198 | 1.0198 | 1.0198 | 1.0198 | 1.0198 | 1.0198 | 1.0198 | 1.0198 | 1.0198 | 1.0198 | 1.0198 | 1.0198 | 1.0198 | 1.0198 | 1.0198 | 1.0198 | 1.0198 | 1.0198 | 1.0198 | 1.0198 | 1.0198 | 1.0198 | 1.0198 | 1.0198 | 1.0198 | 1.0198 | 1.0198 | 1.0198 | 1.0198 | 1.0198 | 1.0198 | 1.0198 | 1.0198 | 1.0198 | 1.0198 | 1.0198 | 1.0198 | 1.0198 | 1.0198 | 1.0198 | 1.0198 | 1.0198 | 1.0198 | 1.0198 | 1.0198 | 1.0198 | 1.0198 | 1.0198 | 1.0198 | 1.0198 | 1.0198 | 1.0198 | 1.0198 | 1.0198 | 1.0198 | 1.0198 | 1.0198 | 1.0198 | 1.0198 | 1.0198 | 1.0198 | 1.0198 | 1.0198 | 1.0198 | 1.0198 | 1.0198 | 1.0198 | 1.0198 | 1.0198 | 1.0198 | 1.0198 | 1.0198 | 1.0198 | 1.0198 | 1.0198 | 1.0198 | 1.0198 | 1.0198 | 1.0198 | 1.0198 | 1.0198 | 1.0198 | 1.0198 | 1.0198 | 1.0198 | 1.0198 | 1.0198 | 1.0198 | 1.0198 | 1.0198 | 1.0198 | 1.0198 | 1.0198 | 1.0198 | 1.0198 | 1.0198 | 1.0198 | 1.0198 | 1.0198 | 1.0198 | 1.0198 | 1.0198 | 1.0198 | 1.0198 | 1.0198 | 1.0198 | 1.0198 | 1.0198 | 1.0198 | 1.0198 | 1.0198 | 1.0198 | 1.0198 | 1.0198 | 1.0198 | 1.0198 | 1.0198 | 1.0198 | 1.0198 | 1.0198 | 1.0198 | 1.0198 | 1.0198 | 1.0198 | 1.0198 | 1.0198 | 1.0198 | 1.0198 | 1.0198 | 1.0198 | 1.0198 | 1.0198 | 1.0198 | 1.0198 | 1.0198 | 1.0198 | 1.0198 | 1.0198 | 1.0198 | 1.0198 | 1.0198 | 1.0198 | 1.0198 | 1.0198 | 1.0198 | 1.0198 | 1.0198 | 1.0198 | 1.0198 | 1.0198 | 1.0198 | 1.0198 | 1.0198 | 1.0198 | 1.0198 | 1.0198 | 1.0198 | 1.0198 | 1.0198 | 1.0198 | 1.0198 | 1.0198 | 1.0198 | 1.0198 | 1.0198 | 1.0198 | 1.0198 | 1.0198 | 1.0198 | 1.0198 | 1.0198 | 1.0198 | 1.0198 | 1.0198 | 1.0198 | 1.0198 | 1.0198 | 1.0198 | 1.0198 | 1.0198 | 1.0198 | 1.0198 | 1.0198 | 1.0198 | 1.0198 | 1.0198 | 1.0198 | 1.0198 | 1.0198 | 1.0198 | 1.0198 | 1.0198 | 1.0198 | 1.0198 | 1.0198 | 1.0198 | 1.0198 | 1.0198 | 1.0198 | 1.0198 | 1.0198 | 1.0198 | 1.0198 | 1.0198 | 1.0198 | 1.0198 | 1.0198 | 1.0198 | 1.0198 | 1.0198 | 1.0198 | 1.0198 | 1.0198 | 1.0198 | 1.0198 | 1.0198 | 1.0198 | 1.0198 | 1.0198 | 1.0198 | 1.0198 | 1.0198 | 1.0198 | 1.0198 | 1.0198 | 1.0198 | 1.0198 | 1.0198 | 1.0198 | 1.0198 | 1.0198 | 1.0198 | 1.0198 | 1.0198 | 1.0198 | 1.0198 | 1.0198 | 1.0198 | 1.0198 | 1.0198 | 1.0198 | 1.0198 | 1.0198 | 1.0198 | 1.0198 | 1.0198 | 1.0198 | 1.0198 | 1.0198 | 1.0198 | 1.0198 | 1.0198 | 1.0198 | 1.0198 | 1.0198 | 1.0198 | 1.0198 | 1.0198 | 1.0198 | 1.0198 | 1.0198 | 1.0198 | 1.0198 | 1.0198 | 1.0198 | 1.0198 | 1.0198 | 1.0198 | 1.0198 | 1.0198 | 1.0198 | 1.0198 | 1.0198 | 1.0198 | 1.0198 | 1.0198 | 1.0198 | 1.0198 | 1.0198 | 1.0198 | 1.0198 | 1.0198 | 1.0198 | 1.0198 | 1.0198 | 1.0198 | 1.0198 | 1.0198 | 1.0198 | 1.0198 | 1.0198 | 1.0198 | 1.0198 | 1.0198 | 1.0198 | 1.0198 | 1.0198 | 1.0198 | 1.0198 | 1.0198 | 1.0198 | 1.0198 | 1.0198 | 1.0198 | 1.0198 | 1.0198 | 1.0198 | 1.0198 | 1.0198 | 1.0198 | 1.0198 | 1.0198 | 1.0198 | 1.0198 | 1.0198 | 1.0198 | 1.0198 | 1.0198 | 1.0198 | 1.0198 | 1.0198 | 1.0198 | 1.0198 | 1.0198 | 1.0198 | 1.0198 | 1.0198 | 1.0198 | 1.0198 | 1.0198 | 1.0198 | 1.0198 | 1.0198 | 1.0198 | 1.0198 | 1.0198 | 1.0198 | 1.0198 | 1.0198 | 1.0198 | 1.0198 | 1.0198 | 1.0198 | 1.0198 | 1.0198 | 1.0198 | 1.0198 | 1.0198 | 1.0198 | 1.0198 | 1.0198 | 1.0198 | 1.0198 | 1.0198 | 1.0198 | 1.0198 | 1.0198 | 1.0198 | 1.0198 | 1.0198 | 1.0198 | 1.0198 | 1.0198 | 1.0198 | 1.0198 | 1.0198 | 1.0198 | 1.0198 | 1.0198 | 1.0198 | 1.0198 | 1.0198 | 1.0198 | 1.0198 | 1.0198 | 1.0198 | 1.0198 | 1.0198 | 1.0198 | 1.0198 | 1.0198 | 1.0198 | 1.0198 | 1.0198 | 1.0198 | 1.0198 | 1.0198 | 1.0198 | 1.0198 | 1.0198 | 1.0198 | 1.0198 | 1.0198 | 1.0198 | 1.0198 | 1.0198 | 1.0198 | 1.0198 | 1.0198 | 1.0198 | 1.0198 | 1.0198 | 1.0198 | 1.0198 | 1.0198 | 1.0198 | 1.0198 | 1.0198 | 1.0198 | 1.0198 | 1.0198 | 1.0198 | 1.0198 | 1.0198 | 1.0198 | 1.0198 | 1.0198 | 1.0198 | 1.0198 | 1.0198 | 1.0198 | 1.0198 | 1.0198 | 1.0198 | 1.0198 | 1.0198 | 1.0198 | 1.0198 | 1.0198 | 1.0198 | 1.0198 | 1.0198 | 1.0198 | 1.0198 | 1.0198 | 1.0198 | 1.0198 | 1.0198 | 1.0198 | 1.0198 | 1.0198 | 1.0198 | 1.0198 | 1.0198 | 1.0198 | 1.0198 | 1.0198 | 1.0198 | 1.0198 | 1.0198 | 1.0198 | 1.0198 | 1.0198 | 1.0198 | 1.0198 | 1.0198 | 1.0198 | 1.0198 | 1.0198 | 1.0198 | 1.0198 | 1.0198 | 1.0198 | 1.0198 | 1.0198 | 1.0198 | 1.0198 | 1.0198 | 1.0198 | 1.0198 | 1.0198 | 1.0198 | 1.0198 | 1.0198 | 1.0198 | 1.0198 | 1.0198 | 1.0198 | 1.0198 | 1.0198 | 1.0198 | 1.0198 | 1.0198 | 1.0198 | 1.0198 | 1.0198 | 1.0198 | 1.0198 | 1.0198 | 1.0198 | 1.0198 | 1.0198 | 1.0198 | 1.0198 | 1.0198 | 1.0198 | 1.0198 | 1.0198 | 1.0198 | 1.0198 | 1.0198 | 1.0198 | 1.0198 | 1.0198 | 1.0198 | 1.0198 | 1.0198 | 1.0198 | 1.0198 | 1.0198 | 1.0198 | 1.0198 | 1.0198 | 1.0198 | 1.0198 | 1.0198 | 1.0198 | 1.0198 | 1.0198 | 1.0198 | 1.0198 | 1.0198 | 1.0198 | 1.0198 | 1.0198 | 1.0198 | 1.0198 | 1.0198 | 1.0198 | 1.0198 | 1.0198 | 1.0198 | 1.0198 | 1.0198 | 1.0198 | 1.0198 | 1.0198 | 1.0198 | 1.0198 | 1.0198 | 1.0198 | 1.0198 | 1.0198 | 1.0198 | 1.0198 | 1.0198 | 1.0198 | 1.0198 | 1.0198 | 1.0198 | 1.0198 | 1.0198 | 1.0198 | 1.0198 | 1.0198 | 1.0198 | 1.0198 | 1.0198 | 1.0198 | 1.0198 | 1.0198 | 1.0198 | 1.0198 | 1.0198 | 1.0198 | 1.0198 | 1.0198 | 1.0198 | 1.0198 | 1.0198 | 1.0198 | 1.0198 | 1.0198 | 1.0198 | 1.0198 | 1.0198 | 1.0198 | 1.0198 | 1.0198 | 1.0198 | 1.0198 | 1.0198 | 1.0198 | 1.0198 | 1.0198 | 1.0198 | 1.0198 | 1.0198 | 1.0198 | 1.0198 | 1.0198 | 1.0198 | 1.0198 | 1.0198 | 1.0198 | 1.0198 | 1.0198 | 1.0198 | 1.0198 | 1.0198 | 1.0198 | 1.0198 | 1.0198 | 1.0198 | 1.0198 | 1.0198 | 1.0198 | 1.0198 | 1.0198 | 1.0198 | 1.0198 | 1.0198 | 1.0198 | 1.0198 | 1.0198 | 1.0198 | 1.0198 | 1.0198 | 1.0198 | 1.0198 | 1.0198 | 1.0198 | 1.0198 | 1.0198 | 1.0198 | 1.0198 | 1.0198 | 1.0198 | 1.0198 | 1.0198 | 1.0198 | 1.0198 | 1.0198 | 1.0198 | 1.0198 | 1.0198 | 1.0198 | 1.0198 | 1.0198 | 1.0198 | 1.0198 | 1.0198 | 1.0198 | 1.0198 | 1.0198 | 1.0198 | 1.0198 | 1.0198 | 1.0198 | 1.0198 | 1.0198 | 1.0198 | 1.0198 | 1.0198 | 1.0198 | 1.0198 | 1.0198 | 1.0198 | 1.0198 | 1.0198 | 1.0198 | 1.0198 | 1.0198 | 1.0198 | 1.0198 | 1.0198 | 1.0198 | 1.0198 | 1.0198 | 1.0198 | 1.0198 | 1.0198 | 1.0198 | 1.0198 | 1.0198 | 1.0198 | 1.0198 | 1.0198 | 1.0198 | 1.0198 | 1.0198 | 1.0198 | 1.0198 | 1.0198 | 1.0198 | 1.0198 | 1.0198 | 1.0198 | 1.0198 | 1.0198 | 1.0198 | 1.0198 | 1.0198 | 1.0198 | 1.0198 | 1.0198 | 1.0198 | 1.0198 | 1.0198 | 1.0198 | 1.0198 | 1.0198 | 1.0198 | 1.0198 | 1.0198 | 1.0198 | 1.0198 | 1.0198 | 1.0198 | 1.0198 | 1.0198 | 1.0198 | 1.0198 | 1.0198 | 1.0198 | 1.0198 | 1.0198 | 1.0198 | 1.0198 | 1.0198 | 1.0198 | 1.0198 | 1.0198 | 1.0198 | 1.0198 | 1.0198 | 1.0198 | 1.0198 | 1.0198 | 1.0198 | 1.0198 | 1.0198 | 1.0198 | 1.0198 | 1.0198 | 1.0198 | 1.0198 | 1.0198 | 1.0198 | 1.0198 | 1.0198 | 1.0198 | 1.0198 | 1.0198 | 1.0198 | 1.0198 | 1.0198 | 1.0198 | 1.0198 | 1.0198 | 1.0198 | 1.0198 | 1.0198 | 1.0198 | 1.0198 | 1.0198 | 1.0198 | 1.0198 | 1.0198 | 1.0198 | 1.0198 | 1.0198 | 1.0198 | 1.0198 | 1.0198 | 1.0198 | 1.0198 | 1.0198 | 1.0198 | 1.0198 | 1.0198 | 1.0198 | 1.0198 | 1.0198 | 1.0198 | 1.0198 | 1.0198 | 1.0198 | 1.0198 | 1.0198 | 1.0198 | 1.0198 | 1.0198 | 1.0198 | 1.0198 | 1.0198 | 1.0198 | 1.0198 | 1.0198 | 1.0198 | 1.0198 | 1.0198 | 1.0198 | 1.0198 | 1.0198 | 1.0198 | 1.0198 | 1.0198 | 1.0198 | 1.0198 | 1.0198 | 1.0198 | 1.0198 | 1.0198 | 1.0198 | 1.0198 | 1.0198 | 1.0198 | 1.0198 | 1.0198 | 1.0198 | 1.0198 | 1.0198 | 1.0198 | 1.0198 | 1.0198 | 1.0198 | 1.0198 | 1.0198 | 1.0198 | 1.0198 | 1.0198 | 1.0198 | 1.0198 | 1.0198 | 1.0198 | 1.0198 | 1.0198 | 1.0198 | 1.0198 | 1.0198 | 1.0198 | 1.0198 | 1.0198 | 1.0198 | 1.0198 | 1.0198 | 1.0198 | 1.0198 | 1.0198 | 1.0198 | 1.0198 | 1.0198 | 1.0198 | 1.0198 | 1.0198 | 1.0198 | 1.0198 | 1.0198 | 1.0198 | 1.0198 | 1.0198 | 1.0198 | 1.0198 | 1.0198 | 1.0198 | 1.0198 | 1.0198 | 1.0198 | 1.0198 | 1.0198 | 1.0198 | 1.0198 | 1.0198 | 1.0198 | 1.0198 | 1.0198 | 1.0198 | 1.0198 | 1.0198 | 1.0198 | 1.0198 | 1.0198 | 1.0198 | 1.0198 | 1.0198 | 1.0198 | 1.0198 | 1.0198 | 1.0198 | 1.0198 | 1.0198 | 1.0198 | 1.0198 | 1.0198 | 1.0198 | 1.0198 | 1.0198 | 1.0198 | 1.0198 | 1.0198 | 1.0198 | 1.0198 | 1.0198 | 1.0198 | 1.0198 | 1.0198 | 1.0198 | 1.0198 | 1.0198 | 1.0198 | 1.0198 | 1.0198 | 1.0198 | 1.0198 | 1.0198 | 1.0198 | 1.0198 | 1.0198 | 1.0198 | 1.0198 | 1.0198 | 1.0198 | 1.0198 | 1.0198 | 1.0198 | 1.0198 | 1.0198 | 1.0198 | 1.0198 | 1.0198 | 1.0198 | 1.0198 | 1.0198 | 1.0198 | 1.0198 | 1.0198 | 1.0198 | 1.0198 | 1.0198 | 1.0198 | 1.0198 | 1.0198 | 1.0198 | 1.0198 | 1.0198 | 1.0198 | 1.0198 | 1.0198 | 1.0198 | 1.0198 | 1.0198 | 1.0198 | 1.0198 | 1.0198 | 1.0198 | 1.0198 | 1.0198 | 1.0198 | 1.0198 | 1.0198 | 1.0198 | 1.0198 | 1.0198 | 1.0198 | 1.0198 | 1.0198 | 1.0198 | 1.0198 | 1.0198 | 1.0198 | 1.0198 | 1.0198 | 1.0198 | 1.0198 | 1.0198 | 1.0198 | 1.0198 | 1.0198 | 1.0198 | 1.0198 | 1.0198 | 1.0198 | 1.0198 | 1.0198 | 1.0198 | 1.0198 | 1.0198 | 1.0198 | 1.0198 | 1.0198 | 1.0198 | 1.0198 | 1.0198 | 1.0198 | 1.0198 | 1.0198 | 1.0198 | 1.0198 | 1.0198 | 1.0198 | 1.0198 | 1.0198 | 1.0198 | 1.0198 | 1.0198 | 1.0198 | 1.0198 | 1.0198 | 1.0198 | 1.0198 | 1.0198 | 1.0198 | 1.0198 | 1.0198 | 1.0198 | 1.0198 | 1.0198 | 1.0198 | 1.0198 | 1.0198 | 1.0198 | 1.0198 | 1.0198 | 1.0198 | 1.0198 | 1.0198 | 1.0198 | 1.0198 | 1.0198 | 1.0198 | 1.0198 | 1.0198 | 1.0198 | 1.0198 | 1.0198 | 1.0198 | 1.0198 | 1.0198 | 1.0198 | 1.0198 | 1.0198 | 1.0198 | 1.0198 | 1.0198 | 1.0198 | 1.0198 | 1.0198 | 1.0198 | 1.0198 | 1.0198 | 1.0198 | 1.0198 | 1.0198 | 1.0198 | 1.0198 | 1.0198 | 1.0198 | 1.0198 | 1.0198 | 1.0198 | 1.0198 | 1.0198 | 1.0198 | 1.0198 | 1.0198 | 1.0198 | 1.0198 | 1.0198 | 1.0198 | 1.0198 | 1.0198 | 1.0198 | 1.0198 | 1.0198 | 1.0198 | 1.0198 | 1.0198 | 1.0198 | 1.0198 | 1.0198 | 1.0198 | 1.0198 | 1.0198 | 1.0198 | 1.0198 | 1.0198 | 1.0198 | 1.0198 | 1.0198 | 1.0198 | 1.0198 | 1.0198 | 1.0198 | 1.0198 | 1.0198 | 1.0198 | 1.0198 | 1.0198 | 1.0198 | 1.0198 | 1.0198 | 1.0198 | 1.0198 | 1.0198 | 1.0198 | 1.0198 | 1.0198 | 1.0198 | 1.0198 | 1.0198 | 1.0198 | 1.0198 | 1.0198 | 1.0198 | 1.0198 | 1.0198 | 1.0198 | 1.0198 | 1.0198 | 1.0198 | 1.0198 | 1.0198 | 1.0198 | 1.0198 | 1.0198 | 1.0198 | 1.0198 | 1.0198 | 1.0198 | 1.0198 | 1.0198 | 1.0198 | 1.0198 | 1.0198 | 1.0198 | 1.0198 | 1.0198 | 1.0198 | 1.0198 | 1.0198 | 1.0198 | 1.0198 | 1.0198 | 1.0198 | 1.0198 | 1.0198 | 1.0198 | 1.0198 | 1.0198 | 1.0198 | 1.0198 | 1.0198 | 1.0198 | 1.0198 | 1.0198 | 1.0198 | 1.0198 | 1.0198 | 1.0198 | 1.0198 | 1.0198 | 1.0198 | 1.0198 | 1.0198 | 1.0198 | 1.0198 | 1.0198 | 1.0198 | 1.0198 | 1.0198 | 1.0198 | 1.0198 | 1.0198 | 1.0198 | 1.0198 | 1.0198 | 1.0198 | 1.0198 | 1.0198 | 1.0198 | 1.0198 | 1.0198 | 1.0198 | 1.0198 | 1.0198 | 1.0198 | 1.0198 | 1.0198 | 1.0198 | 1.0198 | 1.0198 | 1.0198 | 1.0198 | 1.0198 | 1.0198 | 1.0198 | 1.0198 | 1.0198 | 1.0198 | 1.0198 | 1.0198 | 1.0198 | 1.0198 | 1.0198 | 1.0198 | 1.0198 | 1.0198 | 1.0198 | 1.0198 | 1.0198 | 1.0198 | 1.0198 | 1.0198 | 1.0198 | 1.0198 | 1.0198 | 1.0198 | 1.0198 | 1.0198 | 1.0198 | 1.0198 | 1.0198 | 1.0198 | 1.0198 | 1.0198 | 1.0198 | 1.0198 | 1.0198 | 1.0198 | 1.0198 | 1.0198 | 1.0198 | 1.0198 | 1.0198 | 1.0198 | 1.0198 | 1.0198 | 1.0198 | 1.0198 | 1.0198 | 1.0198 | 1.0198 | 1.0198 | 1.0198 | 1.0198 | 1.0198 | 1.0198 | 1.0198 | 1.0198 | 1.0198 | 1.0198 | 1.0198 | 1.0198 | 1.0198 | 1.0198 | 1.0198 | 1.0198 | 1.0198 | 1.0198 | 1.0198 | 1.0198 | 1.0198 | 1.0198 | 1.0198 | 1.0198 | 1.0198 | 1.0198 | 1.0198 | 1.0198 | 1.0198 | 1.0198 | 1.0198 | 1.0198 | 1.0198 | 1.0198 | 1.0198 | 1.0198 | 1.0198 | 1.0198 | 1.0198 | 1.0198 | 1.0198 | 1.0198 | 1.0198 | 1.0198 | 1.0198 | 1.0198 | 1.0198 | 1.0198 | 1.0198 | 1.0198 | 1.0198 | 1.0198 | 1.0198 | 1.0198 | 1.0198 | 1.0198 | 1.0198 | 1.0198 | 1.0198 | 1.0198 | 1.0198 | 1.0198 | 1.0198 | 1.0198 | 1.0198 | 1.0198 | 1.0198 | 1.0198 | 1.0198 | 1.0198 | 1.0198 | 1.0198 | 1.0198 | 1.0198 | 1.0198 | 1.0198 | 1.0198 | 1.0198 | 1.0198 | 1.0198 | 1.0198 | 1.0198 | 1.0198 | 1.0198 | 1.0198 | 1.0198 | 1.0198 | 1.0198 | 1.0198 | 1.0198 | 1.0198 | 1.0198 | 1.0198 | 1.0198 | 1.0198 | 1.0198 | 1.0198 | 1.0198 | 1.0198 | 1.0198 | 1.0198 | 1.0198 | 1.0198 | 1.0198 | 1.0198 | 1.0198 | 1.0198 | 1.0198 | 1.0198 | 1.0198 | 1.0198 | 1.0198 | 1.0198 | 1.0198 | 1.0198 | 1.0198 | 1.0198 | 1.0198 | 1.0198 | 1.0198 | 1.0198 | 1.0198 | 1.0198 | 1.0198 | 1.0198 | 1.0198 | 1.0198 | 1.0198 | 1.0198 | 1.0198 | 1.0198 | 1.0198 | 1.0198 | 1.0198 | 1.0198 | 1.0198 | 1.0198 | 1.0198 | 1.0198 | 1.0198 | 1.0198 | 1.0198 | 1.0198 | 1.0198 | 1.0198 | 1.0198 | 1.0198 | 1.0198 | 1.0198 | 1.0198 | 1.0198 | 1.0198 | 1.0198 | 1.0198 | 1.0198 | 1.0198 | 1.0198 | 1.0198 | 1.0198 | 1.0198 | 1.0198 | 1.0198 | 1.0198 | 1.0198 | 1.0198 | 1.0198 | 1.0198 | 1.0198 | 1.0198 | 1.0198 | 1.0198 | 1.0198 | 1.0198 | 1.0198 | 1.0198 | 1.0198 | 1.0198 | 1.0198 | 1.0198 | 1.0198 | 1.0198 | 1.0198 | 1.0198 | 1.0198 | 1.0198 | 1.0198 | 1.0198 | 1.0198 | 1.0198 | 1.0198 | 1.0198 | 1.0198 | 1.0198 | 1.0198 | 1.0198 | 1.0198 | 1.0198 | 1.0198 | 1.0198 | 1.0198 | 1.0198 | 1.0198 | 1.0198 | 1.0198 | 1.0198 | 1.0198 | 1.0198 | 1.0198 | 1.0198 | 1.0198 | 1.0198 | 1.0198 | 1.0198 | 1.0198 | 1.0198 | 1.0198 | 1.0198 | 1.0198 | 1.0198 | 1.0198 | 1.0198 | 1.0198 | 1.0198 | 1.0198 | 1.0198 | 1.0198 | 1.0198 | 1.0198 | 1.0198 | 1.0198 | 1.0198 | 1.0198 | 1.0198 | 1.0198 | 1.0198 | 1.0198 | 1.0198 | 1.0198 | 1.0198 | 1.0198 | 1.0198 | 1.0198 | 1.0198 | 1.0198 | 1.0198 | 1.0198 | 1.0198 | 1.0198 | 1.0198 | 1.0198 | 1.0198 | 1.0198 | 1.0198 | 1.0198 | 1.0198 | 1.0198 | 1.0198 | 1.0198 | 1.0198 | 1.0198 | 1.0198 | 1.0198 | 1.0198 | 1.0198 | 1.0198 | 1.0198 | 1.0198 | 1.0198 | 1.0198 | 1.0198 | 1.0198 | 1.0198 | 1.0198 | 1.0198 | 1.0198 | 1.0198 | 1.0198 | 1.0198 | 1.0198 | 1.0198 | 1.0198 | 1.0198 | 1.0198 | 1.0198 | 1.0198 | 1.0198 | 1.0198 | 1.0198 | 1.0198 | 1.0198 | 1.0198 | 1.0198 | 1.0198 | 1.0198 | 1.0198 | 1.0198 | 1.0198 | 1.0198 | 1.0198 | 1.0198 | 1.0198 | 1.0198 | 1.0198 | 1.0198 | 1.0198 | 1.0198 | 1.0198 | 1.0198 | 1.0198 | 1.0198 | 1.0198 | 1.0198 | 1.0198 | 1.0198 | 1.0198 | 1.0198 | 1.0198 | 1.0198 | 1.0198 | 1.0198 | 1.0198 | 1.0198 | 1.0198 | 1.0198 | 1.0198 | 1.0198 | 1.0198 | 1.0198 | 1.0198 | 1.0198 | 1.0198 | 1.0198 | 1.0198 | 1.0198 | 1.0198 | 1.0198 | 1.0198 | 1.0198 | 1.0198 | 1.0198 | 1.0198 | 1.0198 | 1.0198 | 1.0198 | 1.0198 | 1.0198 | 1.0198 | 1.0198 | 1.0198 | 1.0198 | 1.0198 | 1.0198 | 1.0198 | 1.0198 | 1.0198 | 1.0198 | 1.0198 | 1.0198 | 1.0198 | 1.0198 | 1.0198 | 1.0198 | 1.0198 | 1.0198 | 1.0198 | 1.0198 | 1.0198 | 1.0198 | 1.0198 | 1.0198 | 1.0198 | 1.0198 | 1.0198 | 1.0198 | 1.0198 | 1.0198 | 1.0198 | 1.0198 | 1.0198 | 1.0198 | 1.0198 | 1.0198 | 1.0198 | 1.0198 | 1.0198 | 1.0198 | 1.0198 | 1.0198 | 1.0198 | 1.0198 | 1.0198 | 1.0198 | 1.0198 | 1.0198 | 1.0198 | 1.0198 | 1.0198 | 1.0198 | 1.0198 | 1.0198 | 1.0198 | 1.0198 | 1.0198 | 1.0198 | 1.0198 | 1.0198 | 1.0198 | 1.0198 | 1.0198 | 1.0198 | 1.0198 | 1.0198 | 1.0198 | 1.0198 | 1.0198 | 1.0198 | 1.0198 | 1.0198 | 1.0198 | 1.0198 | 1.0198 | 1.0198 | 1.0198 | 1.0198 | 1.0198 | 1.0198 | 1.0198 | 1.0198 | 1.0198 | 1.0198 | 1.0198 | 1.0198 | 1.0198 | 1.0198 | 1.0198 | 1.0198 | 1.0198 | 1.0198 | 1.0198 | 1.0198 | 1.0198 | 1.0198 | 1.0198 | 1.0198 | 1.0198 | 1.0198 | 1.0198 | 1.0198 | 1.0198 | 1.0198 | 1.0198 | 1.0198 | 1.0198 | 1.0198 | 1.0198 | 1.0198 | 1.0198 | 1.0198 | 1.0198 | 1.0198 | 1.0198 | 1.0198 | 1.0198 | 1.0198 | 1.0198 | 1.0198 | 1.0198 | 1.0198 | 1.0198 | 1.0198 | 1.0198 | 1.0198 | 1.0198 | 1.0198 | 1.0198 | 1.0198 | 1.0198 | 1.0198 | 1.0198 | 1.0198 | 1.0198 | 1.0198 | 1.0198 | 1.0198 | 1.0198 | 1.0198 | 1.0198 | 1.0198 | 1.0198 | 1.0198 | 1.0198 | 1.0198 | 1.0198 | 1.0198 | 1.0198 | 1.0198 | 1.0198 | 1.0198 | 1.0198 | 1.0198 | 1.0198 | 1.0198 | 1.0198 | 1.0198 | 1.0198 | 1.0198 | 1.0198 | 1.0198 | 1.0198 | 1.0198 | 1.0198 | 1.0198 | 1.0198 | 1.0198 | 1.0198 | 1.0198 | 1.0198 | 1.0198 | 1.0198 | 1.0198 | 1.0198 | 1.0198 | 1.0198 | 1.0198 | 1.0198 | 1.0198 | 1.0198 | 1.0198 | 1.0198 | 1.0198 | 1.0198 | 1.0198 | 1.0198 | 1.0198 | 1.0198 | 1.0198 | 1.0198 | 1.0198 | 1.0198 | 1.0198 | 1.0198 | 1.0198 | 1.0198 | 1.0198 | 1.0198 | 1.0198 | 1.0198 | 1.0198 | 1.0198 | 1.0198 | 1.0198 | 1.0198 | 1.0198 | 1.0198 | 1.0198 | 1.0198 | 1.0198 | 1.0198 | 1.0198 | 1.0198 | 1.0198 | 1.0198 | 1.0198 | 1.0198 | 1.0198 | 1.0198 | 1.0198 | 1.0198 | 1.0198 | 1.0198 | 1.0198 | 1.0198 | 1.0198 | 1.0198 | 1.0198 | 1.0198 | 1.0198 | 1.0198 | 1.0198 | 1.0198 | 1.0198 | 1.0198 | 1.0198 | 1.0198 | 1.0198 | 1.0198 | 1.0198 | 1.0198 | 1.0198 | 1.0198 | 1.0198 | 1.0198 | 1.0198 | 1.0198 | 1.0198 | 1.0198 | 1.0198 | 1.0198 | 1.0198 | 1.0198 | 1.0198 | 1.0198 | 1.0198 | 1.0198 | 1.0198 | 1.0198 | 1.0198 | 1.0198 | 1.0198 | 1.0198 | 1.0198 | 1.0198 | 1.0198 | 1.0198 | 1.0198 | 1.0198 | 1.0198 | 1.0198 | 1.0198 | 1.0198 | 1.0198 | 1.0198 | 1.0198 | 1.0198 | 1.0198 | 1.0198 | 1.0198 | 1.0198 | 1.0198 | 1.0198 | 1.0198 | 1.0198 | 1.0198 | 1.0198 | 1.0198 | 1.0198 | 1.0198 | 1.0198 | 1.0198 | 1.0198 | 1.0198 | 1.0198 | 1.0198 | 1.0198 | 1.0198 | 1.0198 | 1.0198 | 1.0198 | 1.0198 | 1.0198 | 1.0198 | 1.0198 | 1.0198 | 1.0198 | 1.0198 | 1.0198 | 1.0198 | 1.0198 | 1.0198 | 1.0198 | 1.0198 | 1.0198 | 1.0198 | 1.0198 | 1.0198 | 1.0198 | 1.0198 | 1.0198 | 1.0198 | 1.0198 | 1.0198 | 1.0198 | 1.0198 | 1.0198 | 1.0198 | 1.0198 | 1.0198 | 1.0198 | 1.0198 | 1.0198 | 1.0198 | 1.0198 | 1.0198 | 1.0198 | 1.0198 | 1.0198 | 1.0198 | 1.0198 | 1.0198 | 1.0198 | 1.0198 | 1.0198 | 1.0198 | 1.0198 | 1.0198 | 1.0198 | 1.0198 | 1.0198 | 1.0198 | 1.0198 | 1.0198 | 1.0198 | 1.0198 | 1.0198 | 1.0198 | 1.0198 | 1.0198 | 1.0198 | 1.0198 | 1.0198 | 1.0198 | 1.0198 | 1.0198 | 1.0198 | 1.0198 | 1.0198 | 1.0198 | 1.0198 | 1.0198 | 1.0198 | 1.0198 | 1.0198 | 1.0198 | 1.0198 | 1.0198 | 1.0198 | 1.0198 | 1.0198 | 1.0198 | 1.0198 | 1.0198 | 1.0198 | 1.0198 | 1.0198 | 1.0198 | 1.0198 | 1.0198 | 1.0198 | 1.0198 | 1.0198 | 1.0198 | 1.0198 | 1.0198 | 1.0198 | 1.0198 | 1.0198 | 1.0198 | 1.0198 | 1.0198 | 1.0198 | 1.0198 | 1.0198 | 1.0198 | 1.0198 | 1.0198 | 1.0198 | 1.0198 | 1.0198 | 1.0198 | 1.0198 | 1.0198 | 1.0198 | 1.0198 | 1.0198 | 1.0198 | 1.0198 | 1.0198 | 1.0198 | 1.0198 | 1.0198 | 1.0198 | 1.0198 | 1.0198 | 1.0198 | 1.0198 | 1.0198 | 1.0198 | 1.0198 | 1.0198 | 1.0198 | 1.0198 | 1.0198 | 1.0198 | 1.0198 | 1.0198 | 1.0198 | 1.0198 | 1.0198 | 1.0198 | 1.0198 | 1.0198 | 1.0198 | 1.0198 | 1.0198 | 1.0198 | 1.0198 | 1.0198 | 1.0198 | 1.0198 | 1.0198 | 1.0198 | 1.0198 | 1.0198 | 1.0198 | 1.0198 | 1.0198 | 1.0198 | 1.0198 | 1.0198 | 1.0198 | 1.0198 | 1.0198 | 1.0198 | 1.0198 | 1.0198 | 1.0198 | 1.0198 | 1.0198 | 1.0198 | 1.0198 | 1.0198 | 1.0198 | 1.0198 | 1.0198 | 1.0198 | 1.0198 | 1.0198 | 1.0198 | 1.0198 | 1.0198 | 1.0198 | 1.0198 | 1.0198 | 1.0198 | 1.0198 | 1.0198 | 1.0198 | 1.0198 | 1.0198 | 1.0198 | 1.0198 | 1.0198 | 1.0198 | 1.0198 | 1.0198 | 1.0198 | 1.0198 | 1.0198 | 1.0198 | 1.0198 | 1.0198 | 1.0198 | 1.0198 | 1.0198 | 1.0198 | 1.0198 | 1.0198 | 1.0198 | 1.0198 | 1.0198 | 1.0198 | 1.0198 | 1.0198 | 1.0198 | 1.0198 | 1.0198 | 1.0198 | 1.0198 | 1.0198 | 1.0198 | 1.0198 | 1.0198 | 1.0198 | 1.0198 | 1.0198 | 1.0198 | 1.0198 | 1.0198 | 1.0198 | 1.0198 | 1.0198 | 1.0198 | 1.0198 | 1.0198 | 1.0198 | 1.0198 | 1.0198 | 1.0198 | 1.0198 | 1.0198 | 1.0198 | 1.0198 | 1.0198 | 1.0198 | 1.0198 | 1.0198 | 1.0198 | 1.0198 | 1.0198 | 1.0198 | 1.0198 | 1.0198 | 1.0198 | 1.0198 | 1.0198 | 1.0198 | 1.0198 | 1.0198 | 1.0198 | 1.0198 | 1.0198 | 1.0198 | 1.0198 | 1.0198 | 1.0198 | 1.0198 | 1.0198 | 1.0198 | 1.0198 | 1.0198 | 1.0198 | 1.0198 | 1.0198 | 1.0198 | 1.0198 | 1.0198 | 1.0198 | 1.0198 | 1.0198 | 1.0198 | 1.0198 | 1.0198 | 1.0198 | 1.0198 | 1.0198 | 1.0198 | 1.0198 | 1.0198 | 1.0198 | 1.0198 | 1.0198 | 1.0198 | 1.0198 | 1.0198 | 1.0198 | 1.0198 | 1.0198 | 1.0198 | 1.0198 | 1.0198 | 1.0198 | 1.0198 | 1.0198 | 1.0198 | 1.0198 | 1.0198 | 1.0198 | 1.0198 | 1.0198 | 1.0198 | 1.0198 | 1.0198 | 1.0198 | 1.0198 | 1.0198 | 1.0198 | 1.0198 | 1.0198 | 1.0198 | 1.0198 | 1.0198 | 1.0198 | 1.0198 | 1.0198 | 1.0198 | 1.0198 | 1.0198 | 1.0198 | 1.0198 | 1.0198 | 1.0198 | 1.0198 | 1.0198 | 1.0198 | 1.0198 | 1.0198 | 1.0198 | 1.0198 | 1.0198 | 1.0198 | 1.0198 | 1.0198 | 1.0198 | 1.0198 | 1.0198 | 1.0198 | 1.0198 | 1.0198 | 1.0198 | 1.0198 | 1.0198 | 1.0198 | 1.0198 | 1.0198 | 1.0198 | 1.0198 | 1.0198 | 1.0198 | 1.0198 | 1.0198 | 1.0198 | 1.0198 | 1.0198 | 1.0198 | 1.0198 | 1.0198 | 1.0198 | 1.0198 | 1.0198 | 1.0198 | 1.0198 | 1.0198 | 1.0198 | 1.0198 | 1.0198 | 1.0198 | 1.0198 | 1.0198 | 1.0198 | 1.0198 | 1.0198 | 1.0198 | 1.0198 | 1.0198 | 1.0198 | 1.0198 | 1.0198 | 1.0198 | 1.0198 | 1.0198 | 1.0198 | 1.0198 | 1.0198 | 1.0198 | 1.0198 | 1.0198 | 1.0198 | 1.0198 | 1.0198 | 1.0198 | 1.0198 | 1.0198 | 1.0198 | 1.0198 | 1.0198 | 1.0198 | 1.0198 | 1.0198 | 1.0198 | 1.0198 | 1.0198 | 1.0198 | 1.0198 | 1.0198 | 1.0198 | 1.0198 | 1.0198 | 1.0198 | 1.0198 | 1.0198 | 1.0198 | 1.0198 | 1.0198 | 1.0198 | 1.0198 | 1.0198 | 1.0198 | 1.0198 | 1.0198 | 1.0198 | 1.0198 | 1.0198 | 1.0198 | 1.0198 | 1.0198 | 1.0198 | 1.0198 | 1.0198 | 1.0198 | 1.0198 | 1.0198 | 1.0198 | 1.0198 | 1.0198 | 1.0198 | 1.0198 | 1.0198 | 1.0198 | 1.0198 | 1.0198 | 1.0198 | 1.0198 | 1.0198 | 1.0198 | 1.0198 | 1.0198 | 1.0198 | 1.0198 | 1.0198 | 1.0198 | 1.0198 | 1.0198 | 1.0198 | 1.0198 | 1.0198 | 1.0198 | 1.0198 | 1.0198 | 1.0198 | 1.0198 | 1.0198 | 1.0198 | 1.0198 | 1.0198 | 1.0198 | 1.0198 | 1.0198 | 1.0198 | 1.0198 | 1.0198 | 1.0198 | 1.0198 | 1.0198 | 1.0198 | 1.0198 | 1.0198 | 1.0198 | 1.0198 | 1.0198 | 1.0198 | 1.0198 | 1.0198 | 1.0198 | 1.0198 | 1.0198 | 1.0198 | 1.0198 | 1.0198 | 1.0198 | 1.0198 | 1.0198 | 1.0198 | 1.0198 | 1.0198 | 1.0198 | 1.0198 | 1.0198 | 1.0198 | 1.0198 | 1.0198 | 1.0198 | 1.0198 | 1.0198 | 1.0198 | 1.0198 | 1.0198 | 1.0198 | 1.0198 | 1.0198 | 1.0198 | 1.0198 | 1.0198 | 1.0198 | 1.0198 | 1.0198 | 1.0198 | 1.0198 | 1.0198 | 1.0198 | 1.0198 | 1.0198 | 1.0198 | 1.0198 | 1.0198 | 1.0198 | 1.0198 | 1.0198 | 1.0198 | 1.0198 | 1.0198 | 1.0198 | 1.0198 | 1.0198 | 1.0198 | 1.0198 | 1.0198 | 1.0198 | 1.0198 | 1.0198 | 1.0198 | 1.0198 | 1.0198 | 1.0198 | 1.0198 | 1.0198 | 1.0198 | 1.0198 | 1.0198 | 1.0198 | 1.0198 | 1.0198 | 1.0198 | 1.0198 | 1.0198 | 1.0198 | 1.0198 | 1.0198 | 1.0198 | 1.0198 | 1.0198 | 1.0198 | 1.0198 | 1.0198 | 1.0198 | 1.0198 | 1.0198 | 1.0198 | 1.0198 | 1.0198 | 1.0198 | 1.0198 | 1.0198 | 1.0198 | 1.0198 | 1.0198 | 1.0198 | 1.0198 | 1.0198 | 1.0198 | 1.0198 | 1.0198 | 1.0198 | 1.0198 | 1.0198 | 1.0198 | 1.0198 | 1.0198 | 1.0198 | 1.0198 | 1.0198 | 1.0198 | 1.0198 | 1.0198 | 1.0198 | 1.0198 | 1.0198 | 1.0198 | 1.0198 | 1.0198 | 1.0198 | 1.0198 | 1.0198 | 1.0198 | 1.0198 | 1.0198 | 1.0198 | 1.0198 | 1.0198 | 1.0198 | 1.0198 | 1.0198 | 1.0198 | 1.0198 | 1.0198 | 1.0198 | 1.0198 | 1.0198 | 1.0198 | 1.0198 | 1.0198 | 1.0198 | 1.0198 | 1.0198 | 1.0198 | 1.0198 | 1.0198 | 1.0198 | 1.0198 | 1.0198 | 1.0198 | 1.0198 | 1.0198 | 1.0198 | 1.0198 | 1.0198 | 1.0198 | 1.0198 | 1.0198 | 1.0198 | 1.0198 | 1.0198 | 1.0198 | 1.0198 | 1.0198 | 1.0198 | 1.0198 | 1.0198 | 1.0198 | 1.0198 | 1.0198 | 1.0198 | 1.0198 | 1.0198 | 1.0198 | 1.0198 | 1.0198 | 1.0198 | 1.0198 | 1.0198 | 1.0198 | 1.0198 | 1.0198 | 1.0198 | 1.0198 | 1.0198 | 1.0198 | 1.0198 | 1.0198 | 1.0198 | 1.0198 | 1.0198 | 1.0198 | 1.0198 | 1.0198 | 1.0198 | 1.0198 | 1.0198 | 1.0198 | 1.0198 | 1.0198 | 1.0198 | 1.0198 | 1.0198 | 1.0198 | 1.0198 | 1.0198 | 1.0198 | 1.0198 | 1.0198 | 1.0198 | 1.0198 | 1.0198 | 1.0198 | 1.0198 | 1.0198 | 1.0198 | 1.0198 | 1.0198 | 1.0198 | 1.0198 | 1.0198 | 1.0198 | 1.0198 | 1.0198 | 1.0198 | 1.0198 | 1.0198 | 1.0198 | 1.0198 | 1.0198 | 1.0198 | 1.0198 | 1.0198 | 1.0198 | 1.0198 | 1.0198 | 1.0198 | 1.0198 | 1.0198 | 1.0198 | 1.0198 | 1.0198 | 1.0198 | 1.0198 | 1.0198 | 1.0198 | 1.0198 | 1.0198 | 1.0198 | 1.0198 | 1.0198 | 1.0198 | 1.0198 | 1.0198 | 1.0198 | 1.0198 | 1.0198 | 1.0198 | 1.0198 | 1.0198 | 1.0198 | 1.0198 | 1.0198 | 1.0198 | 1.0198 | 1.0198 | 1.0198 | 1.0198 | 1.0198 | 1.0198 | 1.0198 | 1.0198 | 1.0198 | 1.0198 | 1.0198 | 1.0198 | 1.0198 | 1.0198 | 1.0198 | 1.0198 | 1.0198 | 1.0198 | 1.0198 | 1.0198 | 1.0198 | 1.0198 | 1.0198 | 1.0198 | 1.0198 | 1.0198 | 1.0198 | 1.0198 | 1.0198 | 1.0198 | 1.0198 | 1.0198 | 1.0198 | 1.0198 | 1.0198 | 1.0198 | 1.0198 | 1.0198 | 1.0198 | 1.0198 | 1.0198 | 1.0198 | 1.0198 | 1.0198 | 1.0198 | 1.0198 | 1.0198 | 1.0198 | 1.0198 | 1.0198 | 1.0198 | 1.0198 | 1.0198 | 1.0198 | 1.0198 | 1.0198 | 1.0198 | 1.0198 | 1.0198 | 1.0198 | 1.0198 | 1.0198 | 1.0198 | 1.0198 | 1.0198 | 1.0198 | 1.0198 | 1.0198 | 1.0198 | 1.0198 | 1.0198 | 1.0198 | 1.0198 | 1.0198 | 1.0198 | 1.0198 | 1.0198 | 1.0198 | 1.0198 | 1.0198 | 1.0198 | 1.0198 | 1.0198 | 1.0198 | 1.0198 | 1.0198 | 1.0198 | 1.0198 | 1.0198 | 1.0198 | 1.0198 | 1.0198 | 1.0198 | 1.0198 | 1.0198 | 1.0198 | 1.0198 | 1.0198 | 1.0198 | 1.0198 | 1.0198 | 1.0198 | 1.0198 | 1.0198 | 1.0198 | 1.0198 | 1.0198 | 1.0198 | 1.0198 | 1.0198 | 1.0198 | 1.0198 | 1.0198 | 1.0198 | 1.0198 | 1.0198 | 1.0198 | 1.0198 | 1.0198 | 1.0198 | 1.0198 | 1.0198 | 1.0198 | 1.0198 | 1.0198 | 1.0198 | 1.0198 | 1.0198 | 1.0198 | 1.0198 | 1.0198 | 1.0198 | 1.0198 | 1.0198 | 1.0198 | 1.0198 | 1.0198 | 1.0198 | 1.0198 | 1.0198 | 1.0198 | 1.0198 | 1.0198 | 1.0198 | 1.0198 | 1.0198 | 1.0198 | 1.0198 | 1.0198 | 1.0198 | 1.0198 | 1.0198 | 1.0198 | 1.0198 | 1.0198 | 1.0198 | 1.0198 | 1.0198 | 1.0198 | 1.0198 | 1.0198 | 1.0198 | 1.0198 | 1.0198 | 1.0198 | 1.0198 | 1.0198 | 1.0198 | 1.0198 | 1.0198 | 1.0198 | 1.0198 | 1.0198 | 1.0198 | 1.0198 | 1.0198 | 1.0198 | 1.0198 | 1.0198 | 1.0198 | 1.0198 | 1.0198 | 1.0198 | 1.0198 | 1.0198 | 1.0198 | 1.0198 | 1.0198 | 1.0198 | 1.0198 | 1.0198 | 1.0198 | 1.0198 | 1.0198 | 1.0198 | 1.0198 | 1.0198 | 1.0198 | 1.0198 | 1.0198 | 1.0198 | 1.0198 | 1.0198 | 1.0198 | 1.0198 | 1.0198 | 1.0198 | 1.0198 | 1.0198 | 1.0198 | 1.0198 | 1.0198 | 1.0198 | 1.0198 | 1.0198 | 1.0198 | 1.0198 | 1.0198 | 1.0198 | 1.0198 | 1.0198 | 1.0198 | 1.0198 | 1.0198 | 1.0198 | 1.0198 | 1.0198 | 1.0198 | 1.0198 | 1.0198 | 1.0198 | 1.0198 | 1.0198 | 1.0198 | 1.0198 | 1.0198 | 1.0198 | 1.0198 | 1.0198 | 1.0198 | 1.0198 | 1.0198 | 1.0198 | 1.0198 | 1.0198 | 1.0198 | 1.0198 | 1.0198 | 1.0198 | 1.0198 | 1.0198 | 1.0198 | 1.0198 | 1.0198 | 1.0198 | 1.0198 | 1.0198 | 1.0198 | 1.0198 | 1.0198 | 1.0198 | 1.0198 | 1.0198 | 1.0198 | 1.0198 | 1.0198 | 1.0198 | 1.0198 | 1.0198 | 1.0198 | 1.0198 | 1.0198 | 1.0198 | 1.0198 | 1.0198 | 1.0198 | 1.0198 | 1.0198 | 1.0198 | 1.0198 | 1.0198 | 1.0198 | 1.0198 | 1.0198 | 1.0198 | 1.0198 | 1.0198 | 1.0198 | 1.0198 | 1.0198 | 1.0198 | 1.0198 | 1.0198 | 1.0198 | 1.0198 | 1.0198 | 1.0198 | 1.0198 | 1.0198 | 1.0198 | 1.0198 | 1.0198 | 1.0198 | 1.0198 | 1.0198 | 1.0198 | 1.0198 | 1.0198 | 1.0198 | 1.0198 | 1.0198 | 1.0198 | 1.0198 | 1.0198 | 1.0198 | 1.0198 | 1.0198 | 1.0198 | 1.0198 | 1.0198 | 1.0198 | 1.0198 | 1.0198 | 1.0198 | 1.0198 | 1.0198 | 1.0198 | 1.0198 | 1.0198 | 1.0198 | 1.0198 | 1.0198 | 1.0198 | 1.0198 | 1.0198 | 1.0198 | 1.0198 | 1.0198 | 1.0198 | 1.0198 | 1.0198 | 1.0198 | 1.0198 | 1.0198 | 1.0198 | 1.0198 | 1.0198 | 1.0198 | 1.0198 | 1.0198 | 1.0198 | 1.0198 | 1.0198 | 1.0198 | 1.0198 | 1.0198 | 1.0198 | 1.0198 | 1.0198 | 1.0198 | 1.0198 | 1.0198 | 1.0198 | 1.0198 | 1.0198 | 1.0198 | 1.0198 | 1.0198 | 1.0198 | 1.0198 | 1.0198 | 1.0198 | 1.0198 | 1.0198 | 1.0198 | 1.0198 | 1.0198 | 1.0198 | 1.0198 | 1.0198 | 1.0198 | 1.0198 | 1.0198 | 1.0198 | 1.0198 | 1.0198 | 1.0198 | 1.0198 | 1.0198 | 1.0198 | 1.0198 | 1.0198 | 1.0198 | 1.0198 | 1.0198 | 1.0198 | 1.0198 | 1.0198 | 1.0198 | 1.0198 | 1.0198 | 1.0198 | 1.0198 | 1.0198 | 1.0198 | 1.0198 | 1.0198 | 1.0198 | 1.0198 | 1.0198 | 1.0198 | 1.0198 | 1.0198 | 1.0198 | 1.0198 | 1.0198 | 1.0198 | 1.0198 | 1.0198 | 1.0198 | 1.0198 | 1.0198 | 1.0198 | 1.0198 | 1.0198 | 1.0198 | 1.0198 | 1.0198 | 1.0198 | 1.0198 | 1.0198 | 1.0198 | 1.0198 | 1.0198 | 1.0198 | 1.0198 | 1.0198 | 1.0198 | 1.0198 | 1.0198 | 1.0198 | 1.0198 | 1.0198 | 1.0198 | 1.0198 | 1.0198 | 1.0198 | 1.0198 | 1.0198 | 1.0198 | 1.0198 | 1.0198 | 1.0198 | 1.0198 | 1.0198 | 1.0198 | 1.0198 | 1.0198 | 1.0198 | 1.0198 | 1.0198 | 1.0198 | 1.0198 | 1.0198 | 1.0198 | 1.0198 | 1.0198 | 1.0198 | 1.0198 | 1.0198 | 1.0198 | 1.0198 | 1.0198 | 1.0198 | 1.0198 | 1.0198 | 1.0198 | 1.0198 | 1.0198 | 1.0198 | 1.0198 | 1.0198 | 1.0198 | 1.0198 | 1.0198 | 1.0198 | 1.0198 | 1.0198 | 1.0198 | 1.0198 | 1.0198 | 1.0198 | 1.0198 | 1.0198 | 1.0198 | 1.0198 | 1.0198 | 1.0198 | 1.0198 | 1.0198 | 1.0198 | 1.0198 | 1.0198 | 1.0198 | 1.0198 | 1.0198 | 1.0198 | 1.0198 | 1.0198 | 1.0198 | 1.0198 | 1.0198 | 1.0198 | 1.0198 | 1.0198 | 1.0198 | 1.0198 | 1.0198 | 1.0198 | 1.0198 | 1.0198 | 1.0198 | 1.0198 | 1.0198 | 1.0198 | 1.0198 | 1.0198 | 1.0198 | 1.0198 | 1.0198 | 1.0198 | 1.0198 | 1.0198 | 1.0198 | 1.0198 | 1.0198 | 1.0198 | 1.0198 | 1.0198 | 1.0198 | 1.0198 | 1.0198 | 1.0198 | 1.0198 | 1.0198 | 1.0198 | 1.0198 | 1.0198 | 1.0198 | 1.0198 | 1.0198 | 1.0198 | 1.0198 | 1.0198 | 1.0198 | 1.0198 | 1.0198 | 1.0198 | 1.0198 | 1.0198 | 1.0198 | 1.0198 | 1.0198 | 1.0198 | 1.0198 | 1.0198 | 1.0198 | 1.0198 | 1.0198 | 1.0198 | 1.0198 | 1.0198 | 1.0198 | 1.0198 | 1.0198 | 1.0198 | 1.0198 | 1.0198 | 1.0198 | 1.0198 | 1.0198 | 1.0198 | 1.0198 | 1.0198 | 1.0198 | 1.0198 | 1.0198 | 1.0198 | 1.0198 | 1.0198 | 1.0198 | 1.0198 | 1.0198 | 1.0198 | 1.0198 | 1.0198 | 1.0198 | 1.0198 | 1.0198 | 1.0198 | 1.0198 | 1.0198 | 1.0198 | 1.0198 | 1.0198 | 1.0198 | 1.0198 | 1.0198 | 1.0198 | 1.0198 | 1.0198 | 1.0198 | 1.0198 | 1.0198 | 1.0198 | 1.0198 | 1.0198 | 1.0198 | 1.0198 | 1.0198 | 1.0198 | 1.0198 | 1.0198 | 1.0198 | 1.0198 | 1.0198 | 1.0198 | 1.0198 | 1.0198 | 1.0198 | 1.0198 | 1.0198 | 1.0198 | 1.0198 | 1.0198 | 1.0198 | 1.0198 | 1.0198 | 1.0198 | 1.0198 | 1.0198 | 1.0198 | 1.0198 | 1.0198 | 1.0198 | 1.0198 | 1.0198 | 1.0198 | 1.0198 | 1.0198 | 1.0198 | 1.0198 | 1.0198 | 1.0198 | 1.0198 | 1.0198 | 1.0198 | 1.0198 | 1.0198 | 1.0198 | 1.0198 | 1.0198 | 1.0198 | 1.0198 | 1.0198 | 1.0198 | 1.0198 | 1.0198 | 1.0198 | 1.0198 | 1.0198 | 1.0198 | 1.0198 | 1.0198 | 1.0198 | 1.0198 | 1.0198 | 1.0198 | 1.0198 | 1.0198 | 1.0198 | 1.0198 | 1.0198 | 1.0198 | 1.0198 | 1.0198 | 1.0198 | 1.0198 | 1.0198 | 1.0198 | 1.0198 | 1.0198 | 1.0198 | 1.0198 | 1.0198 | 1.0198 | 1.0198 | 1.0198 | 1.0198 | 1.0198 | 1.0198 | 1.0198 | 1.0198 | 1.0198 | 1.0198 | 1.0198 | 1.0198 | 1.0198 | 1.0198 | 1.0198 | 1.0198 | 1.0198 | 1.0198 | 1.0198 | 1.0198 | 1.0198 | 1.0198 | 1.0198 | 1.0198 | 1.0198 | 1.0198 | 1.0198 | 1.0198 | 1.0198 | 1.0198 | 1.0198 | 1.0198 | 1.0198 | 1.0198 | 1.0198 | 1.0198 | 1.0198 | 1.0198 | 1.0198 | 1.0198 | 1.0198 | 1.0198 | 1.0198 | 1.0198 | 1.0198 | 1.0198 | 1.0198 | 1.0198 | 1.0198 | 1.0198 | 1.0198 | 1.0198 | 1.0198 | 1.0198 | 1.0198 | 1.0198 | 1.0198 | 1.0198 | 1.0198 | 1.0198 | 1.0198 | 1.0198 | 1.0198 | 1.0198 | 1.0198 | 1.0198 | 1.0198 | 1.0198 | 1.0198 | 1.0198 | 1.0198 | 1.0198 | 1.0198 | 1.0198 | 1.0198 | 1.0198 | 1.0198 | 1.0198 | 1.0198 | 1.0198 | 1.0198 | 1.0198 | 1.0198 | 1.0198 | 1.0198 | 1.0198 | 1.0198 | 1.0198 | 1.0198 | 1.0198 | 1.0198 | 1.0198 | 1.0198 | 1.0198 | 1.0198 | 1.0198 | 1.0198 | 1.0198 | 1.0198 | 1.0198 | 1.0198 | 1.0198 | 1.0198 | 1.0198 | 1.0198 | 1.0198 | 1.0198 | 1.0198 | 1.0198 | 1.0198 | 1.0198 | 1.0198 | 1.0198 | 1.0198 | 1.0198 | 1.0198 | 1.0198 | 1.0198 | 1.0198 | 1.0198 | 1.0198 | 1.0198 | 1.0198 | 1.0198 | 1.0198 | 1.0198 | 1.0198 | 1.0198 | 1.0198 | 1.0198 | 1.0198 | 1.0198 | 1.0198 | 1.0198 | 1.0198 | 1.0198 | 1.0198 | 1.0198 | 1.0198 | 1.0198 | 1.0198 | 1.0198 | 1.0198 | 1.0198 | 1.0198 | 1.0198 | 1.0198 | 1.0198 | 1.0198 | 1.0198 | 1.0198 | 1.0198 | 1.0198 | 1.0198 | 1.0198 | 1.0198 | 1.0198 | 1.0198 | 1.0198 | 1.0198 | 1.0198 | 1.0198 | 1.0198 | 1.0198 | 1.0198 | 1.0198 | 1.0198 | 1.0198 | 1.0198 | 1.0198 | 1.0198 | 1.0198 | 1.0198 | 1.0198 | 1.0198 | 1.0198 | 1.0198 | 1.0198 | 1.0198 | 1.0198 | 1.0198 | 1.0198 | 1.0198 | 1.0198 | 1.0198 | 1.0198 | 1.0198 | 1.0198 | 1.0198 | 1.0198 | 1.0198 | 1.0198 | 1.0198 | 1.0198 | 1.0198 | 1.0198 | 1.0198 | 1.0198 | 1.0198 | 1.0198 | 1.0198 | 1.0198 | 1.0198 | 1.0198 | 1.0198 | 1.0198 | 1.0198 | 1.0198 | 1.0198 | 1.0198 | 1.0198 | 1.0198 | 1.0198 | 1.0198 | 1.0198 | 1.0198 | 1.0198 | 1.0198 | 1.0198 | 1.0198 | 1.0198 | 1.0198 | 1.0198 | 1.0198 | 1.0198 | 1.0198 | 1.0198 | 1.0198 | 1.0198 | 1.0198 | 1.0198 | 1.0198 | 1.0198 | 1.0198 | 1.0198 | 1.0198 | 1.0198 | 1.0198 | 1.0198 | 1.0198 | 1.0198 | 1.0198 | 1.0198 | 1.0198 | 1.0198 | 1.0198 | 1.0198 | 1.0198 | 1.0198 | 1.0198 | 1.0198 | 1.0198 | 1.0198 | 1.0198 | 1.0198 | 1.0198 | 1.0198 | 1.0198 | 1.0198 | 1.0198 | 1.0198 | 1.0198 | 1.0198 | 1.0198 | 1.0198 | 1.0198 | 1.0198 | 1.0198 | 1.0198 | 1.0198 | 1.0198 | 1.0198 | 1.0198 | 1.0198 | 1.0198 | 1.0198 | 1.0198 | 1.0198 | 1.0198 | 1.0198 | 1.0198 | 1.0198 | 1.0198 | 1.0198 | 1.0198 | 1.0198 | 1.0198 | 1.0198 | 1.0198 | 1.0198 | 1.0198 | 1.0198 | 1.0198 | 1.0198 | 1.0198 | 1.0198 | 1.0198 | 1.0198 | 1.0198 | 1.0198 | 1.0198 | 1.0198 | 1.0198 | 1.0198 | 1.0198 | 1.0198 | 1.0198 | 1.0198 | 1.0198 | 1.0198 | 1.0198 | 1.0198 | 1.0198 | 1.0198 | 1.0198 | 1.0198 | 1.0198 | 1.0198 | 1.0198 | 1.0198 | 1.0198 | 1.0198 | 1.0198 | 1.0198 | 1.0198 | 1.0198 | 1.0198 | 1.0198 | 1.0198 | 1.0198 | 1.0198 | 1.0198 | 1.0198 | 1.0198 | 1.0198 | 1.0198 | 1.0198 | 1.0198 | 1.0198 | 1.0198 | 1.0198 | 1.0198 | 1.0198 | 1.0198 | 1.0198 | 1.0198 | 1.0198 | 1.0198 | 1.0198 | 1.0198 | 1.0198 | 1.0198 | 1.0198 | 1.0198 | 1.0198 | 1.0198 | 1.0198 | 1.0198 | 1.0198 | 1.0198 | 1.0198 | 1.0198 | 1.0198 | 1.0198 | 1.0198 | 1.0198 | 1.0198 | 1.0198 | 1.0198 | 1.0198 | 1.0198 | 1.0198 | 1.0198 | 1.0198 | 1.0198 | 1.0198 | 1.0198 | 1.0198 | 1.0198 | 1.0198 | 1.0198 | 1.0198 | 1.0198 | 1.0198 | 1.0198 | 1.0198 | 1.0198 | 1.0198 | 1.0198 | 1.0198 | 1.0198 | 1.0198 | 1.0198 | 1.0198 | 1.0198 | 1.0198 | 1.0198 | 1.0198 | 1.0198 | 1.0198 | 1.0198 | 1.0198 | 1.0198 | 1.0198 | 1.0198 | 1.0198 | 1.0198 | 1.0198 | 1.0198 | 1.0198 | 1.0198 | 1.0198 | 1.0198 | 1.0198 | 1.0198 | 1.0198 | 1.0198 | 1.0198 | 1.0198 | 1.0198 | 1.0198 | 1.0198 | 1.0198 | 1.0198 | 1.0198 | 1.0198 | 1.0198 | 1.0198 | 1.0198 | 1.0198 | 1.0198 | 1.0198 | 1.0198 | 1.0198 | 1.0198 | 1.0198 | 1.0198 | 1.0198 | 1.0198 | 1.0198 | 1.0198 | 1.0198 | 1.0198 | 1.0198 | 1.0198 | 1.0198 | 1.0198 | 1.0198 | 1.0198 | 1.0198 | 1.0198 | 1.0198 | 1.0198 | 1.0198 | 1.0198 | 1.0198 | 1.0198 | 1.0198 | 1.0198 | 1.0198 | 1.0198 | 1.0198 | 1.0198 | 1.0198 | 1.0198 | 1.0198 | 1.0198 | 1.0198 | 1.0198 | 1.0198 | 1.0198 | 1.0198 | 1.0198 | 1.0198 | 1.0198 | 1.0198 | 1.0198 | 1.0198 | 1.0198 | 1.0198 | 1.0198 | 1.0198 | 1.0198 | 1.0198 | 1.0198 | 1.0198 | 1.0198 | 1.0198 | 1.0198 | 1.0198 | 1.0198 | 1.0198 | 1.0198 | 1.0198 | 1.0198 | 1.0198 | 1.0198 | 1.0198 | 1.0198 | 1.0198 | 1.0198 | 1.0198 | 1.0198 | 1.0198 | 1.0198 | 1.0198 | 1.0198 | 1.0198 | 1.0198 | 1.0198 | 1.0198 | 1.0198 | 1.0198 | 1.0198 | 1.0198 | 1.0198 | 1.0198 | 1.0198 | 1.0198 | 1.0198 | 1.0198 | 1.0198 | 1.0198 | 1.0198 | 1.0198 | 1.0198 | 1.0198 | 1.0198 | 1.0198 | 1.0198 | 1.0198 | 1.0198 | 1.0198 | 1.0198 | 1.0198 | 1.0198 | 1.0198 | 1.0198 | 1.0198 | 1.0198 | 1.0198 | 1.0198 | 1.0198 | 1.0198 | 1.0198 | 1.0198 | 1.0198 | 1.0198 | 1.0198 | 1.0198 | 1.0198 | 1.0198 | 1.0198 | 1.0198 | 1.0198 | 1.0198 | 1.0198 | 1.0198 | 1.0198 | 1.0198 | 1.0198 | 1.0198 | 1.0198 | 1.0198 | 1.0198 | 1.0198 | 1.0198 | 1.0198 | 1.0198 | 1.0198 | 1.0198 | 1.0198 | 1.0198 | 1.0198 | 1.0198 | 1.0198 | 1.0198 | 1.0198 | 1.0198 | 1.0198 | 1.0198 | 1.0198 | 1.0198 | 1.0198 | 1.0198 | 1.0198 | 1.0198 | 1.0198 | 1.0198 | 1.0198 | 1.0198 | 1.0198 | 1.0198 | 1.0198 | 1.0198 | 1.0198 | 1.0198 | 1.0198 | 1.0198 | 1.0198 | 1.0198 | 1.0198 | 1.0198 | 1.0198 | 1.0198 | 1.0198 | 1.0198 | 1.0198 | 1.0198 | 1.0198 | 1.0198 | 1.0198 | 1.0198 | 1.0198 | 1.0198 | 1.0198 | 1.0198 | 1.0198 | 1.0198 | 1.0198 | 1.0198 | 1.0198 | 1.0198 | 1.0198 | 1.0198 | 1.0198 | 1.0198 | 1.0198 | 1.0198 | 1.0198 | 1.0198 | 1.0198 | 1.0198 | 1.0198 | 1.0198 | 1.0198 | 1.0198 | 1.0198 | 1.0198 | 1.0198 | 1.0198 | 1.0198 | 1.0198 | 1.0198 | 1.0198 | 1.0198 | 1.0198 | 1.0198 | 1.0198 | 1.0198 | 1.0198 | 1.0198 | 1.0198 | 1.0198 | 1.0198 | 1.0198 | 1.0198 | 1.0198 | 1.0198 | 1.0198 | 1.0198 | 1.0198 | 1.0198 | 1.0198 | 1.0198 | 1.0198 | 1.0198 | 1.0198 | 1.0198 | 1.0198 | 1.0198 | 1.0198 | 1.0198 | 1.0198 | 1.0198 | 1.0198 | 1.0198 | 1.0198 | 1.0198 | 1.0198 | 1.0198 | 1.0198 | 1.0198 | 1.0198 | 1.0198 | 1.0198 | 1.0198 | 1.0198 | 1.0198 | 1.0198 | 1.0198 | 1.0198 | 1.0198 | 1.0198 | 1.0198 | 1.0198 | 1.0198 | 1.0198 | 1.0198 | 1.0198 | 1.0198 | 1.0198 | 1.0198 | 1.0198 | 1.0198 | 1.0198 | 1.0198 | 1.0198 | 1.0198 | 1.0198 | 1.0198 | 1.0198 | 1.0198 | 1.0198 | 1.0198 | 1.0198 | 1.0198 | 1.0198 | 1.0198 | 1.0198 | 1.0198 | 1.0198 | 1.0198 | 1.0198 | 1.0198 | 1.0198 | 1.0198 | 1.0198 | 1.0198 | 1.0198 | 1.0198 | 1.0198 | 1.0198 | 1.0198 | 1.0198 | 1.0198 | 1.0198 | 1.0198 | 1.0198 | 1.0198 | 1.0198 | 1.0198 | 1.0198 | 1.0198 | 1.0198 | 1.0198 | 1.0198 | 1.0198 | 1.0198 | 1.0198 | 1.0198 | 1.0198 | 1.0198 | 1.0198 | 1.0198 | 1.0198 | 1.0198 | 1.0198 | 1.0198 | 1.0198 | 1.0198 | 1.0198 | 1.0198 | 1.0198 | 1.0198 | 1.0198 | 1.0198 | 1.0198 | 1.0198 | 1.0198 | 1.0198 | 1.0198 | 1.0198 | 1.0198 | 1.0198 | 1.0198 | 1.0198 | 1.0198 | 1.0198 | 1.0198 | 1.0198 | 1.0198 | 1.0198 | 1.0198 | 1.0198 | 1.0198 | 1.0198 | 1.0198 | 1.0198 | 1.0198 | 1.0198 | 1.0198 | 1.0198 | 1.0198 | 1.0198 | 1.0198 | 1.0198 | 1.0198 | 1.0198 | 1.0198 | 1.0198 | 1.0198 | 1.0198 | 1.0198 | 1.0198 | 1.0198 | 1.0198 | 1.0198 | 1.0198 | 1.0198 | 1.0198 | 1.0198 | 1.0198 | 1.0198 | 1.0198 | 1.0198 | 1.0198 | 1.0198 | 1.0198 | 1.0198 | 1.0198 | 1.0198 | 1.0198 | 1.0198 | 1.0198 | 1.0198 | 1.0198 | 1.0198 | 1.0198 | 1.0198 | 1.0198 | 1.0198 | 1.0198 | 1.0198 | 1.0198 | 1.0198 | 1.0198 | 1.0198 | 1.0198 | 1.0198 | 1.0198 | 1.0198 | 1.0198 | 1.0198 | 1.0198 | 1.0198 | 1.0198 | 1.0198 | 1.0198 | 1.0198 | 1.0198 | 1.0198 | 1.0198 | 1.0198 | 1.0198 | 1.0198 | 1.0198 | 1.0198 | 1.0198 | 1.0198 | 1.0198 | 1.0198 | 1.0198 | 1.0198 | 1.0198 | 1.0198 | 1.0198 | 1.0198 | 1.0198 | 1.0198 | 1.0198 | 1.0198 | 1.0198 | 1.0198 | 1.0198 | 1.0198 | 1.0198 | 1.0198 | 1.0198 | 1.0198 | 1.0198 | 1.0198 | 1.0198 | 1.0198 | 1.0198 | 1.0198 | 1.0198 | 1.0198 | 1.0198 | 1.0198 | 1.0198 | 1.0198 | 1.0198 | 1.0198 | 1.0198 | 1.0198 | 1.0198 | 1.0198 | 1.0198 | 1.0198 | 1.0198 | 1.0198 | 1.0198 | 1.0198 | 1.0198 | 1.0198 | 1.0198 | 1.0198 | 1.0198 | 1.0198 | 1.0198 | 1.0198 | 1.0198 | 1.0198 | 1.0198 | 1.0198 | 1.0198 | 1.0198 | 1.0198 | 1.0198 | 1.0198 | 1.0198 | 1.0198 | 1.0198 | 1.0198 | 1.0198 | 1.0198 | 1.0198 | 1.0198 | 1.0198 | 1.0198 | 1.0198 | 1.0198 | 1.0198 | 1.0198 | 1.0198 | 1.0198 | 1.0198 | 1.0198 | 1.0198 | 1.0198 | 1.0198 | 1.0198 | 1.0198 | 1.0198 | 1.0198 | 1.0198 | 1.0198 | 1.0198 | 1.0198 | 1.0198 | 1.0198 | 1.0198 | 1.0198 | 1.0198 | 1.0198 | 1.0198 | 1.0198 | 1.0198 | 1.0198 | 1.0198 | 1.0198 | 1.0198 | 1.0198 | 1.0198 | 1.0198 | 1.0198 | 1.0198 | 1.0198 | 1.0198 | 1.0198 | 1.0198 | 1.0198 | 1.0198 | 1.0198 | 1.0198 | 1.0198 | 1.0198 | 1.0198 | 1.0198 | 1.0198 | 1.0198 | 1.0198 | 1.0198 | 1.0198 | 1.0198 | 1.0198 | 1.0198 | 1.0198 | 1.0198 | 1.0198 | 1.0198 | 1.0198 | 1.0198 | 1.0198 | 1.0198 | 1.0198 | 1.0198 | 1.0198 | 1.0198 | 1.0198 | 1.0198 | 1.0198 | 1.0198 | 1.0198 | 1.0198 | 1.0198 | 1.0198 | 1.0198 | 1.0198 | 1.0198 | 1.0198 | 1.0198 | 1.0198 | 1.0198 | 1.0198 | 1.0198 | 1.0198 | 1.0198 | 1.0198 | 1.0198 | 1.0198 | 1.0198 | 1.0198 | 1.0198 | 1.0198 | 1.0198 | 1.0198 | 1.0198 | 1.0198 | 1.0198 | 1.0198 | 1.0198 | 1.0198 | 1.0198 | 1.0198 | 1.0198 | 1.0198 | 1.0198 | 1.0198 | 1.0198 | 1.0198 | 1.0198 | 1.0198 | 1.0198 | 1.0198 | 1.0198 | 1.0198 | 1.0198 | 1.0198 | 1.0198 | 1.0198 | 1.0198 | 1.0198 | 1.0198 | 1.0198 | 1.0198 | 1.0198 | 1.0198 | 1.0198 | 1.0198 | 1.0198 | 1.0198 | 1.0198 | 1.0198 | 1.0198 | 1.0198 | 1.0198 | 1.0198 | 1.0198 | 1.0198 | 1.0198 | 1.0198 | 1.0198 | 1.0198 | 1.0198 | 1.0198 | 1.0198 | 1.0198 | 1.0198 | 1.0198 | 1.0198 | 1.0198 | 1.0198 | 1.0198 | 1.0198 | 1.0198 | 1.0198 | 1.0198 | 1.0198 | 1.0198 | 1.0198 | 1.0198 | 1.0198 | 1.0198 | 1.0198 | 1.0198 | 1.0198 | 1.0198 | 1.0198 | 1.0198 | 1.0198 | 1.0198 | 1.0198 | 1.0198 | 1.0198 | 1.0198 | 1.0198 | 1.0198 | 1.0198 | 1.0198 | 1.0198 | 1.0198 | 1.0198 | 1.0198 | 1.0198 | 1.0198 | 1.0198 | 1.0198 | 1.0198 | 1.0198 | 1.0198 | 1.0198 | 1.0198 | 1.0198 | 1.0198 | 1.0198 | 1.0198 | 1.0198 | 1.0198 | 1.0198 | 1.0198 | 1.0198 | 1.0198 | 1.0198 | 1.0198 | 1.0198 | 1.0198 | 1.0198 | 1.0198 | 1.0198 | 1.0198 | 1.0198 | 1.0198 | 1.0198 | 1.0198 | 1.0198 | 1.0198 | 1.0198 | 1.0198 | 1.0198 | 1.0198 | 1.0198 | 1.0198 | 1.0198 | 1.0198 | 1.0198 | 1.0198 | 1.0198 | 1.0198 | 1.0198 | 1.0198 | 1.0198 | 1.0198 | 1.0198 | 1.0198 | 1.0198 | 1.0198 | 1.0198 | 1.0198 | 1.0198 | 1.0198 | 1.0198 | 1.0198 | 1.0198 | 1.0198 | 1.0198 | 1.0198 | 1.0198 | 1.0198 | 1.0198 | 1.0198 | 1.0198 | 1.0198 | 1.0198 | 1.0198 | 1.0198 | 1.0198 | 1.0198 | 1.0198 | 1.0198 | 1.0198 | 1.0198 | 1.0198 | 1.0198 | 1.0198 | 1.0198 | 1.0198 | 1.0198 | 1.0198 | 1.0198 | 1.0198 | 1.0198 | 1.0198 | 1.0198 | 1.0198 | 1.0198 | 1.0198 | 1.0198 | 1.0198 | 1.0198 | 1.0198 | 1.0198 | 1.0198 | 1.0198 | 1.0198 | 1.0198 | 1.0198 | 1.0198 | 1.0198 | 1.0198 | 1.0198 | 1.0198 | 1.0198 | 1.0198 | 1.0198 | 1.0198 | 1.0198 | 1.0198 | 1.0198 | 1.0198 | 1.0198 | 1.0198 | 1.0198 | 1.0198 | 1.0198 | 1.0198 | 1.0198 | 1.0198 | 1.0198 | 1.0198 | 1.0198 | 1.0198 | 1.0198 | 1.0198 | 1.0198 | 1.0198 | 1.0198 | 1.0198 | 1.0198 | 1.0198 | 1.0198 | 1.0198 | 1.0198 | 1.0198 | 1.0198 | 1.0198 | 1.0198 | 1.0198 | 1.0198 | 1.0198 | 1.0198 | 1.0198 | 1.0198 | 1.0198 | 1.0198 | 1.0198 | 1.0198 | 1.0198 | 1.0198 | 1.0198 | 1.0198 | 1.0198 | 1.0198 | 1.0198 | 1.0198 | 1.0198 | 1.0198 | 1.0198 | 1.0198 | 1.0198 | 1.0198 | 1.0198 | 1.0198 | 1.0198 | 1.0198 | 1.0198 | 1.0198 | 1.0198 | 1.0198 | 1.0198 | 1.0198 | 1.0198 | 1.0198 | 1.0198 | 1.0198 | 1.0198 | 1.0198 | 1.0198 | 1.0198 | 1.0198 | 1.0198 | 1.0198 | 1.0198 | 1.0198 | 1.0198 | 1.0198 | 1.0198 | 1.0198 | 1.0198 | 1.0198 | 1.0198 | 1.0198 | 1.0198 | 1.0198 | 1.0198 | 1.0198 | 1.0198 | 1.0198 | 1.0198 | 1.0198 | 1.0198 | 1.0198 | 1.0198 | 1.0198 | 1.0198 | 1.0198 | 1.0198 | 1.0198 | 1.0198 | 1.0198 | 1.0198 | 1.0198 | 1.0198 | 1.0198 | 1.0198 | 1.0198 | 1.0198 | 1.0198 | 1.0198 | 1.0198 | 1.0198 | 1.0198 | 1.0198 | 1.0198 | 1.0198 | 1.0198 | 1.0198 | 1.0198 | 1.0198 | 1.0198 | 1.0198 | 1.0198 | 1.0198 | 1.0198 | 1.0198 | 1.0198 | 1.0198 | 1.0198 | 1.0198 | 1.0198 | 1.0198 | 1.0198 | 1.0198 | 1.0198 | 1.0198 | 1.0198 | 1.0198 | 1.0198 | 1.0198 | 1.0198 | 1.0198 | 1.0198 | 1.0198 | 1.0198 | 1.0198 | 1.0198 | 1.0198 | 1.0198 | 1.0198 | 1.0198 | 1.0198 | 1.0198 | 1.0198 | 1.0198 | 1.0198 | 1.0198 | 1.0198 | 1.0198 | 1.0198 | 1.0198 | 1.0198 | 1.0198 | 1.0198 | 1.0198 | 1.0198 | 1.0198 | 1.0198 | 1.0198 | 1.0198 | 1.0198 | 1.0198 | 1.0198 | 1.0198 | 1.0198 | 1.0198 | 1.0198 | 1.0198 | 1.0198 | 1.0198 | 1.0198 | 1.0198 | 1.0198 | 1.0198 | 1.0198 | 1.0198 | 1.0198 | 1.0198 | 1.0198 | 1.0198 | 1.0198 | 1.0198 | 1.0198 | 1.0198 | 1.0198 | 1.0198 | 1.0198 | 1.0198 | 1.0198 | 1.0198 | 1.0198 | 1.0198 | 1.0198 | 1.0198 | 1.0198 | 1.0198 | 1.0198 | 1.0198 | 1.0198 | 1.0198 | 1.0198 | 1.0198 | 1.0198 | 1.0198 | 1.0198 | 1.0198 | 1.0198 | 1.0198 | 1.0198 | 1.0198 | 1.0198 | 1.0198 | 1.0198 | 1.0198 | 1.0198 | 1.0198 | 1.0198 | 1.0198 | 1.0198 | 1.0198 | 1.0198 | 1.0198 | 1.0198 | 1.0198 | 1.0198 | 1.0198 | 1.0198 | 1.0198 | 1.0198 | 1.0198 | 1.0198 | 1.0198 | 1.0198 | 1.0198 | 1.0198 | 1.0198 | 1.0198 | 1.0198 | 1.0198 | 1.0198 | 1.0198 | 1.0198 | 1.0198 | 1.0198 | 1.0198 | 1.0198 | 1.0198 | 1.0198 | 1.0198 | 1.0198 | 1.0198 | 1.0198 | 1.0198 | 1.0198 | 1.0198 | 1.0198 | 1.0198 | 1.0198 | 1.0198 | 1.0198 | 1.0198 | 1.0198 | 1.0198 | 1.0198 | 1.0198 | 1.0198 | 1.0198 | 1.0198 | 1.0198 | 1.0198 | 1.0198 | 1.0198 | 1.0198 | 1.0198 | 1.0198 | 1.0198 | 1.0198 | 1.0198 | 1.0198 | 1.0198 | 1.0198 | 1.0198 | 1.0198 | 1.0198 | 1.0198 | 1.0198 | 1.0198 | 1.0198 | 1.0198 | 1.0198 | 1.0198 | 1.0198 | 1.0198 | 1.0198 | 1.0198 | 1.0198 | 1.0198 | 1.0198 | 1.0198 | 1.0198 | 1.0198 | 1.0198 | 1.0198 | 1.0198 | 1.0198 | 1.0198 | 1.0198 | 1.0198 | 1.0198 | 1.0198 | 1.0198 | 1.0198 | 1.0198 | 1.0198 | 1.0198 | 1.0198 | 1.0198 | 1.0198 | 1.0198 | 1.0198 | 1.0198 | 1.0198 | 1.0198 | 1.0198 | 1.0198 | 1.0198 | 1.0198 | 1.0198 | 1.0198 | 1.0198 | 1.0198 | 1.0198 | 1.0198 | 1.0198 | 1.0198 | 1.0198 | 1.0198 | 1.0198 | 1.0198 | 1.0198 | 1.0198 | 1.0198 | 1.0198 | 1.0198 | 1.0198 | 1.0198 | 1.0198 | 1.0198 | 1.0198 | 1.0198 | 1.0198 | 1.0198 | 1.0198 | 1.0198 | 1.0198 | 1.0198 | 1.0198 | 1.0198 | 1.0198 | 1.0198 | 1.0198 | 1.0198 | 1.0198 | 1.0198 | 1.0198 | 1.0198 | 1.0198 | 1.0198 | 1.0198 | 1.0198 | 1.0198 | 1.0198 | 1.0198 | 1.0198 | 1.0198 | 1.0198 | 1.0198 | 1.0198 | 1.0198 | 1.0198 | 1.0198 | 1.0198 | 1.0198 | 1.0198 | 1.0198 | 1.0198 | 1.0198 | 1.0198 | 1.0198 | 1.0198 | 1.0198 | 1.0198 | 1.0198 | 1.0198 | 1.0198 | 1.0198 | 1.0198 | 1.0198 | 1.0198 | 1.0198 | 1.0198 | 1.0198 | 1.0198 | 1.0198 | 1.0198 | 1.0198 | 1.0198 | 1.0198 | 1.0198 | 1.0198 | 1.0198 | 1.0198 | 1.0198 | 1.0198 | 1.0198 | 1.0198 | 1.0198 | 1.0198 | 1.0198 | 1.0198 | 1.0198 | 1.0198 | 1.0198 | 1.0198 | 1.0198 | 1.0198 | 1.0198 | 1.0198 | 1.0198 | 1.0198 | 1.0198 | 1.0198 | 1.0198 | 1.0198 | 1.0198 | 1.0198 | 1.0198 | 1.0198 | 1.0198 | 1.0198 | 1.0198 | 1.0198 | 1.0198 | 1.0198 | 1.0198 | 1.0198 | 1.0198 | 1.0198 | 1.0198 | 1.0198 | 1.0198 | 1.0198 | 1.0198 | 1.0198 | 1.0198 | 1.0198 | 1.0198 | 1.0198 | 1.0198 | 1.0198 | 1.0198 | 1.0198 | 1.0198 | 1.0198 | 1.0198 | 1.0198 | 1.0198 | 1.0198 | 1.0198 | 1.0198 | 1.0198 | 1.0198 | 1.0198 | 1.0198 | 1.0198 | 1.0198 | 1.0198 | 1.0198 | 1.0198 | 1.0198 | 1.0198 | 1.0198 | 1.0198 | 1.0198 | 1.0198 | 1.0198 | 1.0198 | 1.0198 | 1.0198 | 1.0198 | 1.0198 | 1.0198 | 1.0198 | 1.0198 | 1.0198 | 1.0198 | 1.0198 | 1.0198 | 1.0198 | 1.0198 | 1.0198 | 1.0198 | 1.0198 | 1.0198 | 1.0198 | 1.0198 | 1.0198 | 1.0198 | 1.0198 | 1.0198 | 1.0198 | 1.0198 | 1.0198 | 1.0198 | 1.0198 | 1.0198 | 1.0198 | 1.0198 | 1.0198 | 1.0198 | 1.0198 | 1.0198 | 1.0198 | 1.0198 | 1.0198 | 1.0198 | 1.0198 | 1.0198 | 1.0198 | 1.0198 | 1.0198 | 1.0198 | 1.0198 | 1.0198 | 1.0198 | 1.0198 | 1.0198 | 1.0198 | 1.0198 | 1.0198 | 1.0198 | 1.0198 | 1.0198 | 1.0198 | 1.0198 | 1.0198 | 1.0198 | 1.0198 | 1.0198 | 1.0198 | 1.0198 | 1.0198 | 1.0198 | 1.0198 | 1.0198 | 1.0198 | 1.0198 | 1.0198 | 1.0198 | 1.0198 | 1.0198 | 1.0198 | 1.0198 | 1.0198 | 1.0198 | 1.0198 | 1.0198 | 1.0198 | 1.0198 | 1.0198 | 1.0198 | 1.0198 | 1.0198 | 1.0198 | 1.0198 | 1.0198 | 1.0198 | 1.0198 | 1.0198 | 1.0198 | 1.0198 | 1.0198 | 1.0198 | 1.0198 | 1.0198 | 1.0198 | 1.0198 | 1.0198 | 1.0198 | 1.0198 | 1.0198 | 1.0198 | 1.0198 | 1.0198 | 1.0198 | 1.0198 | 1.0198 | 1.0198 | 1.0198 | 1.0198 | 1.0198 | 1.0198 | 1.0198 | 1.0198 | 1.0198 | 1.0198 | 1.0198 | 1.0198 | 1.0198 | 1.0198 | 1.0198 | 1.0198 | 1.0198 | 1.0198 | 1.0198 | 1.0198 | 1.0198 | 1.0198 | 1.0198 | 1.0198 | 1.0198 | 1.0198 | 1.0198 | 1.0198 | 1.0198 | 1.0198 | 1.0198 | 1.0198 | 1.0198 | 1.0198 | 1.0198 | 1.0198 | 1.0198 | 1.0198 | 1.0198 | 1.0198 | 1.0198 | 1.0198 | 1.0198 | 1.0198 | 1.0198 | 1.0198 | 1.0198 | 1.0198 | 1.0198 | 1.0198 | 1.0198 | 1.0198 | 1.0198 | 1.0198 | 1.0198 | 1.0198 | 1.0198 | 1.0198 | 1.0198 | 1.0198 | 1.0198 | 1.0198 | 1.0198 | 1.0198 | 1.0198 | 1.0198 | 1.0198 | 1.0198 | 1.0198 | 1.0198 | 1.0198 | 1.0198 | 1.0198 | 1.0198 | 1.0198 | 1.0198 | 1.0198 | 1.0198 | 1.0198 | 1.0198 | 1.0198 | 1.0198 | 1.0198 | 1.0198 | 1.0198 | 1.0198 | 1.0198 | 1.0198 | 1.0198 | 1.0198 | 1.0198 | 1.0198 | 1.0198 | 1.0198 | 1.0198 | 1.0198 | 1.0198 | 1.0198 | 1.0198 | 1.0198 | 1.0198 | 1.0198 | 1.0198 | 1.0198 | 1.0198 | 1.0198 | 1.0198 | 1.0198 | 1.0198 | 1.0198 | 1.0198 | 1.0198 | 1.0198 | 1.0198 | 1.0198 | 1.0198 | 1.0198 | 1.0198 | 1.0198 | 1.0198 | 1.0198 | 1.0198 | 1.0198 | 1.0198 | 1.0198 | 1.0198 | 1.0198 | 1.0198 | 1.0198 | 1.0198 | 1.0198 | 1.0198 | 1.0198 | 1.0198 | 1.0198 | 1.0198 | 1.0198 | 1.0198 | 1.0198 | 1.0198 | 1.0198 | 1.0198 | 1.0198 | 1.0198 | 1.0198 | 1.0198 | 1.0198 | 1.0198 | 1.0198 | 1.0198 | 1.0198 | 1.0198 | 1.0198 | 1.0198 | 1.0198 | 1.0198 | 1.0198 | 1.0198 | 1.0198 | 1.0198 | 1.0198 | 1.0198 | 1.0198 | 1.0198 | 1.0198 | 1.0198 | 1.0198 | 1.0198 | 1.0198 | 1.0198 | 1.0198 | 1.0198 | 1.0198 | 1.0198 | 1.0198 | 1.0198 | 1.0198 | 1.0198 | 1.0198 | 1.0198 | 1.0198 | 1.0198 | 1.0198 | 1.0198 | 1.0198 | 1.0198 | 1.0198 | 1.0198 | 1.0198 | 1.0198 | 1.0198 | 1.0198 | 1.0198 | 1.0198 | 1.0198 | 1.0198 | 1.0198 | 1.0198 | 1.0198 | 1.0198 | 1.0198 | 1.0198 | 1.0198 | 1.0198 | 1.0198 | 1.0198 | 1.0198 | 1.0198 | 1.0198 | 1.0198 | 1.0198 | 1.0198 | 1.0198 | 1.0198 | 1.0198 | 1.0198 | 1.0198 | 1.0198 | 1.0198 | 1.0198 | 1.0198 | 1.0198 | 1.0198 | 1.0198 | 1.0198 | 1.0198 | 1.0198 | 1.0198 | 1.0198 | 1.0198 | 1.0198 | 1.0198 | 1.0198 | 1.0198 | 1.0198 | 1.0198 | 1.0198 | 1.0198 | 1.0198 | 1.0198 | 1.0198 | 1.0198 | 1.0198 | 1.0198 | 1.0198 | 1.0198 | 1.0198 | 1.0198 | 1.0198 | 1.0198 | 1.0198 | 1.0198 | 1.0198 | 1.0198 | 1.0198 | 1.0198 | 1.0198 | 1.0198 | 1.0198 | 1.0198 | 1.0198 | 1.0198 | 1.0198 | 1.0198 | 1.0198 | 1.0198 | 1.0198 | 1.0198 | 1.0198 | 1.0198 | 1.0198 | 1.0198 | 1.0198 | 1.0198 | 1.0198 | 1.0198 | 1.0198 | 1.0198 | 1.0198 | 1.0198 | 1.0198 | 1.0198 | 1.0198 | 1.0198 | 1.0198 | 1.0198 | 1.0198 | 1.0198 | 1.0198 | 1.0198 | 1.0198 | 1.0198 | 1.0198 | 1.0198 | 1.0198 | 1.0198 | 1.0198 | 1.0198 | 1.0198 | 1.0198 | 1.0198 | 1.0198 | 1.0198 | 1.0198 | 1.0198 | 1.0198 | 1.0198 | 1.0198 | 1.0198 | 1.0198 | 1.0198 | 1.0198 | 1.0198 | 1.0198 | 1.0198 | 1.0198 | 1.0198 | 1.0198 | 1.0198 | 1.0198 | 1.0198 | 1.0198 | 1.0198 | 1.0198 | 1.0198 | 1.0198 | 1.0198 | 1.0198 | 1.0198 | 1.0198 | 1.0198 | 1.0198 | 1.0198 | 1.0198 | 1.0198 | 1.0198 | 1.0198 | 1.0198 | 1.0198 | 1.0198 | 1.0198 | 1.0198 | 1.0198 | 1.0198 | 1.0198 | 1.0198 | 1.0198 | 1.0198 | 1.0198 | 1.0198 | 1.0198 | 1.0198 | 1.0198 | 1.0198 | 1.0198 | 1.0198 | 1.0198 | 1.0198 | 1.0198 | 1.0198 | 1.0198 | 1.0198 | 1.0198 | 1.0198 | 1.0198 | 1.0198 | 1.0198 | 1.0198 | 1.0198 | 1.0198 | 1.0198 | 1.0198 | 1.0198 | 1.0198 | 1.0198 | 1.0198 | 1.0198 | 1.0198 | 1.0198 | 1.0198 | 1.0198 | 1.0198 | 1.0198 | 1.0198 | 1.0198 | 1.0198 | 1.0198 | 1.0198 | 1.0198 | 1.0198 | 1.0198 | 1.0198 | 1.0198 | 1.0198 | 1.0198 | 1.0198 | 1.0198 | 1.0198 | 1.0198 | 1.0198 | 1.0198 | 1.0198 | 1.0198 | 1.0198 | 1.0198 | 1.0198 | 1.0198 | 1.0198 | 1.0198 | 1.0198 | 1.0198 | 1.0198 | 1.0198 | 1.0198 | 1.0198 | 1.0198 | 1.0198 | 1.0198 | 1.0198 | 1.0198 | 1.0198 | 1.0198 | 1.0198 | 1.0198 | 1.0198 | 1.0198 | 1.0198 | 1.0198 | 1.0198 | 1.0198 | 1.0198 | 1.0198 | 1.0198 | 1.0198 | 1.0198 | 1.0198 | 1.0198 | 1.0198 | 1.0198 | 1.0198 | 1.0198 | 1.0198 | 1.0198 | 1.0198 | 1.0198 | 1.0198 | 1.0198 | 1.0198 | 1.0198 | 1.0198 | 1.0198 | 1.0198 | 1.0198 | 1.0198 | 1.0198 | 1.0198 | 1.0198 | 1.0198 | 1.0198 | 1.0198 | 1.0198 | 1.0198 | 1.0198 | 1.0198 | 1.0198 | 1.0198 | 1.0198 | 1.0198 | 1.0198 | 1.0198 | 1.0198 | 1.0198 | 1.0198 | 1.0198 | 1.0198 | 1.0198 | 1.0198 | 1.0198 | 1.0198 | 1.0198 | 1.0198 | 1.0198 | 1.0198 | 1.0198 | 1.0198 | 1.0198 | 1.0198 | 1.0198 | 1.0198 | 1.0198 | 1.0198 | 1.0198 | 1.0198 | 1.0198 | 1.0198 | 1.0198 | 1.0198 | 1.0198 | 1.0198 | 1.0198 | 1.0198 | 1.0198 | 1.0198 | 1.0198 | 1.0198 | 1.0198 | 1.0198 | 1.0198 | 1.0198 | 1.0198 | 1.0198 | 1.0198 | 1.0198 | 1.0198 | 1.0198 | 1.0198 | 1.0198 | 1.0198 | 1.0198 | 1.0198 | 1.0198 | 1.0198 | 1.0198 | 1.0198 | 1.0198 | 1.0198 | 1.0198 | 1.0198 | 1.0198 | 1.0198 | 1.0198 | 1.0198 | 1.0198 | 1.0198 | 1.0198 | 1.0198 | 1.0198 | 1.0198 | 1.0198 | 1.0198 | 1.0198 | 1.0198 | 1.0198 | 1.0198 | 1.0198 | 1.0198 | 1.0198 | 1.0198 | 1.0198 | 1.0198 | 1.0198 | 1.0198 | 1.0198 | 1.0198 | 1.0198 | 1.0198 | 1.0198 | 1.0198 | 1.0198 | 1.0198 | 1.0198 | 1.0198 | 1.0198 | 1.0198 | 1.0198 | 1.0198 | 1.0198 | 1.0198 | 1.0198 | 1.0198 | 1.0198 | 1.0198 | 1.0198 | 1.0198 | 1.0198 | 1.0198 | 1.0198 | 1.0198 | 1.0198 | 1.0198 | 1.0198 | 1.0198 | 1.0198 | 1.0198 | 1.0198 | 1.0198 | 1.0198 | 1.0198 | 1.0198 | 1.0198 | 1.0198 | 1.0198 | 1.0198 | 1.0198 | 1.0198 | 1.0198 | 1.0198 | 1.0198 | 1.0198 | 1.0198 | 1.0198 | 1.0198 | 1.0198 | 1.0198 | 1.0198 | 1.0198 | 1.0198 | 1.0198 | 1.0198 | 1.0198 | 1.0198 | 1.0198 | 1.0198 | 1.0198 | 1.0198 | 1.0198 | 1.0198 | 1.0198 | 1.0198 | 1.0198 | 1.0198 | 1.0198 | 1.0198 | 1.0198 | 1.0198 | 1.0198 | 1.0198 | 1.0198 | 1.0198 | 1.0198 | 1.0198 | 1.0198 | 1.0198 | 1.0198 | 1.0198 | 1.0198 | 1.0198 | 1.0198 | 1.0198 | 1.0198 | 1.0198 | 1.0198 | 1.0198 | 1.0198 | 1.0198 | 1.0198 | 1.0198 | 1.0198 | 1.0198 | 1.0198 | 1.0198 | 1.0198 | 1.0198 | 1.0198 | 1.0198 | 1.0198 | 1.0198 | 1.0198 | 1.0198 | 1.0198 | 1.0198 | 1.0198 | 1.0198 | 1.0198 | 1.0198 | 1.0198 | 1.0198 | 1.0198 | 1.0198 | 1.0198 | 1.0198 | 1.0198 | 1.0198 | 1.0198 | 1.0198 | 1.0198 | 1.0198 | 1.0198 | 1.0198 | 1.0198 | 1.0198 | 1.0198 | 1.0198 | 1.0198 | 1.0198 | 1.0198 | 1.0198 | 1.0198 | 1.0198 | 1.0198 | 1.0198 | 1.0198 | 1.0198 | 1.0198 | 1.0198 | 1.0198 | 1.0198 | 1.0198 | 1.0198 | 1.0198 | 1.0198 | 1.0198 | 1.0198 | 1.0198 | 1.0198 | 1.0198 | 1.0198 | 1.0198 | 1.0198 | 1.0198 | 1.0198 | 1.0198 | 1.0198 | 1.0198 | 1.0198 | 1.0198 | 1.0198 | 1.0198 | 1.0198 | 1.0198 | 1.0198 | 1.0198 | 1.0198 | 1.0198 | 1.0198 | 1.0198 | 1.0198 | 1.0198 | 1.0198 | 1.0198 | 1.0198 | 1.0198 | 1.0198 | 1.0198 | 1.0198 | 1.0198 | 1.0198 | 1.0198 | 1.0198 | 1.0198 | 1.0198 | 1.0198 | 1.0198 | 1.0198 | 1.0198 | 1.0198 | 1.0198 | 1.0198 | 1.0198 | 1.0198 | 1.0198 | 1.0198 | 1.0198 | 1.0198 | 1.0198 | 1.0198 | 1.0198 | 1.0198 | 1.0198 | 1.0198 | 1.0198 | 1.0198 | 1.0198 | 1.0198 | 1.0198 | 1.0198 | 1.0198 | 1.0198 | 1.0198 | 1.0198 | 1.0198 | 1.0198 | 1.0198 | 1.0198 | 1.0198 | 1.0198 | 1.0198 | 1.0198 | 1.0198 | 1.0198 | 1.0198 | 1.0198 | 1.0198 | 1.0198 | 1.0198 | 1.0198 | 1.0198 | 1.0198 | 1.0198 | 1.0198 | 1.0198 | 1.0198 | 1.0198 | 1.0198 | 1.0198 | 1.0198 | 1.0198 | 1.0198 | 1.0198 | 1.0198 | 1.0198 | 1.0198 | 1.0198 | 1.0198 | 1.0198 | 1.0198 | 1.0198 | 1.0198 | 1.0198 | 1.0198 | 1.0198 | 1.0198 | 1.0198 | 1.0198 | 1.0198 | 1.0198 | 1.0198 | 1.0198 | 1.0198 | 1.0198 | 1.0198 | 1.0198 | 1.0198 | 1.0198 | 1.0198 | 1.0198 | 1.0198 | 1.0198 | 1.0198 | 1.0198 | 1.0198 | 1.0198 | 1.0198 | 1.0198 | 1.0198 | 1.0198 | 1.0198 | 1.0198 | 1.0198 | 1.0198 | 1.0198 | 1.0198 | 1.0198 | 1.0198 | 1.0198 | 1.0198 | 1.0198 | 1.0198 | 1.0198 | 1.0198 | 1.0198 | 1.0198 | 1.0198 | 1.0198 | 1.0198 | 1.0198 | 1.0198 | 1.0198 | 1.0198 | 1.0198 | 1.0198 | 1.0198 | 1.0198 | 1.0198 | 1.0198 | 1.0198 | 1.0198 | 1.0198 | 1.0198 | 1.0198 | 1.0198 | 1.0198 | 1.0198 | 1.0198 | 1.0198 | 1.0198 | 1.0198 | 1.0198 | 1.0198 | 1.0198 | 1.0198 | 1.0198 | 1.0198 | 1.0198 | 1.0198 | 1.0198 | 1.0198 | 1.0198 | 1.0198 | 1.0198 | 1.0198 | 1.0198 | 1.0198 | 1.0198 | 1.0198 | 1.0198 | 1.0198 | 1.0198 | 1.0198 | 1.0198 | 1.0198 | 1.0198 | 1.0198 | 1.0198 | 1.0198 | 1.0198 | 1.0198 | 1.0198 | 1.0198 | 1.0198 | 1.0198 | 1.0198 | 1.0198 | 1.0198 | 1.0198 | 1.0198 | 1.0198 | 1.0198 | 1.0198 | 1.0198 | 1.0198 | 1.0198 | 1.0198 | 1.0198 | 1.0198 | 1.0198 | 1.0198 | 1.0198 | 1.0198 | 1.0198 | 1.0198 | 1.0198 | 1.0198 | 1.0198 | 1.0198 | 1.0198 | 1.0198 | 1.0198 | 1.0198 | 1.0198 | 1.0198 | 1.0198 | 1.0198 | 1.0198 | 1.0198 | 1.0198 | 1.0198 | 1.0198 | 1.0198 | 1.0198 | 1.0198 | 1.0198 | 1.0198 | 1.0198 | 1.0198 | 1.0198 | 1.0198 | 1.0198 | 1.0198 | 1.0198 | 1.0198 | 1.0198 | 1.0198 | 1.0198 | 1.0198 | 1.0198 | 1.0198 | 1.0198 | 1.0198 | 1.0198 | 1.0198 | 1.0198 | 1.0198 | 1.0198 | 1.0198 | 1.0198 | 1.0198 | 1.0198 | 1.0198 | 1.0198 | 1.0198 | 1.0198 | 1.0198 | 1.0198 | 1.0198 | 1.0198 | 1.0198 | 1.0198 | 1.0198 | 1.0198 | 1.0198 | 1.0198 | 1.0198 | 1.0198 | 1.0198 | 1.0198 | 1.0198 | 1.0198 | 1.0198 | 1.0198 | 1.0198 | 1.0198 | 1.0198 | 1.0198 | 1.0198 | 1.0198 | 1.0198 | 1.0198 | 1.0198 | 1.0198 | 1.0198 | 1.0198 | 1.0198 | 1.0198 | 1.0198 | 1.0198 | 1.0198 | 1.0198 | 1.0198 | 1.0198 | 1.0198 | 1.0198 | 1.0198 | 1.0198 | 1.0198 | 1.0198 | 1.0198 | 1.0198 | 1.0198 | 1.0198 | 1.0198 | 1.0198 | 1.0198 | 1.0198 | 1.0198 | 1.0198 | 1.0198 | 1.0198 | 1.0198 | 1.0198 | 1.0198 | 1.0198 | 1.0198 | 1.0198 | 1.0198 | 1.0198 | 1.0198 | 1.0198 | 1.0198 | 1.0198 | 1.0198 | 1.0198 | 1.0198 | 1.0198 | 1.0198 | 1.0198 | 1.0198 | 1.0198 | 1.0198 | 1.0198 | 1.0198 | 1.0198 | 1.0198 | 1.0198 | 1.0198 | 1.0198 | 1.0198 | 1.0198 | 1.0198 | 1.0198 | 1.0198 | 1.0198 | 1.0198 | 1.0198 | 1.0198 | 1.0198 | 1.0198 | 1.0198 | 1.0198 | 1.0198 | 1.0198 | 1.0198 | 1.0198 | 1.0198 | 1.0198 | 1.0198 | 1.0198 | 1.0198 | 1.0198 | 1.0198 | 1.0198 | 1.0198 | 1.0198 | 1.0198 | 1.0198 | 1.0198 | 1.0198 | 1.0198 | 1.0198 | 1.0198 | 1.0198 | 1.0198 | 1.0198 | 1.0198 | 1.0198 | 1.0198 | 1.0198 | 1.0198 | 1.0198 | 1.0198 | 1.0198 | 1.0198 | 1.0198 | 1.0198 | 1.0198 | 1.0198 | 1.0198 | 1.0198 | 1.0198 | 1.0198 | 1.0198 | 1.0198 | 1.0198 | 1.0198 | 1.0198 | 1.0198 | 1.0198 | 1.0198 | 1.0198 | 1.0198 | 1.0198 | 1.0198 | 1.0198 | 1.0198 | 1.0198 | 1.0198 | 1.0198 | 1.0198 | 1.0198 | 1.0198 | 1.0198 | 1.0198 | 1.0198 | 1.0198 | 1.0198 | 1.0198 | 1.0198 | 1.0198 | 1.0198 | 1.0198 | 1.0198 | 1.0198 | 1.0198 | 1.0198 | 1.0198 | 1.0198 | 1.0198 | 1.0198 | 1.0198 | 1.0198 | 1.0198 | 1.0198 | 1.0198 | 1.0198 | 1.0198 | 1.0198 | 1.0198 | 1.0198 | 1.0198 | 1.0198 | 1.0198 | 1.0198 | 1.0198 | 1.0198 | 1.0198 | 1.0198 | 1.0198 | 1.0198 | 1.0198 | 1.0198 | 1.0198 | 1.0198 | 1.0198 | 1.0198 | 1.0198 | 1.0198 | 1.0198 | 1.0198 | 1.0198 | 1.0198 | 1.0198 | 1.0198 | 1.0198 | 1.0198 | 1.0198 | 1.0198 | 1.0198 | 1.0198 | 1.0198 | 1.0198 | 1.0198 | 1.0198 | 1.0198 | 1.0198 | 1.0198 | 1.0198 | 1.0198 | 1.0198 | 1.0198 | 1.0198 | 1.0198 | 1.0198 | 1.0198 | 1.0198 | 1.0198 | 1.0198 | 1.0198 | 1.0198 | 1.0198 | 1.0198 | 1.0198 | 1.0198 | 1.0198 | 1.0198 | 1.0198 | 1.0198 | 1.0198 | 1.0198 | 1.0198 | 1.0198 | 1.0198 | 1.0198 | 1.0198 | 1.0198 | 1.0198 | 1.0198 | 1.0198 | 1.0198 | 1.0198 | 1.0198 | 1.0198 | 1.0198 | 1.0198 | 1.0198 | 1.0198 | 1.0198 | 1.0198 | 1.0198 | 1.0198 | 1.0198 | 1.0198 | 1.0198 | 1.0198 | 1.0198 | 1.0198 | 1.0198 | 1.0198 | 1.0198 | 1.0198 | 1.0198 | 1.0198 | 1.0198 | 1.0198 | 1.0198 | 1.0198 | 1.0198 | 1.0198 | 1.0198 | 1.0198 | 1.0198 | 1.0198 | 1.0198 | 1.0198 | 1.0198 | 1.0198 | 1.0198 | 1.0198 | 1.0198 | 1.0198 | 1.0198 | 1.0198 | 1.0198 | 1.0198 | 1.0198 | 1.0198 | 1.0198 | 1.0198 | 1.0198 | 1.0198 | 1.0198 | 1.0198 | 1.0198 | 1.0198 | 1.0198 | 1.0198 | 1.0198 | 1.0198 | 1.0198 | 1.0198 | 1.0198 | 1.0198 | 1.0198 | 1.0198 | 1.0198 | 1.0198 | 1.0198 | 1.0198 | 1.0198 | 1.0198 | 1.0198 | 1.0198 | 1.0198 | 1.0198 | 1.0198 | 1.0198 | 1.0198 | 1.0198 | 1.0198 | 1.0198 | 1.0198 | 1.0198 | 1.0198 | 1.0198 | 1.0198 | 1.0198 | 1.0198 | 1.0198 | 1.0198 | 1.0198 | 1.0198 | 1.0198 | 1.0198 | 1.0198 | 1.0198 | 1.0198 | 1.0198 | 1.0198 | 1.0198 | 1.0198 | 1.0198 | 1.0198 | 1.0198 | 1.0198 | 1.0198 | 1.0198 | 1.0198 | 1.0198 | 1.0198 | 1.0198 | 1.0198 | 1.0198 | 1.0198 | 1.0198 | 1.0198 | 1.0198 | 1.0198 | 1.0198 | 1.0198 | 1.0198 | 1.0198 | 1.0198 | 1.0198 | 1.0198 | 1.0198 | 1.0198 | 1.0198 | 1.0198 | 1.0198 | 1.0198 | 1.0198 | 1.0198 | 1.0198 | 1.0198 | 1.0198 | 1.0198 | 1.0198 | 1.0198 | 1.0198 | 1.0198 | 1.0198 | 1.0198 | 1.0198 | 1.0198 | 1.0198 | 1.0198 | 1.0198 | 1.0198 | 1.0198 | 1.0198 | 1.0198 | 1.0198 | 1.0198 | 1.0198 | 1.0198 | 1.0198 | 1.0198 | 1.0198 | 1.0198 | 1.0198 | 1.0198 | 1.0198 | 1.0198 | 1.0198 | 1.0198 | 1.0198 | 1.0198 | 1.0198 | 1.0198 | 1.0198 | 1.0198 | 1.0198 | 1.0198 | 1.0198 | 1.0198 | 1.0198 | 1.0198 | 1.0198 | 1.0198 | 1.0198 | 1.0198 | 1.0198 | 1.0198 | 1.0198 | 1.0198 | 1.0198 | 1.0198 | 1.0198 | 1.0198 | 1.0198 | 1.0198 | 1.0198 | 1.0198 | 1.0198 | 1.0198 | 1.0198 | 1.0198 | 1.0198 | 1.0198 | 1.0198 | 1.0198 | 1.0198 | 1.0198 | 1.0198 | 1.0198 | 1.0198 | 1.0198 | 1.0198 | 1.0198 | 1.0198 | 1.0198 | 1.0198 | 1.0198 | 1.0198 | 1.0198 | 1.0198 | 1.0198 | 1.0198 | 1.0198 | 1.0198 | 1.0198 | 1.0198 | 1.0198 | 1.0198 | 1.0198 | 1.0198 | 1.0198 | 1.0198 | 1.0198 | 1.0198 | 1.0198 | 1.0198 | 1.0198 | 1.0198 | 1.0198 | 1.0198 | 1.0198 | 1.0198 | 1.0198 | 1.0198 | 1.0198 | 1.0198 | 1.0198 | 1.0198 | 1.0198 | 1.0198 | 1.0198 | 1.0198 | 1.0198 | 1.0198 | 1.0198 | 1.0198 | 1.0198 | 1.0198 | 1.0198 | 1.0198 | 1.0198 | 1.0198 | 1.0198 | 1.0198 | 1.0198 | 1.0198 | 1.0198 | 1.0198 | 1.0198 | 1.0198 | 1.0198 | 1.0198 | 1.0198 | 1.0198 | 1.0198 | 1.0198 | 1.0198 | 1.0198 | 1.0198 | 1.0198 | 1.0198 | 1.0198 | 1.0198 | 1.0198 | 1.0198 | 1.0198 | 1.0198 | 1.0198 | 1.0198 | 1.0198 | 1.0198 | 1.0198 | 1.0198 | 1.0198 | 1.0198 | 1.0198 | 1.0198 | 1.0198 | 1.0198 | 1.0198 | 1.0198 | 1.0198 | 1.0198 | 1.0198 | 1.0198 | 1.0198 | 1.0198 | 1.0198 | 1.0198 | 1.0198 | 1.0198 | 1.0198 | 1.0198 | 1.0198 | 1.0198 | 1.0198 | 1.0198 | 1.0198 | 1.0198 | 1.0198 | 1.0198 | 1.0198 | 1.0198 | 1.0198 | 1.0198 | 1.0198 | 1.0198 | 1.0198 | 1.0198 | 1.0198 | 1.0198 | 1.0198 | 1.0198 | 1.0198 | 1.0198 | 1.0198 | 1.0198 | 1.0198 | 1.0198 | 1.0198 | 1.0198 | 1.0198 | 1.0198 | 1.0198 | 1.0198 | 1.0198 | 1.0198 | 1.0198 | 1.0198 | 1.0198 | 1.0198 | 1.0198 | 1.0198 | 1.0198 | 1.0198 | 1.0198 | 1.0198 | 1.0198 | 1.0198 | 1.0198 | 1.0198 | 1.0198 | 1.0198 | 1.0198 | 1.0198 | 1.0198 | 1.0198 | 1.0198 | 1.0198 | 1.0198 | 1.0198 | 1.0198 | 1.0198 | 1.0198 | 1.0198 | 1.0198 | 1.0198 | 1.0198 | 1.0198 | 1.0198 | 1.0198 | 1.0198 | 1.0198 | 1.0198 | 1.0198 | 1.0198 | 1.0198 | 1.0198 | 1.0198 | 1.0198 | 1.0198 | 1.0198 | 1.0198 | 1.0198 | 1.0198 | 1.0198 | 1.0198 | 1.0198 | 1.0198 | 1.0198 | 1.0198 | 1.0198 | 1.0198 | 1.0198 | 1.0198 | 1.0198 | 1.0198 | 1.0198 | 1.0198 | 1.0198 | 1.0198 | 1.0198 | 1.0198 | 1.0198 | 1.0198 | 1.0198 | 1.0198 | 1.0198 | 1.0198 | 1.0198 | 1.0198 | 1.0198 | 1.0198 | 1.0198 | 1.0198 | 1.0198 | 1.0198 | 1.0198 | 1.0198 | 1.0198 | 1.0198 | 1.0198 | 1.0198 | 1.0198 | 1.0198 | 1.0198 | 1.0198 | 1.0198 | 1.0198 | 1.0198 | 1.0198 | 1.0198 | 1.0198 | 1.0198 | 1.0198 | 1.0198 | 1.0198 | 1.0198 | 1.0198 | 1.0198 | 1.0198 | 1.0198 | 1.0198 | 1.0198 | 1.0198 | 1.0198 | 1.0198 | 1.0198 | 1.0198 | 1.0198 | 1.0198 | 1.0198 | 1.0198 | 1.0198 | 1.0198 | 1.0198 | 1.0198 | 1.0198 | 1.0198 | 1.0198 | 1.0198 | 1.0198 | 1.0198 | 1.0198 | 1.0198 | 1.0198 | 1.0198 | 1.0198 | 1.0198 | 1.0198 | 1.0198 | 1.0198 | 1.0198 | 1.0198 | 1.0198 | 1.0198 | 1.0198 | 1.0198 | 1.0198 | 1.0198 | 1.0198 | 1.0198 | 1.0198 | 1.0198 | 1.0198 | 1.0198 | 1.0198 | 1.0198 | 1.0198 | 1.0198 | 1.0198 | 1.0198 | 1.0198 | 1.0198 | 1.0198 | 1.0198 | 1.0198 | 1.0198 | 1.0198 | 1.0198 | 1.0198 | 1.0198 | 1.0198 | 1.0198 | 1.0198 | 1.0198 | 1.0198 | 1.0198 | 1.0198 | 1.0198 | 1.0198 | 1.0198 | 1.0198 | 1.0198 | 1.0198 | 1.0198 | 1.0198 | 1.0198 | 1.0198 | 1.0198 | 1.0198 | 1.0198 | 1.0198 | 1.0198 | 1.0198 | 1.0198 | 1.0198 | 1.0198 | 1.0198 | 1.0198 | 1.0198 | 1.0198 | 1.0198 | 1.0198 | 1.0198 | 1.0198 | 1.0198 | 1.0198 | 1.0198 | 1.0198 | 1.0198 | 1.0198 | 1.0198 | 1.0198 | 1.0198 | 1.0198 | 1.0198 | 1.0198 | 1.0198 | 1.0198 | 1.0198 | 1.0198 | 1.0198 | 1.0198 | 1.0198 | 1.0198 | 1.0198 | 1.0198 | 1.0198 | 1.0198 | 1.0198 | 1.0198 | 1.0198 | 1.0198 | 1.0198 | 1.0198 | 1.0198 | 1.0198 | 1.0198 | 1.0198 | 1.0198 | 1.0198 | 1.0198 | 1.0198 | 1.0198 | 1.0198 | 1.0198 | 1.0198 | 1.0198 | 1.0198 | 1.0198 | 1.0198 | 1.0198 | 1.0198 | 1.0198 | 1.0198 | 1.0198 | 1.0198 | 1.0198 | 1.0198 | 1.0198 | 1.0198 | 1.0198 | 1.0198 | 1.0198 | 1.0198 | 1.0198 | 1.0198 | 1.0198 | 1.0198 | 1.0198 | 1.0198 | 1.0198 | 1.0198 | 1.0198 | 1.0198 | 1.0198 | 1.0198 | 1.0198 | 1.0198 | 1.0198 | 1.0198 | 1.0198 | 1.0198 | 1.0198 | 1.0198 | 1.0198 | 1.0198 | 1.0198 | 1.0198 | 1.0198 | 1.0198 | 1.0198 | 1.0198 | 1.0198 | 1.0198 | 1.0198 | 1.0198 | 1.0198 | 1.0198 | 1.0198 | 1.0198 | 1.0198 | 1.0198 | 1.0198 | 1.0198 | 1.0198 | 1.0198 | 1.0198 | 1.0198 | 1.0198 | 1.0198 | 1.0198 | 1.0198 | 1.0198 | 1.0198 | 1.0198 | 1.0198 | 1.0198 | 1.0198 | 1.0198 | 1.0198 | 1.0198 | 1.0198 | 1.0198 | 1.0198 | 1.0198 | 1.0198 | 1.0198 | 1.0198 | 1.0198 | 1.0198 | 1.0198 | 1.0198 | 1.0198 | 1.0198 | 1.0198 | 1.0198 | 1.0198 | 1.0198 | 1.0198 | 1.0198 | 1.0198 | 1.0198 | 1.0198 | 1.0198 | 1.0198 | 1.0198 | 1.0198 | 1.0198 | 1.0198 | 1.0198 | 1.0198 | 1.0198 | 1.0198 | 1.0198 | 1.0198 | 1.0198 | 1.0198 | 1.0198 | 1.0198 | 1.0198 | 1.0198 | 1.0198 | 1.0198 | 1.0198 | 1.0198 | 1.0198 | 1.0198 | 1.0198 | 1.0198 | 1.0198 | 1.0198 | 1.0198 | 1.0198 | 1.0198 | 1.0198 | 1.0198 | 1.0198 | 1.0198 | 1.0198 | 1.0198 | 1.0198 | 1.0198 | 1.0198 | 1.0198 | 1.0198 | 1.0198 | 1.0198 | 1.0198 | 1.0198 | 1.0198 | 1.0198 | 1.0198 | 1.0198 | 1.0198 | 1.0198 | 1.0198 | 1.0198 | 1.0198 | 1.0198 | 1.0198 | 1.0198 | 1.0198 | 1.0198 | 1.0198 | 1.0198 | 1.0198 | 1.0198 | 1.0198 | 1.0198 | 1.0198 | 1.0198 | 1.0198 | 1.0198 | 1.0198 | 1.0198 | 1.0198 | 1.0198 | 1.0198 | 1.0198 | 1.0198 | 1.0198 | 1.0198 | 1.0198 | 1.0198 | 1.0198 | 1.0198 | 1.0198 | 1.0198 | 1.0198 | 1.0198 | 1.0198 | 1.0198 | 1.0198 | 1.0198 | 1.0198 | 1.0198 | 1.0198 | 1.0198 | 1.0198 | 1.0198 | 1.0198 | 1.0198 | 1.0198 | 1.0198 | 1.0198 | 1.0198 | 1.0198 | 1.0198 | 1.0198 | 1.0198 | 1.0198 | 1.0198 | 1.0198 | 1.0198 | 1.0198 | 1.0198 | 1.0198 | 1.0198 | 1.0198 | 1.0198 | 1.0198 | 1.0198 | 1.0198 | 1.0198 | 1.0198 | 1.0198 | 1.0198 | 1.0198 | 1.0198 | 1.0198 | 1.0198 | 1.0198 | 1.0198 | 1.0198 | 1.0198 | 1.0198 | 1.0198 | 1.0198 | 1.0198 | 1.0198 | 1.0198 | 1.0198 | 1.0198 | 1.0198 | 1.0198 | 1.0198 | 1.0198 | 1.0198 | 1.0198 | 1.0198 | 1.0198 | 1.0198 | 1.0198 | 1.0198 | 1.0198 | 1.0198 | 1.0198 | 1.0198 | 1.0198 | 1.0198 | 1.0198 | 1.0198 | 1.0198 | 1.0198 | 1.0198 | 1.0198 | 1.0198 | 1.0198 | 1.0198 | 1.0198 | 1.0198 | 1.0198 | 1.0198 | 1.0198 | 1.0198 | 1.0198 | 1.0198 | 1.0198 | 1.0198 | 1.0198 | 1.0198 | 1.0198 | 1.0198 | 1.0198 | 1.0198 | 1.0198 | 1.0198 | 1.0198 | 1.0198 | 1.0198 | 1.0198 | 1.0198 | 1.0198 | 1.0198 | 1.0198 | 1.0198 | 1.0198 | 1.0198 | 1.0198 | 1.0198 | 1.0198 | 1.0198 | 1.0198 | 1.0198 | 1.0198 | 1.0198 | 1.0198 | 1.0198 | 1.0198 | 1.0198 | 1.0198 | 1.0198 | 1.0198 | 1.0198 | 1.0198 | 1.0198 | 1.0198 | 1.0198 | 1.0198 | 1.0198 | 1.0198 | 1.0198 | 1.0198 | 1.0198 | 1.0198 | 1.0198 | 1.0198 | 1.0198 | 1.0198 | 1.0198 | 1.0198 | 1.0198 | 1.0198 | 1.0198 | 1.0198 | 1.0198 | 1.0198 | 1.0198 | 1.0198 | 1.0198 | 1.0198 | 1.0198 | 1.0198 | 1.0198 | 1.0198 | 1.0198 | 1.0198 | 1.0198 | 1.0198 | 1.0198 | 1.0198 | 1.0198 | 1.0198 | 1.0198 | 1.0198 | 1.0198 | 1.0198 | 1.0198 | 1.0198 | 1.0198 | 1.0198 | 1.0198 | 1.0198 | 1.0198 | 1.0198 | 1.0198 | 1.0198 | 1.0198 | 1.0198 | 1.0198 | 1.0198 | 1.0198 | 1.0198 | 1.0198 | 1.0198 | 1.0198 | 1.0198 | 1.0198 | 1.0198 | 1.0198 | 1.0198 | 1.0198 | 1.0198 | 1.0198 | 1.0198 | 1.0198 | 1.0198 | 1.0198 | 1.0198 | 1.0198 | 1.0198 | 1.0198 | 1.0198 | 1.0198 | 1.0198 | 1.0198 | 1.0198 | 1.0198 | 1.0198 | 1.0198 | 1.0198 | 1.0198 | 1.0198 | 1.0198 | 1.0198 | 1.0198 | 1.0198 | 1.0198 | 1.0198 | 1.0198 | 1.0198 | 1.0198 | 1.0198 | 1.0198 | 1.0198 | 1.0198 | 1.0198 | 1.0198 | 1.0198 | 1.0198 | 1.0198 | 1.0198 | 1.0198 | 1.0198 | 1.0198 | 1.0198 | 1.0198 | 1.0198 | 1.0198 | 1.0198 | 1.0198 | 1.0198 | 1.0198 | 1.0198 | 1.0198 | 1.0198 | 1.0198 | 1.0198 | 1.0198 | 1.0198 | 1.0198 | 1.0198 | 1.0198 | 1.0198 | 1.0198 | 1.0198 | 1.0198 | 1.0198 | 1.0198 | 1.0198 | 1.0198 | 1.0198 | 1.0198 | 1.0198 | 1.0198 | 1.0198 | 1.0198 | 1.0198 | 1.0198 | 1.0198 | 1.0198 | 1.0198 | 1.0198 | 1.0198 | 1.0198 | 1.0198 | 1.0198 | 1.0198 | 1.0198 | 1.0198 | 1.0198 | 1.0198 | 1.0198 | 1.0198 | 1.0198 | 1.0198 | 1.0198 | 1.0198 | 1.0198 | 1.0198 | 1.0198 | 1.0198 | 1.0198 | 1.0198 | 1.0198 | 1.0198 | 1.0198 | 1.0198 | 1.0198 | 1.0198 | 1.0198 | 1.0198 | 1.0198 | 1.0198 | 1.0198 | 1.0198 | 1.0198 | 1.0198 | 1.0198 | 1.0198 | 1.0198 | 1.0198 | 1.0198 | 1.0198 | 1.0198 | 1.0198 | 1.0198 | 1.0198 | 1.0198 | 1.0198 | 1.0198 | 1.0198 | 1.0198 | 1.0198 | 1.0198 | 1.0198 | 1.0198 | 1.0198 | 1.0198 | 1.0198 | 1.0198 | 1.0198 | 1.0198 | 1.0198 | 1.0198 | 1.0198 | 1.0198 | 1.0198 | 1.0198 | 1.0198 | 1.0198 | 1.0198 | 1.0198 | 1.0198 | 1.0198 | 1.0198 | 1.0198 | 1.0198 | 1.0198 | 1.0198 | 1.0198 | 1.0198 | 1.0198 | 1.0198 | 1.0198 | 1.0198 | 1.0198 | 1.0198 | 1.0198 | 1.0198 | 1.0198 | 1.0198 | 1.0198 | 1.0198 | 1.0198 | 1.0198 | 1.0198 | 1.0198 | 1.0198 | 1.0198 | 1.0198 | 1.0198 | 1.0198 | 1.0198 | 1.0198 | 1.0198 | 1.0198 | 1.0198 | 1.0198 | 1.0198 | 1.0198 | 1.0198 | 1.0198 | 1.0198 | 1.0198 | 1.0198 | 1.0198 | 1.0198 | 1.0198 | 1.0198 | 1.0198 | 1.0198 | 1.0198 | 1.0198 | 1.0198 | 1.0198 | 1.0198 | 1.0198 | 1.0198 | 1.0198 | 1.0198 | 1.0198 | 1.0198 | 1.0198 | 1.0198 | 1.0198 | 1.0198 | 1.0198 | 1.0198 | 1.0198 | 1.0198 | 1.0198 | 1.0198 | 1.0198 | 1.0198 | 1.0198 | 1.0198 | 1.0198 | 1.0198 | 1.0198 | 1.0198 | 1.0198 | 1.0198 | 1.0198 | 1.0198 | 1.0198 | 1.0198 | 1.0198 | 1.0198 | 1.0198 | 1.0198 | 1.0198 | 1.0198 | 1.0198 | 1.0198 | 1.0198 | 1.0198 | 1.0198 | 1.0198 | 1.0198 | 1.0198 | 1.0198 | 1.0198 | 1.0198 | 1.0198 | 1.0198 | 1.0198 | 1.0198 | 1.0198 | 1.0198 | 1.0198 | 1.0198 | 1.0198 | 1.0198 | 1.0198 | 1.0198 | 1.0198 | 1.0198 | 1.0198 | 1.0198 | 1.0198 | 1.0198 | 1.0198 | 1.0198 | 1.0198 | 1.0198 | 1.0198 | 1.0198 | 1.0198 | 1.0198 | 1.0198 | 1.0198 | 1.0198 | 1.0198 | 1.0198 | 1.0198 | 1.0198 | 1.0198 | 1.0198 | 1.0198 | 1.0198 | 1.0198 | 1.0198 | 1.0198 | 1.0198 | 1.0198 | 1.0198 | 1.0198 | 1.0198 | 1.0198 | 1.0198 | 1.0198 | 1.0198 | 1.0198 | 1.0198 | 1.0198 | 1.0198 | 1.0198 | 1.0198 | 1.0198 | 1.0198 | 1.0198 | 1.0198 | 1.0198 | 1.0198 | 1.0198 | 1.0198 | 1.0198 | 1.0198 | 1.0198 | 1.0198 | 1.0198 | 1.0198 | 1.0198 | 1.0198 | 1.0198 | 1.0198 | 1.0198 | 1.0198 | 1.0198 | 1.0198 | 1.0198 | 1.0198 | 1.0198 | 1.0198 | 1.0198 | 1.0198 | 1.0198 | 1.0198 | 1.0198 | 1.0198 | 1.0198 | 1.0198 | 1.0198 | 1.0198 | 1.0198 | 1.0198 | 1.0198 | 1.0198 | 1.0198 | 1.0198 | 1.0198 | 1.0198 | 1.0198 | 1.0198 | 1.0198 | 1.0198 | 1.0198 | 1.0198 | 1.0198 | 1.0198 | 1.0198 | 1.0198 | 1.0198 | 1.0198 | 1.0198 | 1.0198 | 1.0198 | 1.0198 | 1.0198 | 1.0198 | 1.0198 | 1.0198 | 1.0198 | 1.0198 | 1.0198 | 1.0198 | 1.0198 | 1.0198 | 1.0198 | 1.0198 | 1.0198 | 1.0198 | 1.0198 | 1.0198 | 1.0198 | 1.0198 | 1.0198 | 1.0198 | 1.0198 | 1.0198 | 1.0198 | 1.0198 | 1.0198 | 1.0198 | 1.0198 | 1.0198 | 1.0198 | 1.0198 | 1.0198 | 1.0198 | 1.0198 | 1.0198 | 1.0198 | 1.0198 | 1.0198 | 1.0198 | 1.0198 | 1.0198 | 1.0198 | 1.0198 | 1.0198 | 1.0198 | 1.0198 | 1.0198 | 1.0198 | 1.0198 | 1.0198 | 1.0198 | 1.0198 | 1.0198 | 1.0198 | 1.0198 | 1.0198 | 1.0198 | 1.0198 | 1.0198 | 1.0198 | 1.0198 | 1.0198 | 1.0198 | 1.0198 | 1.0198 | 1.0198 | 1.0198 | 1.0198 | 1.0198 | 1.0198 | 1.0198 | 1.0198 | 1.0198 | 1.0198 | 1.0198 | 1.0198 | 1.0198 | 1.0198 | 1.0198 | 1.0198 | 1.0198 | 1.0198 | 1.0198 | 1.0198 | 1.0198 | 1.0198 | 1.0198 | 1.0198 | 1.0198 | 1.0198 | 1.0198 | 1.0198 | 1.0198 | 1.0198 | 1.0198 | 1.0198 | 1.0198 | 1.0198 | 1.0198 | 1.0198 | 1.0198 | 1.0198 | 1.0198 | 1.0198 | 1.0198 | 1.0198 | 1.0198 | 1.0198 | 1.0198 | 1.0198 | 1.0198 | 1.0198 | 1.0198 | 1.0198 | 1.0198 | 1.0198 | 1.0198 | 1.0198 | 1.0198 | 1.0198 | 1.0198 | 1.0198 | 1.0198 | 1.0198 | 1.0198 | 1.0198 | 1.0198 | 1.0198 | 1.0198 | 1.0198 | 1.0198 | 1.0198 | 1.0198 | 1.0198 | 1.0198 | 1.0198 | 1.0198 | 1.0198 | 1.0198 | 1.0198 | 1.0198 | 1.0198 | 1.0198 | 1.0198 | 1.0198 | 1.0198 | 1.0198 | 1.0198 | 1.0198 | 1.0198 | 1.0198 | 1.0198 | 1.0198 | 1.0198 | 1.0198 | 1.0198 | 1.0198 | 1.0198 | 1.0198 | 1.0198 | 1.0198 | 1.0198 | 1.0198 | 1.0198 | 1.0198 | 1.0198 | 1.0198 | 1.0198 | 1.0198 | 1.0198 | 1.0198 | 1.0198 | 1.0198 | 1.0198 | 1.0198 | 1.0198 | 1.0198 | 1.0198 | 1.0198 | 1.0198 | 1.0198 | 1.0198 | 1.0198 | 1.0198 | 1.0198 | 1.0198 | 1.0198 | 1.0198 | 1.0198 | 1.0198 | 1.0198 | 1.0198 | 1.0198 | 1.0198 | 1.0198 | 1.0198 | 1.0198 | 1.0198 | 1.0198 | 1.0198 | 1.0198 | 1.0198 | 1.0198 | 1.0198 | 1.0198 | 1.0198 | 1.0198 | 1.0198 | 1.0198 | 1.0198 | 1.0198 | 1.0198 | 1.0198 | 1.0198 | 1.0198 | 1.0198 | 1.0198 | 1.0198 | 1.0198 | 1.0198 | 1.0198 | 1.0198 | 1.0198 | 1.0198 | 1.0198 | 1.0198 | 1.0198 | 1.0198 | 1.0198 | 1.0198 | 1.0198 | 1.0198 | 1.0198 | 1.0198 | 1.0198 | 1.0198 | 1.0198 | 1.0198 | 1.0198 | 1.0198 | 1.0198 | 1.0198 | 1.0198 | 1.0198 | 1.0198 | 1.0198 | 1.0198 | 1.0198 | 1.0198 | 1.0198 | 1.0198 | 1.0198 | 1.0198 | 1.0198 | 1.0198 | 1.0198 | 1.0198 | 1.0198 | 1.0198 | 1.0198 | 1.0198 | 1.0198 | 1.0198 | 1.0198 | 1.0198 | 1.0198 | 1.0198 | 1.0198 | 1.0198 | 1.0198 | 1.0198 | 1.0198 | 1.0198 | 1.0198 | 1.0198 | 1.0198 | 1.0198 | 1.0198 | 1.0198 | 1.0198 | 1.0198 | 1.0198 | 1.0198 | 1.0198 | 1.0198 | 1.0198 | 1.0198 | 1.0198 | 1.0198 | 1.0198 | 1.0198 | 1.0198 | 1.0198 | 1.0198 | 1.0198 | 1.0198 | 1.0198 | 1.0198 | 1.0198 | 1.0198 | 1.0198 | 1.0198 | 1.0198 | 1.0198 | 1.0198 | 1.0198 | 1.0198 | 1.0198 | 1.0198 | 1.0198 | 1.0198 | 1.0198 | 1.0198 | 1.0198 | 1.0198 | 1.0198 | 1.0198 | 1.0198 | 1.0198 | 1.0198 | 1.0198 | 1.0198 | 1.0198 | 1.0198 | 1.0198 | 1.0198 | 1.0198 | 1.0198 | 1.0198 | 1.0198 | 1.0198 | 1.0198 | 1.0198 | 1.0198 | 1.0198 | 1.0198 | 1.0198 | 1.0198 | 1.0198 | 1.0198 | 1.0198 | 1.0198 | 1.0198 | 1.0198 | 1.0198 | 1.0198 | 1.0198 | 1.0198 | 1.0198 | 1.0198 | 1.0198 | 1.0198 | 1.0198 | 1.0198 | 1.0198 | 1.0198 | 1.0198 | 1.0198 | 1.0198 | 1.0198 | 1.0198 | 1.0198 | 1.0198 | 1.0198 | 1.0198 | 1.0198 | 1.0198 | 1.0198 | 1.0198 | 1.0198 | 1.0198 | 1.0198 | 1.0198 | 1.0198 | 1.0198 | 1.0198 | 1.0198 | 1.0198 | 1.0198 | 1.0198 | 1.0198 | 1.0198 | 1.0198 | 1.0198 | 1.0198 | 1.0198 | 1.0198 | 1.0198 | 1.0198 | 1.0198 | 1.0198 | 1.0198 | 1.0198 | 1.0198 | 1.0198 | 1.0198 | 1.0198 | 1.0198 | 1.0198 | 1.0198 | 1.0198 | 1.0198 | 1.0198 | 1.0198 | 1.0198 | 1.0198 | 1.0198 | 1.0198 | 1.0198 | 1.0198 | 1.0198 | 1.0198 | 1.0198 | 1.0198 | 1.0198 | 1.0198 | 1.0198 | 1.0198 | 1.0198 | 1.0198 | 1.0198 | 1.0198 | 1.0198 | 1.0198 | 1.0198 | 1.0198 | 1.0198 | 1.0198 | 1.0198 | 1.0198 | 1.0198 | 1.0198 | 1.0198 | 1.0198 | 1.0198 | 1.0198 | 1.0198 | 1.0198 | 1.0198 | 1.0198 | 1.0198 | 1.0198 | 1.0198 | 1.0198 | 1.0198 | 1.0198 | 1.0198 | 1.0198 | 1.0198 | 1.0198 | 1.0198 | 1.0198 | 1.0198 | 1.0198 | 1.0198 | 1.0198 | 1.0198 | 1.0198 | 1.0198 | 1.0198 | 1.0198 | 1.0198 | 1.0198 | 1.0198 | 1.0198 | 1.0198 | 1.0198 | 1.0198 | 1.0198 | 1.0198 | 1.0198 | 1.0198 | 1.0198 | 1.0198 | 1.0198 | 1.0198 | 1.0198 | 1.0198 | 1.0198 | 1.0198 | 1.0198 | 1.0198 | 1.0198 | 1.0198 | 1.0198 | 1.0198 | 1.0198 | 1.0198 | 1.0198 | 1.0198 | 1.0198 | 1.0198 | 1.0198 | 1.0198 | 1.0198 | 1.0198 | 1.0198 | 1.0198 | 1.0198 | 1.0198 | 1.0198 | 1.0198 | 1.0198 | 1.0198 | 1.0198 | 1.0198 | 1.0198 | 1.0198 | 1.0198 | 1.0198 | 1.0198 | 1.0198 | 1.0198 | 1.0198 | 1.0198 | 1.0198 | 1.0198 | 1.0198 | 1.0198 | 1.0198 | 1.0198 | 1.0198 | 1.0198 | 1.0198 | 1.0198 | 1.0198 | 1.0198 | 1.0198 | 1.0198 | 1.0198 | 1.0198 | 1.0198 | 1.0198 | 1.0198 | 1.0198 | 1.0198 | 1.0198 | 1.0198 | 1.0198 | 1.0198 | 1.0198 | 1.0198 | 1.0198 | 1.0198 | 1.0198 | 1.0198 | 1.0198 | 1.0198 | 1.0198 | 1.0198 | 1.0198 | 1.0198 | 1.0198 | 1.0198 | 1.0198 | 1.0198 | 1.0198 | 1.0198 | 1.0198 | 1.0198 | 1.0198 | 1.0198 | 1.0198 | 1.0198 | 1.0198 | 1.0198 | 1.0198 | 1.0198 | 1.0198 | 1.0198 | 1.0198 | 1.0198 | 1.0198 | 1.0198 | 1.0198 | 1.0198 | 1.0198 | 1.0198 | 1.0198 | 1.0198 | 1.0198 | 1.0198 | 1.0198 | 1.0198 | 1.0198 | 1.0198 | 1.0198 | 1.0198 | 1.0198 | 1.0198 | 1.0198 | 1.0198 | 1.0198 | 1.0198 | 1.0198 | 1.0198 | 1.0198 | 1.0198 | 1.0198 | 1.0198 | 1.0198 | 1.0198 | 1.0198 | 1.0198 | 1.0198 | 1.0198 | 1.0198 | 1.0198 | 1.0198 | 1.0198 | 1.0198 | 1.0198 | 1.0198 | 1.0198 | 1.0198 | 1.0198 | 1.0198 | 1.0198 | 1.0198 | 1.0198 | 1.0198 | 1.0198 | 1.0198 | 1.0198 | 1.0198 | 1.0198 | 1.0198 | 1.0198 | 1.0198 | 1.0198 | 1.0198 | 1.0198 | 1.0198 | 1.0198 | 1.0198 | 1.0198 | 1.0198 | 1.0198 | 1.0198 | 1.0198 | 1.0198 | 1.0198 | 1.0198 | 1.0198 | 1.0198 | 1.0198 | 1.0198 | 1.0198 | 1.0198 | 1.0198 | 1.0198 | 1.0198 | 1.0198 | 1.0198 | 1.0198 | 1.0198 | 1.0198 | 1.0198 | 1.0198 | 1.0198 | 1.0198 | 1.0198 | 1.0198 | 1.0198 | 1.0198 | 1.0198 | 1.0198 | 1.0198 | 1.0198 | 1.0198 | 1.0198 | 1.0198 | 1.0198 | 1.0198 | 1.0198 | 1.0198 | 1.0198 | 1.0198 | 1.0198 | 1.0198 | 1.0198 | 1.0198 | 1.0198 | 1.0198 | 1.0198 | 1.0198 | 1.0198 | 1.0198 | 1.0198 | 1.0198 | 1.0198 | 1.0198 | 1.0198 | 1.0198 | 1.0198 | 1.0198 | 1.0198 | 1.0198 | 1.0198 | 1.0198 | 1.0198 | 1.0198 | 1.0198 | 1.0198 | 1.0198 | 1.0198 | 1.0198 | 1.0198 | 1.0198 | 1.0198 | 1.0198 | 1.0198 | 1.0198 | 1.0198 | 1.0198 | 1.0198 | 1.0198 | 1.0198 | 1.0198 | 1.0198 | 1.0198 | 1.0198 | 1.0198 | 1.0198 | 1.0198 | 1.0198 | 1.0198 | 1.0198 | 1.0198 | 1.0198 | 1.0198 | 1.0198 | 1.0198 | 1.0198 | 1.0198 | 1.0198 | 1.0198 | 1.0198 | 1.0198 | 1.0198 | 1.0198 | 1.0198 | 1.0198 | 1.0198 | 1.0198 | 1.0198 | 1.0198 | 1.0198 | 1.0198 | 1.0198 | 1.0198 | 1.0198 | 1.0198 | 1.0198 | 1.0198 | 1.0198 | 1.0198 | 1.0198 | 1.0198 | 1.0198 | 1.0198 | 1.0198 | 1.0198 | 1.0198 | 1.0198 | 1.0198 | 1.0198 | 1.0198 | 1.0198 | 1.0198 | 1.0198 | 1.0198 | 1.0198 | 1.0198 | 1.0198 | 1.0198 | 1.0198 | 1.0198 | 1.0198 | 1.0198 | 1.0198 | 1.0198 | 1.0198 | 1.0198 | 1.0198 | 1.0198 | 1.0198 | 1.0198 | 1.0198 | 1.0198 | 1.0198 | 1.0198 | 1.0198 | 1.0198 | 1.0198 | 1.0198 | 1.0198 | 1.0198 | 1.0198 | 1.0198 | 1.0198 | 1.0198 | 1.0198 | 1.0198 | 1.0198 | 1.0198 | 1.0198 | 1.0198 | 1.0198 | 1.0198 | 1.0198 | 1.0198 | 1.0198 | 1.0198 | 1.0198 | 1.0198 | 1.0198 | 1.0198 | 1.0198 | 1.0198 | 1.0198 | 1.0198 | 1.0198 | 1.0198 | 1.0198 | 1.0198 | 1.0198 | 1.0198 | 1.0198 | 1.0198 | 1.0198 | 1.0198 | 1.0198 | 1.0198 | 1.0198 | 1.0198 | 1.0198 | 1.0198 | 1.0198 | 1.0198 | 1.0198 | 1.0198 | 1.0198 | 1.0198 | 1.0198 | 1.0198 | 1.0198 | 1.0198 | 1.0198 | 1.0198 | 1.0198 | 1.0198 | 1.0198 | 1.0198 | 1.0198 | 1.0198 | 1.0198 | 1.0198 | 1.0198 | 1.0198 | 1.0198 | 1.0198 | 1.0198 | 1.0198 | 1.0198 | 1.0198 | 1.0198 | 1.0198 | 1.0198 | 1.0198 | 1.0198 | 1.0198 | 1.0198 | 1.0198 | 1.0198 | 1.0198 | 1.0198 | 1.0198 | 1.0198 | 1.0198 | 1.0198 | 1.0198 | 1.0198 | 1.0198 | 1.0198 | 1.0198 | 1.0198 | 1.0198 | 1.0198 | 1.0198 | 1.0198 | 1.0198 | 1.0198 | 1.0198 | 1.0198 | 1.0198 | 1.0198 | 1.0198 | 1.0198 | 1.0198 | 1.0198 | 1.0198 | 1.0198 | 1.0198 | 1.0198 | 1.0198 | 1.0198 | 1.0198 | 1.0198 | 1.0198 | 1.0198 | 1.0198 | 1.0198 | 1.0198 | 1.0198 | 1.0198 | 1.0198 | 1.0198 | 1.0198 | 1.0198 | 1.0198 | 1.0198 | 1.0198 | 1.0198 | 1.0198 | 1.0198 | 1.0198 | 1.0198 | 1.0198 | 1.0198 | 1.0198 | 1.0198 | 1.0198 | 1.0198 | 1.0198 | 1.0198 | 1.0198 | 1.0198 | 1.0198 | 1.0198 | 1.0198 | 1.0198 | 1.0198 | 1.0198 | 1.0198 | 1.0198 | 1.0198 | 1.0198 | 1.0198 | 1.0198 | 1.0198 | 1.0198 | 1.0198 | 1.0198 | 1.0198 | 1.0198 | 1.0198 | 1.0198 | 1.0198 | 1.0198 | 1.0198 | 1.0198 | 1.0198 | 1.0198 | 1.0198 | 1.0198 | 1.0198 | 1.0198 | 1.0198 | 1.0198 | 1.0198 | 1.0198 | 1.0198 | 1.0198 | 1.0198 | 1.0198 | 1.0198 | 1.0198 | 1.0198 | 1.0198 | 1.0198 | 1.0198 | 1.0198 | 1.0198 | 1.0198 | 1.0198 | 1.0198 | 1.0198 | 1.0198 | 1.0198 | 1.0198 | 1.0198 | 1.0198 | 1.0198 | 1.0198 | 1.0198 | 1.0198 | 1.0198 | 1.0198 | 1.0198 | 1.0198 | 1.0198 | 1.0198 | 1.0198 | 1.0198 | 1.0198 | 1.0198 | 1.0198 | 1.0198 | 1.0198 | 1.0198 | 1.0198 | 1.0198 | 1.0198 | 1.0198 | 1.0198 | 1.0198 | 1.0198 | 1.0198 | 1.0198 | 1.0198 | 1.0198 | 1.0198 | 1.0198 | 1.0198 | 1.0198 | 1.0198 | 1.0198 | 1.0198 | 1.0198 | 1.0198 | 1.0198 | 1.0198 | 1.0198 | 1.0198 | 1.0198 | 1.0198 | 1.0198 | 1.0198 | 1.0198 | 1.0198 | 1.0198 | 1.0198 | 1.0198 | 1.0198 | 1.0198 | 1.0198 | 1.0198 | 1.0198 | 1.0198 | 1.0198 | 1.0198 | 1.0198 | 1.0198 | 1.0198 | 1.0198 | 1.0198 | 1.0198 | 1.0198 | 1.0198 | 1.0198 | 1.0198 | 1.0198 | 1.0198 | 1.0198 | 1.0198 | 1.0198 | 1.0198 | 1.0198 | 1.0198 | 1.0198 | 1.0198 | 1.0198 | 1.0198 | 1.0198 | 1.0198 | 1.0198 | 1.0198 | 1.0198 | 1.0198 | 1.0198 | 1.0198 | 1.0198 | 1.0198 | 1.0198 | 1.0198 | 1.0198 | 1.0198 | 1.0198 | 1.0198 | 1.0198 | 1.0198 | 1.0198 | 1.0198 | 1.0198 | 1.0198 | 1.0198 | 1.0198 | 1.0198 | 1.0198 | 1.0198 | 1.0198 | 1.0198 | 1.0198 | 1.0198 | 1.0198 | 1.0198 | 1.0198 | 1.0198 | 1.0198 | 1.0198 | 1.0198 | 1.0198 | 1.0198 | 1.0198 | 1.0198 | 1.0198 | 1.0198 | 1.0198 | 1.0198 | 1.0198 | 1.0198 | 1.0198 | 1.0198 | 1.0198 | 1.0198 | 1.0198 | 1.0198 | 1.0198 | 1.0198 | 1.0198 | 1.0198 | 1.0198 | 1.0198 | 1.0198 | 1.0198 | 1.0198 | 1.0198 | 1.0198 | 1.0198 | 1.0198 | 1.0198 | 1.0198 | 1.0198 | 1.0198 | 1.0198 | 1.0198 | 1.0198 | 1.0198 | 1.0198 | 1.0198 | 1.0198 | 1.0198 | 1.0198 | 1.0198 | 1.0198 | 1.0198 | 1.0198 | 1.0198 | 1.0198 | 1.0198 | 1.0198 | 1.0198 | 1.0198 | 1.0198 | 1.0198 | 1.0198 | 1.0198 | 1.0198 | 1.0198 | 1.0198 | 1.0198 | 1.0198 | 1.0198 | 1.0198 | 1.0198 | 1.0198 | 1.0198 | 1.0198 | 1.0198 | 1.0198 | 1.0198 | 1.0198 | 1.0198 | 1.0198 | 1.0198 | 1.0198 | 1.0198 | 1.0198 | 1.0198 | 1.0198 | 1.0198 | 1.0198 | 1.0198 | 1.0198 | 1.0198 | 1.0198 | 1.0198 | 1.0198 | 1.0198 | 1.0198 | 1.0198 | 1.0198 | 1.0198 | 1.0198 | 1.0198 | 1.0198 | 1.0198 | 1.0198 | 1.0198 | 1.0198 | 1.0198 | 1.0198 | 1.0198 | 1.0198 | 1.0198 | 1.0198 | 1.0198 | 1.0198 | 1.0198 | 1.0198 | 1.0198 | 1.0198 | 1.0198 | 1.0198 | 1.0198 | 1.0198 | 1.0198 | 1.0198 | 1.0198 | 1.0198 | 1.0198 | 1.0198 | 1.0198 | 1.0198 | 1.0198 | 1.0198 | 1.0198 | 1.0198 | 1.0198 | 1.0198 | 1.0198 | 1.0198 | 1.0198 | 1.0198 | 1.0198 | 1.0198 | 1.0198 | 1.0198 | 1.0198 | 1.0198 | 1.0198 | 1.0198 | 1.0198 | 1.0198 | 1.0198 | 1.0198 | 1.0198 | 1.0198 | 1.0198 | 1.0198 | 1.0198 | 1.0198 | 1.0198 | 1.0198 | 1.0198 | 1.0198 | 1.0198 | 1.0198 | 1.0198 | 1.0198 | 1.0198 | 1.0198 | 1.0198 | 1.0198 | 1.0198 | 1.0198 | 1.0198 | 1.0198 | 1.0198 | 1.0198 | 1.0198 | 1.0198 | 1.0198 | 1.0198 | 1.0198 | 1.0198 | 1.0198 | 1.0198 | 1.0198 | 1.0198 | 1.0198 | 1.0198 | 1.0198 | 1.0198 | 1.0198 | 1.0198 | 1.0198 | 1.0198 | 1.0198 | 1.0198 | 1.0198 | 1.0198 | 1.0198 | 1.0198 | 1.0198 | 1.0198 | 1.0198 | 1.0198 | 1.0198 | 1.0198 | 1.0198 | 1.0198 | 1.0198 | 1.0198 | 1.0198 | 1.0198 | 1.0198 | 1.0198 | 1.0198 | 1.0198 | 1.0198 | 1.0198 | 1.0198 | 1.0198 | 1.0198 | 1.0198 | 1.0198 | 1.0198 | 1.0198 | 1.0198 | 1.0198 | 1.0198 | 1.0198 | 1.0198 | 1.0198 | 1.0198 | 1.0198 | 1.0198 | 1.0198 | 1.0198 | 1.0198 | 1.0198 | 1.0198 | 1.0198 | 1.0198 | 1.0198 | 1.0198 | 1.0198 | 1.0198 | 1.0198 | 1.0198 | 1.0198 | 1.0198 | 1.0198 | 1.0198 | 1.0198 | 1.0198 | 1.0198 | 1.0198 | 1.0198 | 1.0198 | 1.0198 | 1.0198 | 1.0198 | 1.0198 | 1.0198 | 1.0198 | 1.0198 | 1.0198 | 1.0198 | 1.0198 | 1.0198 | 1.0198 | 1.0198 | 1.0198 | 1.0198 | 1.0198 | 1.0198 | 1.0198 | 1.0198 | 1.0198 | 1.0198 | 1.0198 | 1.0198 | 1.0198 | 1.0198 | 1.0198 | 1.0198 | 1.0198 | 1.0198 | 1.0198 | 1.0198 | 1.0198 | 1.0198 | 1.0198 | 1.0198 | 1.0198 | 1.0198 | 1.0198 | 1.0198 | 1.0198 | 1.0198 | 1.0198 | 1.0198 | 1.0198 | 1.0198 | 1.0198 | 1.0198 | 1.0198 | 1.0198 | 1.0198 | 1.0198 | 1.0198 | 1.0198 | 1.0198 | 1.0198 | 1.0198 | 1.0198 | 1.0198 | 1.0198 | 1.0198 | 1.0198 | 1.0198 | 1.0198 | 1.0198 | 1.0198 | 1.0198 | 1.0198 | 1.0198 | 1.0198 | 1.0198 | 1.0198 | 1.0198 | 1.0198 | 1.0198 | 1.0198 | 1.0198 | 1.0198 | 1.0198 | 1.0198 | 1.0198 | 1.0198 | 1.0198 | 1.0198 | 1.0198 | 1.0198 | 1.0198 | 1.0198 | 1.0198 | 1.0198 | 1.0198 | 1.0198 | 1.0198 | 1.0198 | 1.0198 | 1.0198 | 1.0198 | 1.0198 | 1.0198 | 1.0198 | 1.0198 | 1.0198 | 1.0198 | 1.0198 | 1.0198 | 1.0198 | 1.0198 | 1.0198 | 1.0198 | 1.0198 | 1.0198 | 1.0198 | 1.0198 | 1.0198 | 1.0198 | 1.0198 | 1.0198 | 1.0198 | 1.0198 | 1.0198 | 1.0198 | 1.0198 | 1.0198 | 1.0198 | 1.0198 | 1.0198 | 1.0198 | 1.0198 | 1.0198 | 1.0198 | 1.0198 | 1.0198 | 1.0198 | 1.0198 | 1.0198 | 1.0198 | 1.0198 | 1.0198 | 1.0198 | 1.0198 | 1.0198 | 1.0198 | 1.0198 | 1.0198 | 1.0198 | 1.0198 | 1.0198 | 1.0198 | 1.0198 | 1.0198 | 1.0198 | 1.0198 | 1.0198 | 1.0198 | 1.0198 | 1.0198 | 1.0198 | 1.0198 | 1.0198 | 1.0198 | 1.0198 | 1.0198 | 1.0198 | 1.0198 | 1.0198 | 1.0198 | 1.0198 | 1.0198 | 1.0198 | 1.0198 | 1.0198 | 1.0198 | 1.0198 | 1.0198 | 1.0198 | 1.0198 | 1.0198 | 1.0198 | 1.0198 | 1.0198 | 1.0198 | 1.0198 | 1.0198 | 1.0198 | 1.0198 | 1.0198 | 1.0198 | 1.0198 | 1.0198 | 1.0198 | 1.0198 | 1.0198 | 1.0198 | 1.0198 | 1.0198 | 1.0198 | 1.0198 | 1.0198 | 1.0198 | 1.0198 | 1.0198 | 1.0198 | 1.0198 | 1.0198 | 1.0198 | 1.0198 | 1.0198 | 1.0198 | 1.0198 | 1.0198 | 1.0198 | 1.0198 | 1.0198 | 1.0198 | 1.0198 | 1.0198 | 1.0198 | 1.0198 | 1.0198 | 1.0198 | 1.0198 | 1.0198 | 1.0198 | 1.0198 | 1.0198 | 1.0198 | 1.0198 | 1.0198 | 1.0198 | 1.0198 | 1.0198 | 1.0198 | 1.0198 | 1.0198 | 1.0198 | 1.0198 | 1.0198 | 1.0198 | 1.0198 | 1.0198 | 1.0198 | 1.0198 | 1.0198 | 1.0198 | 1.0198 | 1.0198 | 1.0198 | 1.0198 | 1.0198 | 1.0198 | 1.0198 | 1.0198 | 1.0198 | 1.0198 | 1.0198 | 1.0198 | 1.0198 | 1.0198 | 1.0198 | 1.0198 | 1.0198 | 1.0198 | 1.0198 | 1.0198 | 1.0198 | 1.0198 | 1.0198 | 1.0198 | 1.0198 | 1.0198 | 1.0198 | 1.0198 | 1.0198 | 1.0198 | 1.0198 | 1.0198 | 1.0198 | 1.0198 | 1.0198 | 1.0198 | 1.0198 | 1.0198 | 1.0198 | 1.0198 | 1.0198 | 1.0198 | 1.0198 | 1.0198 | 1.0198 | 1.0198 | 1.0198 | 1.0198 | 1.0198 | 1.0198 | 1.0198 | 1.0198 | 1.0198 | 1.0198 | 1.0198 | 1.0198 | 1.0198 | 1.0198 | 1.0198 | 1.0198 | 1.0198 | 1.0198 | 1.0198 | 1.0198 | 1.0198 | 1.0198 | 1.0198 | 1.0198 | 1.0198 | 1.0198 | 1.0198 | 1.0198 | 1.0198 | 1.0198 | 1.0198 | 1.0198 | 1.0198 | 1.0198 | 1.0198 | 1.0198 | 1.0198 | 1.0198 | 1.0198 | 1.0198 | 1.0198 | 1.0198 | 1.0198 | 1.0198 | 1.0198 | 1.0198 | 1.0198 | 1.0198 | 1.0198 | 1.0198 | 1.0198 | 1.0198 | 1.0198 | 1.0198 | 1.0198 | 1.0198 | 1.0198 | 1.0198 | 1.0198 | 1.0198 | 1.0198 | 1.0198 | 1.0198 | 1.0198 | 1.0198 | 1.0198 | 1.0198 | 1.0198 | 1.0198 | 1.0198 | 1.0198 | 1.0198 | 1.0198 | 1.0198 | 1.0198 | 1.0198 | 1.0198 | 1.0198 | 1.0198 | 1.0198 | 1.0198 | 1.0198 | 1.0198 | 1.0198 | 1.0198 | 1.0198 | 1.0198 | 1.0198 | 1.0198 | 1.0198 | 1.0198 | 1.0198 | 1.0198 | 1.0198 | 1.0198 | 1.0198 | 1.0198 | 1.0198 | 1.0198 | 1.0198 | 1.0198 | 1.0198 | 1.0198 | 1.0198 | 1.0198 | 1.0198 | 1.0198 | 1.0198 | 1.0198 | 1.0198 | 1.0198 | 1.0198 | 1.0198 | 1.0198 | 1.0198 | 1.0198 | 1.0198 | 1.0198 | 1.0198 | 1.0198 | 1.0198 | 1.0198 | 1.0198 | 1.0198 | 1.0198 | 1.0198 | 1.0198 | 1.0198 | 1.0198 | 1.0198 | 1.0198 | 1.0198 | 1.0198 | 1.0198 | 1.0198 | 1.0198 | 1.0198 | 1.0198 | 1.0198 | 1.0198 | 1.0198 | 1.0198 | 1.0198 | 1.0198 | 1.0198 | 1.0198 | 1.0198 | 1.0198 | 1.0198 | 1.0198 | 1.0198 | 1.0198 | 1.0198 | 1.0198 | 1.0198 | 1.0198 | 1.0198 | 1.0198 | 1.0198 | 1.0198 | 1.0198 | 1.0198 | 1.0198 | 1.0198 | 1.0198 | 1.0198 | 1.0198 | 1.0198 | 1.0198 | 1.0198 | 1.0198 | 1.0198 | 1.0198 | 1.0198 | 1.0198 | 1.0198 | 1.0198 | 1.0198 | 1.0198 | 1.0198 | 1.0198 | 1.0198 | 1.0198 | 1.0198 | 1.0198 | 1.0198 | 1.0198 | 1.0198 | 1.0198 | 1.0198 | 1.0198 | 1.0198 | 1.0198 | 1.0198 | 1.0198 | 1.0198 | 1.0198 | 1.0198 | 1.0198 | 1.0198 | 1.0198 | 1.0198 | 1.0198 | 1.0198 | 1.0198 | 1.0198 | 1.0198 | 1.0198 | 1.0198 | 1.0198 | 1.0198 | 1.0198 | 1.0198 | 1.0198 | 1.0198 | 1.0198 | 1.0198 | 1.0198 | 1.0198 | 1.0198 | 1.0198 | 1.0198 | 1.0198 | 1.0198 | 1.0198 | 1.0198 | 1.0198 | 1.0198 | 1.0198 | 1.0198 | 1.0198 | 1.0198 | 1.0198 | 1.0198 | 1.0198 | 1.0198 | 1.0198 | 1.0198 | 1.0198 | 1.0198 | 1.0198 | 1.0198 | 1.0198 | 1.0198 | 1.0198 | 1.0198 | 1.0198 | 1.0198 | 1.0198 | 1.0198 | 1.0198 | 1.0198 | 1.0198 | 1.0198 | 1.0198 | 1.0198 | 1.0198 | 1.0198 | 1.0198 | 1.0198 | 1.0198 | 1.0198 | 1.0198 | 1.0198 | 1.0198 | 1.0198 | 1.0198 | 1.0198 | 1.0198 | 1.0198 | 1.0198 | 1.0198 | 1.0198 | 1.0198 | 1.0198 | 1.0198 | 1.0198 | 1.0198 | 1.0198 | 1.0198 | 1.0198 | 1.0198 | 1.0198 | 1.0198 | 1.0198 | 1.0198 | 1.0198 | 1.0198 | 1.0198 | 1.0198 | 1.0198 | 1.0198 | 1.0198 | 1.0198 | 1.0198 | 1.0198 | 1.0198 | 1.0198 | 1.0198 | 1.0198 | 1.0198 | 1.0198 | 1.0198 | 1.0198 | 1.0198 | 1.0198 | 1.0198 | 1.0198 | 1.0198 | 1.0198 | 1.0198 | 1.0198 | 1.0198 | 1.0198 | 1.0198 | 1.0198 | 1.0198 | 1.0198 | 1.0198 | 1.0198 | 1.0198 | 1.0198 | 1.0198 | 1.0198 | 1.0198 | 1.0198 | 1.0198 | 1.0198 | 1.0198 | 1.0198 | 1.0198 | 1.0198 | 1.0198 | 1.0198 | 1.0198 | 1.0198 | 1.0198 | 1.0198 | 1.0198 | 1.0198 | 1.0198 | 1.0198 | 1.0198 | 1.0198 | 1.0198 | 1.0198 | 1.0198 | 1.0198 | 1.0198 | 1.0198 | 1.0198 | 1.0198 | 1.0198 | 1.0198 | 1.0198 | 1.0198 | 1.0198 | 1.0198 | 1.0198 | 1.0198 | 1.0198 | 1.0198 | 1.0198 | 1.0198 | 1.0198 | 1.0198 | 1.0198 | 1.0198 | 1.0198 | 1.0198 | 1.0198 | 1.0198 | 1.0198 | 1.0198 | 1.0198 | 1.0198 | 1.0198 | 1.0198 | 1.0198 | 1.0198 | 1.0198 | 1.0198 | 1.0198 | 1.0198 | 1.0198 | 1.0198 | 1.0198 | 1.0198 | 1.0198 | 1.0198 | 1.0198 | 1.0198 | 1.0198 | 1.0198 | 1.0198 | 1.0198 | 1.0198 | 1.0198 | 1.0198 | 1.0198 | 1.0198 | 1.0198 | 1.0198 | 1.0198 | 1.0198 | 1.0198 | 1.0198 | 1.0198 | 1.0198 | 1.0198 | 1.0198 | 1.0198 | 1.0198 | 1.0198 | 1.0198 | 1.0198 | 1.0198 | 1.0198 | 1.0198 | 1.0198 | 1.0198 | 1.0198 | 1.0198 | 1.0198 | 1.0198 | 1.0198 | 1.0198 | 1.0198 | 1.0198 | 1.0198 | 1.0198 | 1.0198 | 1.0198 | 1.0198 | 1.0198 | 1.0198 | 1.0198 | 1.0198 | 1.0198 | 1.0198 | 1.0198 | 1.0198 | 1.0198 | 1.0198 | 1.0198 | 1.0198 | 1.0198 | 1.0198 | 1.0198 | 1.0198 | 1.0198 | 1.0198 | 1.0198 | 1.0198 | 1.0198 | 1.0198 | 1.0198 | 1.0198 | 1.0198 | 1.0198 | 1.0198 | 1.0198 | 1.0198 | 1.0198 | 1.0198 | 1.0198 | 1.0198 | 1.0198 | 1.0198 | 1.0198 | 1.0198 | 1.0198 | 1.0198 | 1.0198 | 1.0198 | 1.0198 | 1.0198 | 1.0198 | 1.0198 | 1.0198 | 1.0198 | 1.0198 | 1.0198 | 1.0198 | 1.0198 | 1.0198 | 1.0198 | 1.0198 | 1.0198 | 1.0198 | 1.0198 | 1.0198 | 1.0198 | 1.0198 | 1.0198 | 1.0198 | 1.0198 | 1.0198 | 1.0198 | 1.0198 | 1.0198 | 1.0198 | 1.0198 | 1.0198 | 1.0198 | 1.0198 | 1.0198 | 1.0198 | 1.0198 | 1.0198 | 1.0198 | 1.0198 | 1.0198 | 1.0198 | 1.0198 | 1.0198 | 1.0198 | 1.0198 | 1.0198 | 1.0198 | 1.0198 | 1.0198 | 1.0198 | 1.0198 | 1.0198 | 1.0198 | 1.0198 | 1.0198 | 1.0198 | 1.0198 | 1.0198 | 1.0198 | 1.0198 | 1.0198 | 1.0198 | 1.0198 | 1.0198 | 1.0198 | 1.0198 | 1.0198 | 1.0198 | 1.0198 | 1.0198 | 1.0198 | 1.0198 | 1.0198 | 1.0198 | 1.0198 | 1.0198 | 1.0198 | 1.0198 | 1.0198 | 1.0198 | 1.0198 | 1.0198 | 1.0198 | 1.0198 | 1.0198 | 1.0198 | 1.0198 | 1.0198 | 1.0198 | 1.0198 | 1.0198 | 1.0198 | 1.0198 | 1.0198 | 1.0198 | 1.0198 | 1.0198 | 1.0198 | 1.0198 | 1.0198 | 1.0198 | 1.0198 | 1.0198 | 1.0198 | 1.0198 | 1.0198 | 1.0198 | 1.0198 | 1.0198 | 1.0198 | 1.0198 | 1.0198 | 1.0198 | 1.0198 | 1.0198 | 1.0198 | 1.0198 | 1.0198 | 1.0198 | 1.0198 | 1.0198 | 1.0198 | 1.0198 | 1.0198 | 1.0198 | 1.0198 | 1.0198 | 1.0198 | 1.0198 | 1.0198 | 1.0198 | 1.0198 | 1.0198 | 1.0198 | 1.0198 | 1.0198 | 1.0198 | 1.0198 | 1.0198 | 1.0198 | 1.0198 | 1.0198 | 1.0198 | 1.0198 | 1.0198 | 1.0198 | 1.0198 | 1.0198 | 1.0198 | 1.0198 | 1.0198 | 1.0198 | 1.0198 | 1.0198 | 1.0198 | 1.0198 | 1.0198 | 1.0198 | 1.0198 | 1.0198 | 1.0198 | 1.0198 | 1.0198 | 1.0198 | 1.0198 | 1.0198 | 1.0198 | 1.0198 | 1.0198 | 1.0198 | 1.0198 | 1.0198 | 1.0198 | 1.0198 | 1.0198 | 1.0198 | 1.0198 | 1.0198 | 1.0198 | 1.0198 | 1.0198 | 1.0198 | 1.0198 | 1.0198 | 1.0198 | 1.0198 | 1.0198 | 1.0198 | 1.0198 | 1.0198 | 1.0198 | 1.0198 | 1.0198 | 1.0198 | 1.0198 | 1.0198 | 1.0198 | 1.0198 | 1.0198 | 1.0198 | 1.0198 | 1.0198 | 1.0198 | 1.0198 | 1.0198 | 1.0198 | 1.0198 | 1.0198 | 1.0198 | 1.0198 | 1.0198 | 1.0198 | 1.0198 | 1.0198 | 1.0198 | 1.0198 | 1.0198 | 1.0198 | 1.0198 | 1.0198 | 1.0198 | 1.0198 | 1.0198 | 1.0198 | 1.0198 | 1.0198 | 1.0198 | 1.0198 | 1.0198 | 1.0198 | 1.0198 | 1.0198 | 1.0198 | 1.0198 | 1.0198 | 1.0198 | 1.0198 | 1.0198 | 1.0198 | 1.0198 | 1.0198 | 1.0198 | 1.0198 | 1.0198 | 1.0198 | 1.0198 | 1.0198 | 1.0198 | 1.0198 | 1.0198 | 1.0198 | 1.0198 | 1.0198 | 1.0198 | 1.0198 | 1.0198 | 1.0198 | 1.0198 | 1.0198 | 1.0198 | 1.0198 | 1.0198 | 1.0198 | 1.0198 | 1.0198 | 1.0198 | 1.0198 | 1.0198 | 1.0198 | 1.0198 | 1.0198 | 1.0198 | 1.0198 | 1.0198 | 1.0198 | 1.0198 | 1.0198 | 1.0198 | 1.0198 | 1.0198 | 1.0198 | 1.0198 | 1.0198 | 1.0198 | 1.0198 | 1.0198 | 1.0198 | 1.0198 | 1.0198 | 1.0198 | 1.0198 | 1.0198 | 1.0198 | 1.0198 | 1.0198 | 1.0198 | 1.0198 | 1.0198 | 1.0198 | 1.0198 | 1.0198 | 1.0198 | 1.0198 | 1.0198 | 1.0198 | 1.0198 | 1.0198 | 1.0198 | 1.0198 | 1.0198 | 1.0198 | 1.0198 | 1.0198 | 1.0198 | 1.0198 | 1.0198 | 1.0198 | 1.0198 | 1.0198 | 1.0198 | 1.0198 | 1.0198 | 1.0198 | 1.0198 | 1.0198 | 1.0198 | 1.0198 | 1.0198 | 1.0198 | 1.0198 | 1.0198 | 1.0198 | 1.0198 | 1.0198 | 1.0198 | 1.0198 | 1.0198 | 1.0198 | 1.0198 | 1.0198 | 1.0198 | 1.0198 | 1.0198 | 1.0198 | 1.0198 | 1.0198 | 1.0198 | 1.0198 | 1.0198 | 1.0198 | 1.0198 | 1.0198 | 1.0198 | 1.0198 | 1.0198 | 1.0198 | 1.0198 | 1.0198 | 1.0198 | 1.0198 | 1.0198 | 1.0198 | 1.0198 | 1.0198 | 1.0198 | 1.0198 | 1.0198 | 1.0198 | 1.0198 | 1.0198 | 1.0198 | 1.0198 | 1.0198 | 1.0198 | 1.0198 | 1.0198 | 1.0198 | 1.0198 | 1.0198 | 1.0198 | 1.0198 | 1.0198 | 1.0198 | 1.0198 | 1.0198 | 1.0198 | 1.0198 | 1.0198 | 1.0198 | 1.0198 | 1.0198 | 1.0198 | 1.0198 | 1.0198 | 1.0198 | 1.0198 | 1.0198 | 1.0198 | 1.0198 | 1.0198 | 1.0198 | 1.0198 | 1.0198 | 1.0198 | 1.0198 | 1.0198 | 1.0198 | 1.0198 | 1.0198 | 1.0198 | 1.0198 | 1.0198 | 1.0198 | 1.0198 | 1.0198 | 1.0198 | 1.0198 | 1.0198 | 1.0198 | 1.0198 | 1.0198 | 1.0198 | 1.0198 | 1.0198 | 1.0198 | 1.0198 | 1.0198 | 1.0198 | 1.0198 | 1.0198 | 1.0198 | 1.0198 | 1.0198 | 1.0198 | 1.0198 | 1.0198 | 1.0198 | 1.0198 | 1.0198 | 1.0198 | 1.0198 | 1.0198 | 1.0198 | 1.0198 | 1.0198 | 1.0198 | 1.0198 | 1.0198 | 1.0198 | 1.0198 | 1.0198 | 1.0198 | 1.0198 | 1.0198 | 1.0198 | 1.0198 | 1.0198 | 1.0198 | 1.0198 | 1.0198 | 1.0198 | 1.0198 | 1.0198 | 1.0198 | 1.0198 | 1.0198 | 1.0198 | 1.0198 | 1.0198 | 1.0198 | 1.0198 | 1.0198 | 1.0198 | 1.0198 | 1.0198 | 1.0198 | 1.0198 | 1.0198 | 1.0198 | 1.0198 | 1.0198 | 1.0198 | 1.0198 | 1.0198 | 1.0198 | 1.0198 | 1.0198 | 1.0198 | 1.0198 | 1.0198 | 1.0198 | 1.0198 | 1.0198 | 1.0198 | 1.0198 | 1.0198 | 1.0198 | 1.0198 | 1.0198 | 1.0198 | 1.0198 | 1.0198 | 1.0198 | 1.0198 | 1.0198 | 1.0198 | 1.0198 | 1.0198 | 1.0198 | 1.0198 | 1.0198 | 1.0198 | 1.0198 | 1.0198 | 1.0198 | 1.0198 | 1.0198 | 1.0198 | 1.0198 | 1.0198 | 1.0198 | 1.0198 | 1.0198 | 1.0198 | 1.0198 | 1.0198 | 1.0198 | 1.0198 | 1.0198 | 1.0198 | 1.0198 | 1.0198 | 1.0198 | 1.0198 | 1.0198 | 1.0198 | 1.0198 | 1.0198 | 1.0198 | 1.0198 | 1.0198 | 1.0198 | 1.0198 | 1.0198 | 1.0198 | 1.0198 | 1.0198 | 1.0198 | 1.0198 | 1.0198 | 1.0198 | 1.0198 | 1.0198 | 1.0198 | 1.0198 | 1.0198 | 1.0198 | 1.0198 | 1.0198 | 1.0198 | 1.0198 | 1.0198 | 1.0198 | 1.0198 | 1.0198 | 1.0198 | 1.0198 | 1.0198 | 1.0198 | 1.0198 | 1.0198 | 1.0198 | 1.0198 | 1.0198 | 1.0198 | 1.0198 | 1.0198 | 1.0198 | 1.0198 | 1.0198 | 1.0198 | 1.0198 | 1.0198 | 1.0198 | 1.0198 | 1.0198 | 1.0198 | 1.0198 | 1.0198 | 1.0198 | 1.0198 | 1.0198 | 1.0198 | 1.0198 | 1.0198 | 1.0198 | 1.0198 | 1.0198 | 1.0198 | 1.0198 | 1.0198 | 1.0198 | 1.0198 | 1.0198 | 1.0198 | 1.0198 | 1.0198 | 1.0198 | 1.0198 | 1.0198 | 1.0198 | 1.0198 | 1.0198 | 1.0198 | 1.0198 | 1.0198 | 1.0198 | 1.0198 | 1.0198 | 1.0198 | 1.0198 | 1.0198 | 1.0198 | 1.0198 | 1.0198 | 1.0198 | 1.0198 | 1.0198 | 1.0198 | 1.0198 | 1.0198 | 1.0198 | 1.0198 | 1.0198 | 1.0198 | 1.0198 | 1.0198 | 1.0198 | 1.0198 | 1.0198 | 1.0198 | 1.0198 | 1.0198 | 1.0198 | 1.0198 | 1.0198 | 1.0198 | 1.0198 | 1.0198 | 1.0198 | 1.0198 | 1.0198 | 1.0198 | 1.0198 | 1.0198 | 1.0198 | 1.0198 | 1.0198 | 1.0198 | 1.0198 | 1.0198 | 1.0198 | 1.0198 | 1.0198 | 1.0198 | 1.0198 | 1.0198 | 1.0198 | 1.0198 | 1.0198 | 1.0198 | 1.0198 | 1.0198 | 1.0198 | 1.0198 | 1.0198 | 1.0198 | 1.0198 | 1.0198 | 1.0198 | 1.0198 | 1.0198 | 1.0198 | 1.0198 | 1.0198 | 1.0198 | 1.0198 | 1.0198 | 1.0198 | 1.0198 | 1.0198 | 1.0198 | 1.0198 | 1.0198 | 1.0198 | 1.0198 | 1.0198 | 1.0198 | 1.0198 | 1.0198 | 1.0198 | 1.0198 | 1.0198 | 1.0198 | 1.0198 | 1.0198 | 1.0198 | 1.0198 | 1.0198 | 1.0198 | 1.0198 | 1.0198 | 1.0198 | 1.0198 | 1.0198 | 1.0198 | 1.0198 | 1.0198 | 1.0198 | 1.0198 | 1.0198 | 1.0198 | 1.0198 | 1.0198 | 1.0198 | 1.0198 | 1.0198 | 1.0198 | 1.0198 | 1.0198 | 1.0198 | 1.0198 | 1.0198 | 1.0198 | 1.0198 | 1.0198 | 1.0198 | 1.0198 | 1.0198 | 1.0198 | 1.0198 | 1.0198 | 1.0198 | 1.0198 | 1.0198 | 1.0198 | 1.0198 | 1.0198 | 1.0198 | 1.0198 | 1.0198 | 1.0198 | 1.0198 | 1.0198 | 1.0198 | 1.0198 | 1.0198 | 1.0198 | 1.0198 | 1.0198 | 1.0198 | 1.0198 | 1.0198 | 1.0198 | 1.0198 | 1.0198 | 1.0198 | 1.0198 | 1.0198 | 1.0198 | 1.0198 | 1.0198 | 1.0198 | 1.0198 | 1.0198 | 1.0198 | 1.0198 | 1.0198 | 1.0198 | 1.0198 | 1.0198 | 1.0198 | 1.0198 | 1.0198 | 1.0198 | 1.0198 | 1.0198 | 1.0198 | 1.0198 | 1.0198 | 1.0198 | 1.0198 | 1.0198 | 1.0198 | 1.0198 | 1.0198 | 1.0198 | 1.0198 | 1.0198 | 1.0198 | 1.0198 | 1.0198 | 1.0198 | 1.0198 | 1.0198 | 1.0198 | 1.0198 | 1.0198 | 1.0198 | 1.0198 | 1.0198 | 1.0198 | 1.0198 | 1.0198 | 1.0198 | 1.0198 | 1.0198 | 1.0198 | 1.0198 | 1.0198 | 1.0198 | 1.0198 | 1.0198 | 1.0198 | 1.0198 | 1.0198 | 1.0198 | 1.0198 | 1.0198 | 1.0198 | 1.0198 | 1.0198 | 1.0198 | 1.0198 | 1.0198 | 1.0198 | 1.0198 | 1.0198 | 1.0198 | 1.0198 | 1.0198 | 1.0198 | 1.0198 | 1.0198 | 1.0198 | 1.0198 | 1.0198 | 1.0198 | 1.0198 | 1.0198 | 1.0198 | 1.0198 | 1.0198 | 1.0198 | 1.0198 | 1.0198 | 1.0198 | 1.0198 | 1.0198 | 1.0198 | 1.0198 | 1.0198 | 1.0198 | 1.0198 | 1.0198 | 1.0198 | 1.0198 | 1.0198 | 1.0198 | 1.0198 | 1.0198 | 1.0198 | 1.0198 | 1.0198 | 1.0198 | 1.0198 | 1.0198 | 1.0198 | 1.0198 | 1.0198 | 1.0198 | 1.0198 | 1.0198 | 1.0198 | 1.0198 | 1.0198 | 1.0198 | 1.0198 | 1.0198 | 1.0198 | 1.0198 | 1.0198 | 1.0198 | 1.0198 | 1.0198 | 1.0198 | 1.0198 | 1.0198 | 1.0198 | 1.0198 | 1.0198 | 1.0198 | 1.0198 | 1.0198 | 1.0198 | 1.0198 | 1.0198 | 1.0198 | 1.0198 | 1.0198 | 1.0198 | 1.0198 | 1.0198 | 1.0198 | 1.0198 | 1.0198 | 1.0198 | 1.0198 | 1.0198 | 1.0198 | 1.0198 | 1.0198 | 1.0198 | 1.0198 | 1.0198 | 1.0198 | 1.0198 | 1.0198 | 1.0198 | 1.0198 | 1.0198 | 1.0198 | 1.0198 | 1.0198 | 1.0198 | 1.0198 | 1.0198 | 1.0198 | 1.0198 | 1.0198 | 1.0198 | 1.0198 | 1.0198 | 1.0198 | 1.0198 | 1.0198 | 1.0198 | 1.0198 | 1.0198 | 1.0198 | 1.0198 | 1.0198 | 1.0198 | 1.0198 | 1.0198 | 1.0198 | 1.0198 | 1.0198 | 1.0198 | 1.0198 | 1.0198 | 1.0198 | 1.0198 | 1.0198 | 1.0198 | 1.0198 | 1.0198 | 1.0198 | 1.0198 | 1.0198 | 1.0198 | 1.0198 | 1.0198 | 1.0198 | 1.0198 | 1.0198 | 1.0198 | 1.0198 | 1.0198 | 1.0198 | 1.0198 | 1.0198 | 1.0198 | 1.0198 | 1.0198 | 1.0198 | 1.0198 | 1.0198 | 1.0198 | 1.0198 | 1.0198 | 1.0198 | 1.0198 | 1.0198 | 1.0198 | 1.0198 | 1.0198 | 1.0198 | 1.0198 | 1.0198 | 1.0198 | 1.0198 | 1.0198 | 1.0198 | 1.0198 | 1.0198 | 1.0198 | 1.0198 | 1.0198 | 1.0198 | 1.0198 | 1.0198 | 1.0198 | 1.0198 | 1.0198 | 1.0198 | 1.0198 | 1.0198 | 1.0198 | 1.0198 | 1.0198 | 1.0198 | 1.0198 | 1.0198 | 1.0198 | 1.0198 | 1.0198 | 1.0198 | 1.0198 | 1.0198 | 1.0198 | 1.0198 | 1.0198 | 1.0198 | 1.0198 | 1.0198 | 1.0198 | 1.0198 | 1.0198 | 1.0198 | 1.0198 | 1.0198 | 1.0198 | 1.0198 | 1.0198 | 1.0198 | 1.0198 | 1.0198 | 1.0198 | 1.0198 | 1.0198 | 1.0198 | 1.0198 | 1.0198 | 1.0198 | 1.0198 | 1.0198 | 1.0198 | 1.0198 | 1.0198 | 1.0198 | 1.0198 | 1.0198 | 1.0198 | 1.0198 | 1.0198 | 1.0198 | 1.0198 | 1.0198 | 1.0198 | 1.0198 | 1.0198 | 1.0198 | 1.0198 | 1.0198 | 1.0198 | 1.0198 | 1.0198 | 1.0198 | 1.0198 | 1.0198 | 1.0198 | 1.0198 | 1.0198 | 1.0198 | 1.0198 | 1.0198 | 1.0198 | 1.0198 | 1.0198 | 1.0198 | 1.0198 | 1.0198 | 1.0198 | 1.0198 | 1.0198 | 1.0198 | 1.0198 | 1.0198 | 1.0198 | 1.0198 | 1.0198 | 1.0198 | 1.0198 | 1.0198 | 1.0198 | 1.0198 | 1.0198 | 1.0198 | 1.0198 | 1.0198 | 1.0198 | 1.0198 | 1.0198 | 1.0198 | 1.0198 | 1.0198 | 1.0198 | 1.0198 | 1.0198 | 1.0198 | 1.0198 | 1.0198 | 1.0198 | 1.0198 | 1.0198 | 1.0198 | 1.0198 | 1.0198 | 1.0198 | 1.0198 | 1.0198 | 1.0198 | 1.0198 | 1.0198 | 1.0198 | 1.0198 | 1.0198 | 1.0198 | 1.0198 | 1.0198 | 1.0198 | 1.0198 | 1.0198 | 1.0198 | 1.0198 | 1.0198 | 1.0198 | 1.0198 | 1.0198 | 1.0198 | 1.0198 | 1.0198 | 1.0198 | 1.0198 | 1.0198 | 1.0198 | 1.0198 | 1.0198 | 1.0198 | 1.0198 | 1.0198 | 1.0198 | 1.0198 | 1.0198 | 1.0198 | 1.0198 | 1.0198 | 1.0198 | 1.0198 | 1.0198 | 1.0198 | 1.0198 | 1.0198 | 1.0198 | 1.0198 | 1.0198 | 1.0198 | 1.0198 | 1.0198 | 1.0198 | 1.0198 | 1.0198 | 1.0198 | 1.0198 | 1.0198 | 1.0198 | 1.0198 | 1.0198 | 1.0198 | 1.0198 | 1.0198 | 1.0198 | 1.0198 | 1.0198 | 1.0198 | 1.0198 | 1.0198 | 1.0198 | 1.0198 | 1.0198 | 1.0198 | 1.0198 | 1.0198 | 1.0198 | 1.0198 | 1.0198 | 1.0198 | 1.0198 | 1.0198 | 1.0198 | 1.0198 | 1.0198 | 1.0198 | 1.0198 | 1.0198 | 1.0198 | 1.0198 | 1.0198 | 1.0198 | 1.0198 | 1.0198 | 1.0198 | 1.0198 | 1.0198 | 1.0198 | 1.0198 | 1.0198 | 1.0198 | 1.0198 | 1.0198 | 1.0198 | 1.0198 | 1.0198 | 1.0198 | 1.0198 | 1.0198 | 1.0198 | 1.0198 | 1.0198 | 1.0198 | 1.0198 | 1.0198 | 1.0198 | 1.0198 | 1.0198 | 1.0198 | 1.0198 | 1.0198 | 1.0198 | 1.0198 | 1.0198 | 1.0198 | 1.0198 | 1.0198 | 1.0198 | 1.0198 | 1.0198 | 1.0198 | 1.0198 | 1.0198 | 1.0198 | 1.0198 | 1.0198 | 1.0198 | 1.0198 | 1.0198 | 1.0198 | 1.0198 | 1.0198 | 1.0198 | 1.0198 | 1.0198 | 1.0198 | 1.0198 | 1.0198 | 1.0198 | 1.0198 | 1.0198 | 1.0198 | 1.0198 | 1.0198 | 1.0198 | 1.0198 | 1.0198 | 1.0198 | 1.0198 | 1.0198 | 1.0198 | 1.0198 | 1.0198 | 1.0198 | 1.0198 | 1.0198 | 1.0198 | 1.0198 | 1.0198 | 1.0198 | 1.0198 | 1.0198 | 1.0198 | 1.0198 | 1.0198 | 1.0198 | 1.0198 | 1.0198 | 1.0198 | 1.0198 | 1.0198 | 1.0198 | 1.0198 | 1.0198 | 1.0198 | 1.0198 | 1.0198 | 1.0198 | 1.0198 | 1.0198 | 1.0198 | 1.0198 | 1.0198 | 1.0198 | 1.0198 | 1.0198 | 1.0198 | 1.0198 | 1.0198 | 1.0198 | 1.0198 | 1.0198 | 1.0198 | 1.0198 | 1.0198 | 1.0198 | 1.0198 | 1.0198 | 1.0198 | 1.0198 | 1.0198 | 1.0198 | 1.0198 | 1.0198 | 1.0198 | 1.0198 | 1.0198 | 1.0198 | 1.0198 | 1.0198 | 1.0198 | 1.0198 | 1.0198 | 1.0198 | 1.0198 | 1.0198 | 1.0198 | 1.0198 | 1.0198 | 1.0198 | 1.0198 | 1.0198 | 1.0198 | 1.0198 | 1.0198 | 1.0198 | 1.0198 | 1.0198 | 1.0198 | 1.0198 | 1.0198 | 1.0198 | 1.0198 | 1.0198 | 1.0198 | 1.0198 | 1.0198 | 1.0198 | 1.0198 | 1.0198 | 1.0198 | 1.0198 | 1.0198 | 1.0198 | 1.0198 | 1.0198 | 1.0198 | 1.0198 | 1.0198 | 1.0198 | 1.0198 | 1.0198 | 1.0198 | 1.0198 | 1.0198 | 1.0198 | 1.0198 | 1.0198 | 1.0198 | 1.0198 | 1.0198 | 1.0198 | 1.0198 | 1.0198 | 1.0198 | 1.0198 | 1.0198 | 1.0198 | 1.0198 | 1.0198 | 1.0198 | 1.0198 | 1.0198 | 1.0198 | 1.0198 | 1.0198 | 1.0198 | 1.0198 | 1.0198 | 1.0198 | 1.0198 | 1.0198 | 1.0198 | 1.0198 | 1.0198 | 1.0198 | 1.0198 | 1.0198 | 1.0198 | 1.0198 | 1.0198 | 1.0198 | 1.0198 | 1.0198 | 1.0198 | 1.0198 | 1.0198 | 1.0198 | 1.0198 | 1.0198 | 1.0198 | 1.0198 | 1.0198 | 1.0198 | 1.0198 | 1.0198 | 1.0198 | 1.0198 | 1.0198 | 1.0198 | 1.0198 | 1.0198 | 1.0198 | 1.0198 | 1.0198 | 1.0198 | 1.0198 | 1.0198 | 1.0198 | 1.0198 | 1.0198 | 1.0198 | 1.0198 | 1.0198 | 1.0198 | 1.0198 | 1.0198 | 1.0198 | 1.0198 | 1.0198 | 1.0198 | 1.0198 | 1.0198 | 1.0198 | 1.0198 | 1.0198 | 1.0198 | 1.0198 | 1.0198 | 1.0198 | 1.0198 | 1.0198 | 1.0198 | 1.0198 | 1.0198 | 1.0198 | 1.0198 | 1.0198 | 1.0198 | 1.0198 | 1.0198 | 1.0198 | 1.0198 | 1.0198 | 1.0198 | 1.0198 | 1.0198 | 1.0198 | 1.0198 | 1.0198 | 1.0198 | 1.0198 | 1.0198 | 1.0198 | 1.0198 | 1.0198 | 1.0198 | 1.0198 | 1.0198 | 1.0198 | 1.0198 | 1.0198 | 1.0198 | 1.0198 | 1.0198 | 1.0198 | 1.0198 | 1.0198 | 1.0198 | 1.0198 | 1.0198 | 1.0198 | 1.0198 | 1.0198 | 1.0198 | 1.0198 | 1.0198 | 1.0198 | 1.0198 | 1.0198 | 1.0198 | 1.0198 | 1.0198 | 1.0198 | 1.0198 | 1.0198 | 1.0198 | 1.0198 | 1.0198 | 1.0198 | 1.0198 | 1.0198 | 1.0198 | 1.0198 | 1.0198 | 1.0198 | 1.0198 | 1.0198 | 1.0198 | 1.0198 | 1.0198 | 1.0198 | 1.0198 | 1.0198 | 1.0198 | 1.0198 | 1.0198 | 1.0198 | 1.0198 | 1.0198 | 1.0198 | 1.0198 | 1.0198 | 1.0198 | 1.0198 | 1.0198 | 1.0198 | 1.0198 | 1.0198 | 1.0198 | 1.0198 | 1.0198 | 1.0198 | 1.0198 | 1.0198 | 1.0198 | 1.0198 | 1.0198 | 1.0198 | 1.0198 | 1.0198 | 1.0198 | 1.0198 | 1.0198 | 1.0198 | 1.0198 | 1.0198 | 1.0198 | 1.0198 | 1.0198 | 1.0198 | 1.0198 | 1.0198 | 1.0198 | 1.0198 | 1.0198 | 1.0198 | 1.0198 | 1.0198 | 1.0198 | 1.0198 | 1.0198 | 1.0198 | 1.0198 | 1.0198 | 1.0198 | 1.0198 | 1.0198 | 1.0198 | 1.0198 | 1.0198 | 1.0198 | 1.0198 | 1.0198 | 1.0198 | 1.0198 | 1.0198 | 1.0198 | 1.0198 | 1.0198 | 1.0198 | 1.0198 | 1.0198 | 1.0198 | 1.0198 | 1.0198 | 1.0198 | 1.0198 | 1.0198 | 1.0198 | 1.0198 | 1.0198 | 1.0198 | 1.0198 | 1.0198 | 1.0198 | 1.0198 | 1.0198 | 1.0198 | 1.0198 | 1.0198 | 1.0198 | 1.0198 | 1.0198 | 1.0198 | 1.0198 | 1.0198 | 1.0198 | 1.0198 | 1.0198 | 1.0198 | 1.0198 | 1.0198 | 1.0198 | 1.0198 | 1.0198 | 1.0198 | 1.0198 | 1.0198 | 1.0198 | 1.0198 | 1.0198 | 1.0198 | 1.0198 | 1.0198 | 1.0198 | 1.0198 | 1.0198 | 1.0198 | 1.0198 | 1.0198 | 1.0198 | 1.0198 | 1.0198 | 1.0198 | 1.0198 | 1.0198 | 1.0198 | 1.0198 | 1.0198 | 1.0198 | 1.0198 | 1.0198 | 1.0198 | 1.0198 | 1.0198 | 1.0198 | 1.0198 | 1.0198 | 1.0198 | 1.0198 | 1.0198 | 1.0198 | 1.0198 | 1.0198 | 1.0198 | 1.0198 | 1.0198 | 1.0198 | 1.0198 | 1.0198 | 1.0198 | 1.0198 | 1.0198 | 1.0198 | 1.0198 | 1.0198 | 1.0198 | 1.0198 | 1.0198 | 1.0198 | 1.0198 | 1.0198 | 1.0198 | 1.0198 | 1.0198 | 1.0198 | 1.0198 | 1.0198 | 1.0198 | 1.0198 | 1.0198 | 1.0198 | 1.0198 | 1.0198 | 1.0198 | 1.0198 | 1.0198 | 1.0198 | 1.0198 | 1.0198 | 1.0198 | 1.0198 | 1.0198 | 1.0198 | 1.0198 | 1.0198 | 1.0198 | 1.0198 | 1.0198 | 1.0198 | 1.0198 | 1.0198 | 1.0198 | 1.0198 | 1.0198 | 1.0198 | 1.0198 | 1.0198 | 1.0198 | 1.0198 | 1.0198 | 1.0198 | 1.0198 | 1.0198 | 1.0198 | 1.0198 | 1.0198 | 1.0198 | 1.0198 | 1.0198 | 1.0198 | 1.0198 | 1.0198 | 1.0198 | 1.0198 | 1.0198 | 1.0198 | 1.0198 | 1.0198 | 1.0198 | 1.0198 | 1.0198 | 1.0198 | 1.0198 | 1.0198 | 1.0198 | 1.0198 | 1.0198 | 1.0198 | 1.0198 | 1.0198 | 1.0198 | 1.0198 | 1.0198 | 1.0198 | 1.0198 | 1.0198 | 1.0198 | 1.0198 | 1.0198 | 1.0198 | 1.0198 | 1.0198 | 1.0198 | 1.0198 | 1.0198 | 1.0198 | 1.0198 | 1.0198 | 1.0198 | 1.0198 | 1.0198 | 1.0198 | 1.0198 | 1.0198 | 1.0198 | 1.0198 | 1.0198 | 1.0198 | 1.0198 | 1.0198 | 1.0198 | 1.0198 | 1.0198 | 1.0198 | 1.0198 | 1.0198 | 1.0198 | 1.0198 | 1.0198 | 1.0198 | 1.0198 | 1.0198 | 1.0198 | 1.0198 | 1.0198 | 1.0198 | 1.0198 | 1.0198 | 1.0198 | 1.0198 | 1.0198 | 1.0198 | 1.0198 | 1.0198 | 1.0198 | 1.0198 | 1.0198 | 1.0198 | 1.0198 | 1.0198 | 1.0198 | 1.0198 | 1.0198 | 1.0198 | 1.0198 | 1.0198 | 1.0198 | 1.0198 | 1.0198 | 1.0198 | 1.0198 | 1.0198 | 1.0198 | 1.0198 | 1.0198 | 1.0198 | 1.0198 | 1.0198 | 1.0198 | 1.0198 | 1.0198 | 1.0198 | 1.0198 | 1.0198 | 1.0198 | 1.0198 | 1.0198 | 1.0198 | 1.0198 | 1.0198 | 1.0198 | 1.0198 | 1.0198 | 1.0198 | 1.0198 | 1.0198 | 1.0198 | 1.0198 | 1.0198 | 1.0198 | 1.0198 | 1.0198 | 1.0198 | 1.0198 | 1.0198 | 1.0198 | 1.0198 | 1.0198 | 1.0198 | 1.0198 | 1.0198 | 1.0198 | 1.0198 | 1.0198 | 1.0198 | 1.0198 | 1.0198 | 1.0198 | 1.0198 | 1.0198 | 1.0198 | 1.0198 | 1.0198 | 1.0198 | 1.0198 | 1.0198 | 1.0198 | 1.0198 | 1.0198 | 1.0198 | 1.0198 | 1.0198 | 1.0198 | 1.0198 | 1.0198 | 1.0198 | 1.0198 | 1.0198 | 1.0198 | 1.0198 | 1.0198 | 1.0198 | 1.0198 | 1.0198 | 1.0198 | 1.0198 | 1.0198 | 1.0198 | 1.0198 | 1.0198 | 1.0198 | 1.0198 | 1.0198 | 1.0198 | 1.0198 | 1.0198 | 1.0198 | 1.0198 | 1.0198 | 1.0198 | 1.0198 | 1.0198 | 1.0198 | 1.0198 | 1.0198 | 1.0198 | 1.0198 | 1.0198 | 1.0198 | 1.0198 | 1.0198 | 1.0198 | 1.0198 | 1.0198 | 1.0198 | 1.0198 | 1.0198 | 1.0198 | 1.0198 | 1.0198 | 1.0198 | 1.0198 | 1.0198 | 1.0198 | 1.0198 | 1.0198 | 1.0198 | 1.0198 | 1.0198 | 1.0198 | 1.0198 | 1.0198 | 1.0198 | 1.0198 | 1.0198 | 1.0198 | 1.0198 | 1.0198 | 1.0198 | 1.0198 | 1.0198 | 1.0198 | 1.0198 | 1.0198 | 1.0198 | 1.0198 | 1.0198 | 1.0198 | 1.0198 | 1.0198 | 1.0198 | 1.0198 | 1.0198 | 1.0198 | 1.0198 | 1.0198 | 1.0198 | 1.0198 | 1.0198 | 1.0198 | 1.0198 | 1.0198 | 1.0198 | 1.0198 | 1.0198 | 1.0198 | 1.0198 | 1.0198 | 1.0198 | 1.0198 | 1.0198 | 1.0198 | 1.0198 | 1.0198 | 1.0198 | 1.0198 | 1.0198 | 1.0198 | 1.0198 | 1.0198 | 1.0198 | 1.0198 | 1.0198 | 1.0198 | 1.0198 | 1.0198 | 1.0198 | 1.0198 | 1.0198 | 1.0198 | 1.0198 | 1.0198 | 1.0198 | 1.0198 | 1.0198 | 1.0198 | 1.0198 | 1.0198 | 1.0198 | 1.0198 | 1.0198 | 1.0198 | 1.0198 | 1.0198 | 1.0198 | 1.0198 | 1.0198 | 1.0198 | 1.0198 | 1.0198 | 1.0198 | 1.0198 | 1.0198 | 1.0198 | 1.0198 | 1.0198 | 1.0198 | 1.0198 | 1.0198 | 1.0198 | 1.0198 | 1.0198 | 1.0198 | 1.0198 | 1.0198 | 1.0198 | 1.0198 | 1.0198 | 1.0198 | 1.0198 | 1.0198 | 1.0198 | 1.0198 | 1.0198 | 1.0198 | 1.0198 | 1.0198 | 1.0198 | 1.0198 | 1.0198 | 1.0198 | 1.0198 | 1.0198 | 1.0198 | 1.0198 | 1.0198 | 1.0198 | 1.0198 | 1.0198 | 1.0198 | 1.0198 | 1.0198 | 1.0198 | 1.0198 | 1.0198 | 1.0198 | 1.0198 | 1.0198 | 1.0198 | 1.0198 | 1.0198 | 1.0198 | 1.0198 | 1.0198 | 1.0198 | 1.0198 | 1.0198 | 1.0198 | 1.0198 | 1.0198 | 1.0198 | 1.0198 | 1.0198 | 1.0198 | 1.0198 | 1.0198 | 1.0198 | 1.0198 | 1.0198 | 1.0198 | 1.0198 | 1.0198 | 1.0198 | 1.0198 | 1.0198 | 1.0198 | 1.0198 | 1.0198 | 1.0198 | 1.0198 | 1.0198 | 1.0198 | 1.0198 | 1.0198 | 1.0198 | 1.0198 | 1.0198 | 1.0198 | 1.0198 | 1.0198 | 1.0198 | 1.0198 | 1.0198 | 1.0198 | 1.0198 | 1.0198 | 1.0198 | 1.0198 | 1.0198 | 1.0198 | 1.0198 | 1.0198 | 1.0198 | 1.0198 | 1.0198 | 1.0198 | 1.0198 | 1.0198 | 1.0198 | 1.0198 | 1.0198 | 1.0198 | 1.0198 | 1.0198 | 1.0198 | 1.0198 | 1.0198 | 1.0198 | 1.0198 | 1.0198 | 1.0198 | 1.0198 | 1.0198 | 1.0198 | 1.0198 | 1.0198 | 1.0198 | 1.0198 | 1.0198 | 1.0198 | 1.0198 | 1.0198 | 1.0198 | 1.0198 | 1.0198 | 1.0198 | 1.0198 | 1.0198 | 1.0198 | 1.0198 | 1.0198 | 1.0198 | 1.0198 | 1.0198 | 1.0198 | 1.0198 | 1.0198 | 1.0198 | 1.0198 | 1.0198 | 1.0198 | 1.0198 | 1.0198 | 1.0198 | 1.0198 | 1.0198 | 1.0198 | 1.0198 | 1.0198 | 1.0198 | 1.0198 | 1.0198 | 1.0198 | 1.0198 | 1.0198 | 1.0198 | 1.0198 | 1.0198 | 1.0198 | 1.0198 | 1.0198 | 1.0198 | 1.0198 | 1.0198 | 1.0198 | 1.0198 | 1.0198 | 1.0198 | 1.0198 | 1.0198 | 1.0198 | 1.0198 | 1.0198 | 1.0198 | 1.0198 | 1.0198 | 1.0198 | 1.0198 | 1.0198 | 1.0198 | 1.0198 | 1.0198 | 1.0198 | 1.0198 | 1.0198 | 1.0198 | 1.0198 | 1.0198 | 1.0198 | 1.0198 | 1.0198 | 1.0198 | 1.0198 | 1.0198 | 1.0198 | 1.0198 | 1.0198 | 1.0198 | 1.0198 | 1.0198 | 1.0198 | 1.0198 | 1.0198 | 1.0198 | 1.0198 | 1.0198 | 1.0198 | 1.0198 | 1.0198 | 1.0198 | 1.0198 | 1.0198 | 1.0198 | 1.0198 | 1.0198 | 1.0198 | 1.0198 | 1.0198 | 1.0198 | 1.0198 | 1.0198 | 1.0198 | 1.0198 | 1.0198 | 1.0198 | 1.0198 | 1.0198 | 1.0198 | 1.0198 | 1.0198 | 1.0198 | 1.0198 | 1.0198 | 1.0198 | 1.0198 | 1.0198 | 1.0198 | 1.0198 | 1.0198 | 1.0198 | 1.0198 | 1.0198 | 1.0198 | 1.0198 | 1.0198 | 1.0198 | 1.0198 | 1.0198 | 1.0198 | 1.0198 | 1.0198 | 1.0198 | 1.0198 | 1.0198 | 1.0198 | 1.0198 | 1.0198 | 1.0198 | 1.0198 | 1.0198 | 1.0198 | 1.0198 | 1.0198 | 1.0198 | 1.0198 | 1.0198 | 1.0198 | 1.0198 | 1.0198 | 1.0198 | 1.0198 | 1.0198 | 1.0198 | 1.0198 | 1.0198 | 1.0198 | 1.0198 | 1.0198 | 1.0198 | 1.0198 | 1.0198 | 1.0198 | 1.0198 | 1.0198 | 1.0198 | 1.0198 | 1.0198 | 1.0198 | 1.0198 | 1.0198 | 1.0198 | 1.0198 | 1.0198 | 1.0198 | 1.0198 | 1.0198 | 1.0198 | 1.0198 | 1.0198 | 1.0198 | 1.0198 | 1.0198 | 1.0198 | 1.0198 | 1.0198 | 1.0198 | 1.0198 | 1.0198 | 1.0198 | 1.0198 | 1.0198 | 1.0198 | 1.0198 | 1.0198 | 1.0198 | 1.0198 | 1.0198 | 1.0198 | 1.0198 | 1.0198 | 1.0198 | 1.0198 | 1.0198 | 1.0198 | 1.0198 | 1.0198 | 1.0198 | 1.0198 | 1.0198 | 1.0198 | 1.0198 | 1.0198 | 1.0198 | 1.0198 | 1.0198 | 1.0198 | 1.0198 | 1.0198 | 1.0198 | 1.0198 | 1.0198 | 1.0198 | 1.0198 | 1.0198 | 1.0198 | 1.0198 | 1.0198 | 1.0198 | 1.0198 | 1.0198 | 1.0198 | 1.0198 | 1.0198 | 1.0198 | 1.0198 | 1.0198 | 1.0198 | 1.0198 | 1.0198 | 1.0198 | 1.0198 | 1.0198 | 1.0198 | 1.0198 | 1.0198 | 1.0198 | 1.0198 | 1.0198 | 1.0198 | 1.0198 | 1.0198 | 1.0198 | 1.0198 | 1.0198 | 1.0198 | 1.0198 | 1.0198 | 1.0198 | 1.0198 | 1.0198 | 1.0198 | 1.0198 | 1.0198 | 1.0198 | 1.0198 | 1.0198 | 1.0198 | 1.0198 | 1.0198 | 1.0198 | 1.0198 | 1.0198 | 1.0198 | 1.0198 | 1.0198 | 1.0198 | 1.0198 | 1.0198 | 1.0198 | 1.0198 | 1.0198 | 1.0198 | 1.0198 | 1.0198 | 1.0198 | 1.0198 | 1.0198 | 1.0198 | 1.0198 | 1.0198 | 1.0198 | 1.0198 | 1.0198 | 1.0198 | 1.0198 | 1.0198 | 1.0198 | 1.0198 | 1.0198 | 1.0198 | 1.0198 | 1.0198 | 1.0198 | 1.0198 | 1.0198 | 1.0198 | 1.0198 | 1.0198 | 1.0198 | 1.0198 | 1.0198 | 1.0198 | 1.0198 | 1.0198 | 1.0198 | 1.0198 | 1.0198 | 1.0198 | 1.0198 | 1.0198 | 1.0198 | 1.0198 | 1.0198 | 1.0198 | 1.0198 | 1.0198 | 1.0198 | 1.0198 | 1.0198 | 1.0198 | 1.0198 | 1.0198 | 1.0198 | 1.0198 | 1.0198 | 1.0198 | 1.0198 | 1.0198 | 1.0198 | 1.0198 | 1.0198 | 1.0198 | 1.0198 | 1.0198 | 1.0198 | 1.0198 | 1.0198 | 1.0198 | 1.0198 | 1.0198 | 1.0198 | 1.0198 | 1.0198 | 1.0198 | 1.0198 | 1.0198 | 1.0198 | 1.0198 | 1.0198 | 1.0198 | 1.0198 | 1.0198 | 1.0198 | 1.0198 | 1.0198 | 1.0198 | 1.0198 | 1.0198 | 1.0198 | 1.0198 | 1.0198 | 1.0198 | 1.0198 | 1.0198 | 1.0198 | 1.0198 | 1.0198 | 1.0198 | 1.0198 | 1.0198 | 1.0198 | 1.0198 | 1.0198 | 1.0198 | 1.0198 | 1.0198 | 1.0198 | 1.0198 | 1.0198 | 1.0198 | 1.0198 | 1.0198 | 1.0198 | 1.0198 | 1.0198 | 1.0198 | 1.0198 | 1.0198 | 1.0198 | 1.0198 | 1.0198 | 1.0198 | 1.0198 | 1.0198 | 1.0198 | 1.0198 | 1.0198 | 1.0198 | 1.0198 | 1.0198 | 1.0198 | 1.0198 | 1.0198 | 1.0198 | 1.0198 | 1.0198 | 1.0198 | 1.0198 | 1.0198 | 1.0198 | 1.0198 | 1.0198 | 1.0198 | 1.0198 | 1.0198 | 1.0198 | 1.0198 | 1.0198 | 1.0198 | 1.0198 | 1.0198 | 1.0198 | 1.0198 | 1.0198 | 1.0198 | 1.0198 | 1.0198 | 1.0198 | 1.0198 | 1.0198 | 1.0198 | 1.0198 | 1.0198 | 1.0198 | 1.0198 | 1.0198 | 1.0198 | 1.0198 | 1.0198 | 1.0198 | 1.0198 | 1.0198 | 1.0198 | 1.0198 | 1.0198 | 1.0198 | 1.0198 | 1.0198 | 1.0198 | 1.0198 | 1.0198 | 1.0198 | 1.0198 | 1.0198 | 1.0198 | 1.0198 | 1.0198 | 1.0198 | 1.0198 | 1.0198 | 1.0198 | 1.0198 | 1.0198 | 1.0198 | 1.0198 | 1.0198 | 1.0198 | 1.0198 | 1.0198 | 1.0198 | 1.0198 | 1.0198 | 1.0198 | 1.0198 | 1.0198 | 1.0198 | 1.0198 | 1.0198 | 1.0198 | 1.0198 | 1.0198 | 1.0198 | 1.0198 | 1.0198 | 1.0198 | 1.0198 | 1.0198 | 1.0198 | 1.0198 | 1.0198 | 1.0198 | 1.0198 | 1.0198 | 1.0198 | 1.0198 | 1.0198 | 1.0198 | 1.0198 | 1.0198 | 1.0198 | 1.0198 | 1.0198 | 1.0198 | 1.0198 | 1.0198 | 1.0198 | 1.0198 | 1.0198 | 1.0198 | 1.0198 | 1.0198 | 1.0198 | 1.0198 | 1.0198 | 1.0198 | 1.0198 | 1.0198 | 1.0198 | 1.0198 | 1.0198 | 1.0198 | 1.0198 | 1.0198 | 1.0198 | 1.0198 | 1.0198 | 1.0198 | 1.0198 | 1.0198 | 1.0198 | 1.0198 | 1.0198 | 1.0198 | 1.0198 | 1.0198 | 1.0198 | 1.0198 | 1.0198 | 1.0198 | 1.0198 | 1.0198 | 1.0198 | 1.0198 | 1.0198 | 1.0198 | 1.0198 | 1.0198 | 1.0198 | 1.0198 | 1.0198 | 1.0198 | 1.0198 | 1.0198 | 1.0198 | 1.0198 | 1.0198 | 1.0198 | 1.0198 | 1.0198 | 1.0198 | 1.0198 | 1.0198 | 1.0198 | 1.0198 | 1.0198 | 1.0198 | 1.0198 | 1.0198 | 1.0198 | 1.0198 | 1.0198 | 1.0198 | 1.0198 | 1.0198 | 1.0198 | 1.0198 | 1.0198 | 1.0198 | 1.0198 | 1.0198 | 1.0198 | 1.0198 | 1.0198 | 1.0198 | 1.0198 | 1.0198 | 1.0198 | 1.0198 | 1.0198 | 1.0198 | 1.0198 | 1.0198 | 1.0198 | 1.0198 | 1.0198 | 1.0198 | 1.0198 | 1.0198 | 1.0198 | 1.0198 | 1.0198 | 1.0198 | 1.0198 | 1.0198 | 1.0198 | 1.0198 | 1.0198 | 1.0198 | 1.0198 | 1.0198 | 1.0198 | 1.0198 | 1.0198 | 1.0198 | 1.0198 | 1.0198 | 1.0198 | 1.0198 | 1.0198 | 1.0198 | 1.0198 | 1.0198 | 1.0198 | 1.0198 | 1.0198 | 1.0198 | 1.0198 | 1.0198 | 1.0198 | 1.0198 | 1.0198 | 1.0198 | 1.0198 | 1.0198 | 1.0198 | 1.0198 | 1.0198 | 1.0198 | 1.0198 | 1.0198 | 1.0198 | 1.0198 | 1.0198 | 1.0198 | 1.0198 | 1.0198 | 1.0198 | 1.0198 | 1.0198 | 1.0198 | 1.0198 | 1.0198 | 1.0198 | 1.0198 | 1.0198 | 1.0198 | 1.0198 | 1.0198 | 1.0198 | 1.0198 | 1.0198 | 1.0198 | 1.0198 | 1.0198 | 1.0198 | 1.0198 | 1.0198 | 1.0198 | 1.0198 | 1.0198 | 1.0198 | 1.0198 | 1.0198 | 1.0198 | 1.0198 | 1.0198 | 1.0198 | 1.0198 | 1.0198 | 1.0198 | 1.0198 | 1.0198 | 1.0198 | 1.0198 | 1.0198 | 1.0198 | 1.0198 | 1.0198 | 1.0198 | 1.0198 | 1.0198 | 1.0198 | 1.0198 | 1.0198 | 1.0198 | 1.0198 | 1.0198 | 1.0198 | 1.0198 | 1.0198 | 1.0198 | 1.0198 | 1.0198 | 1.0198 | 1.0198 | 1.0198 | 1.0198 | 1.0198 | 1.0198 | 1.0198 | 1.0198 | 1.0198 | 1.0198 | 1.0198 | 1.0198 | 1.0198 | 1.0198 | 1.0198 | 1.0198 | 1.0198 | 1.0198 | 1.0198 | 1.0198 | 1.0198 | 1.0198 | 1.0198 | 1.0198 | 1.0198 | 1.0198 | 1.0198 | 1.0198 | 1.0198 | 1.0198 | 1.0198 | 1.0198 | 1.0198 | 1.0198 | 1.0198 | 1.0198 | 1.0198 | 1.0198 | 1.0198 | 1.0198 | 1.0198 | 1.0198 | 1.0198 | 1.0198 | 1.0198 | 1.0198 | 1.0198 | 1.0198 | 1.0198 | 1.0198 | 1.0198 | 1.0198 | 1.0198 | 1.0198 | 1.0198 | 1.0198 | 1.0198 | 1.0198 | 1.0198 | 1.0198 | 1.0198 | 1.0198 | 1.0198 | 1.0198 | 1.0198 | 1.0198 | 1.0198 | 1.0198 | 1.0198 | 1.0198 | 1.0198 | 1.0198 | 1.0198 | 1.0198 | 1.0198 | 1.0198 | 1.0198 | 1.0198 | 1.0198 | 1.0198 | 1.0198 | 1.0198 | 1.0198 | 1.0198 | 1.0198 | 1.0198 | 1.0198 | 1.0198 | 1.0198 | 1.0198 | 1.0198 | 1.0198 | 1.0198 | 1.0198 | 1.0198 | 1.0198 | 1.0198 | 1.0198 | 1.0198 | 1.0198 | 1.0198 | 1.0198 | 1.0198 | 1.0198 | 1.0198 | 1.0198 | 1.0198 | 1.0198 | 1.0198 | 1.0198 | 1.0198 | 1.0198 | 1.0198 | 1.0198 | 1.0198 | 1.0198 | 1.0198 | 1.0198 | 1.0198 | 1.0198 | 1.0198 | 1.0198 | 1.0198 | 1.0198 | 1.0198 | 1.0198 | 1.0198 | 1.0198 | 1.0198 | 1.0198 | 1.0198 | 1.0198 | 1.0198 | 1.0198 | 1.0198 | 1.0198 | 1.0198 | 1.0198 | 1.0198 | 1.0198 | 1.0198 | 1.0198 | 1.0198 | 1.0198 | 1.0198 | 1.0198 | 1.0198 | 1.0198 | 1.0198 | 1.0198 | 1.0198 | 1.0198 | 1.0198 | 1.0198 | 1.0198 | 1.0198 | 1.0198 | 1.0198 | 1.0198 | 1.0198 | 1.0198 | 1.0198 | 1.0198 | 1.0198 | 1.0198 | 1.0198 | 1.0198 | 1.0198 | 1.0198 | 1.0198 | 1.0198 | 1.0198 | 1.0198 | 1.0198 | 1.0198 | 1.0198 | 1.0198 | 1.0198 | 1.0198 | 1.0198 | 1.0198 | 1.0198 | 1.0198 | 1.0198 | 1.0198 | 1.0198 | 1.0198 | 1.0198 | 1.0198 | 1.0198 | 1.0198 | 1.0198 | 1.0198 | 1.0198 | 1.0198 | 1.0198 | 1.0198 | 1.0198 | 1.0198 | 1.0198 | 1.0198 | 1.0198 | 1.0198 | 1.0198 | 1.0198 | 1.0198 | 1.0198 | 1.0198 | 1.0198 | 1.0198 | 1.0198 | 1.0198 | 1.0198 | 1.0198 | 1.0198 | 1.0198 | 1.0198 | 1.0198 | 1.0198 | 1.0198 | 1.0198 | 1.0198 | 1.0198 | 1.0198 | 1.0198 | 1.0198 | 1.0198 | 1.0198 | 1.0198 | 1.0198 | 1.0198 | 1.0198 | 1.0198 | 1.0198 | 1.0198 | 1.0198 | 1.0198 | 1.0198 | 1.0198 | 1.0198 | 1.0198 | 1.0198 | 1.0198 | 1.0198 | 1.0198 | 1.0198 | 1.0198 | 1.0198 | 1.0198 | 1.0198 | 1.0198 | 1.0198 | 1.0198 | 1.0198 | 1.0198 | 1.0198 | 1.0198 | 1.0198 | 1.0198 | 1.0198 | 1.0198 | 1.0198 | 1.0198 | 1.0198 | 1.0198 | 1.0198 | 1.0198 | 1.0198 | 1.0198 | 1.0198 | 1.0198 | 1.0198 | 1.0198 | 1.0198 | 1.0198 | 1.0198 | 1.0198 | 1.0198 | 1.0198 | 1.0198 | 1.0198 | 1.0198 | 1.0198 | 1.0198 | 1.0198 | 1.0198 | 1.0198 | 1.0198 | 1.0198 | 1.0198 | 1.0198 | 1.0198 | 1.0198 | 1.0198 | 1.0198 | 1.0198 | 1.0198 | 1.0198 | 1.0198 | 1.0198 | 1.0198 | 1.0198 | 1.0198 | 1.0198 | 1.0198 | 1.0198 | 1.0198 | 1.0198 | 1.0198 | 1.0198 | 1.0198 | 1.0198 | 1.0198 | 1.0198 | 1.0198 | 1.0198 | 1.0198 | 1.0198 | 1.0198 | 1.0198 | 1.0198 | 1.0198 | 1.0198 | 1.0198 | 1.0198 | 1.0198 | 1.0198 | 1.0198 | 1.0198 | 1.0198 | 1.0198 | 1.0198 | 1.0198 | 1.0198 | 1.0198 | 1.0198 | 1.0198 | 1.0198 | 1.0198 | 1.0198 | 1.0198 | 1.0198 | 1.0198 | 1.0198 | 1.0198 | 1.0198 | 1.0198 | 1.0198 | 1.0198 | 1.0198 | 1.0198 | 1.0198 | 1.0198 | 1.0198 | 1.0198 | 1.0198 | 1.0198 | 1.0198 | 1.0198 | 1.0198 | 1.0198 | 1.0198 | 1.0198 | 1.0198 | 1.0198 | 1.0198 | 1.0198 | 1.0198 | 1.0198 | 1.0198 | 1.0198 | 1.0198 | 1.0198 | 1.0198 | 1.0198 | 1.0198 | 1.0198 | 1.0198 | 1.0198 | 1.0198 | 1.0198 | 1.0198 | 1.0198 | 1.0198 | 1.0198 | 1.0198 | 1.0198 | 1.0198 | 1.0198 | 1.0198 | 1.0198 | 1.0198 | 1.0198 | 1.0198 | 1.0198 | 1.0198 | 1.0198 | 1.0198 | 1.0198 | 1.0198 | 1.0198 | 1.0198 | 1.0198 | 1.0198 | 1.0198 | 1.0198 | 1.0198 | 1.0198 | 1.0198 | 1.0198 | 1.0198 | 1.0198 | 1.0198 | 1.0198 | 1.0198 | 1.0198 | 1.0198 | 1.0198 | 1.0198 | 1.0198 | 1.0198 | 1.0198 | 1.0198 | 1.0198 | 1.0198 | 1.0198 | 1.0198 | 1.0198 | 1.0198 | 1.0198 | 1.0198 | 1.0198 | 1.0198 | 1.0198 | 1.0198 | 1.0198 | 1.0198 | 1.0198 | 1.0198 | 1.0198 | 1.0198 | 1.0198 | 1.0198 | 1.0198 | 1.0198 | 1.0198 | 1.0198 | 1.0198 | 1.0198 | 1.0198 | 1.0198 | 1.0198 | 1.0198 | 1.0198 | 1.0198 | 1.0198 | 1.0198 | 1.0198 | 1.0198 | 1.0198 | 1.0198 | 1.0198 | 1.0198 | 1.0198 | 1.0198 | 1.0198 | 1.0198 | 1.0198 | 1.0198 | 1.0198 | 1.0198 | 1.0198 | 1.0198 | 1.0198 | 1.0198 | 1.0198 | 1.0198 | 1.0198 | 1.0198 | 1.0198 | 1.0198 | 1.0198 | 1.0198 | 1.0198 | 1.0198 | 1.0198 | 1.0198 | 1.0198 | 1.0198 | 1.0198 | 1.0198 | 1.0198 | 1.0198 | 1.0198 | 1.0198 | 1.0198 | 1.0198 | 1.0198 | 1.0198 | 1.0198 | 1.0198 | 1.0198 | 1.0198 | 1.0198 | 1.0198 | 1.0198 | 1.0198 | 1.0198 | 1.0198 | 1.0198 | 1.0198 | 1.0198 | 1.0198 | 1.0198 | 1.0198 | 1.0198 | 1.0198 | 1.0198 | 1.0198 | 1.0198 | 1.0198 | 1.0198 | 1.0198 | 1.0198 | 1.0198 | 1.0198 | 1.0198 | 1.0198 | 1.0198 | 1.0198 | 1.0198 | 1.0198 | 1.0198 | 1.0198 | 1.0198 | 1.0198 | 1.0198 | 1.0198 | 1.0198 | 1.0198 | 1.0198 | 1.0198 | 1.0198 | 1.0198 | 1.0198 | 1.0198 | 1.0198 | 1.0198 | 1.0198 | 1.0198 | 1.0198 | 1.0198 | 1.0198 | 1.0198 | 1.0198 | 1.0198 | 1.0198 | 1.0198 | 1.0198 | 1.0198 | 1.0198 | 1.0198 | 1.0198 | 1.0198 | 1.0198 | 1.0198 | 1.0198 | 1.0198 | 1.0198 | 1.0198 | 1.0198 | 1.0198 | 1.0198 | 1.0198 | 1.0198 | 1.0198 | 1.0198 | 1.0198 | 1.0198 | 1.0198 | 1.0198 | 1.0198 | 1.0198 | 1.0198 | 1.0198 | 1.0198 | 1.0198 | 1.0198 | 1.0198 | 1.0198 | 1.0198 | 1.0198 | 1.0198 | 1.0198 | 1.0198 | 1.0198 | 1.0198 | 1.0198 | 1.0198 | 1.0198 | 1.0198 | 1.0198 | 1.0198 | 1.0198 | 1.0198 | 1.0198 | 1.0198 | 1.0198 | 1.0198 | 1.0198 | 1.0198 | 1.0198 | 1.0198 | 1.0198 | 1.0198 | 1.0198 | 1.0198 | 1.0198 | 1.0198 | 1.0198 | 1.0198 | 1.0198 | 1.0198 | 1.0198 | 1.0198 | 1.0198 | 1.0198 | 1.0198 | 1.0198 | 1.0198 | 1.0198 | 1.0198 | 1.0198 | 1.0198 | 1.0198 | 1.0198 | 1.0198 | 1.0198 | 1.0198 | 1.0198 | 1.0198 | 1.0198 | 1.0198 | 1.0198 | 1.0198 | 1.0198 | 1.0198 | 1.0198 | 1.0198 | 1.0198 | 1.0198 | 1.0198 | 1.0198 | 1.0198 | 1.0198 | 1.0198 | 1.0198 | 1.0198 | 1.0198 | 1.0198 | 1.0198 | 1.0198 | 1.0198 | 1.0198 | 1.0198 | 1.0198 | 1.0198 | 1.0198 | 1.0198 | 1.0198 | 1.0198 | 1.0198 | 1.0198 | 1.0198 | 1.0198 | 1.0198 | 1.0198 | 1.0198 | 1.0198 | 1.0198 | 1.0198 | 1.0198 | 1.0198 | 1.0198 | 1.0198 | 1.0198 | 1.0198 | 1.0198 | 1.0198 | 1.0198 | 1.0198 | 1.0198 | 1.0198 | 1.0198 | 1.0198 | 1.0198 | 1.0198 | 1.0198 | 1.0198 | 1.0198 | 1.0198 | 1.0198 | 1.0198 | 1.0198 | 1.0198 | 1.0198 | 1.0198 | 1.0198 | 1.0198 | 1.0198 | 1.0198 | 1.0198 | 1.0198 | 1.0198 | 1.0198 | 1.0198 | 1.0198 | 1.0198 | 1.0198 | 1.0198 | 1.0198 | 1.0198 | 1.0198 | 1.0198 | 1.0198 | 1.0198 | 1.0198 | 1.0198 | 1.0198 | 1.0198 | 1.0198 | 1.0198 | 1.0198 | 1.0198 | 1.0198 | 1.0198 | 1.0198 | 1.0198 | 1.0198 | 1.0198 | 1.0198 | 1.0198 | 1.0198 | 1.0198 | 1.0198 | 1.0198 | 1.0198 | 1.0198 | 1.0198 | 1.0198 | 1.0198 | 1.0198 | 1.0198 | 1.0198 | 1.0198 | 1.0198 | 1.0198 | 1.0198 | 1.0198 | 1.0198 | 1.0198 | 1.0198 | 1.0198 | 1.0198 | 1.0198 | 1.0198 | 1.0198 | 1.0198 | 1.0198 | 1.0198 | 1.0198 | 1.0198 | 1.0198 | 1.0198 | 1.0198 | 1.0198 | 1.0198 | 1.0198 | 1.0198 | 1.0198 | 1.0198 | 1.0198 | 1.0198 | 1.0198 | 1.0198 | 1.0198 | 1.0198 | 1.0198 | 1.0198 | 1.0198 | 1.0198 | 1.0198 | 1.0198 | 1.0198 | 1.0198 | 1.0198 | 1.0198 | 1.0198 | 1.0198 | 1.0198 | 1.0198 | 1.0198 | 1.0198 | 1.0198 | 1.0198 | 1.0198 | 1.0198 | 1.0198 | 1.0198 | 1.0198 | 1.0198 | 1.0198 | 1.0198 | 1.0198 | 1.0198 | 1.0198 | 1.0198 | 1.0198 | 1.0198 | 1.0198 | 1.0198 | 1.0198 | 1.0198 | 1.0198 | 1.0198 | 1.0198 | 1.0198 | 1.0198 | 1.0198 | 1.0198 | 1.0198 | 1.0198 | 1.0198 | 1.0198 | 1.0198 | 1.0198 | 1.0198 | 1.0198 | 1.0198 | 1.0198 | 1.0198 | 1.0198 | 1.0198 | 1.0198 | 1.0198 | 1.0198 | 1.0198 | 1.0198 | 1.0198 | 1.0198 | 1.0198 | 1.0198 | 1.0198 | 1.0198 | 1.0198 | 1.0198 | 1.0198 | 1.0198 | 1.0198 | 1.0198 | 1.0198 | 1.0198 | 1.0198 | 1.0198 | 1.0198 | 1.0198 | 1.0198 | 1.0198 | 1.0198 | 1.0198 | 1.0198 | 1.0198 | 1.0198 | 1.0198 | 1.0198 | 1.0198 | 1.0198 | 1.0198 | 1.0198 | 1.0198 | 1.0198 | 1.0198 | 1.0198 | 1.0198 | 1.0198 | 1.0198 | 1.0198 | 1.0198 | 1.0198 | 1.0198 | 1.0198 | 1.0198 | 1.0198 | 1.0198 | 1.0198 | 1.0198 | 1.0198 | 1.0198 | 1.0198 | 1.0198 | 1.0198 | 1.0198 | 1.0198 | 1.0198 | 1.0198 | 1.0198 | 1.0198 | 1.0198 | 1.0198 | 1.0198 | 1.0198 | 1.0198 | 1.0198 | 1.0198 | 1.0198 | 1.0198 | 1.0198 | 1.0198 | 1.0198 | 1.0198 | 1.0198 | 1.0198 | 1.0198 | 1.0198 | 1.0198 | 1.0198 | 1.0198 | 1.0198 | 1.0198 | 1.0198 | 1.0198 | 1.0198 | 1.0198 | 1.0198 | 1.0198 | 1.0198 | 1.0198 | 1.0198 | 1.0198 | 1.0198 | 1.0198 | 1.0198 | 1.0198 | 1.0198 | 1.0198 | 1.0198 | 1.0198 | 1.0198 | 1.0198 | 1.0198 | 1.0198 | 1.0198 | 1.0198 | 1.0198 | 1.0198 | 1.0198 | 1.0198 | 1.0198 | 1.0198 | 1.0198 | 1.0198 | 1.0198 | 1.0198 | 1.0198 | 1.0198 | 1.0198 | 1.0198 | 1.0198 | 1.0198 | 1.0198 | 1.0198 | 1.0198 | 1.0198 | 1.0198 | 1.0198 | 1.0198 | 1.0198 | 1.0198 | 1.0198 | 1.0198 | 1.0198 | 1.0198 | 1.0198 | 1.0198 | 1.0198 | 1.0198 | 1.0198 | 1.0198 | 1.0198 | 1.0198 | 1.0198 | 1.0198 | 1.0198 | 1.0198 | 1.0198 | 1.0198 | 1.0198 | 1.0198 | 1.0198 | 1.0198 | 1.0198 | 1.0198 | 1.0198 | 1.0198 | 1.0198 | 1.0198 | 1.0198 | 1.0198 | 1.0198 | 1.0198 | 1.0198 | 1.0198 | 1.0198 | 1.0198 | 1.0198 | 1.0198 | 1.0198 | 1.0198 | 1.0198 | 1.0198 | 1.0198 | 1.0198 | 1.0198 | 1.0198 | 1.0198 | 1.0198 | 1.0198 | 1.0198 | 1.0198 | 1.0198 | 1.0198 | 1.0198 | 1.0198 | 1.0198 | 1.0198 | 1.0198 | 1.0198 | 1.0198 | 1.0198 | 1.0198 | 1.0198 | 1.0198 | 1.0198 | 1.0198 | 1.0198 | 1.0198 | 1.0198 | 1.0198 | 1.0198 | 1.0198 | 1.0198 | 1.0198 | 1.0198 | 1.0198 | 1.0198 | 1.0198 | 1.0198 | 1.0198 | 1.0198 | 1.0198 | 1.0198 | 1.0198 | 1.0198 | 1.0198 | 1.0198 | 1.0198 | 1.0198 | 1.0198 | 1.0198 | 1.0198 | 1.0198 | 1.0198 | 1.0198 | 1.0198 | 1.0198 | 1.0198 | 1.0198 | 1.0198 | 1.0198 | 1.0198 | 1.0198 | 1.0198 | 1.0198 | 1.0198 | 1.0198 | 1.0198 | 1.0198 | 1.0198 | 1.0198 | 1.0198 | 1.0198 | 1.0198 | 1.0198 | 1.0198 | 1.0198 | 1.0198 | 1.0198 | 1.0198 | 1.0198 | 1.0198 | 1.0198 | 1.0198 | 1.0198 | 1.0198 | 1.0198 | 1.0198 | 1.0198 | 1.0198 | 1.0198 | 1.0198 | 1.0198 | 1.0198 | 1.0198 | 1.0198 | 1.0198 | 1.0198 | 1.0198 | 1.0198 | 1.0198 | 1.0198 | 1.0198 | 1.0198 | 1.0198 | 1.0198 | 1.0198 | 1.0198 | 1.0198 | 1.0198 | 1.0198 | 1.0198 | 1.0198 | 1.0198 | 1.0198 | 1.0198 | 1.0198 | 1.0198 | 1.0198 | 1.0198 | 1.0198 | 1.0198 | 1.0198 | 1.0198 | 1.0198 | 1.0198 | 1.0198 | 1.0198 | 1.0198 | 1.0198 | 1.0198 | 1.0198 | 1.0198 | 1.0198 | 1.0198 | 1.0198 | 1.0198 | 1.0198 | 1.0198 | 1.0198 | 1.0198 | 1.0198 | 1.0198 | 1.0198 | 1.0198 | 1.0198 | 1.0198 | 1.0198 | 1.0198 | 1.0198 | 1.0198 | 1.0198 | 1.0198 | 1.0198 | 1.0198 | 1.0198 | 1.0198 | 1.0198 | 1.0198 | 1.0198 | 1.0198 | 1.0198 | 1.0198 | 1.0198 | 1.0198 | 1.0198 | 1.0198 | 1.0198 | 1.0198 | 1.0198 | 1.0198 | 1.0198 | 1.0198 | 1.0198 | 1.0198 | 1.0198 | 1.0198 | 1.0198 | 1.0198 | 1.0198 | 1.0198 | 1.0198 | 1.0198 | 1.0198 | 1.0198 | 1.0198 | 1.0198 | 1.0198 | 1.0198 | 1.0198 | 1.0198 | 1.0198 | 1.0198 | 1.0198 | 1.0198 | 1.0198 | 1.0198 | 1.0198 | 1.0198 | 1.0198 | 1.0198 | 1.0198 | 1.0198 | 1.0198 | 1.0198 | 1.0198 | 1.0198 | 1.0198 | 1.0198 | 1.0198 | 1.0198 | 1.0198 | 1.0198 | 1.0198 | 1.0198 | 1.0198 | 1.0198 | 1.0198 | 1.0198 | 1.0198 | 1.0198 | 1.0198 | 1.0198 | 1.0198 | 1.0198 | 1.0198 | 1.0198 | 1.0198 | 1.0198 | 1.0198 | 1.0198 | 1.0198 | 1.0198 | 1.0198 | 1.0198 | 1.0198 | 1.0198 | 1.0198 | 1.0198 | 1.0198 | 1.0198 | 1.0198 | 1.0198 | 1.0198 | 1.0198 | 1.0198 | 1.0198 | 1.0198 | 1.0198 | 1.0198 | 1.0198 | 1.0198 | 1.0198 | 1.0198 | 1.0198 | 1.0198 | 1.0198 | 1.0198 | 1.0198 | 1.0198 | 1.0198 | 1.0198 | 1.0198 | 1.0198 | 1.0198 | 1.0198 | 1.0198 | 1.0198 | 1.0198 | 1.0198 | 1.0198 | 1.0198 | 1.0198 | 1.0198 | 1.0198 | 1.0198 | 1.0198 | 1.0198 | 1.0198 | 1.0198 | 1.0198 | 1.0198 | 1.0198 | 1.0198 | 1.0198 | 1.0198 | 1.0198 | 1.0198 | 1.0198 | 1.0198 | 1.0198 | 1.0198 | 1.0198 | 1.0198 | 1.0198 | 1.0198 | 1.0198 | 1.0198 | 1.0198 | 1.0198 | 1.0198 | 1.0198 | 1.0198 | 1.0198 | 1.0198 | 1.0198 | 1.0198 | 1.0198 | 1.0198 | 1.0198 | 1.0198 | 1.0198 | 1.0198 | 1.0198 | 1.0198 | 1.0198 | 1.0198 | 1.0198 | 1.0198 | 1.0198 | 1.0198 | 1.0198 | 1.0198 | 1.0198 | 1.0198 | 1.0198 | 1.0198 | 1.0198 | 1.0198 | 1.0198 | 1.0198 | 1.0198 | 1.0198 | 1.0198 | 1.0198 | 1.0198 | 1.0198 | 1.0198 | 1.0198 | 1.0198 | 1.0198 | 1.0198 | 1.0198 | 1.0198 | 1.0198 | 1.0198 | 1.0198 | 1.0198 | 1.0198 | 1.0198 | 1.0198 | 1.0198 | 1.0198 | 1.0198 | 1.0198 | 1.0198 | 1.0198 | 1.0198 | 1.0198 | 1.0198 | 1.0198 | 1.0198 | 1.0198 | 1.0198 | 1.0198 | 1.0198 | 1.0198 | 1.0198 | 1.0198 | 1.0198 | 1.0198 | 1.0198 | 1.0198 | 1.0198 | 1.0198 | 1.0198 | 1.0198 | 1.0198 | 1.0198 | 1.0198 | 1.0198 | 1.0198 | 1.0198 | 1.0198 | 1.0198 | 1.0198 | 1.0198 | 1.0198 | 1.0198 | 1.0198 | 1.0198 | 1.0198 | 1.0198 | 1.0198 | 1.0198 | 1.0198 | 1.0198 | 1.0198 | 1.0198 | 1.0198 | 1.0198 | 1.0198 | 1.0198 | 1.0198 | 1.0198 | 1.0198 | 1.0198 | 1.0198 | 1.0198 | 1.0198 | 1.0198 | 1.0198 | 1.0198 | 1.0198 | 1.0198 | 1.0198 | 1.0198 | 1.0198 | 1.0198 | 1.0198 | 1.0198 | 1.0198 | 1.0198 | 1.0198 | 1.0198 | 1.0198 | 1.0198 | 1.0198 | 1.0198 | 1.0198 | 1.0198 | 1.0198 | 1.0198 | 1.0198 | 1.0198 | 1.0198 | 1.0198 | 1.0198 | 1.0198 | 1.0198 | 1.0198 | 1.0198 | 1.0198 | 1.0198 | 1.0198 | 1.0198 | 1.0198 | 1.0198 | 1.0198 | 1.0198 | 1.0198 | 1.0198 | 1.0198 | 1.0198 | 1.0198 | 1.0198 | 1.0198 | 1.0198 | 1.0198 | 1.0198 | 1.0198 | 1.0198 | 1.0198 | 1.0198 | 1.0198 | 1.0198 | 1.0198 | 1.0198 | 1.0198 | 1.0198 | 1.0198 | 1.0198 | 1.0198 | 1.0198 | 1.0198 | 1.0198 | 1.0198 | 1.0198 | 1.0198 | 1.0198 | 1.0198 | 1.0198 | 1.0198 | 1.0198 | 1.0198 | 1.0198 | 1.0198 | 1.0198 | 1.0198
Assumed Mix of Alt Fuel Market Share if Gas Not Available
It is assumed that all new commercial buildings would choose electric systems for space and water heating over propane or heating oil due to their lower operational costs | Residential & Commercial
| Heating Oil | % | bar: 2023 1 to 2082 60
| Propane | % | bar: 2023 1 to 2082 60
| Electricity | % |  |  | 100% | 100% | 100% | 100% | 100% | 100% | 100% | 100% | 100% | 100% | 100% | 100% | 100% | 100% | 100% | 100% | 100% | 100% | 100% | 100% | 100% | 100% | 100% | 100% | 100% | 100% | 100% | 100% | 100% | 100% | 100% | 100% | 100% | 100% | 100% | 100% | 100% | 100% | 100% | 100% | 100% | 100% | 100% | 100% | 100% | 100% | 100% | 100% | 100% | 100% | 100% | 100% | 100% | 100% | 100% | 100% | 100% | 100% | 100% | 100%
| Total |  |  |  | 100% | 100% | 100% | 100% | 100% | 100% | 100% | 100% | 100% | 100% | 100% | 100% | 100% | 100% | 100% | 100% | 100% | 100% | 100% | 100% | 100% | 100% | 100% | 100% | 100% | 100% | 100% | 100% | 100% | 100% | 100% | 100% | 100% | 100% | 100% | 100% | 100% | 100% | 100% | 100% | 100% | 100% | 100% | 100% | 100% | 100% | 100% | 100% | 100% | 100% | 100% | 100% | 100% | 100% | 100% | 100% | 100% | 100% | 100% | 100%
| Energy Prices | $/m^3 | Gas $/m^3 | Diff $/m^3
NG cost adjusted to include all Oct 2022 costs charged per m3, including supply, delivery, transportation, storage, HST, and any adjustements but not the carbon price | Natural Gas | 0.4852 |  |  | 0.4852 | 0.4852 | 0.4852 | 0.4852 | 0.4852 | 0.4852 | 0.4852 | 0.4852 | 0.4852 | 0.4852 | 0.4852 | 0.4852 | 0.4852 | 0.4852 | 0.4852 | 0.4852 | 0.4852 | 0.4852 | 0.4852 | 0.4852 | 0.4852 | 0.4852 | 0.4852 | 0.4852 | 0.4852 | 0.4852 | 0.4852 | 0.4852 | 0.4852 | 0.4852 | 0.4852 | 0.4852 | 0.4852 | 0.4852 | 0.4852 | 0.4852 | 0.4852 | 0.4852 | 0.4852 | 0.4852 | 0.4852 | 0.4852 | 0.4852 | 0.4852 | 0.4852 | 0.4852 | 0.4852 | 0.4852 | 0.4852 | 0.4852 | 0.4852 | 0.4852 | 0.4852 | 0.4852 | 0.4852 | 0.4852 | 0.4852 | 0.4852 | 0.4852 | 0.4852
updated fuel oil cost based on Oct quote from MacEwan for the Chatham-Kent area ($2.25/L all taxes included, used 0.03672 GJ/L conversion factor) | Heating Oil | 1.988 | 0.4852 | 1.5028 | 1.988 | 1.988 | 1.988 | 1.988 | 1.988 | 1.988 | 1.988 | 1.988 | 1.988 | 1.988 | 1.988 | 1.988 | 1.988 | 1.988 | 1.988 | 1.988 | 1.988 | 1.988 | 1.988 | 1.988 | 1.988 | 1.988 | 1.988 | 1.988 | 1.988 | 1.988 | 1.988 | 1.988 | 1.988 | 1.988 | 1.988 | 1.988 | 1.988 | 1.988 | 1.988 | 1.988 | 1.988 | 1.988 | 1.988 | 1.988 | 1.988 | 1.988 | 1.988 | 1.988 | 1.988 | 1.988 | 1.988 | 1.988 | 1.988 | 1.988 | 1.988 | 1.988 | 1.988 | 1.988 | 1.988 | 1.988 | 1.988 | 1.988 | 1.988 | 1.988
updated propane cost based on Oct quote from Aabco Propane for the Chatham-Kent area ($0.839/L + GST + carbon price), used 0.0228GJ/L for propane | Propane | 1.58 | 0.4852 | 1.0948 | 1.58 | 1.58 | 1.58 | 1.58 | 1.58 | 1.58 | 1.58 | 1.58 | 1.58 | 1.58 | 1.58 | 1.58 | 1.58 | 1.58 | 1.58 | 1.58 | 1.58 | 1.58 | 1.58 | 1.58 | 1.58 | 1.58 | 1.58 | 1.58 | 1.58 | 1.58 | 1.58 | 1.58 | 1.58 | 1.58 | 1.58 | 1.58 | 1.58 | 1.58 | 1.58 | 1.58 | 1.58 | 1.58 | 1.58 | 1.58 | 1.58 | 1.58 | 1.58 | 1.58 | 1.58 | 1.58 | 1.58 | 1.58 | 1.58 | 1.58 | 1.58 | 1.58 | 1.58 | 1.58 | 1.58 | 1.58 | 1.58 | 1.58 | 1.58 | 1.58
electricity current rates for Hydro One medium density | Electricity | 1.4386 | 0.4852 | 0.95342 | 1.4386 | 1.4386 | 1.4386 | 1.4386 | 1.4386 | 1.4386 | 1.4386 | 1.4386 | 1.4386 | 1.4386 | 1.4386 | 1.4386 | 1.4386 | 1.4386 | 1.4386 | 1.4386 | 1.4386 | 1.4386 | 1.4386 | 1.4386 | 1.4386 | 1.4386 | 1.4386 | 1.4386 | 1.4386 | 1.4386 | 1.4386 | 1.4386 | 1.4386 | 1.4386 | 1.4386 | 1.4386 | 1.4386 | 1.4386 | 1.4386 | 1.4386 | 1.4386 | 1.4386 | 1.4386 | 1.4386 | 1.4386 | 1.4386 | 1.4386 | 1.4386 | 1.4386 | 1.4386 | 1.4386 | 1.4386 | 1.4386 | 1.4386 | 1.4386 | 1.4386 | 1.4386 | 1.4386 | 1.4386 | 1.4386 | 1.4386 | 1.4386 | 1.4386 | 1.4386
Factors for Carbon Calc
| Natural Gas | 0.001958
| Heating Oil | 0.0028719
| Propane | 0.0023842
| Electricity | 0
| Carbon Cost Estimate (ICF) | $/ ton |  |  | 65 | 80 | 95 | 110 | 125 | 140 | 155 | 170 | 170 | 170 | 170 | 170 | 170 | 170 | 170 | 170 | 170 | 170 | 170 | 170 | 170 | 170 | 170 | 170 | 170 | 170 | 170 | 170 | 170 | 170 | 170 | 170 | 170 | 170 | 170 | 170 | 170 | 170 | 170 | 170 | 170 | 170 | 170 | 170 | 170 | 170 | 170 | 170 | 170 | 170 | 170 | 170 | 170 | 170 | 170 | 170 | 170 | 170 | 170 | 170
Cost of Carbon Applied to Fuel Price Forecast
| Natural Gas | $/ M3 |  |  | 0.12727 | 0.15664 | 0.18601 | 0.21538 | 0.24475 | 0.27412 | 0.30349 | 0.33286 | 0.33286 | 0.33286 | 0.33286 | 0.33286 | 0.33286 | 0.33286 | 0.33286 | 0.33286 | 0.33286 | 0.33286 | 0.33286 | 0.33286 | 0.33286 | 0.33286 | 0.33286 | 0.33286 | 0.33286 | 0.33286 | 0.33286 | 0.33286 | 0.33286 | 0.33286 | 0.33286 | 0.33286 | 0.33286 | 0.33286 | 0.33286 | 0.33286 | 0.33286 | 0.33286 | 0.33286 | 0.33286 | 0.33286 | 0.33286 | 0.33286 | 0.33286 | 0.33286 | 0.33286 | 0.33286 | 0.33286 | 0.33286 | 0.33286 | 0.33286 | 0.33286 | 0.33286 | 0.33286 | 0.33286 | 0.33286 | 0.33286 | 0.33286 | 0.33286 | 0.33286
| Heating Oil | $/ M3 |  |  | 0.18667 | 0.22975 | 0.27283 | 0.31591 | 0.35899 | 0.40207 | 0.44514 | 0.48822 | 0.48822 | 0.48822 | 0.48822 | 0.48822 | 0.48822 | 0.48822 | 0.48822 | 0.48822 | 0.48822 | 0.48822 | 0.48822 | 0.48822 | 0.48822 | 0.48822 | 0.48822 | 0.48822 | 0.48822 | 0.48822 | 0.48822 | 0.48822 | 0.48822 | 0.48822 | 0.48822 | 0.48822 | 0.48822 | 0.48822 | 0.48822 | 0.48822 | 0.48822 | 0.48822 | 0.48822 | 0.48822 | 0.48822 | 0.48822 | 0.48822 | 0.48822 | 0.48822 | 0.48822 | 0.48822 | 0.48822 | 0.48822 | 0.48822 | 0.48822 | 0.48822 | 0.48822 | 0.48822 | 0.48822 | 0.48822 | 0.48822 | 0.48822 | 0.48822 | 0.48822
| Propane | $/ M3 |  |  | 0.15497 | 0.19073 | 0.22649 | 0.26226 | 0.29802 | 0.33378 | 0.36954 | 0.40531 | 0.40531 | 0.40531 | 0.40531 | 0.40531 | 0.40531 | 0.40531 | 0.40531 | 0.40531 | 0.40531 | 0.40531 | 0.40531 | 0.40531 | 0.40531 | 0.40531 | 0.40531 | 0.40531 | 0.40531 | 0.40531 | 0.40531 | 0.40531 | 0.40531 | 0.40531 | 0.40531 | 0.40531 | 0.40531 | 0.40531 | 0.40531 | 0.40531 | 0.40531 | 0.40531 | 0.40531 | 0.40531 | 0.40531 | 0.40531 | 0.40531 | 0.40531 | 0.40531 | 0.40531 | 0.40531 | 0.40531 | 0.40531 | 0.40531 | 0.40531 | 0.40531 | 0.40531 | 0.40531 | 0.40531 | 0.40531 | 0.40531 | 0.40531 | 0.40531 | 0.40531
| Electricity | $/ M3 |  |  | 0 | 0 | 0 | 0 | 0 | 0 | 0 | 0 | 0 | 0 | 0 | 0 | 0 | 0 | 0 | 0 | 0 | 0 | 0 | 0 | 0 | 0 | 0 | 0 | 0 | 0 | 0 | 0 | 0 | 0 | 0 | 0 | 0 | 0 | 0 | 0 | 0 | 0 | 0 | 0 | 0 | 0 | 0 | 0 | 0 | 0 | 0 | 0 | 0 | 0 | 0 | 0 | 0 | 0 | 0 | 0 | 0 | 0 | 0 | 0
| Trigger to Apply Carbon Cost | 1 | bar: 2023 1 to 2082 60
costs were adjusted for heating system efficiency by dividing fuel prices by the weighted average efficiencies for space and water heating. See additional information tab.
Fuel Prices adjusted for heating system efficiency
| Natural Gas |  |  |  | 0.65856 | 0.69015 | 0.72173 | 0.75331 | 0.78489 | 0.81647 | 0.84805 | 0.87963 | 0.87963 | 0.87963 | 0.87963 | 0.87963 | 0.87963 | 0.87963 | 0.87963 | 0.87963 | 0.87963 | 0.87963 | 0.87963 | 0.87963 | 0.87963 | 0.87963 | 0.87963 | 0.87963 | 0.87963 | 0.87963 | 0.87963 | 0.87963 | 0.87963 | 0.87963 | 0.87963 | 0.87963 | 0.87963 | 0.87963 | 0.87963 | 0.87963 | 0.87963 | 0.87963 | 0.87963 | 0.87963 | 0.87963 | 0.87963 | 0.87963 | 0.87963 | 0.87963 | 0.87963 | 0.87963 | 0.87963 | 0.87963 | 0.87963 | 0.87963 | 0.87963 | 0.87963 | 0.87963 | 0.87963 | 0.87963 | 0.87963 | 0.87963 | 0.87963 | 0.87963 | 0 | 0 | 0 | 0 | 0 | 0 | 0 | 0 | 0 | 0 | 0 | 0 | 0 | 0 | 0 | 0 | 0 | 0 | 0 | 0 | 0 | 0 | 0 | 0 | 0 | 0 | 0 | 0 | 0 | 0 | 0 | 0 | 0 | 0 | 0 | 0 | 0 | 0 | 0 | 0 | 0 | 0 | 0 | 0 | 0 | 0 | 0 | 0 | 0 | 0 | 0 | 0 | 0 | 0 | 0 | 0 | 0 | 0 | 0 | 0 | 0 | 0 | 0 | 0 | 0 | 0 | 0 | 0 | 0 | 0 | 0 | 0 | 0 | 0 | 0 | 0 | 0 | 0 | 0 | 0 | 0 | 0 | 0 | 0 | 0 | 0 | 0 | 0 | 0 | 0 | 0 | 0 | 0 | 0 | 0 | 0 | 0 | 0 | 0 | 0 | 0 | 0 | 0 | 0 | 0 | 0 | 0 | 0 | 0 | 0 | 0 | 0 | 0 | 0 | 0 | 0 | 0 | 0 | 0 | 0 | 0 | 0 | 0 | 0 | 0 | 0 | 0 | 0 | 0 | 0 | 0 | 0 | 0 | 0 | 0 | 0 | 0 | 0 | 0 | 0 | 0 | 0 | 0 | 0 | 0 | 0 | 0 | 0 | 0 | 0 | 0 | 0 | 0 | 0 | 0 | 0 | 0 | 0 | 0 | 0 | 0 | 0 | 0 | 0 | 0 | 0 | 0 | 0 | 0 | 0 | 0 | 0 | 0 | 0 | 0 | 0 | 0 | 0 | 0 | 0 | 0 | 0 | 0 | 0 | 0 | 0 | 0 | 0 | 0 | 0 | 0 | 0 | 0 | 0 | 0 | 0 | 0 | 0 | 0 | 0 | 0 | 0 | 0 | 0 | 0 | 0 | 0 | 0 | 0 | 0 | 0 | 0 | 0 | 0 | 0 | 0 | 0 | 0 | 0 | 0 | 0 | 0 | 0 | 0 | 0 | 0 | 0 | 0 | 0 | 0 | 0 | 0 | 0 | 0 | 0 | 0 | 0 | 0 | 0 | 0 | 0 | 0 | 0 | 0 | 0 | 0 | 0 | 0 | 0 | 0 | 0 | 0 | 0 | 0 | 0 | 0 | 0 | 0 | 0 | 0 | 0 | 0 | 0 | 0 | 0 | 0 | 0 | 0 | 0 | 0 | 0 | 0 | 0 | 0 | 0 | 0 | 0 | 0 | 0 | 0 | 0 | 0 | 0 | 0 | 0 | 0 | 0 | 0 | 0 | 0 | 0 | 0 | 0 | 0 | 0 | 0 | 0 | 0 | 0 | 0 | 0 | 0 | 0 | 0 | 0 | 0 | 0 | 0 | 0 | 0 | 0 | 0 | 0 | 0 | 0 | 0 | 0 | 0 | 0 | 0 | 0 | 0 | 0 | 0 | 0 | 0 | 0 | 0 | 0 | 0 | 0 | 0 | 0 | 0 | 0 | 0 | 0 | 0 | 0 | 0 | 0 | 0 | 0 | 0 | 0 | 0 | 0 | 0 | 0 | 0 | 0 | 0 | 0 | 0 | 0 | 0 | 0 | 0 | 0 | 0 | 0 | 0 | 0 | 0 | 0 | 0 | 0 | 0 | 0 | 0 | 0 | 0 | 0 | 0 | 0 | 0 | 0 | 0 | 0 | 0 | 0 | 0 | 0 | 0 | 0 | 0 | 0 | 0 | 0 | 0 | 0 | 0 | 0 | 0 | 0 | 0 | 0 | 0 | 0 | 0 | 0 | 0 | 0 | 0 | 0 | 0 | 0 | 0 | 0 | 0 | 0 | 0 | 0 | 0 | 0 | 0 | 0 | 0 | 0 | 0 | 0 | 0 | 0 | 0 | 0 | 0 | 0 | 0 | 0 | 0 | 0 | 0 | 0 | 0 | 0 | 0 | 0 | 0 | 0 | 0 | 0 | 0 | 0 | 0 | 0 | 0 | 0 | 0 | 0 | 0 | 0 | 0 | 0 | 0 | 0 | 0 | 0 | 0 | 0 | 0 | 0 | 0 | 0 | 0 | 0 | 0 | 0 | 0 | 0 | 0 | 0 | 0 | 0 | 0 | 0 | 0 | 0 | 0 | 0 | 0 | 0 | 0 | 0 | 0 | 0 | 0 | 0 | 0 | 0 | 0 | 0 | 0 | 0 | 0 | 0 | 0 | 0 | 0 | 0 | 0 | 0 | 0 | 0 | 0 | 0 | 0 | 0 | 0 | 0 | 0 | 0 | 0 | 0 | 0 | 0 | 0 | 0 | 0 | 0 | 0 | 0 | 0 | 0 | 0 | 0 | 0 | 0 | 0 | 0 | 0 | 0 | 0 | 0 | 0 | 0 | 0 | 0 | 0 | 0 | 0 | 0 | 0 | 0 | 0 | 0 | 0 | 0 | 0 | 0 | 0 | 0 | 0 | 0 | 0 | 0 | 0 | 0 | 0 | 0 | 0 | 0 | 0 | 0 | 0 | 0 | 0 | 0 | 0 | 0 | 0 | 0 | 0 | 0 | 0 | 0 | 0 | 0 | 0 | 0 | 0 | 0 | 0 | 0 | 0 | 0 | 0 | 0 | 0 | 0 | 0 | 0 | 0 | 0 | 0 | 0 | 0 | 0 | 0 | 0 | 0 | 0 | 0 | 0 | 0 | 0 | 0 | 0 | 0 | 0 | 0 | 0 | 0 | 0 | 0 | 0 | 0 | 0 | 0 | 0 | 0 | 0 | 0 | 0 | 0 | 0 | 0 | 0 | 0 | 0 | 0 | 0 | 0 | 0 | 0 | 0 | 0 | 0 | 0 | 0 | 0 | 0 | 0 | 0 | 0 | 0 | 0 | 0 | 0 | 0 | 0 | 0 | 0 | 0 | 0 | 0 | 0 | 0 | 0 | 0 | 0 | 0 | 0 | 0 | 0 | 0 | 0 | 0 | 0 | 0 | 0 | 0 | 0 | 0 | 0 | 0 | 0 | 0 | 0 | 0 | 0 | 0 | 0 | 0 | 0 | 0 | 0 | 0 | 0 | 0 | 0 | 0 | 0 | 0 | 0 | 0 | 0 | 0 | 0 | 0 | 0 | 0 | 0 | 0 | 0 | 0 | 0 | 0 | 0 | 0 | 0 | 0 | 0 | 0 | 0 | 0 | 0 | 0 | 0 | 0 | 0 | 0 | 0 | 0 | 0 | 0 | 0 | 0 | 0 | 0 | 0 | 0 | 0 | 0 | 0 | 0 | 0 | 0 | 0 | 0 | 0 | 0 | 0 | 0 | 0 | 0 | 0 | 0 | 0 | 0 | 0 | 0 | 0 | 0 | 0 | 0 | 0 | 0 | 0 | 0 | 0 | 0 | 0 | 0 | 0 | 0 | 0 | 0 | 0 | 0 | 0 | 0 | 0 | 0 | 0 | 0 | 0 | 0 | 0 | 0 | 0 | 0 | 0 | 0 | 0 | 0 | 0 | 0 | 0 | 0 | 0 | 0 | 0 | 0 | 0 | 0 | 0 | 0 | 0 | 0 | 0 | 0 | 0 | 0 | 0 | 0 | 0 | 0 | 0 | 0 | 0 | 0 | 0 | 0 | 0 | 0 | 0 | 0 | 0 | 0 | 0 | 0 | 0 | 0 | 0 | 0 | 0 | 0 | 0 | 0 | 0 | 0 | 0 | 0 | 0 | 0 | 0 | 0 | 0 | 0 | 0 | 0 | 0 | 0 | 0 | 0 | 0 | 0 | 0 | 0 | 0 | 0 | 0 | 0 | 0 | 0 | 0 | 0 | 0 | 0 | 0 | 0 | 0 | 0 | 0 | 0 | 0 | 0 | 0 | 0 | 0 | 0 | 0 | 0 | 0 | 0 | 0 | 0 | 0 | 0 | 0 | 0 | 0 | 0 | 0 | 0 | 0 | 0 | 0 | 0 | 0 | 0 | 0 | 0 | 0 | 0 | 0 | 0 | 0 | 0 | 0 | 0 | 0 | 0 | 0 | 0 | 0 | 0 | 0 | 0 | 0 | 0 | 0 | 0 | 0 | 0 | 0 | 0 | 0 | 0 | 0 | 0 | 0 | 0 | 0 | 0 | 0 | 0 | 0 | 0 | 0 | 0 | 0 | 0 | 0 | 0 | 0 | 0 | 0 | 0 | 0 | 0 | 0 | 0 | 0 | 0 | 0 | 0 | 0 | 0 | 0 | 0 | 0 | 0 | 0 | 0 | 0 | 0 | 0 | 0 | 0 | 0 | 0 | 0 | 0 | 0 | 0 | 0 | 0 | 0 | 0 | 0 | 0 | 0 | 0 | 0 | 0 | 0 | 0 | 0 | 0 | 0 | 0 | 0 | 0 | 0 | 0 | 0 | 0 | 0 | 0 | 0 | 0 | 0 | 0 | 0 | 0 | 0 | 0 | 0 | 0 | 0 | 0 | 0 | 0 | 0 | 0 | 0 | 0 | 0 | 0 | 0 | 0 | 0 | 0 | 0 | 0 | 0 | 0 | 0 | 0 | 0 | 0 | 0 | 0 | 0 | 0 | 0 | 0 | 0 | 0 | 0 | 0 | 0 | 0 | 0 | 0 | 0 | 0 | 0 | 0 | 0 | 0 | 0 | 0 | 0 | 0 | 0 | 0 | 0 | 0 | 0 | 0 | 0 | 0 | 0 | 0 | 0 | 0 | 0 | 0 | 0 | 0 | 0 | 0 | 0 | 0 | 0 | 0 | 0 | 0 | 0 | 0 | 0 | 0 | 0 | 0 | 0 | 0 | 0 | 0 | 0 | 0 | 0 | 0 | 0 | 0 | 0 | 0 | 0 | 0 | 0 | 0 | 0 | 0 | 0 | 0 | 0 | 0 | 0 | 0 | 0 | 0 | 0 | 0 | 0 | 0 | 0 | 0 | 0 | 0 | 0 | 0 | 0 | 0 | 0 | 0 | 0 | 0 | 0 | 0 | 0 | 0 | 0 | 0 | 0 | 0 | 0 | 0 | 0 | 0 | 0 | 0 | 0 | 0 | 0 | 0 | 0 | 0 | 0 | 0 | 0 | 0 | 0 | 0 | 0 | 0 | 0 | 0 | 0 | 0 | 0 | 0 | 0 | 0 | 0 | 0 | 0 | 0 | 0 | 0 | 0 | 0 | 0 | 0 | 0 | 0 | 0 | 0 | 0 | 0 | 0 | 0 | 0 | 0 | 0 | 0 | 0 | 0 | 0 | 0 | 0 | 0 | 0 | 0 | 0 | 0 | 0 | 0 | 0 | 0 | 0 | 0 | 0 | 0 | 0 | 0 | 0 | 0 | 0 | 0 | 0 | 0 | 0 | 0 | 0 | 0 | 0 | 0 | 0 | 0 | 0 | 0 | 0 | 0 | 0 | 0 | 0 | 0 | 0 | 0 | 0 | 0 | 0 | 0 | 0 | 0 | 0 | 0 | 0 | 0 | 0 | 0 | 0 | 0 | 0 | 0 | 0 | 0 | 0 | 0 | 0 | 0 | 0 | 0 | 0 | 0 | 0 | 0 | 0 | 0 | 0 | 0 | 0 | 0 | 0 | 0 | 0 | 0 | 0 | 0 | 0 | 0 | 0 | 0 | 0 | 0 | 0 | 0 | 0 | 0 | 0 | 0 | 0 | 0 | 0 | 0 | 0 | 0 | 0 | 0 | 0 | 0 | 0 | 0 | 0 | 0 | 0 | 0 | 0 | 0 | 0 | 0 | 0 | 0 | 0 | 0 | 0 | 0 | 0 | 0 | 0 | 0 | 0 | 0 | 0 | 0 | 0 | 0 | 0 | 0 | 0 | 0 | 0 | 0 | 0 | 0 | 0 | 0 | 0 | 0 | 0 | 0 | 0 | 0 | 0 | 0 | 0 | 0 | 0 | 0 | 0 | 0 | 0 | 0 | 0 | 0 | 0 | 0 | 0 | 0 | 0 | 0 | 0 | 0 | 0 | 0 | 0 | 0 | 0 | 0 | 0 | 0 | 0 | 0 | 0 | 0 | 0 | 0 | 0 | 0 | 0 | 0 | 0 | 0 | 0 | 0 | 0 | 0 | 0 | 0 | 0 | 0 | 0 | 0 | 0 | 0 | 0 | 0 | 0 | 0 | 0 | 0 | 0 | 0 | 0 | 0 | 0 | 0 | 0 | 0 | 0 | 0 | 0 | 0 | 0 | 0 | 0 | 0 | 0 | 0 | 0 | 0 | 0 | 0 | 0 | 0 | 0 | 0 | 0 | 0 | 0 | 0 | 0 | 0 | 0 | 0 | 0 | 0 | 0 | 0 | 0 | 0 | 0 | 0 | 0 | 0 | 0 | 0 | 0 | 0 | 0 | 0 | 0 | 0 | 0 | 0 | 0 | 0 | 0 | 0 | 0 | 0 | 0 | 0 | 0 | 0 | 0 | 0 | 0 | 0 | 0 | 0 | 0 | 0 | 0 | 0 | 0 | 0 | 0 | 0 | 0 | 0 | 0 | 0 | 0 | 0 | 0 | 0 | 0 | 0 | 0 | 0 | 0 | 0 | 0 | 0 | 0 | 0 | 0 | 0 | 0 | 0 | 0 | 0 | 0 | 0 | 0 | 0 | 0 | 0 | 0 | 0 | 0 | 0 | 0 | 0 | 0 | 0 | 0 | 0 | 0 | 0 | 0 | 0 | 0 | 0 | 0 | 0 | 0 | 0 | 0 | 0 | 0 | 0 | 0 | 0 | 0 | 0 | 0 | 0 | 0 | 0 | 0 | 0 | 0 | 0 | 0 | 0 | 0 | 0 | 0 | 0 | 0 | 0 | 0 | 0 | 0 | 0 | 0 | 0 | 0 | 0 | 0 | 0 | 0 | 0 | 0 | 0 | 0 | 0 | 0 | 0 | 0 | 0 | 0 | 0 | 0 | 0 | 0 | 0 | 0 | 0 | 0 | 0 | 0 | 0 | 0 | 0 | 0 | 0 | 0 | 0 | 0 | 0 | 0 | 0 | 0 | 0 | 0 | 0 | 0 | 0 | 0 | 0 | 0 | 0 | 0 | 0 | 0 | 0 | 0 | 0 | 0 | 0 | 0 | 0 | 0 | 0 | 0 | 0 | 0 | 0 | 0 | 0 | 0 | 0 | 0 | 0 | 0 | 0 | 0 | 0 | 0 | 0 | 0 | 0 | 0 | 0 | 0 | 0 | 0 | 0 | 0 | 0 | 0 | 0 | 0 | 0 | 0 | 0 | 0 | 0 | 0 | 0 | 0 | 0 | 0 | 0 | 0 | 0 | 0 | 0 | 0 | 0 | 0 | 0 | 0 | 0 | 0 | 0 | 0 | 0 | 0 | 0 | 0 | 0 | 0 | 0 | 0 | 0 | 0 | 0 | 0 | 0 | 0 | 0 | 0 | 0 | 0 | 0 | 0 | 0 | 0 | 0 | 0 | 0 | 0 | 0 | 0 | 0 | 0 | 0 | 0 | 0 | 0 | 0 | 0 | 0 | 0 | 0 | 0 | 0 | 0 | 0 | 0 | 0 | 0 | 0 | 0 | 0 | 0 | 0 | 0 | 0 | 0 | 0 | 0 | 0 | 0 | 0 | 0 | 0 | 0 | 0 | 0 | 0 | 0 | 0 | 0 | 0 | 0 | 0 | 0 | 0 | 0 | 0 | 0 | 0 | 0 | 0 | 0 | 0 | 0 | 0 | 0 | 0 | 0 | 0 | 0 | 0 | 0 | 0 | 0 | 0 | 0 | 0 | 0 | 0 | 0 | 0 | 0 | 0 | 0 | 0 | 0 | 0 | 0 | 0 | 0 | 0 | 0 | 0 | 0 | 0 | 0 | 0 | 0 | 0 | 0 | 0 | 0 | 0 | 0 | 0 | 0 | 0 | 0 | 0 | 0 | 0 | 0 | 0 | 0 | 0 | 0 | 0 | 0 | 0 | 0 | 0 | 0 | 0 | 0 | 0 | 0 | 0 | 0 | 0 | 0 | 0 | 0 | 0 | 0 | 0 | 0 | 0 | 0 | 0 | 0 | 0 | 0 | 0 | 0 | 0 | 0 | 0 | 0 | 0 | 0 | 0 | 0 | 0 | 0 | 0 | 0 | 0 | 0 | 0 | 0 | 0 | 0 | 0 | 0 | 0 | 0 | 0 | 0 | 0 | 0 | 0 | 0 | 0 | 0 | 0 | 0 | 0 | 0 | 0 | 0 | 0 | 0 | 0 | 0 | 0 | 0 | 0 | 0 | 0 | 0 | 0 | 0 | 0 | 0 | 0 | 0 | 0 | 0 | 0 | 0 | 0 | 0 | 0 | 0 | 0 | 0 | 0 | 0 | 0 | 0 | 0 | 0 | 0 | 0 | 0 | 0 | 0 | 0 | 0 | 0 | 0 | 0 | 0 | 0 | 0 | 0 | 0 | 0 | 0 | 0 | 0 | 0 | 0 | 0 | 0 | 0 | 0 | 0 | 0 | 0 | 0 | 0 | 0 | 0 | 0 | 0 | 0 | 0 | 0 | 0 | 0 | 0 | 0 | 0 | 0 | 0 | 0 | 0 | 0 | 0 | 0 | 0 | 0 | 0 | 0 | 0 | 0 | 0 | 0 | 0 | 0 | 0 | 0 | 0 | 0 | 0 | 0 | 0 | 0 | 0 | 0 | 0 | 0 | 0 | 0 | 0 | 0 | 0 | 0 | 0 | 0 | 0 | 0 | 0 | 0 | 0 | 0 | 0 | 0 | 0 | 0 | 0 | 0 | 0 | 0 | 0 | 0 | 0 | 0 | 0 | 0 | 0 | 0 | 0 | 0 | 0 | 0 | 0 | 0 | 0 | 0 | 0 | 0 | 0 | 0 | 0 | 0 | 0 | 0 | 0 | 0 | 0 | 0 | 0 | 0 | 0 | 0 | 0 | 0 | 0 | 0 | 0 | 0 | 0 | 0 | 0 | 0 | 0 | 0 | 0 | 0 | 0 | 0 | 0 | 0 | 0 | 0 | 0 | 0 | 0 | 0 | 0 | 0 | 0 | 0 | 0 | 0 | 0 | 0 | 0 | 0 | 0 | 0 | 0 | 0 | 0 | 0 | 0 | 0 | 0 | 0 | 0 | 0 | 0 | 0 | 0 | 0 | 0 | 0 | 0 | 0 | 0 | 0 | 0 | 0 | 0 | 0 | 0 | 0 | 0 | 0 | 0 | 0 | 0 | 0 | 0 | 0 | 0 | 0 | 0 | 0 | 0 | 0 | 0 | 0 | 0 | 0 | 0 | 0 | 0 | 0 | 0 | 0 | 0 | 0 | 0 | 0 | 0 | 0 | 0 | 0 | 0 | 0 | 0 | 0 | 0 | 0 | 0 | 0 | 0 | 0 | 0 | 0 | 0 | 0 | 0 | 0 | 0 | 0 | 0 | 0 | 0 | 0 | 0 | 0 | 0 | 0 | 0 | 0 | 0 | 0 | 0 | 0 | 0 | 0 | 0 | 0 | 0 | 0 | 0 | 0 | 0 | 0 | 0 | 0 | 0 | 0 | 0 | 0 | 0 | 0 | 0 | 0 | 0 | 0 | 0 | 0 | 0 | 0 | 0 | 0 | 0 | 0 | 0 | 0 | 0 | 0 | 0 | 0 | 0 | 0 | 0 | 0 | 0 | 0 | 0 | 0 | 0 | 0 | 0 | 0 | 0 | 0 | 0 | 0 | 0 | 0 | 0 | 0 | 0 | 0 | 0 | 0 | 0 | 0 | 0 | 0 | 0 | 0 | 0 | 0 | 0 | 0 | 0 | 0 | 0 | 0 | 0 | 0 | 0 | 0 | 0 | 0 | 0 | 0 | 0 | 0 | 0 | 0 | 0 | 0 | 0 | 0 | 0 | 0 | 0 | 0 | 0 | 0 | 0 | 0 | 0 | 0 | 0 | 0 | 0 | 0 | 0 | 0 | 0 | 0 | 0 | 0 | 0 | 0 | 0 | 0 | 0 | 0 | 0 | 0 | 0 | 0 | 0 | 0 | 0 | 0 | 0 | 0 | 0 | 0 | 0 | 0 | 0 | 0 | 0 | 0 | 0 | 0 | 0 | 0 | 0 | 0 | 0 | 0 | 0 | 0 | 0 | 0 | 0 | 0 | 0 | 0 | 0 | 0 | 0 | 0 | 0 | 0 | 0 | 0 | 0 | 0 | 0 | 0 | 0 | 0 | 0 | 0 | 0 | 0 | 0 | 0 | 0 | 0 | 0 | 0 | 0 | 0 | 0 | 0 | 0 | 0 | 0 | 0 | 0 | 0 | 0 | 0 | 0 | 0 | 0 | 0 | 0 | 0 | 0 | 0 | 0 | 0 | 0 | 0 | 0 | 0 | 0 | 0 | 0 | 0 | 0 | 0 | 0 | 0 | 0 | 0 | 0 | 0 | 0 | 0 | 0 | 0 | 0 | 0 | 0 | 0 | 0 | 0 | 0 | 0 | 0 | 0 | 0 | 0 | 0 | 0 | 0 | 0 | 0 | 0 | 0 | 0 | 0 | 0 | 0 | 0 | 0 | 0 | 0 | 0 | 0 | 0 | 0 | 0 | 0 | 0 | 0 | 0 | 0 | 0 | 0 | 0 | 0 | 0 | 0 | 0 | 0 | 0 | 0 | 0 | 0 | 0 | 0 | 0 | 0 | 0 | 0 | 0 | 0 | 0 | 0 | 0 | 0 | 0 | 0 | 0 | 0 | 0 | 0 | 0 | 0 | 0 | 0 | 0 | 0 | 0 | 0 | 0 | 0 | 0 | 0 | 0 | 0 | 0 | 0 | 0 | 0 | 0 | 0 | 0 | 0 | 0 | 0 | 0 | 0 | 0 | 0 | 0 | 0 | 0 | 0 | 0 | 0 | 0 | 0 | 0 | 0 | 0 | 0 | 0 | 0 | 0 | 0 | 0 | 0 | 0 | 0 | 0 | 0 | 0 | 0 | 0 | 0 | 0 | 0 | 0 | 0 | 0 | 0 | 0 | 0 | 0 | 0 | 0 | 0 | 0 | 0 | 0 | 0 | 0 | 0 | 0 | 0 | 0 | 0 | 0 | 0 | 0 | 0 | 0 | 0 | 0 | 0 | 0 | 0 | 0 | 0 | 0 | 0 | 0 | 0 | 0 | 0 | 0 | 0 | 0 | 0 | 0 | 0 | 0 | 0 | 0 | 0 | 0 | 0 | 0 | 0 | 0 | 0 | 0 | 0 | 0 | 0 | 0 | 0 | 0 | 0 | 0 | 0 | 0 | 0 | 0 | 0 | 0 | 0 | 0 | 0 | 0 | 0 | 0 | 0 | 0 | 0 | 0 | 0 | 0 | 0 | 0 | 0 | 0 | 0 | 0 | 0 | 0 | 0 | 0 | 0 | 0 | 0 | 0 | 0 | 0 | 0 | 0 | 0 | 0 | 0 | 0 | 0 | 0 | 0 | 0 | 0 | 0 | 0 | 0 | 0 | 0 | 0 | 0 | 0 | 0 | 0 | 0 | 0 | 0 | 0 | 0 | 0 | 0 | 0 | 0 | 0 | 0 | 0 | 0 | 0 | 0 | 0 | 0 | 0 | 0 | 0 | 0 | 0 | 0 | 0 | 0 | 0 | 0 | 0 | 0 | 0 | 0 | 0 | 0 | 0 | 0 | 0 | 0 | 0 | 0 | 0 | 0 | 0 | 0 | 0 | 0 | 0 | 0 | 0 | 0 | 0 | 0 | 0 | 0 | 0 | 0 | 0 | 0 | 0 | 0 | 0 | 0 | 0 | 0 | 0 | 0 | 0 | 0 | 0 | 0 | 0 | 0 | 0 | 0 | 0 | 0 | 0 | 0 | 0 | 0 | 0 | 0 | 0 | 0 | 0 | 0 | 0 | 0 | 0 | 0 | 0 | 0 | 0 | 0 | 0 | 0 | 0 | 0 | 0 | 0 | 0 | 0 | 0 | 0 | 0 | 0 | 0 | 0 | 0 | 0 | 0 | 0 | 0 | 0 | 0 | 0 | 0 | 0 | 0 | 0 | 0 | 0 | 0 | 0 | 0 | 0 | 0 | 0 | 0 | 0 | 0 | 0 | 0 | 0 | 0 | 0 | 0 | 0 | 0 | 0 | 0 | 0 | 0 | 0 | 0 | 0 | 0 | 0 | 0 | 0 | 0 | 0 | 0 | 0 | 0 | 0 | 0 | 0 | 0 | 0 | 0 | 0 | 0 | 0 | 0 | 0 | 0 | 0 | 0 | 0 | 0 | 0 | 0 | 0 | 0 | 0 | 0 | 0 | 0 | 0 | 0 | 0 | 0 | 0 | 0 | 0 | 0 | 0 | 0 | 0 | 0 | 0 | 0 | 0 | 0 | 0 | 0 | 0 | 0 | 0 | 0 | 0 | 0 | 0 | 0 | 0 | 0 | 0 | 0 | 0 | 0 | 0 | 0 | 0 | 0 | 0 | 0 | 0 | 0 | 0 | 0 | 0 | 0 | 0 | 0 | 0 | 0 | 0 | 0 | 0 | 0 | 0 | 0 | 0 | 0 | 0 | 0 | 0 | 0 | 0 | 0 | 0 | 0 | 0 | 0 | 0 | 0 | 0 | 0 | 0 | 0 | 0 | 0 | 0 | 0 | 0 | 0 | 0 | 0 | 0 | 0 | 0 | 0 | 0 | 0 | 0 | 0 | 0 | 0 | 0 | 0 | 0 | 0 | 0 | 0 | 0 | 0 | 0 | 0 | 0 | 0 | 0 | 0 | 0 | 0 | 0 | 0 | 0 | 0 | 0 | 0 | 0 | 0 | 0 | 0 | 0 | 0 | 0 | 0 | 0 | 0 | 0 | 0 | 0 | 0 | 0 | 0 | 0 | 0 | 0 | 0 | 0 | 0 | 0 | 0 | 0 | 0 | 0 | 0 | 0 | 0 | 0 | 0 | 0 | 0 | 0 | 0 | 0 | 0 | 0 | 0 | 0 | 0 | 0 | 0 | 0 | 0 | 0 | 0 | 0 | 0 | 0 | 0 | 0 | 0 | 0 | 0 | 0 | 0 | 0 | 0 | 0 | 0 | 0 | 0 | 0 | 0 | 0 | 0 | 0 | 0 | 0 | 0 | 0 | 0 | 0 | 0 | 0 | 0 | 0 | 0 | 0 | 0 | 0 | 0 | 0 | 0 | 0 | 0 | 0 | 0 | 0 | 0 | 0 | 0 | 0 | 0 | 0 | 0 | 0 | 0 | 0 | 0 | 0 | 0 | 0 | 0 | 0 | 0 | 0 | 0 | 0 | 0 | 0 | 0 | 0 | 0 | 0 | 0 | 0 | 0 | 0 | 0 | 0 | 0 | 0 | 0 | 0 | 0 | 0 | 0 | 0 | 0 | 0 | 0 | 0 | 0 | 0 | 0 | 0 | 0 | 0 | 0 | 0 | 0 | 0 | 0 | 0 | 0 | 0 | 0 | 0 | 0 | 0 | 0 | 0 | 0 | 0 | 0 | 0 | 0 | 0 | 0 | 0 | 0 | 0 | 0 | 0 | 0 | 0 | 0 | 0 | 0 | 0 | 0 | 0 | 0 | 0 | 0 | 0 | 0 | 0 | 0 | 0 | 0 | 0 | 0 | 0 | 0 | 0 | 0 | 0 | 0 | 0 | 0 | 0 | 0 | 0 | 0 | 0 | 0 | 0 | 0 | 0 | 0 | 0 | 0 | 0 | 0 | 0 | 0 | 0 | 0 | 0 | 0 | 0 | 0 | 0 | 0 | 0 | 0 | 0 | 0 | 0 | 0 | 0 | 0 | 0 | 0 | 0 | 0 | 0 | 0 | 0 | 0 | 0 | 0 | 0 | 0 | 0 | 0 | 0 | 0 | 0 | 0 | 0 | 0 | 0 | 0 | 0 | 0 | 0 | 0 | 0 | 0 | 0 | 0 | 0 | 0 | 0 | 0 | 0 | 0 | 0 | 0 | 0 | 0 | 0 | 0 | 0 | 0 | 0 | 0 | 0 | 0 | 0 | 0 | 0 | 0 | 0 | 0 | 0 | 0 | 0 | 0 | 0 | 0 | 0 | 0 | 0 | 0 | 0 | 0 | 0 | 0 | 0 | 0 | 0 | 0 | 0 | 0 | 0 | 0 | 0 | 0 | 0 | 0 | 0 | 0 | 0 | 0 | 0 | 0 | 0 | 0 | 0 | 0 | 0 | 0 | 0 | 0 | 0 | 0 | 0 | 0 | 0 | 0 | 0 | 0 | 0 | 0 | 0 | 0 | 0 | 0 | 0 | 0 | 0 | 0 | 0 | 0 | 0 | 0 | 0 | 0 | 0 | 0 | 0 | 0 | 0 | 0 | 0 | 0 | 0 | 0 | 0 | 0 | 0 | 0 | 0 | 0 | 0 | 0 | 0 | 0 | 0 | 0 | 0 | 0 | 0 | 0 | 0 | 0 | 0 | 0 | 0 | 0 | 0 | 0 | 0 | 0 | 0 | 0 | 0 | 0 | 0 | 0 | 0 | 0 | 0 | 0 | 0 | 0 | 0 | 0 | 0 | 0 | 0 | 0 | 0 | 0 | 0 | 0 | 0 | 0 | 0 | 0 | 0 | 0 | 0 | 0 | 0 | 0 | 0 | 0 | 0 | 0 | 0 | 0 | 0 | 0 | 0 | 0 | 0 | 0 | 0 | 0 | 0 | 0 | 0 | 0 | 0 | 0 | 0 | 0 | 0 | 0 | 0 | 0 | 0 | 0 | 0 | 0 | 0 | 0 | 0 | 0 | 0 | 0 | 0 | 0 | 0 | 0 | 0 | 0 | 0 | 0 | 0 | 0 | 0 | 0 | 0 | 0 | 0 | 0 | 0 | 0 | 0 | 0 | 0 | 0 | 0 | 0 | 0 | 0 | 0 | 0 | 0 | 0 | 0 | 0 | 0 | 0 | 0 | 0 | 0 | 0 | 0 | 0 | 0 | 0 | 0 | 0 | 0 | 0 | 0 | 0 | 0 | 0 | 0 | 0 | 0 | 0 | 0 | 0 | 0 | 0 | 0 | 0 | 0 | 0 | 0 | 0 | 0 | 0 | 0 | 0 | 0 | 0 | 0 | 0 | 0 | 0 | 0 | 0 | 0 | 0 | 0 | 0 | 0 | 0 | 0 | 0 | 0 | 0 | 0 | 0 | 0 | 0 | 0 | 0 | 0 | 0 | 0 | 0 | 0 | 0 | 0 | 0 | 0 | 0 | 0 | 0 | 0 | 0 | 0 | 0 | 0 | 0 | 0 | 0 | 0 | 0 | 0 | 0 | 0 | 0 | 0 | 0 | 0 | 0 | 0 | 0 | 0 | 0 | 0 | 0 | 0 | 0 | 0 | 0 | 0 | 0 | 0 | 0 | 0 | 0 | 0 | 0 | 0 | 0 | 0 | 0 | 0 | 0 | 0 | 0 | 0 | 0 | 0 | 0 | 0 | 0 | 0 | 0 | 0 | 0 | 0 | 0 | 0 | 0 | 0 | 0 | 0 | 0 | 0 | 0 | 0 | 0 | 0 | 0 | 0 | 0 | 0 | 0 | 0 | 0 | 0 | 0 | 0 | 0 | 0 | 0 | 0 | 0 | 0 | 0 | 0 | 0 | 0 | 0 | 0 | 0 | 0 | 0 | 0 | 0 | 0 | 0 | 0 | 0 | 0 | 0 | 0 | 0 | 0 | 0 | 0 | 0 | 0 | 0 | 0 | 0 | 0 | 0 | 0 | 0 | 0 | 0 | 0 | 0 | 0 | 0 | 0 | 0 | 0 | 0 | 0 | 0 | 0 | 0 | 0 | 0 | 0 | 0 | 0 | 0 | 0 | 0 | 0 | 0 | 0 | 0 | 0 | 0 | 0 | 0 | 0 | 0 | 0 | 0 | 0 | 0 | 0 | 0 | 0 | 0 | 0 | 0 | 0 | 0 | 0 | 0 | 0 | 0 | 0 | 0 | 0 | 0 | 0 | 0 | 0 | 0 | 0 | 0 | 0 | 0 | 0 | 0 | 0 | 0 | 0 | 0 | 0 | 0 | 0 | 0 | 0 | 0 | 0 | 0 | 0 | 0 | 0 | 0 | 0 | 0 | 0 | 0 | 0 | 0 | 0 | 0 | 0 | 0 | 0 | 0 | 0 | 0 | 0 | 0 | 0 | 0 | 0 | 0 | 0 | 0 | 0 | 0 | 0 | 0 | 0 | 0 | 0 | 0 | 0 | 0 | 0 | 0 | 0 | 0 | 0 | 0 | 0 | 0 | 0 | 0 | 0 | 0 | 0 | 0 | 0 | 0 | 0 | 0 | 0 | 0 | 0 | 0 | 0 | 0 | 0 | 0 | 0 | 0 | 0 | 0 | 0 | 0 | 0 | 0 | 0 | 0 | 0 | 0 | 0 | 0 | 0 | 0 | 0 | 0 | 0 | 0 | 0 | 0 | 0 | 0 | 0 | 0 | 0 | 0 | 0 | 0 | 0 | 0 | 0 | 0 | 0 | 0 | 0 | 0 | 0 | 0 | 0 | 0 | 0 | 0 | 0 | 0 | 0 | 0 | 0 | 0 | 0 | 0 | 0 | 0 | 0 | 0 | 0 | 0 | 0 | 0 | 0 | 0 | 0 | 0 | 0 | 0 | 0 | 0 | 0 | 0 | 0 | 0 | 0 | 0 | 0 | 0 | 0 | 0 | 0 | 0 | 0 | 0 | 0 | 0 | 0 | 0 | 0 | 0 | 0 | 0 | 0 | 0 | 0 | 0 | 0 | 0 | 0 | 0 | 0 | 0 | 0 | 0 | 0 | 0 | 0 | 0 | 0 | 0 | 0 | 0 | 0 | 0 | 0 | 0 | 0 | 0 | 0 | 0 | 0 | 0 | 0 | 0 | 0 | 0 | 0 | 0 | 0 | 0 | 0 | 0 | 0 | 0 | 0 | 0 | 0 | 0 | 0 | 0 | 0 | 0 | 0 | 0 | 0 | 0 | 0 | 0 | 0 | 0 | 0 | 0 | 0 | 0 | 0 | 0 | 0 | 0 | 0 | 0 | 0 | 0 | 0 | 0 | 0 | 0 | 0 | 0 | 0 | 0 | 0 | 0 | 0 | 0 | 0 | 0 | 0 | 0 | 0 | 0 | 0 | 0 | 0 | 0 | 0 | 0 | 0 | 0 | 0 | 0 | 0 | 0 | 0 | 0 | 0 | 0 | 0 | 0 | 0 | 0 | 0 | 0 | 0 | 0 | 0 | 0 | 0 | 0 | 0 | 0 | 0 | 0 | 0 | 0 | 0 | 0 | 0 | 0 | 0 | 0 | 0 | 0 | 0 | 0 | 0 | 0 | 0 | 0 | 0 | 0 | 0 | 0 | 0 | 0 | 0 | 0 | 0 | 0 | 0 | 0 | 0 | 0 | 0 | 0 | 0 | 0 | 0 | 0 | 0 | 0 | 0 | 0 | 0 | 0 | 0 | 0 | 0 | 0 | 0 | 0 | 0 | 0 | 0 | 0 | 0 | 0 | 0 | 0 | 0 | 0 | 0 | 0 | 0 | 0 | 0 | 0 | 0 | 0 | 0 | 0 | 0 | 0 | 0 | 0 | 0 | 0 | 0 | 0 | 0 | 0 | 0 | 0 | 0 | 0 | 0 | 0 | 0 | 0 | 0 | 0 | 0 | 0 | 0 | 0 | 0 | 0 | 0 | 0 | 0 | 0 | 0 | 0 | 0 | 0 | 0 | 0 | 0 | 0 | 0 | 0 | 0 | 0 | 0 | 0 | 0 | 0 | 0 | 0 | 0 | 0 | 0 | 0 | 0 | 0 | 0 | 0 | 0 | 0 | 0 | 0 | 0 | 0 | 0 | 0 | 0 | 0 | 0 | 0 | 0 | 0 | 0 | 0 | 0 | 0 | 0 | 0 | 0 | 0 | 0 | 0 | 0 | 0 | 0 | 0 | 0 | 0 | 0 | 0 | 0 | 0 | 0 | 0 | 0 | 0 | 0 | 0 | 0 | 0 | 0 | 0 | 0 | 0 | 0 | 0 | 0 | 0 | 0 | 0 | 0 | 0 | 0 | 0 | 0 | 0 | 0 | 0 | 0 | 0 | 0 | 0 | 0 | 0 | 0 | 0 | 0 | 0 | 0 | 0 | 0 | 0 | 0 | 0 | 0 | 0 | 0 | 0 | 0 | 0 | 0 | 0 | 0 | 0 | 0 | 0 | 0 | 0 | 0 | 0 | 0 | 0 | 0 | 0 | 0 | 0 | 0 | 0 | 0 | 0 | 0 | 0 | 0 | 0 | 0 | 0 | 0 | 0 | 0 | 0 | 0 | 0 | 0 | 0 | 0 | 0 | 0 | 0 | 0 | 0 | 0 | 0 | 0 | 0 | 0 | 0 | 0 | 0 | 0 | 0 | 0 | 0 | 0 | 0 | 0 | 0 | 0 | 0 | 0 | 0 | 0 | 0 | 0 | 0 | 0 | 0 | 0 | 0 | 0 | 0 | 0 | 0 | 0 | 0 | 0 | 0 | 0 | 0 | 0 | 0 | 0 | 0 | 0 | 0 | 0 | 0 | 0 | 0 | 0 | 0 | 0 | 0 | 0 | 0 | 0 | 0 | 0 | 0 | 0 | 0 | 0 | 0 | 0 | 0 | 0 | 0 | 0 | 0 | 0 | 0 | 0 | 0 | 0 | 0 | 0 | 0 | 0 | 0 | 0 | 0 | 0 | 0 | 0 | 0 | 0 | 0 | 0 | 0 | 0 | 0 | 0 | 0 | 0 | 0 | 0 | 0 | 0 | 0 | 0 | 0 | 0 | 0 | 0 | 0 | 0 | 0 | 0 | 0 | 0 | 0 | 0 | 0 | 0 | 0 | 0 | 0 | 0 | 0 | 0 | 0 | 0 | 0 | 0 | 0 | 0 | 0 | 0 | 0 | 0 | 0 | 0 | 0 | 0 | 0 | 0 | 0 | 0 | 0 | 0 | 0 | 0 | 0 | 0 | 0 | 0 | 0 | 0 | 0 | 0 | 0 | 0 | 0 | 0 | 0 | 0 | 0 | 0 | 0 | 0 | 0 | 0 | 0 | 0 | 0 | 0 | 0 | 0 | 0 | 0 | 0 | 0 | 0 | 0 | 0 | 0 | 0 | 0 | 0 | 0 | 0 | 0 | 0 | 0 | 0 | 0 | 0 | 0 | 0 | 0 | 0 | 0 | 0 | 0 | 0 | 0 | 0 | 0 | 0 | 0 | 0 | 0 | 0 | 0 | 0 | 0 | 0 | 0 | 0 | 0 | 0 | 0 | 0 | 0 | 0 | 0 | 0 | 0 | 0 | 0 | 0 | 0 | 0 | 0 | 0 | 0 | 0 | 0 | 0 | 0 | 0 | 0 | 0 | 0 | 0 | 0 | 0 | 0 | 0 | 0 | 0 | 0 | 0 | 0 | 0 | 0 | 0 | 0 | 0 | 0 | 0 | 0 | 0 | 0 | 0 | 0 | 0 | 0 | 0 | 0 | 0 | 0 | 0 | 0 | 0 | 0 | 0 | 0 | 0 | 0 | 0 | 0 | 0 | 0 | 0 | 0 | 0 | 0 | 0 | 0 | 0 | 0 | 0 | 0 | 0 | 0 | 0 | 0 | 0 | 0 | 0 | 0 | 0 | 0 | 0 | 0 | 0 | 0 | 0 | 0 | 0 | 0 | 0 | 0 | 0 | 0 | 0 | 0 | 0 | 0 | 0 | 0 | 0 | 0 | 0 | 0 | 0 | 0 | 0 | 0 | 0 | 0 | 0 | 0 | 0 | 0 | 0 | 0 | 0 | 0 | 0 | 0 | 0 | 0 | 0 | 0 | 0 | 0 | 0 | 0 | 0 | 0 | 0 | 0 | 0 | 0 | 0 | 0 | 0 | 0 | 0 | 0 | 0 | 0 | 0 | 0 | 0 | 0 | 0 | 0 | 0 | 0 | 0 | 0 | 0 | 0 | 0 | 0 | 0 | 0 | 0 | 0 | 0 | 0 | 0 | 0 | 0 | 0 | 0 | 0 | 0 | 0 | 0 | 0 | 0 | 0 | 0 | 0 | 0 | 0 | 0 | 0 | 0 | 0 | 0 | 0 | 0 | 0 | 0 | 0 | 0 | 0 | 0 | 0 | 0 | 0 | 0 | 0 | 0 | 0 | 0 | 0 | 0 | 0 | 0 | 0 | 0 | 0 | 0 | 0 | 0 | 0 | 0 | 0 | 0 | 0 | 0 | 0 | 0 | 0 | 0 | 0 | 0 | 0 | 0 | 0 | 0 | 0 | 0 | 0 | 0 | 0 | 0 | 0 | 0 | 0 | 0 | 0 | 0 | 0 | 0 | 0 | 0 | 0 | 0 | 0 | 0 | 0 | 0 | 0 | 0 | 0 | 0 | 0 | 0 | 0 | 0 | 0 | 0 | 0 | 0 | 0 | 0 | 0 | 0 | 0 | 0 | 0 | 0 | 0 | 0 | 0 | 0 | 0 | 0 | 0 | 0 | 0 | 0 | 0 | 0 | 0 | 0 | 0 | 0 | 0 | 0 | 0 | 0 | 0 | 0 | 0 | 0 | 0 | 0 | 0 | 0 | 0 | 0 | 0 | 0 | 0 | 0 | 0 | 0 | 0 | 0 | 0 | 0 | 0 | 0 | 0 | 0 | 0 | 0 | 0 | 0 | 0 | 0 | 0 | 0 | 0 | 0 | 0 | 0 | 0 | 0 | 0 | 0 | 0 | 0 | 0 | 0 | 0 | 0 | 0 | 0 | 0 | 0 | 0 | 0 | 0 | 0 | 0 | 0 | 0 | 0 | 0 | 0 | 0 | 0 | 0 | 0 | 0 | 0 | 0 | 0 | 0 | 0 | 0 | 0 | 0 | 0 | 0 | 0 | 0 | 0 | 0 | 0 | 0 | 0 | 0 | 0 | 0 | 0 | 0 | 0 | 0 | 0 | 0 | 0 | 0 | 0 | 0 | 0 | 0 | 0 | 0 | 0 | 0 | 0 | 0 | 0 | 0 | 0 | 0 | 0 | 0 | 0 | 0 | 0 | 0 | 0 | 0 | 0 | 0 | 0 | 0 | 0 | 0 | 0 | 0 | 0 | 0 | 0 | 0 | 0 | 0 | 0 | 0 | 0 | 0 | 0 | 0 | 0 | 0 | 0 | 0 | 0 | 0 | 0 | 0 | 0 | 0 | 0 | 0 | 0 | 0 | 0 | 0 | 0 | 0 | 0 | 0 | 0 | 0 | 0 | 0 | 0 | 0 | 0 | 0 | 0 | 0 | 0 | 0 | 0 | 0 | 0 | 0 | 0 | 0 | 0 | 0 | 0 | 0 | 0 | 0 | 0 | 0 | 0 | 0 | 0 | 0 | 0 | 0 | 0 | 0 | 0 | 0 | 0 | 0 | 0 | 0 | 0 | 0 | 0 | 0 | 0 | 0 | 0 | 0 | 0 | 0 | 0 | 0 | 0 | 0 | 0 | 0 | 0 | 0 | 0 | 0 | 0 | 0 | 0 | 0 | 0 | 0 | 0 | 0 | 0 | 0 | 0 | 0 | 0 | 0 | 0 | 0 | 0 | 0 | 0 | 0 | 0 | 0 | 0 | 0 | 0 | 0 | 0 | 0 | 0 | 0 | 0 | 0 | 0 | 0 | 0 | 0 | 0 | 0 | 0 | 0 | 0 | 0 | 0 | 0 | 0 | 0 | 0 | 0 | 0 | 0 | 0 | 0 | 0 | 0 | 0 | 0 | 0 | 0 | 0 | 0 | 0 | 0 | 0 | 0 | 0 | 0 | 0 | 0 | 0 | 0 | 0 | 0 | 0 | 0 | 0 | 0 | 0 | 0 | 0 | 0 | 0 | 0 | 0 | 0 | 0 | 0 | 0 | 0 | 0 | 0 | 0 | 0 | 0 | 0 | 0 | 0 | 0 | 0 | 0 | 0 | 0 | 0 | 0 | 0 | 0 | 0 | 0 | 0 | 0 | 0 | 0 | 0 | 0 | 0 | 0 | 0 | 0 | 0 | 0 | 0 | 0 | 0 | 0 | 0 | 0 | 0 | 0 | 0 | 0 | 0 | 0 | 0 | 0 | 0 | 0 | 0 | 0 | 0 | 0 | 0 | 0 | 0 | 0 | 0 | 0 | 0 | 0 | 0 | 0 | 0 | 0 | 0 | 0 | 0 | 0 | 0 | 0 | 0 | 0 | 0 | 0 | 0 | 0 | 0 | 0 | 0 | 0 | 0 | 0 | 0 | 0 | 0 | 0 | 0 | 0 | 0 | 0 | 0 | 0 | 0 | 0 | 0 | 0 | 0 | 0 | 0 | 0 | 0 | 0 | 0 | 0 | 0 | 0 | 0 | 0 | 0 | 0 | 0 | 0 | 0 | 0 | 0 | 0 | 0 | 0 | 0 | 0 | 0 | 0 | 0 | 0 | 0 | 0 | 0 | 0 | 0 | 0 | 0 | 0 | 0 | 0 | 0 | 0 | 0 | 0 | 0 | 0 | 0 | 0 | 0 | 0 | 0 | 0 | 0 | 0 | 0 | 0 | 0 | 0 | 0 | 0 | 0 | 0 | 0 | 0 | 0 | 0 | 0 | 0 | 0 | 0 | 0 | 0 | 0 | 0 | 0 | 0 | 0 | 0 | 0 | 0 | 0 | 0 | 0 | 0 | 0 | 0 | 0 | 0 | 0 | 0 | 0 | 0 | 0 | 0 | 0 | 0 | 0 | 0 | 0 | 0 | 0 | 0 | 0 | 0 | 0 | 0 | 0 | 0 | 0 | 0 | 0 | 0 | 0 | 0 | 0 | 0 | 0 | 0 | 0 | 0 | 0 | 0 | 0 | 0 | 0 | 0 | 0 | 0 | 0 | 0 | 0 | 0 | 0 | 0 | 0 | 0 | 0 | 0 | 0 | 0 | 0 | 0 | 0 | 0 | 0 | 0 | 0 | 0 | 0 | 0 | 0 | 0 | 0 | 0 | 0 | 0 | 0 | 0 | 0 | 0 | 0 | 0 | 0 | 0 | 0 | 0 | 0 | 0 | 0 | 0 | 0 | 0 | 0 | 0 | 0 | 0 | 0 | 0 | 0 | 0 | 0 | 0 | 0 | 0 | 0 | 0 | 0 | 0 | 0 | 0 | 0 | 0 | 0 | 0 | 0 | 0 | 0 | 0 | 0 | 0 | 0 | 0 | 0 | 0 | 0 | 0 | 0 | 0 | 0 | 0 | 0 | 0 | 0 | 0 | 0 | 0 | 0 | 0 | 0 | 0 | 0 | 0 | 0 | 0 | 0 | 0 | 0 | 0 | 0 | 0 | 0 | 0 | 0 | 0 | 0 | 0 | 0 | 0 | 0 | 0 | 0 | 0 | 0 | 0 | 0 | 0 | 0 | 0 | 0 | 0 | 0 | 0 | 0 | 0 | 0 | 0 | 0 | 0 | 0 | 0 | 0 | 0 | 0 | 0 | 0 | 0 | 0 | 0 | 0 | 0 | 0 | 0 | 0 | 0 | 0 | 0 | 0 | 0 | 0 | 0 | 0 | 0 | 0 | 0 | 0 | 0 | 0 | 0 | 0 | 0 | 0 | 0 | 0 | 0 | 0 | 0 | 0 | 0 | 0 | 0 | 0 | 0 | 0 | 0 | 0 | 0 | 0 | 0 | 0 | 0 | 0 | 0 | 0 | 0 | 0 | 0 | 0 | 0 | 0 | 0 | 0 | 0 | 0 | 0 | 0 | 0 | 0 | 0 | 0 | 0 | 0 | 0 | 0 | 0 | 0 | 0 | 0 | 0 | 0 | 0 | 0 | 0 | 0 | 0 | 0 | 0 | 0 | 0 | 0 | 0 | 0 | 0 | 0 | 0 | 0 | 0 | 0 | 0 | 0 | 0 | 0 | 0 | 0 | 0 | 0 | 0 | 0 | 0 | 0 | 0 | 0 | 0 | 0 | 0 | 0 | 0 | 0 | 0 | 0 | 0 | 0 | 0 | 0 | 0 | 0 | 0 | 0 | 0 | 0 | 0 | 0 | 0 | 0 | 0 | 0 | 0 | 0 | 0 | 0 | 0 | 0 | 0 | 0 | 0 | 0 | 0 | 0 | 0 | 0 | 0 | 0 | 0 | 0 | 0 | 0 | 0 | 0 | 0 | 0 | 0 | 0 | 0 | 0 | 0 | 0 | 0 | 0 | 0 | 0 | 0 | 0 | 0 | 0 | 0 | 0 | 0 | 0 | 0 | 0 | 0 | 0 | 0 | 0 | 0 | 0 | 0 | 0 | 0 | 0 | 0 | 0 | 0 | 0 | 0 | 0 | 0 | 0 | 0 | 0 | 0 | 0 | 0 | 0 | 0 | 0 | 0 | 0 | 0 | 0 | 0 | 0 | 0 | 0 | 0 | 0 | 0 | 0 | 0 | 0 | 0 | 0 | 0 | 0 | 0 | 0 | 0 | 0 | 0 | 0 | 0 | 0 | 0 | 0 | 0 | 0 | 0 | 0 | 0 | 0 | 0 | 0 | 0 | 0 | 0 | 0 | 0 | 0 | 0 | 0 | 0 | 0 | 0 | 0 | 0 | 0 | 0 | 0 | 0 | 0 | 0 | 0 | 0 | 0 | 0 | 0 | 0 | 0 | 0 | 0 | 0 | 0 | 0 | 0 | 0 | 0 | 0 | 0 | 0 | 0 | 0 | 0 | 0 | 0 | 0 | 0 | 0 | 0 | 0 | 0 | 0 | 0 | 0 | 0 | 0 | 0 | 0 | 0 | 0 | 0 | 0 | 0 | 0 | 0 | 0 | 0 | 0 | 0 | 0 | 0 | 0 | 0 | 0 | 0 | 0 | 0 | 0 | 0 | 0 | 0 | 0 | 0 | 0 | 0 | 0 | 0 | 0 | 0 | 0 | 0 | 0 | 0 | 0 | 0 | 0 | 0 | 0 | 0 | 0 | 0 | 0 | 0 | 0 | 0 | 0 | 0 | 0 | 0 | 0 | 0 | 0 | 0 | 0 | 0 | 0 | 0 | 0 | 0 | 0 | 0 | 0 | 0 | 0 | 0 | 0 | 0 | 0 | 0 | 0 | 0 | 0 | 0 | 0 | 0 | 0 | 0 | 0 | 0 | 0 | 0 | 0 | 0 | 0 | 0 | 0 | 0 | 0 | 0 | 0 | 0 | 0 | 0 | 0 | 0 | 0 | 0 | 0 | 0 | 0 | 0 | 0 | 0 | 0 | 0 | 0 | 0 | 0 | 0 | 0 | 0 | 0 | 0 | 0 | 0 | 0 | 0 | 0 | 0 | 0 | 0 | 0 | 0 | 0 | 0 | 0 | 0 | 0 | 0 | 0 | 0 | 0 | 0 | 0 | 0 | 0 | 0 | 0 | 0 | 0 | 0 | 0 | 0 | 0 | 0 | 0 | 0 | 0 | 0 | 0 | 0 | 0 | 0 | 0 | 0 | 0 | 0 | 0 | 0 | 0 | 0 | 0 | 0 | 0 | 0 | 0 | 0 | 0 | 0 | 0 | 0 | 0 | 0 | 0 | 0 | 0 | 0 | 0 | 0 | 0 | 0 | 0 | 0 | 0 | 0 | 0 | 0 | 0 | 0 | 0 | 0 | 0 | 0 | 0 | 0 | 0 | 0 | 0 | 0 | 0 | 0 | 0 | 0 | 0 | 0 | 0 | 0 | 0 | 0 | 0 | 0 | 0 | 0 | 0 | 0 | 0 | 0 | 0 | 0 | 0 | 0 | 0 | 0 | 0 | 0 | 0 | 0 | 0 | 0 | 0 | 0 | 0 | 0 | 0 | 0 | 0 | 0 | 0 | 0 | 0 | 0 | 0 | 0 | 0 | 0 | 0 | 0 | 0 | 0 | 0 | 0 | 0 | 0 | 0 | 0 | 0 | 0 | 0 | 0 | 0 | 0 | 0 | 0 | 0 | 0 | 0 | 0 | 0 | 0 | 0 | 0 | 0 | 0 | 0 | 0 | 0 | 0 | 0 | 0 | 0 | 0 | 0 | 0 | 0 | 0 | 0 | 0 | 0 | 0 | 0 | 0 | 0 | 0 | 0 | 0 | 0 | 0 | 0 | 0 | 0 | 0 | 0 | 0 | 0 | 0 | 0 | 0 | 0 | 0 | 0 | 0 | 0 | 0 | 0 | 0 | 0 | 0 | 0 | 0 | 0 | 0 | 0 | 0 | 0 | 0 | 0 | 0 | 0 | 0 | 0 | 0 | 0 | 0 | 0 | 0 | 0 | 0 | 0 | 0 | 0 | 0 | 0 | 0 | 0 | 0 | 0 | 0 | 0 | 0 | 0 | 0 | 0 | 0 | 0 | 0 | 0 | 0 | 0 | 0 | 0 | 0 | 0 | 0 | 0 | 0 | 0 | 0 | 0 | 0 | 0 | 0 | 0 | 0 | 0 | 0 | 0 | 0 | 0 | 0 | 0 | 0 | 0 | 0 | 0 | 0 | 0 | 0 | 0 | 0 | 0 | 0 | 0 | 0 | 0 | 0 | 0 | 0 | 0 | 0 | 0 | 0 | 0 | 0 | 0 | 0 | 0 | 0 | 0 | 0 | 0 | 0 | 0 | 0 | 0 | 0 | 0 | 0 | 0 | 0 | 0 | 0 | 0 | 0 | 0 | 0 | 0 | 0 | 0 | 0 | 0 | 0 | 0 | 0 | 0 | 0 | 0 | 0 | 0 | 0 | 0 | 0 | 0 | 0 | 0 | 0 | 0 | 0 | 0 | 0 | 0 | 0 | 0 | 0 | 0 | 0 | 0 | 0 | 0 | 0 | 0 | 0 | 0 | 0 | 0 | 0 | 0 | 0 | 0 | 0 | 0 | 0 | 0 | 0 | 0 | 0 | 0 | 0 | 0 | 0 | 0 | 0 | 0 | 0 | 0 | 0 | 0 | 0 | 0 | 0 | 0 | 0 | 0 | 0 | 0 | 0 | 0 | 0 | 0 | 0 | 0 | 0 | 0 | 0 | 0 | 0 | 0 | 0 | 0 | 0 | 0 | 0 | 0 | 0 | 0 | 0 | 0 | 0 | 0 | 0 | 0 | 0 | 0 | 0 | 0 | 0 | 0 | 0 | 0 | 0 | 0 | 0 | 0 | 0 | 0 | 0 | 0 | 0 | 0 | 0 | 0 | 0 | 0 | 0 | 0 | 0 | 0 | 0 | 0 | 0 | 0 | 0 | 0 | 0 | 0 | 0 | 0 | 0 | 0 | 0 | 0 | 0 | 0 | 0 | 0 | 0 | 0 | 0 | 0 | 0 | 0 | 0 | 0 | 0 | 0 | 0 | 0 | 0 | 0 | 0 | 0 | 0 | 0 | 0 | 0 | 0 | 0 | 0 | 0 | 0 | 0 | 0 | 0 | 0 | 0 | 0 | 0 | 0 | 0 | 0 | 0 | 0 | 0 | 0 | 0 | 0 | 0 | 0 | 0 | 0 | 0 | 0 | 0 | 0 | 0 | 0 | 0 | 0 | 0 | 0 | 0 | 0 | 0 | 0 | 0 | 0 | 0 | 0 | 0 | 0 | 0 | 0 | 0 | 0 | 0 | 0 | 0 | 0 | 0 | 0 | 0 | 0 | 0 | 0 | 0 | 0 | 0 | 0 | 0 | 0 | 0 | 0 | 0 | 0 | 0 | 0 | 0 | 0 | 0 | 0 | 0 | 0 | 0 | 0 | 0 | 0 | 0 | 0 | 0 | 0 | 0 | 0 | 0 | 0 | 0 | 0 | 0 | 0 | 0 | 0 | 0 | 0 | 0 | 0 | 0 | 0 | 0 | 0 | 0 | 0 | 0 | 0 | 0 | 0 | 0 | 0 | 0 | 0 | 0 | 0 | 0 | 0 | 0 | 0 | 0 | 0 | 0 | 0 | 0 | 0 | 0 | 0 | 0 | 0 | 0 | 0 | 0 | 0 | 0 | 0 | 0 | 0 | 0 | 0 | 0 | 0 | 0 | 0 | 0 | 0 | 0 | 0 | 0 | 0 | 0 | 0 | 0 | 0 | 0 | 0 | 0 | 0 | 0 | 0 | 0 | 0 | 0 | 0 | 0 | 0 | 0 | 0 | 0 | 0 | 0 | 0 | 0 | 0 | 0 | 0 | 0 | 0 | 0 | 0 | 0 | 0 | 0 | 0 | 0 | 0 | 0 | 0 | 0 | 0 | 0 | 0 | 0 | 0 | 0 | 0 | 0 | 0 | 0 | 0 | 0 | 0 | 0 | 0 | 0 | 0 | 0 | 0 | 0 | 0 | 0 | 0 | 0 | 0 | 0 | 0 | 0 | 0 | 0 | 0 | 0 | 0 | 0 | 0 | 0 | 0 | 0 | 0 | 0 | 0 | 0 | 0 | 0 | 0 | 0 | 0 | 0 | 0 | 0 | 0 | 0 | 0 | 0 | 0 | 0 | 0 | 0 | 0 | 0 | 0 | 0 | 0 | 0 | 0 | 0 | 0 | 0 | 0 | 0 | 0 | 0 | 0 | 0 | 0 | 0 | 0 | 0 | 0 | 0 | 0 | 0 | 0 | 0 | 0 | 0 | 0 | 0 | 0 | 0 | 0 | 0 | 0 | 0 | 0 | 0 | 0 | 0 | 0 | 0 | 0 | 0 | 0 | 0 | 0 | 0 | 0 | 0 | 0 | 0 | 0 | 0 | 0 | 0 | 0 | 0 | 0 | 0 | 0 | 0 | 0 | 0 | 0 | 0 | 0 | 0 | 0 | 0 | 0 | 0 | 0 | 0 | 0 | 0 | 0 | 0 | 0 | 0 | 0 | 0 | 0 | 0 | 0 | 0 | 0 | 0 | 0 | 0 | 0 | 0 | 0 | 0 | 0 | 0 | 0 | 0 | 0 | 0 | 0 | 0 | 0 | 0 | 0 | 0 | 0 | 0 | 0 | 0 | 0 | 0 | 0 | 0 | 0 | 0 | 0 | 0 | 0 | 0 | 0 | 0 | 0 | 0 | 0 | 0 | 0 | 0 | 0 | 0 | 0 | 0 | 0 | 0 | 0 | 0 | 0 | 0 | 0 | 0 | 0 | 0 | 0 | 0 | 0 | 0 | 0 | 0 | 0 | 0 | 0 | 0 | 0 | 0 | 0 | 0 | 0 | 0 | 0 | 0 | 0 | 0 | 0 | 0 | 0 | 0 | 0 | 0 | 0 | 0 | 0 | 0 | 0 | 0 | 0 | 0 | 0 | 0 | 0 | 0 | 0 | 0 | 0 | 0 | 0 | 0 | 0 | 0 | 0 | 0 | 0 | 0 | 0 | 0 | 0 | 0 | 0 | 0 | 0 | 0 | 0 | 0 | 0 | 0 | 0 | 0 | 0 | 0 | 0 | 0 | 0 | 0 | 0 | 0 | 0 | 0 | 0 | 0 | 0 | 0 | 0 | 0 | 0 | 0 | 0 | 0 | 0 | 0 | 0 | 0 | 0 | 0 | 0 | 0 | 0 | 0 | 0 | 0 | 0 | 0 | 0 | 0 | 0 | 0 | 0 | 0 | 0 | 0 | 0 | 0 | 0 | 0 | 0 | 0 | 0 | 0 | 0 | 0 | 0 | 0 | 0 | 0 | 0 | 0 | 0 | 0 | 0 | 0 | 0 | 0 | 0 | 0 | 0 | 0 | 0 | 0 | 0 | 0 | 0 | 0 | 0 | 0 | 0 | 0 | 0 | 0 | 0 | 0 | 0 | 0 | 0 | 0 | 0 | 0 | 0 | 0 | 0 | 0 | 0 | 0 | 0 | 0 | 0 | 0 | 0 | 0 | 0 | 0 | 0 | 0 | 0 | 0 | 0 | 0 | 0 | 0 | 0 | 0 | 0 | 0 | 0 | 0 | 0 | 0 | 0 | 0 | 0 | 0 | 0 | 0 | 0 | 0 | 0 | 0 | 0 | 0 | 0 | 0 | 0 | 0 | 0 | 0 | 0 | 0 | 0 | 0 | 0 | 0 | 0 | 0 | 0 | 0 | 0 | 0 | 0 | 0 | 0 | 0 | 0 | 0 | 0 | 0 | 0 | 0 | 0 | 0 | 0 | 0 | 0 | 0 | 0 | 0 | 0 | 0 | 0 | 0 | 0 | 0 | 0 | 0 | 0 | 0 | 0 | 0 | 0 | 0 | 0 | 0 | 0 | 0 | 0 | 0 | 0 | 0 | 0 | 0 | 0 | 0 | 0 | 0 | 0 | 0 | 0 | 0 | 0 | 0 | 0 | 0 | 0 | 0 | 0 | 0 | 0 | 0 | 0 | 0 | 0 | 0 | 0 | 0 | 0 | 0 | 0 | 0 | 0 | 0 | 0 | 0 | 0 | 0 | 0 | 0 | 0 | 0 | 0 | 0 | 0 | 0 | 0 | 0 | 0 | 0 | 0 | 0 | 0 | 0 | 0 | 0 | 0 | 0 | 0 | 0 | 0 | 0 | 0 | 0 | 0 | 0 | 0 | 0 | 0 | 0 | 0 | 0 | 0 | 0 | 0 | 0 | 0 | 0 | 0 | 0 | 0 | 0 | 0 | 0 | 0 | 0 | 0 | 0 | 0 | 0 | 0 | 0 | 0 | 0 | 0 | 0 | 0 | 0 | 0 | 0 | 0 | 0 | 0 | 0 | 0 | 0 | 0 | 0 | 0 | 0 | 0 | 0 | 0 | 0 | 0 | 0 | 0 | 0 | 0 | 0 | 0 | 0 | 0 | 0 | 0 | 0 | 0 | 0 | 0 | 0 | 0 | 0 | 0 | 0 | 0 | 0 | 0 | 0 | 0 | 0 | 0 | 0 | 0 | 0 | 0 | 0 | 0 | 0 | 0 | 0 | 0 | 0 | 0 | 0 | 0 | 0 | 0 | 0 | 0 | 0 | 0 | 0 | 0 | 0 | 0 | 0 | 0 | 0 | 0 | 0 | 0 | 0 | 0 | 0 | 0 | 0 | 0 | 0 | 0 | 0 | 0 | 0 | 0 | 0 | 0 | 0 | 0 | 0 | 0 | 0 | 0 | 0 | 0 | 0 | 0 | 0 | 0 | 0 | 0 | 0 | 0 | 0 | 0 | 0 | 0 | 0 | 0 | 0 | 0 | 0 | 0 | 0 | 0 | 0 | 0 | 0 | 0 | 0 | 0 | 0 | 0 | 0 | 0 | 0 | 0 | 0 | 0 | 0 | 0 | 0 | 0 | 0 | 0 | 0 | 0 | 0 | 0 | 0 | 0 | 0 | 0 | 0 | 0 | 0 | 0 | 0 | 0 | 0 | 0 | 0 | 0 | 0 | 0 | 0 | 0 | 0 | 0 | 0 | 0 | 0 | 0 | 0 | 0 | 0 | 0 | 0 | 0 | 0 | 0 | 0 | 0 | 0 | 0 | 0 | 0 | 0 | 0 | 0 | 0 | 0 | 0 | 0 | 0 | 0 | 0 | 0 | 0 | 0 | 0 | 0 | 0 | 0 | 0 | 0 | 0 | 0 | 0 | 0 | 0 | 0 | 0 | 0 | 0 | 0 | 0 | 0 | 0 | 0 | 0 | 0 | 0 | 0 | 0 | 0 | 0 | 0 | 0 | 0 | 0 | 0 | 0 | 0 | 0 | 0 | 0 | 0 | 0 | 0 | 0 | 0 | 0 | 0 | 0 | 0 | 0 | 0 | 0 | 0 | 0 | 0 | 0 | 0 | 0 | 0 | 0 | 0 | 0 | 0 | 0 | 0 | 0 | 0 | 0 | 0 | 0 | 0 | 0 | 0 | 0 | 0 | 0 | 0 | 0 | 0 | 0 | 0 | 0 | 0 | 0 | 0 | 0 | 0 | 0 | 0 | 0 | 0 | 0 | 0 | 0 | 0 | 0 | 0 | 0 | 0 | 0 | 0 | 0 | 0 | 0 | 0 | 0 | 0 | 0 | 0 | 0 | 0 | 0 | 0 | 0 | 0 | 0 | 0 | 0 | 0 | 0 | 0 | 0 | 0 | 0 | 0 | 0 | 0 | 0 | 0 | 0 | 0 | 0 | 0 | 0 | 0 | 0 | 0 | 0 | 0 | 0 | 0 | 0 | 0 | 0 | 0 | 0 | 0 | 0 | 0 | 0 | 0 | 0 | 0 | 0 | 0 | 0 | 0 | 0 | 0 | 0 | 0 | 0 | 0 | 0 | 0 | 0 | 0 | 0 | 0 | 0 | 0 | 0 | 0 | 0 | 0 | 0 | 0 | 0 | 0 | 0 | 0 | 0 | 0 | 0 | 0 | 0 | 0 | 0 | 0 | 0 | 0 | 0 | 0 | 0 | 0 | 0 | 0 | 0 | 0 | 0 | 0 | 0 | 0 | 0 | 0 | 0 | 0 | 0 | 0 | 0 | 0 | 0 | 0 | 0 | 0 | 0 | 0 | 0 | 0 | 0 | 0 | 0 | 0 | 0 | 0 | 0 | 0 | 0 | 0 | 0 | 0 | 0 | 0 | 0 | 0 | 0 | 0 | 0 | 0 | 0 | 0 | 0 | 0 | 0 | 0 | 0 | 0 | 0 | 0 | 0 | 0 | 0 | 0 | 0 | 0 | 0 | 0 | 0 | 0 | 0 | 0 | 0 | 0 | 0 | 0 | 0 | 0 | 0 | 0 | 0 | 0 | 0 | 0 | 0 | 0 | 0 | 0 | 0 | 0 | 0 | 0 | 0 | 0 | 0 | 0 | 0 | 0 | 0 | 0 | 0 | 0 | 0 | 0 | 0 | 0 | 0 | 0 | 0 | 0 | 0 | 0 | 0 | 0 | 0 | 0 | 0 | 0 | 0 | 0 | 0 | 0 | 0 | 0 | 0 | 0 | 0 | 0 | 0 | 0 | 0 | 0 | 0 | 0 | 0 | 0 | 0 | 0 | 0 | 0 | 0 | 0 | 0 | 0 | 0 | 0 | 0 | 0 | 0 | 0 | 0 | 0 | 0 | 0 | 0 | 0 | 0 | 0 | 0 | 0 | 0 | 0 | 0 | 0 | 0 | 0 | 0 | 0 | 0 | 0 | 0 | 0 | 0 | 0 | 0 | 0 | 0 | 0 | 0 | 0 | 0 | 0 | 0 | 0 | 0 | 0 | 0 | 0 | 0 | 0 | 0 | 0 | 0 | 0 | 0 | 0 | 0 | 0 | 0 | 0 | 0 | 0 | 0 | 0 | 0 | 0 | 0 | 0 | 0 | 0 | 0 | 0 | 0 | 0 | 0 | 0 | 0 | 0 | 0 | 0 | 0 | 0 | 0 | 0 | 0 | 0 | 0 | 0 | 0 | 0 | 0 | 0 | 0 | 0 | 0 | 0 | 0 | 0 | 0 | 0 | 0 | 0 | 0 | 0 | 0 | 0 | 0 | 0 | 0 | 0 | 0 | 0 | 0 | 0 | 0 | 0 | 0 | 0 | 0 | 0 | 0 | 0 | 0 | 0 | 0 | 0 | 0 | 0 | 0 | 0 | 0 | 0 | 0 | 0 | 0 | 0 | 0 | 0 | 0 | 0 | 0 | 0 | 0 | 0 | 0 | 0 | 0 | 0 | 0 | 0 | 0 | 0 | 0 | 0 | 0 | 0 | 0 | 0 | 0 | 0 | 0 | 0 | 0 | 0 | 0 | 0 | 0 | 0 | 0 | 0 | 0 | 0 | 0 | 0 | 0 | 0 | 0 | 0 | 0 | 0 | 0 | 0 | 0 | 0 | 0 | 0 | 0 | 0 | 0 | 0 | 0 | 0 | 0 | 0 | 0 | 0 | 0 | 0 | 0 | 0 | 0 | 0 | 0 | 0 | 0 | 0 | 0 | 0 | 0 | 0 | 0 | 0 | 0 | 0 | 0 | 0 | 0 | 0 | 0 | 0 | 0 | 0 | 0 | 0 | 0 | 0 | 0 | 0 | 0 | 0 | 0 | 0 | 0 | 0 | 0 | 0 | 0 | 0 | 0 | 0 | 0 | 0 | 0 | 0 | 0 | 0 | 0 | 0 | 0 | 0 | 0 | 0 | 0 | 0 | 0 | 0 | 0 | 0 | 0 | 0 | 0 | 0 | 0 | 0 | 0 | 0 | 0 | 0 | 0 | 0 | 0 | 0 | 0 | 0 | 0 | 0 | 0 | 0 | 0 | 0 | 0 | 0 | 0 | 0 | 0 | 0 | 0 | 0 | 0 | 0 | 0 | 0 | 0 | 0 | 0 | 0 | 0 | 0 | 0 | 0 | 0 | 0 | 0 | 0 | 0 | 0 | 0 | 0 | 0 | 0 | 0 | 0 | 0 | 0 | 0 | 0 | 0 | 0 | 0 | 0 | 0 | 0 | 0 | 0 | 0 | 0 | 0 | 0 | 0 | 0 | 0 | 0 | 0 | 0 | 0 | 0 | 0 | 0 | 0 | 0 | 0 | 0 | 0 | 0 | 0 | 0 | 0 | 0 | 0 | 0 | 0 | 0 | 0 | 0 | 0 | 0 | 0 | 0 | 0 | 0 | 0 | 0 | 0 | 0 | 0 | 0 | 0 | 0 | 0 | 0 | 0 | 0 | 0 | 0 | 0 | 0 | 0 | 0 | 0 | 0 | 0 | 0 | 0 | 0 | 0 | 0 | 0 | 0 | 0 | 0 | 0 | 0 | 0 | 0 | 0 | 0 | 0 | 0 | 0 | 0 | 0 | 0 | 0 | 0 | 0 | 0 | 0 | 0 | 0 | 0 | 0 | 0 | 0 | 0 | 0 | 0 | 0 | 0 | 0 | 0 | 0 | 0 | 0 | 0 | 0 | 0 | 0 | 0 | 0 | 0 | 0 | 0 | 0 | 0 | 0 | 0 | 0 | 0 | 0 | 0 | 0 | 0 | 0 | 0 | 0 | 0 | 0 | 0 | 0 | 0 | 0 | 0 | 0 | 0 | 0 | 0 | 0 | 0 | 0 | 0 | 0 | 0 | 0 | 0 | 0 | 0 | 0 | 0 | 0 | 0 | 0 | 0 | 0 | 0 | 0 | 0 | 0 | 0 | 0 | 0 | 0 | 0 | 0 | 0 | 0 | 0 | 0 | 0 | 0 | 0 | 0 | 0 | 0 | 0 | 0 | 0 | 0 | 0 | 0 | 0 | 0 | 0 | 0 | 0 | 0 | 0 | 0 | 0 | 0 | 0 | 0 | 0 | 0 | 0 | 0 | 0 | 0 | 0 | 0 | 0 | 0 | 0 | 0 | 0 | 0 | 0 | 0 | 0 | 0 | 0 | 0 | 0 | 0 | 0 | 0 | 0 | 0 | 0 | 0 | 0 | 0 | 0 | 0 | 0 | 0 | 0 | 0 | 0 | 0 | 0 | 0 | 0 | 0 | 0 | 0 | 0 | 0 | 0 | 0 | 0 | 0 | 0 | 0 | 0 | 0 | 0 | 0 | 0 | 0 | 0 | 0 | 0 | 0 | 0 | 0 | 0 | 0 | 0 | 0 | 0 | 0 | 0 | 0 | 0 | 0 | 0 | 0 | 0 | 0 | 0 | 0 | 0 | 0 | 0 | 0 | 0 | 0 | 0 | 0 | 0 | 0 | 0 | 0 | 0 | 0 | 0 | 0 | 0 | 0 | 0 | 0 | 0 | 0 | 0 | 0 | 0 | 0 | 0 | 0 | 0 | 0 | 0 | 0 | 0 | 0 | 0 | 0 | 0 | 0 | 0 | 0 | 0 | 0 | 0 | 0 | 0 | 0 | 0 | 0 | 0 | 0 | 0 | 0 | 0 | 0 | 0 | 0 | 0 | 0 | 0 | 0 | 0 | 0 | 0 | 0 | 0 | 0 | 0 | 0 | 0 | 0 | 0 | 0 | 0 | 0 | 0 | 0 | 0 | 0 | 0 | 0 | 0 | 0 | 0 | 0 | 0 | 0 | 0 | 0 | 0 | 0 | 0 | 0 | 0 | 0 | 0 | 0 | 0 | 0 | 0 | 0 | 0 | 0 | 0 | 0 | 0 | 0 | 0 | 0 | 0 | 0 | 0 | 0 | 0 | 0 | 0 | 0 | 0 | 0 | 0 | 0 | 0 | 0 | 0 | 0 | 0 | 0 | 0 | 0 | 0 | 0 | 0 | 0 | 0 | 0 | 0 | 0 | 0 | 0 | 0 | 0 | 0 | 0 | 0 | 0 | 0 | 0 | 0 | 0 | 0 | 0 | 0 | 0 | 0 | 0 | 0 | 0 | 0 | 0 | 0 | 0 | 0 | 0 | 0 | 0 | 0 | 0 | 0 | 0 | 0 | 0 | 0 | 0 | 0 | 0 | 0 | 0 | 0 | 0 | 0 | 0 | 0 | 0 | 0 | 0 | 0 | 0 | 0 | 0 | 0 | 0 | 0 | 0 | 0 | 0 | 0 | 0 | 0 | 0 | 0 | 0 | 0 | 0 | 0 | 0 | 0 | 0 | 0 | 0 | 0 | 0 | 0 | 0 | 0 | 0 | 0 | 0 | 0 | 0 | 0 | 0 | 0 | 0 | 0 | 0 | 0 | 0 | 0 | 0 | 0 | 0 | 0 | 0 | 0 | 0 | 0 | 0 | 0 | 0 | 0 | 0 | 0 | 0 | 0 | 0 | 0 | 0 | 0 | 0 | 0 | 0 | 0 | 0 | 0 | 0 | 0 | 0 | 0 | 0 | 0 | 0 | 0 | 0 | 0 | 0 | 0 | 0 | 0 | 0 | 0 | 0 | 0 | 0 | 0 | 0 | 0 | 0 | 0 | 0 | 0 | 0 | 0 | 0 | 0 | 0 | 0 | 0 | 0 | 0 | 0 | 0 | 0 | 0 | 0 | 0 | 0 | 0 | 0 | 0 | 0 | 0 | 0 | 0 | 0 | 0 | 0 | 0 | 0 | 0 | 0 | 0 | 0 | 0 | 0 | 0 | 0 | 0 | 0 | 0 | 0 | 0 | 0 | 0 | 0 | 0 | 0 | 0 | 0 | 0 | 0 | 0 | 0 | 0 | 0 | 0 | 0 | 0 | 0 | 0 | 0 | 0 | 0 | 0 | 0 | 0 | 0 | 0 | 0 | 0 | 0 | 0 | 0 | 0 | 0 | 0 | 0 | 0 | 0 | 0 | 0 | 0 | 0 | 0 | 0 | 0 | 0 | 0 | 0 | 0 | 0 | 0 | 0 | 0 | 0 | 0 | 0 | 0 | 0 | 0 | 0 | 0 | 0 | 0 | 0 | 0 | 0 | 0 | 0 | 0 | 0 | 0 | 0 | 0 | 0 | 0 | 0 | 0 | 0 | 0 | 0 | 0 | 0 | 0 | 0 | 0 | 0 | 0 | 0 | 0 | 0 | 0 | 0 | 0 | 0 | 0 | 0 | 0 | 0 | 0 | 0 | 0 | 0 | 0 | 0 | 0 | 0 | 0 | 0 | 0 | 0 | 0 | 0 | 0 | 0 | 0 | 0 | 0 | 0 | 0 | 0 | 0 | 0 | 0 | 0 | 0 | 0 | 0 | 0 | 0 | 0 | 0 | 0 | 0 | 0 | 0 | 0 | 0 | 0 | 0 | 0 | 0 | 0 | 0 | 0 | 0 | 0 | 0 | 0 | 0 | 0 | 0 | 0 | 0 | 0 | 0 | 0 | 0 | 0 | 0 | 0 | 0 | 0 | 0 | 0 | 0 | 0 | 0 | 0 | 0 | 0 | 0 | 0 | 0 | 0 | 0 | 0 | 0 | 0 | 0 | 0 | 0 | 0 | 0 | 0 | 0 | 0 | 0 | 0 | 0 | 0 | 0 | 0 | 0 | 0 | 0 | 0 | 0 | 0 | 0 | 0 | 0 | 0 | 0 | 0 | 0 | 0 | 0 | 0 | 0 | 0 | 0 | 0 | 0 | 0 | 0 | 0 | 0 | 0 | 0 | 0 | 0 | 0 | 0 | 0 | 0 | 0 | 0 | 0 | 0 | 0 | 0 | 0 | 0 | 0 | 0 | 0 | 0 | 0 | 0 | 0 | 0 | 0 | 0 | 0 | 0 | 0 | 0 | 0 | 0 | 0 | 0 | 0 | 0 | 0 | 0 | 0 | 0 | 0 | 0 | 0 | 0 | 0 | 0 | 0 | 0 | 0 | 0 | 0 | 0 | 0 | 0 | 0 | 0 | 0 | 0 | 0 | 0 | 0 | 0 | 0 | 0 | 0 | 0 | 0 | 0 | 0 | 0 | 0 | 0 | 0 | 0 | 0 | 0 | 0 | 0 | 0 | 0 | 0 | 0 | 0 | 0 | 0 | 0 | 0 | 0 | 0 | 0 | 0 | 0 | 0 | 0 | 0 | 0 | 0 | 0 | 0 | 0 | 0 | 0 | 0 | 0 | 0 | 0 | 0 | 0 | 0 | 0 | 0 | 0 | 0 | 0 | 0 | 0 | 0 | 0 | 0 | 0 | 0 | 0 | 0 | 0 | 0 | 0 | 0 | 0 | 0 | 0 | 0 | 0 | 0 | 0 | 0 | 0 | 0 | 0 | 0 | 0 | 0 | 0 | 0 | 0 | 0 | 0 | 0 | 0 | 0 | 0 | 0 | 0 | 0 | 0 | 0 | 0 | 0 | 0 | 0 | 0 | 0 | 0 | 0 | 0 | 0 | 0 | 0 | 0 | 0 | 0 | 0 | 0 | 0 | 0 | 0 | 0 | 0 | 0 | 0 | 0 | 0 | 0 | 0 | 0 | 0 | 0 | 0 | 0 | 0 | 0 | 0 | 0 | 0 | 0 | 0 | 0 | 0 | 0 | 0 | 0 | 0 | 0 | 0 | 0 | 0 | 0 | 0 | 0 | 0 | 0 | 0 | 0 | 0 | 0 | 0 | 0 | 0 | 0 | 0 | 0 | 0 | 0 | 0 | 0 | 0 | 0 | 0 | 0 | 0 | 0 | 0 | 0 | 0 | 0 | 0 | 0 | 0 | 0 | 0 | 0 | 0 | 0 | 0 | 0 | 0 | 0 | 0 | 0 | 0 | 0 | 0 | 0 | 0 | 0 | 0 | 0 | 0 | 0 | 0 | 0 | 0 | 0 | 0 | 0 | 0 | 0 | 0 | 0 | 0 | 0 | 0 | 0 | 0 | 0 | 0 | 0 | 0 | 0 | 0 | 0 | 0 | 0 | 0 | 0 | 0 | 0 | 0 | 0 | 0 | 0 | 0 | 0 | 0 | 0 | 0 | 0 | 0 | 0 | 0 | 0 | 0 | 0 | 0 | 0 | 0 | 0 | 0 | 0 | 0 | 0 | 0 | 0 | 0 | 0 | 0 | 0 | 0 | 0 | 0 | 0 | 0 | 0 | 0 | 0 | 0 | 0 | 0 | 0 | 0 | 0 | 0 | 0 | 0 | 0 | 0 | 0 | 0 | 0 | 0 | 0 | 0 | 0 | 0 | 0 | 0 | 0 | 0 | 0 | 0 | 0 | 0 | 0 | 0 | 0 | 0 | 0 | 0 | 0 | 0 | 0 | 0 | 0 | 0 | 0 | 0 | 0 | 0 | 0 | 0 | 0 | 0 | 0 | 0 | 0 | 0 | 0 | 0 | 0 | 0 | 0 | 0 | 0 | 0 | 0 | 0 | 0 | 0 | 0 | 0 | 0 | 0 | 0 | 0 | 0 | 0 | 0 | 0 | 0 | 0 | 0 | 0 | 0 | 0 | 0 | 0 | 0 | 0 | 0 | 0 | 0 | 0 | 0 | 0 | 0 | 0 | 0 | 0 | 0 | 0 | 0 | 0 | 0 | 0 | 0 | 0 | 0 | 0 | 0 | 0 | 0 | 0 | 0 | 0 | 0 | 0 | 0 | 0 | 0 | 0 | 0 | 0 | 0 | 0 | 0 | 0 | 0 | 0 | 0 | 0 | 0 | 0 | 0 | 0 | 0 | 0 | 0 | 0 | 0 | 0 | 0 | 0 | 0 | 0 | 0 | 0 | 0 | 0 | 0 | 0 | 0 | 0 | 0 | 0 | 0 | 0 | 0 | 0 | 0 | 0 | 0 | 0 | 0 | 0 | 0 | 0 | 0 | 0 | 0 | 0 | 0 | 0 | 0 | 0 | 0 | 0 | 0 | 0 | 0 | 0 | 0 | 0 | 0 | 0 | 0 | 0 | 0 | 0 | 0 | 0 | 0 | 0 | 0 | 0 | 0 | 0 | 0 | 0 | 0 | 0 | 0 | 0 | 0 | 0 | 0 | 0 | 0 | 0 | 0 | 0 | 0 | 0 | 0 | 0 | 0 | 0 | 0 | 0 | 0 | 0 | 0 | 0 | 0 | 0 | 0 | 0 | 0 | 0 | 0 | 0 | 0 | 0 | 0 | 0 | 0 | 0 | 0 | 0 | 0 | 0 | 0 | 0 | 0 | 0 | 0 | 0 | 0 | 0 | 0 | 0 | 0 | 0 | 0 | 0 | 0 | 0 | 0 | 0 | 0 | 0 | 0 | 0 | 0 | 0 | 0 | 0 | 0 | 0 | 0 | 0 | 0 | 0 | 0 | 0 | 0 | 0 | 0 | 0 | 0 | 0 | 0 | 0 | 0 | 0 | 0 | 0 | 0 | 0 | 0 | 0 | 0 | 0 | 0 | 0 | 0 | 0 | 0 | 0 | 0 | 0 | 0 | 0 | 0 | 0 | 0 | 0 | 0 | 0 | 0 | 0 | 0 | 0 | 0 | 0 | 0 | 0 | 0 | 0 | 0 | 0 | 0 | 0 | 0 | 0 | 0 | 0 | 0 | 0 | 0 | 0 | 0 | 0 | 0 | 0 | 0 | 0 | 0 | 0 | 0 | 0 | 0 | 0 | 0 | 0 | 0 | 0 | 0 | 0 | 0 | 0 | 0 | 0 | 0 | 0 | 0 | 0 | 0 | 0 | 0 | 0 | 0 | 0 | 0 | 0 | 0 | 0 | 0 | 0 | 0 | 0 | 0 | 0 | 0 | 0 | 0 | 0 | 0 | 0 | 0 | 0 | 0 | 0 | 0 | 0 | 0 | 0 | 0 | 0 | 0 | 0 | 0 | 0 | 0 | 0 | 0 | 0 | 0 | 0 | 0 | 0 | 0 | 0 | 0 | 0 | 0 | 0 | 0 | 0 | 0 | 0 | 0 | 0 | 0 | 0 | 0 | 0 | 0 | 0 | 0 | 0 | 0 | 0 | 0 | 0 | 0 | 0 | 0 | 0 | 0 | 0 | 0 | 0 | 0 | 0 | 0 | 0 | 0 | 0 | 0 | 0 | 0 | 0 | 0 | 0 | 0 | 0 | 0 | 0 | 0 | 0 | 0 | 0 | 0 | 0 | 0 | 0 | 0 | 0 | 0 | 0 | 0 | 0 | 0 | 0 | 0 | 0 | 0 | 0 | 0 | 0 | 0 | 0 | 0 | 0 | 0 | 0 | 0 | 0 | 0 | 0 | 0 | 0 | 0 | 0 | 0 | 0 | 0 | 0 | 0 | 0 | 0 | 0 | 0 | 0 | 0 | 0 | 0 | 0 | 0 | 0 | 0 | 0 | 0 | 0 | 0 | 0 | 0 | 0 | 0 | 0 | 0 | 0 | 0 | 0 | 0 | 0 | 0 | 0 | 0 | 0 | 0 | 0 | 0 | 0 | 0 | 0 | 0 | 0 | 0 | 0 | 0 | 0 | 0 | 0 | 0 | 0 | 0 | 0 | 0 | 0 | 0 | 0 | 0 | 0 | 0 | 0 | 0 | 0 | 0 | 0 | 0 | 0 | 0 | 0 | 0 | 0 | 0 | 0 | 0 | 0 | 0 | 0 | 0 | 0 | 0 | 0 | 0 | 0 | 0 | 0 | 0 | 0 | 0 | 0 | 0 | 0 | 0 | 0 | 0 | 0 | 0 | 0 | 0 | 0 | 0 | 0 | 0 | 0 | 0 | 0 | 0 | 0 | 0 | 0 | 0 | 0 | 0 | 0 | 0 | 0 | 0 | 0 | 0 | 0 | 0 | 0 | 0 | 0 | 0 | 0 | 0 | 0 | 0 | 0 | 0 | 0 | 0 | 0 | 0 | 0 | 0 | 0 | 0 | 0 | 0 | 0 | 0 | 0 | 0 | 0 | 0 | 0 | 0 | 0 | 0 | 0 | 0 | 0 | 0 | 0 | 0 | 0 | 0 | 0 | 0 | 0 | 0 | 0 | 0 | 0 | 0 | 0 | 0 | 0 | 0 | 0 | 0 | 0 | 0 | 0 | 0 | 0 | 0 | 0 | 0 | 0 | 0 | 0 | 0 | 0 | 0 | 0 | 0 | 0 | 0 | 0 | 0 | 0 | 0 | 0 | 0 | 0 | 0 | 0 | 0 | 0 | 0 | 0 | 0 | 0 | 0 | 0 | 0 | 0 | 0 | 0 | 0 | 0 | 0 | 0 | 0 | 0 | 0 | 0 | 0 | 0 | 0 | 0 | 0 | 0 | 0 | 0 | 0 | 0 | 0 | 0 | 0 | 0 | 0 | 0 | 0 | 0 | 0 | 0 | 0 | 0 | 0 | 0 | 0 | 0 | 0 | 0 | 0 | 0 | 0 | 0 | 0 | 0 | 0 | 0 | 0 | 0 | 0 | 0 | 0 | 0 | 0 | 0 | 0 | 0 | 0 | 0 | 0 | 0 | 0 | 0 | 0 | 0 | 0 | 0 | 0 | 0 | 0 | 0 | 0 | 0 | 0 | 0 | 0 | 0 | 0 | 0 | 0 | 0 | 0 | 0 | 0 | 0 | 0 | 0 | 0 | 0 | 0 | 0 | 0 | 0 | 0 | 0 | 0 | 0 | 0 | 0 | 0 | 0 | 0 | 0 | 0 | 0 | 0 | 0 | 0 | 0 | 0 | 0 | 0 | 0 | 0 | 0 | 0 | 0 | 0 | 0 | 0 | 0 | 0 | 0 | 0 | 0 | 0 | 0 | 0 | 0 | 0 | 0 | 0 | 0 | 0 | 0 | 0 | 0 | 0 | 0 | 0 | 0 | 0 | 0 | 0 | 0 | 0 | 0 | 0 | 0 | 0 | 0 | 0 | 0 | 0 | 0 | 0 | 0 | 0 | 0 | 0 | 0 | 0 | 0 | 0 | 0 | 0 | 0 | 0 | 0 | 0 | 0 | 0 | 0 | 0 | 0 | 0 | 0 | 0 | 0 | 0 | 0 | 0 | 0 | 0 | 0 | 0 | 0 | 0 | 0 | 0 | 0 | 0 | 0 | 0 | 0 | 0 | 0 | 0 | 0 | 0 | 0 | 0 | 0 | 0 | 0 | 0 | 0 | 0 | 0 | 0 | 0 | 0 | 0 | 0 | 0 | 0 | 0 | 0 | 0 | 0 | 0 | 0 | 0 | 0 | 0 | 0 | 0 | 0 | 0 | 0 | 0 | 0 | 0 | 0 | 0 | 0 | 0 | 0 | 0 | 0 | 0 | 0 | 0 | 0 | 0 | 0 | 0 | 0 | 0 | 0 | 0 | 0 | 0 | 0 | 0 | 0 | 0 | 0 | 0 | 0 | 0 | 0 | 0 | 0 | 0 | 0 | 0 | 0 | 0 | 0 | 0 | 0 | 0 | 0 | 0 | 0 | 0 | 0 | 0 | 0 | 0 | 0 | 0 | 0 | 0 | 0 | 0 | 0 | 0 | 0 | 0 | 0 | 0 | 0 | 0 | 0 | 0 | 0 | 0 | 0 | 0 | 0 | 0 | 0 | 0 | 0 | 0 | 0 | 0 | 0 | 0 | 0 | 0 | 0 | 0 | 0 | 0 | 0 | 0 | 0 | 0 | 0 | 0 | 0 | 0 | 0 | 0 | 0 | 0 | 0 | 0 | 0 | 0 | 0 | 0 | 0 | 0 | 0 | 0 | 0 | 0 | 0 | 0 | 0 | 0 | 0 | 0 | 0 | 0 | 0 | 0 | 0 | 0 | 0 | 0 | 0 | 0 | 0 | 0 | 0 | 0 | 0 | 0 | 0 | 0 | 0 | 0 | 0 | 0 | 0 | 0 | 0 | 0 | 0 | 0 | 0 | 0 | 0 | 0 | 0 | 0 | 0 | 0 | 0 | 0 | 0 | 0 | 0 | 0 | 0 | 0 | 0 | 0 | 0 | 0 | 0 | 0 | 0 | 0 | 0 | 0 | 0 | 0 | 0 | 0 | 0 | 0 | 0 | 0 | 0 | 0 | 0 | 0 | 0 | 0 | 0 | 0 | 0 | 0 | 0 | 0 | 0 | 0 | 0 | 0 | 0 | 0 | 0 | 0 | 0 | 0 | 0 | 0 | 0 | 0 | 0 | 0 | 0 | 0 | 0 | 0 | 0 | 0 | 0 | 0 | 0 | 0 | 0 | 0 | 0 | 0 | 0 | 0 | 0 | 0 | 0 | 0 | 0 | 0 | 0 | 0 | 0 | 0 | 0 | 0 | 0 | 0 | 0 | 0 | 0 | 0 | 0 | 0 | 0 | 0 | 0 | 0 | 0 | 0 | 0 | 0 | 0 | 0 | 0 | 0 | 0 | 0 | 0 | 0 | 0 | 0 | 0 | 0 | 0 | 0 | 0 | 0 | 0 | 0 | 0 | 0 | 0 | 0 | 0 | 0 | 0 | 0 | 0 | 0 | 0 | 0 | 0 | 0 | 0 | 0 | 0 | 0 | 0 | 0 | 0 | 0 | 0 | 0 | 0 | 0 | 0 | 0 | 0 | 0 | 0 | 0 | 0 | 0 | 0 | 0 | 0 | 0 | 0 | 0 | 0 | 0 | 0 | 0 | 0 | 0 | 0 | 0 | 0 | 0 | 0 | 0 | 0 | 0 | 0 | 0 | 0 | 0 | 0 | 0 | 0 | 0 | 0 | 0 | 0 | 0 | 0 | 0 | 0 | 0 | 0 | 0 | 0 | 0 | 0 | 0 | 0 | 0 | 0 | 0 | 0 | 0 | 0 | 0 | 0 | 0 | 0 | 0 | 0 | 0 | 0 | 0 | 0 | 0 | 0 | 0 | 0 | 0 | 0 | 0 | 0 | 0 | 0 | 0 | 0 | 0 | 0 | 0 | 0 | 0 | 0 | 0 | 0 | 0 | 0 | 0 | 0 | 0 | 0 | 0 | 0 | 0 | 0 | 0 | 0 | 0 | 0 | 0 | 0 | 0 | 0 | 0 | 0 | 0 | 0 | 0 | 0 | 0 | 0 | 0 | 0 | 0 | 0 | 0 | 0 | 0 | 0 | 0 | 0 | 0 | 0 | 0 | 0 | 0 | 0 | 0 | 0 | 0 | 0 | 0 | 0 | 0 | 0 | 0 | 0 | 0 | 0 | 0 | 0 | 0 | 0 | 0 | 0 | 0 | 0 | 0 | 0 | 0 | 0 | 0 | 0 | 0 | 0 | 0 | 0 | 0 | 0 | 0 | 0 | 0 | 0 | 0 | 0 | 0 | 0 | 0 | 0 | 0 | 0 | 0 | 0 | 0 | 0 | 0 | 0 | 0 | 0 | 0 | 0 | 0 | 0 | 0 | 0 | 0 | 0 | 0 | 0 | 0 | 0 | 0 | 0 | 0 | 0 | 0 | 0 | 0 | 0 | 0 | 0 | 0 | 0 | 0 | 0 | 0 | 0 | 0 | 0 | 0 | 0 | 0 | 0 | 0 | 0 | 0 | 0 | 0 | 0 | 0 | 0 | 0 | 0 | 0 | 0 | 0 | 0 | 0 | 0 | 0 | 0 | 0 | 0 | 0 | 0 | 0 | 0 | 0 | 0 | 0 | 0 | 0 | 0 | 0 | 0 | 0 | 0 | 0 | 0 | 0 | 0 | 0 | 0 | 0 | 0 | 0 | 0 | 0 | 0 | 0 | 0 | 0 | 0 | 0 | 0 | 0 | 0 | 0 | 0 | 0 | 0 | 0 | 0 | 0 | 0 | 0 | 0 | 0 | 0 | 0 | 0 | 0 | 0 | 0 | 0 | 0 | 0 | 0 | 0 | 0 | 0 | 0 | 0 | 0 | 0 | 0 | 0 | 0 | 0 | 0 | 0 | 0 | 0 | 0 | 0 | 0 | 0 | 0 | 0 | 0 | 0 | 0 | 0 | 0 | 0 | 0 | 0 | 0 | 0 | 0 | 0 | 0 | 0 | 0 | 0 | 0 | 0 | 0 | 0 | 0 | 0 | 0 | 0 | 0 | 0 | 0 | 0 | 0 | 0 | 0 | 0 | 0 | 0 | 0 | 0 | 0 | 0 | 0 | 0 | 0 | 0 | 0 | 0 | 0 | 0 | 0 | 0 | 0 | 0 | 0 | 0 | 0 | 0 | 0 | 0 | 0 | 0 | 0 | 0 | 0 | 0 | 0 | 0 | 0 | 0 | 0 | 0 | 0 | 0 | 0 | 0 | 0 | 0 | 0 | 0 | 0 | 0 | 0 | 0 | 0 | 0 | 0 | 0 | 0 | 0 | 0 | 0 | 0 | 0 | 0 | 0 | 0 | 0 | 0 | 0 | 0 | 0 | 0 | 0 | 0 | 0 | 0 | 0 | 0 | 0 | 0 | 0 | 0 | 0 | 0 | 0 | 0 | 0 | 0 | 0 | 0 | 0 | 0 | 0 | 0 | 0 | 0 | 0 | 0 | 0 | 0 | 0 | 0 | 0 | 0 | 0 | 0 | 0 | 0 | 0 | 0 | 0 | 0 | 0 | 0 | 0 | 0 | 0 | 0 | 0 | 0 | 0 | 0 | 0 | 0 | 0 | 0 | 0 | 0 | 0 | 0 | 0 | 0 | 0 | 0 | 0 | 0 | 0 | 0 | 0 | 0 | 0 | 0 | 0 | 0 | 0 | 0 | 0 | 0 | 0 | 0 | 0 | 0 | 0 | 0 | 0 | 0 | 0 | 0 | 0 | 0 | 0 | 0 | 0 | 0 | 0 | 0 | 0 | 0 | 0 | 0 | 0 | 0 | 0 | 0 | 0 | 0 | 0 | 0 | 0 | 0 | 0 | 0 | 0 | 0 | 0 | 0 | 0 | 0 | 0 | 0 | 0 | 0 | 0 | 0 | 0 | 0 | 0 | 0 | 0 | 0 | 0 | 0 | 0 | 0 | 0 | 0 | 0 | 0 | 0 | 0 | 0 | 0 | 0 | 0 | 0 | 0 | 0 | 0 | 0 | 0 | 0 | 0 | 0 | 0 | 0 | 0 | 0 | 0 | 0 | 0 | 0 | 0 | 0 | 0 | 0 | 0 | 0 | 0 | 0 | 0 | 0 | 0 | 0 | 0 | 0 | 0 | 0 | 0 | 0 | 0 | 0 | 0 | 0 | 0 | 0 | 0 | 0 | 0 | 0 | 0 | 0 | 0 | 0 | 0 | 0 | 0 | 0 | 0 | 0 | 0 | 0 | 0 | 0 | 0 | 0 | 0 | 0 | 0 | 0 | 0 | 0 | 0 | 0 | 0 | 0 | 0 | 0 | 0 | 0 | 0 | 0 | 0 | 0 | 0 | 0 | 0 | 0 | 0 | 0 | 0 | 0 | 0 | 0 | 0 | 0 | 0 | 0 | 0 | 0 | 0 | 0 | 0 | 0 | 0 | 0 | 0 | 0 | 0 | 0 | 0 | 0 | 0 | 0 | 0 | 0 | 0 | 0 | 0 | 0 | 0 | 0 | 0 | 0 | 0 | 0 | 0 | 0 | 0 | 0 | 0 | 0 | 0 | 0 | 0 | 0 | 0 | 0 | 0 | 0 | 0 | 0 | 0 | 0 | 0 | 0 | 0 | 0 | 0 | 0 | 0 | 0 | 0 | 0 | 0 | 0 | 0 | 0 | 0 | 0 | 0 | 0 | 0 | 0 | 0 | 0 | 0 | 0 | 0 | 0 | 0 | 0 | 0 | 0 | 0 | 0 | 0 | 0 | 0 | 0 | 0 | 0 | 0 | 0 | 0 | 0 | 0 | 0 | 0 | 0 | 0 | 0 | 0 | 0 | 0 | 0 | 0 | 0 | 0 | 0 | 0 | 0 | 0 | 0 | 0 | 0 | 0 | 0 | 0 | 0 | 0 | 0 | 0 | 0 | 0 | 0 | 0 | 0 | 0 | 0 | 0 | 0 | 0 | 0 | 0 | 0 | 0 | 0 | 0 | 0 | 0 | 0 | 0 | 0 | 0 | 0 | 0 | 0 | 0 | 0 | 0 | 0 | 0 | 0 | 0 | 0 | 0 | 0 | 0 | 0 | 0 | 0 | 0 | 0 | 0 | 0 | 0 | 0 | 0 | 0 | 0 | 0 | 0 | 0 | 0 | 0 | 0 | 0 | 0 | 0 | 0 | 0 | 0 | 0 | 0 | 0 | 0 | 0 | 0 | 0 | 0 | 0 | 0 | 0 | 0 | 0 | 0 | 0 | 0 | 0 | 0 | 0 | 0 | 0 | 0 | 0 | 0 | 0 | 0 | 0 | 0 | 0 | 0 | 0 | 0 | 0 | 0 | 0 | 0 | 0 | 0 | 0 | 0 | 0 | 0 | 0 | 0 | 0 | 0 | 0 | 0 | 0 | 0 | 0 | 0 | 0 | 0 | 0 | 0 | 0 | 0 | 0 | 0 | 0 | 0 | 0 | 0 | 0 | 0 | 0 | 0 | 0 | 0 | 0 | 0 | 0 | 0 | 0 | 0 | 0 | 0 | 0 | 0 | 0 | 0 | 0 | 0 | 0 | 0 | 0 | 0 | 0 | 0 | 0 | 0 | 0 | 0 | 0 | 0 | 0 | 0 | 0 | 0 | 0 | 0 | 0 | 0 | 0 | 0 | 0 | 0 | 0 | 0 | 0 | 0 | 0 | 0 | 0 | 0 | 0 | 0 | 0 | 0 | 0 | 0 | 0 | 0 | 0 | 0 | 0 | 0 | 0 | 0 | 0 | 0 | 0 | 0 | 0 | 0 | 0 | 0 | 0 | 0 | 0 | 0 | 0 | 0 | 0 | 0 | 0 | 0 | 0 | 0 | 0 | 0 | 0 | 0 | 0 | 0 | 0 | 0 | 0 | 0 | 0 | 0 | 0 | 0 | 0 | 0 | 0 | 0 | 0 | 0 | 0 | 0 | 0 | 0 | 0 | 0 | 0 | 0 | 0 | 0 | 0 | 0 | 0 | 0 | 0 | 0 | 0 | 0 | 0 | 0 | 0 | 0 | 0 | 0 | 0 | 0 | 0 | 0 | 0 | 0 | 0 | 0 | 0 | 0 | 0 | 0 | 0 | 0 | 0 | 0 | 0 | 0 | 0 | 0 | 0 | 0 | 0 | 0 | 0 | 0 | 0 | 0 | 0 | 0 | 0 | 0 | 0 | 0 | 0 | 0 | 0 | 0 | 0 | 0 | 0 | 0 | 0 | 0 | 0 | 0 | 0 | 0 | 0 | 0 | 0 | 0 | 0 | 0 | 0 | 0 | 0 | 0 | 0 | 0 | 0 | 0 | 0 | 0 | 0 | 0 | 0 | 0 | 0 | 0 | 0 | 0 | 0 | 0 | 0 | 0 | 0 | 0 | 0 | 0 | 0 | 0 | 0 | 0 | 0 | 0 | 0 | 0 | 0 | 0 | 0 | 0 | 0 | 0 | 0 | 0 | 0 | 0 | 0 | 0 | 0 | 0 | 0 | 0 | 0 | 0 | 0 | 0 | 0 | 0 | 0 | 0 | 0 | 0 | 0 | 0 | 0 | 0 | 0 | 0 | 0 | 0 | 0 | 0 | 0 | 0 | 0 | 0 | 0 | 0 | 0 | 0 | 0 | 0 | 0 | 0 | 0 | 0 | 0 | 0 | 0 | 0 | 0 | 0 | 0 | 0 | 0 | 0 | 0 | 0 | 0 | 0 | 0 | 0 | 0 | 0 | 0 | 0 | 0 | 0 | 0 | 0 | 0 | 0 | 0 | 0 | 0 | 0 | 0 | 0 | 0 | 0 | 0 | 0 | 0 | 0 | 0 | 0 | 0 | 0 | 0 | 0 | 0 | 0 | 0 | 0 | 0 | 0 | 0 | 0 | 0 | 0 | 0 | 0 | 0 | 0 | 0 | 0 | 0 | 0 | 0 | 0 | 0 | 0 | 0 | 0 | 0 | 0 | 0 | 0 | 0 | 0 | 0 | 0 | 0 | 0 | 0 | 0 | 0 | 0 | 0 | 0 | 0 | 0 | 0 | 0 | 0 | 0 | 0 | 0 | 0 | 0 | 0 | 0 | 0 | 0 | 0 | 0 | 0 | 0 | 0 | 0 | 0 | 0 | 0 | 0 | 0 | 0 | 0 | 0 | 0 | 0 | 0 | 0 | 0 | 0 | 0 | 0 | 0 | 0 | 0 | 0 | 0 | 0 | 0 | 0 | 0 | 0 | 0 | 0 | 0 | 0 | 0 | 0 | 0 | 0 | 0 | 0 | 0 | 0 | 0 | 0 | 0 | 0 | 0 | 0 | 0 | 0 | 0 | 0 | 0 | 0 | 0 | 0 | 0 | 0 | 0 | 0 | 0 | 0 | 0 | 0 | 0 | 0 | 0 | 0 | 0 | 0 | 0 | 0 | 0 | 0 | 0 | 0 | 0 | 0 | 0 | 0 | 0 | 0 | 0 | 0 | 0 | 0 | 0 | 0 | 0 | 0 | 0 | 0 | 0 | 0 | 0 | 0 | 0 | 0 | 0 | 0 | 0 | 0 | 0 | 0 | 0 | 0 | 0 | 0 | 0 | 0 | 0 | 0 | 0 | 0 | 0 | 0 | 0 | 0 | 0 | 0 | 0 | 0 | 0 | 0 | 0 | 0 | 0 | 0 | 0 | 0 | 0 | 0 | 0 | 0 | 0 | 0 | 0 | 0 | 0 | 0 | 0 | 0 | 0 | 0 | 0 | 0 | 0 | 0 | 0 | 0 | 0 | 0 | 0 | 0 | 0 | 0 | 0 | 0 | 0 | 0 | 0 | 0 | 0 | 0 | 0 | 0 | 0 | 0 | 0 | 0 | 0 | 0 | 0 | 0 | 0 | 0 | 0 | 0 | 0 | 0 | 0 | 0 | 0 | 0 | 0 | 0 | 0 | 0 | 0 | 0 | 0 | 0 | 0 | 0 | 0 | 0 | 0 | 0 | 0 | 0 | 0 | 0 | 0 | 0 | 0 | 0 | 0 | 0 | 0 | 0 | 0 | 0 | 0 | 0 | 0 | 0 | 0 | 0 | 0 | 0 | 0 | 0 | 0 | 0 | 0 | 0 | 0 | 0 | 0 | 0 | 0 | 0 | 0 | 0 | 0 | 0 | 0 | 0 | 0 | 0 | 0 | 0 | 0 | 0 | 0 | 0 | 0 | 0 | 0 | 0 | 0 | 0 | 0 | 0 | 0 | 0 | 0 | 0 | 0 | 0 | 0 | 0 | 0 | 0 | 0 | 0 | 0 | 0 | 0 | 0 | 0 | 0 | 0 | 0 | 0 | 0 | 0 | 0 | 0 | 0 | 0 | 0 | 0 | 0 | 0 | 0 | 0 | 0 | 0 | 0 | 0 | 0 | 0 | 0 | 0 | 0 | 0 | 0 | 0 | 0 | 0 | 0 | 0 | 0 | 0 | 0 | 0 | 0 | 0 | 0 | 0 | 0 | 0 | 0 | 0 | 0 | 0 | 0 | 0 | 0 | 0 | 0 | 0 | 0 | 0 | 0 | 0 | 0 | 0 | 0 | 0 | 0 | 0 | 0 | 0 | 0 | 0 | 0 | 0 | 0 | 0 | 0 | 0 | 0 | 0 | 0 | 0 | 0 | 0 | 0 | 0 | 0 | 0 | 0 | 0 | 0 | 0 | 0 | 0 | 0 | 0 | 0 | 0 | 0 | 0 | 0 | 0 | 0 | 0 | 0 | 0 | 0 | 0 | 0 | 0 | 0 | 0 | 0 | 0 | 0 | 0 | 0 | 0 | 0 | 0 | 0 | 0 | 0 | 0 | 0 | 0 | 0 | 0 | 0 | 0 | 0 | 0 | 0 | 0 | 0 | 0 | 0 | 0 | 0 | 0 | 0 | 0 | 0 | 0 | 0 | 0 | 0 | 0 | 0 | 0 | 0 | 0 | 0 | 0 | 0 | 0 | 0 | 0 | 0 | 0 | 0 | 0 | 0 | 0 | 0 | 0 | 0 | 0 | 0 | 0 | 0 | 0 | 0 | 0 | 0 | 0 | 0 | 0 | 0 | 0 | 0 | 0 | 0 | 0 | 0 | 0 | 0 | 0 | 0 | 0 | 0 | 0 | 0 | 0 | 0 | 0 | 0 | 0 | 0 | 0 | 0 | 0 | 0 | 0 | 0 | 0 | 0 | 0 | 0 | 0 | 0 | 0 | 0 | 0 | 0 | 0 | 0 | 0 | 0 | 0 | 0 | 0 | 0 | 0 | 0 | 0 | 0 | 0 | 0 | 0 | 0 | 0 | 0 | 0 | 0 | 0 | 0 | 0 | 0 | 0 | 0 | 0 | 0 | 0 | 0 | 0 | 0 | 0 | 0 | 0 | 0 | 0 | 0 | 0 | 0 | 0 | 0 | 0 | 0 | 0 | 0 | 0 | 0 | 0 | 0 | 0 | 0 | 0 | 0 | 0 | 0 | 0 | 0 | 0 | 0 | 0 | 0 | 0 | 0 | 0 | 0 | 0 | 0 | 0 | 0 | 0 | 0 | 0 | 0 | 0 | 0 | 0 | 0 | 0 | 0 | 0 | 0 | 0 | 0 | 0 | 0 | 0 | 0 | 0 | 0 | 0 | 0 | 0 | 0 | 0 | 0 | 0 | 0 | 0 | 0 | 0 | 0 | 0 | 0 | 0 | 0 | 0 | 0 | 0 | 0 | 0 | 0 | 0 | 0 | 0 | 0 | 0 | 0 | 0 | 0 | 0 | 0 | 0 | 0 | 0 | 0 | 0 | 0 | 0 | 0 | 0 | 0 | 0 | 0 | 0 | 0 | 0 | 0 | 0 | 0 | 0 | 0 | 0 | 0 | 0 | 0 | 0 | 0 | 0 | 0 | 0 | 0 | 0 | 0 | 0 | 0 | 0 | 0 | 0 | 0 | 0 | 0 | 0 | 0 | 0 | 0 | 0 | 0 | 0 | 0 | 0 | 0 | 0 | 0 | 0 | 0 | 0 | 0 | 0 | 0 | 0 | 0 | 0 | 0 | 0 | 0 | 0 | 0 | 0 | 0 | 0 | 0 | 0 | 0 | 0 | 0 | 0 | 0 | 0 | 0 | 0 | 0 | 0 | 0 | 0 | 0 | 0 | 0 | 0 | 0 | 0 | 0 | 0 | 0 | 0 | 0 | 0 | 0 | 0 | 0 | 0 | 0 | 0 | 0 | 0 | 0 | 0 | 0 | 0 | 0 | 0 | 0 | 0 | 0 | 0 | 0 | 0 | 0 | 0 | 0 | 0 | 0 | 0 | 0 | 0 | 0 | 0 | 0 | 0 | 0 | 0 | 0 | 0 | 0 | 0 | 0 | 0 | 0 | 0 | 0 | 0 | 0 | 0 | 0 | 0 | 0 | 0 | 0 | 0 | 0 | 0 | 0 | 0 | 0 | 0 | 0 | 0 | 0 | 0 | 0 | 0 | 0 | 0 | 0 | 0 | 0 | 0 | 0 | 0 | 0 | 0 | 0 | 0 | 0 | 0 | 0 | 0 | 0 | 0 | 0 | 0 | 0 | 0 | 0 | 0 | 0 | 0 | 0 | 0 | 0 | 0 | 0 | 0 | 0 | 0 | 0 | 0 | 0 | 0 | 0 | 0 | 0 | 0 | 0 | 0 | 0 | 0 | 0 | 0 | 0 | 0 | 0 | 0 | 0 | 0 | 0 | 0 | 0 | 0 | 0 | 0 | 0 | 0 | 0 | 0 | 0 | 0 | 0 | 0 | 0 | 0 | 0 | 0 | 0 | 0 | 0 | 0 | 0 | 0 | 0 | 0 | 0 | 0 | 0 | 0 | 0 | 0 | 0 | 0 | 0 | 0 | 0 | 0 | 0 | 0 | 0 | 0 | 0 | 0 | 0 | 0 | 0 | 0 | 0 | 0 | 0 | 0 | 0 | 0 | 0 | 0 | 0 | 0 | 0 | 0 | 0 | 0 | 0 | 0 | 0 | 0 | 0 | 0 | 0 | 0 | 0 | 0 | 0 | 0 | 0 | 0 | 0 | 0 | 0 | 0 | 0 | 0 | 0 | 0 | 0 | 0 | 0 | 0 | 0 | 0 | 0 | 0 | 0 | 0 | 0 | 0 | 0 | 0 | 0 | 0 | 0 | 0 | 0 | 0 | 0 | 0 | 0 | 0 | 0 | 0 | 0 | 0 | 0 | 0 | 0 | 0 | 0 | 0 | 0 | 0 | 0 | 0 | 0 | 0 | 0 | 0 | 0 | 0 | 0 | 0 | 0 | 0 | 0 | 0 | 0 | 0 | 0 | 0 | 0 | 0 | 0 | 0 | 0 | 0 | 0 | 0 | 0 | 0 | 0 | 0 | 0 | 0 | 0 | 0 | 0 | 0 | 0 | 0 | 0 | 0 | 0 | 0 | 0 | 0 | 0 | 0 | 0 | 0 | 0 | 0 | 0 | 0 | 0 | 0 | 0 | 0 | 0 | 0 | 0 | 0 | 0 | 0 | 0 | 0 | 0 | 0 | 0 | 0 | 0 | 0 | 0 | 0 | 0 | 0 | 0 | 0 | 0 | 0 | 0 | 0 | 0 | 0 | 0 | 0 | 0 | 0 | 0 | 0 | 0 | 0 | 0 | 0 | 0 | 0 | 0 | 0 | 0 | 0 | 0 | 0 | 0 | 0 | 0 | 0 | 0 | 0 | 0 | 0 | 0 | 0 | 0 | 0 | 0 | 0 | 0 | 0 | 0 | 0 | 0 | 0 | 0 | 0 | 0 | 0 | 0 | 0 | 0 | 0 | 0 | 0 | 0 | 0 | 0 | 0 | 0 | 0 | 0 | 0 | 0 | 0 | 0 | 0 | 0 | 0 | 0 | 0 | 0 | 0 | 0 | 0 | 0 | 0 | 0 | 0 | 0 | 0 | 0 | 0 | 0 | 0 | 0 | 0 | 0 | 0 | 0 | 0 | 0 | 0 | 0 | 0 | 0 | 0 | 0 | 0 | 0 | 0 | 0 | 0 | 0 | 0 | 0 | 0 | 0 | 0 | 0 | 0 | 0 | 0 | 0 | 0 | 0 | 0 | 0 | 0 | 0 | 0 | 0 | 0 | 0 | 0 | 0 | 0 | 0 | 0 | 0 | 0 | 0 | 0 | 0 | 0 | 0 | 0 | 0 | 0 | 0 | 0 | 0 | 0 | 0 | 0 | 0 | 0 | 0 | 0 | 0 | 0 | 0 | 0 | 0 | 0 | 0 | 0 | 0 | 0 | 0 | 0 | 0 | 0 | 0 | 0 | 0 | 0 | 0 | 0 | 0 | 0 | 0 | 0 | 0 | 0 | 0 | 0 | 0 | 0 | 0 | 0 | 0 | 0 | 0 | 0 | 0 | 0 | 0 | 0 | 0 | 0 | 0 | 0 | 0 | 0 | 0 | 0 | 0 | 0 | 0 | 0 | 0 | 0 | 0 | 0 | 0 | 0 | 0 | 0 | 0 | 0 | 0 | 0 | 0 | 0 | 0 | 0 | 0 | 0 | 0 | 0 | 0 | 0 | 0 | 0 | 0 | 0 | 0 | 0 | 0 | 0 | 0 | 0 | 0 | 0 | 0 | 0 | 0 | 0 | 0 | 0 | 0 | 0 | 0 | 0 | 0 | 0 | 0 | 0 | 0 | 0 | 0 | 0 | 0 | 0 | 0 | 0 | 0 | 0 | 0 | 0 | 0 | 0 | 0 | 0 | 0 | 0 | 0 | 0 | 0 | 0 | 0 | 0 | 0 | 0 | 0 | 0 | 0 | 0 | 0 | 0 | 0 | 0 | 0 | 0 | 0 | 0 | 0 | 0 | 0 | 0 | 0 | 0 | 0 | 0 | 0 | 0 | 0 | 0 | 0 | 0 | 0 | 0 | 0 | 0 | 0 | 0 | 0 | 0 | 0 | 0 | 0 | 0 | 0 | 0 | 0 | 0 | 0 | 0 | 0 | 0 | 0 | 0 | 0 | 0 | 0 | 0 | 0 | 0 | 0 | 0 | 0 | 0 | 0 | 0 | 0 | 0 | 0 | 0 | 0 | 0 | 0 | 0 | 0 | 0 | 0 | 0 | 0 | 0 | 0 | 0 | 0 | 0 | 0 | 0 | 0 | 0 | 0 | 0 | 0 | 0 | 0 | 0 | 0 | 0 | 0 | 0 | 0 | 0 | 0 | 0 | 0 | 0 | 0 | 0 | 0 | 0 | 0 | 0 | 0 | 0 | 0 | 0 | 0 | 0 | 0 | 0 | 0 | 0 | 0 | 0 | 0 | 0 | 0 | 0 | 0 | 0 | 0 | 0 | 0 | 0 | 0 | 0 | 0 | 0 | 0 | 0 | 0 | 0 | 0 | 0 | 0 | 0 | 0 | 0 | 0 | 0 | 0 | 0 | 0 | 0 | 0 | 0 | 0 | 0 | 0 | 0 | 0 | 0 | 0 | 0 | 0 | 0 | 0 | 0 | 0 | 0 | 0 | 0 | 0 | 0 | 0 | 0 | 0 | 0 | 0 | 0 | 0 | 0 | 0 | 0 | 0 | 0 | 0 | 0 | 0 | 0 | 0 | 0 | 0 | 0 | 0 | 0 | 0 | 0 | 0 | 0 | 0 | 0 | 0 | 0 | 0 | 0 | 0 | 0 | 0 | 0 | 0 | 0 | 0 | 0 | 0 | 0 | 0 | 0 | 0 | 0 | 0 | 0 | 0 | 0 | 0 | 0 | 0 | 0 | 0 | 0 | 0 | 0 | 0 | 0 | 0 | 0 | 0 | 0 | 0 | 0 | 0 | 0 | 0 | 0 | 0 | 0 | 0 | 0 | 0 | 0 | 0 | 0 | 0 | 0 | 0 | 0 | 0 | 0 | 0 | 0 | 0 | 0 | 0 | 0 | 0 | 0 | 0 | 0 | 0 | 0 | 0 | 0 | 0 | 0 | 0 | 0 | 0 | 0 | 0 | 0 | 0 | 0 | 0 | 0 | 0 | 0 | 0 | 0 | 0 | 0 | 0 | 0 | 0 | 0 | 0 | 0 | 0 | 0 | 0 | 0 | 0 | 0 | 0 | 0 | 0 | 0 | 0 | 0 | 0 | 0 | 0 | 0 | 0 | 0 | 0 | 0 | 0 | 0 | 0 | 0 | 0 | 0 | 0 | 0 | 0 | 0 | 0 | 0 | 0 | 0 | 0 | 0 | 0 | 0 | 0 | 0 | 0 | 0 | 0 | 0 | 0 | 0 | 0 | 0 | 0 | 0 | 0 | 0 | 0 | 0 | 0 | 0 | 0 | 0 | 0 | 0 | 0 | 0 | 0 | 0 | 0 | 0 | 0 | 0 | 0 | 0 | 0 | 0 | 0 | 0 | 0 | 0 | 0 | 0 | 0 | 0 | 0 | 0 | 0 | 0 | 0 | 0 | 0 | 0 | 0 | 0 | 0 | 0 | 0 | 0 | 0 | 0 | 0 | 0 | 0 | 0 | 0 | 0 | 0 | 0 | 0 | 0 | 0 | 0 | 0 | 0 | 0 | 0 | 0 | 0 | 0 | 0 | 0 | 0 | 0 | 0 | 0 | 0 | 0 | 0 | 0 | 0 | 0 | 0 | 0 | 0 | 0 | 0 | 0 | 0 | 0 | 0 | 0 | 0 | 0 | 0 | 0 | 0 | 0 | 0 | 0 | 0 | 0 | 0 | 0 | 0 | 0 | 0 | 0 | 0 | 0 | 0 | 0 | 0 | 0 | 0 | 0 | 0 | 0 | 0 | 0 | 0 | 0 | 0 | 0 | 0 | 0 | 0 | 0 | 0 | 0 | 0 | 0 | 0 | 0 | 0 | 0 | 0 | 0 | 0 | 0 | 0 | 0 | 0 | 0 | 0 | 0 | 0 | 0 | 0 | 0 | 0 | 0 | 0 | 0 | 0 | 0 | 0 | 0 | 0 | 0 | 0 | 0 | 0 | 0 | 0 | 0 | 0 | 0 | 0 | 0 | 0 | 0 | 0 | 0 | 0 | 0 | 0 | 0 | 0 | 0 | 0 | 0 | 0 | 0 | 0 | 0 | 0 | 0 | 0 | 0 | 0 | 0 | 0 | 0 | 0 | 0 | 0 | 0 | 0 | 0 | 0 | 0 | 0 | 0 | 0 | 0 | 0 | 0 | 0 | 0 | 0 | 0 | 0 | 0 | 0 | 0 | 0 | 0 | 0 | 0 | 0 | 0 | 0 | 0 | 0 | 0 | 0 | 0 | 0 | 0 | 0 | 0 | 0 | 0 | 0 | 0 | 0 | 0 | 0 | 0 | 0 | 0 | 0 | 0 | 0 | 0 | 0 | 0 | 0 | 0 | 0 | 0 | 0 | 0 | 0 | 0 | 0 | 0 | 0 | 0 | 0 | 0 | 0 | 0 | 0 | 0 | 0 | 0 | 0 | 0 | 0 | 0 | 0 | 0 | 0 | 0 | 0 | 0 | 0 | 0 | 0 | 0 | 0 | 0 | 0 | 0 | 0 | 0 | 0 | 0 | 0 | 0 | 0 | 0 | 0 | 0 | 0 | 0 | 0 | 0 | 0 | 0 | 0 | 0 | 0 | 0 | 0 | 0 | 0 | 0 | 0 | 0 | 0 | 0 | 0 | 0 | 0 | 0 | 0 | 0 | 0 | 0 | 0 | 0 | 0 | 0 | 0 | 0 | 0 | 0 | 0 | 0 | 0 | 0 | 0 | 0 | 0 | 0 | 0 | 0 | 0 | 0 | 0 | 0 | 0 | 0 | 0 | 0 | 0 | 0 | 0 | 0 | 0 | 0 | 0 | 0 | 0 | 0 | 0 | 0 | 0 | 0 | 0 | 0 | 0 | 0 | 0 | 0 | 0 | 0 | 0 | 0 | 0 | 0 | 0 | 0 | 0 | 0 | 0 | 0 | 0 | 0 | 0 | 0 | 0 | 0 | 0 | 0 | 0 | 0 | 0 | 0 | 0 | 0 | 0 | 0 | 0 | 0 | 0 | 0 | 0 | 0 | 0 | 0 | 0 | 0 | 0 | 0 | 0 | 0 | 0 | 0 | 0 | 0 | 0 | 0 | 0 | 0 | 0 | 0 | 0 | 0 | 0 | 0 | 0 | 0 | 0 | 0 | 0 | 0 | 0 | 0 | 0 | 0 | 0 | 0 | 0 | 0 | 0 | 0 | 0 | 0 | 0 | 0 | 0 | 0 | 0 | 0 | 0 | 0 | 0 | 0 | 0 | 0 | 0 | 0 | 0 | 0 | 0 | 0 | 0 | 0 | 0 | 0 | 0 | 0 | 0 | 0 | 0 | 0 | 0 | 0 | 0 | 0 | 0 | 0 | 0 | 0 | 0 | 0 | 0 | 0 | 0 | 0 | 0 | 0 | 0 | 0 | 0 | 0 | 0 | 0 | 0 | 0 | 0 | 0 | 0 | 0 | 0 | 0 | 0 | 0 | 0 | 0 | 0 | 0 | 0 | 0 | 0 | 0 | 0 | 0 | 0 | 0 | 0 | 0 | 0 | 0 | 0 | 0 | 0 | 0 | 0 | 0 | 0 | 0 | 0 | 0 | 0 | 0 | 0 | 0 | 0 | 0 | 0 | 0 | 0 | 0 | 0 | 0 | 0 | 0 | 0 | 0 | 0 | 0 | 0 | 0 | 0 | 0 | 0 | 0 | 0 | 0 | 0 | 0 | 0 | 0 | 0 | 0 | 0 | 0 | 0 | 0 | 0 | 0 | 0 | 0 | 0 | 0 | 0 | 0 | 0 | 0 | 0 | 0 | 0 | 0 | 0 | 0 | 0 | 0 | 0 | 0 | 0 | 0 | 0 | 0 | 0 | 0 | 0 | 0 | 0 | 0 | 0 | 0 | 0 | 0 | 0 | 0 | 0 | 0 | 0 | 0 | 0 | 0 | 0 | 0 | 0 | 0 | 0 | 0 | 0 | 0 | 0 | 0 | 0 | 0 | 0 | 0 | 0 | 0 | 0 | 0 | 0 | 0 | 0 | 0 | 0 | 0 | 0 | 0 | 0 | 0 | 0 | 0 | 0 | 0 | 0 | 0 | 0 | 0 | 0 | 0 | 0 | 0 | 0 | 0 | 0 | 0 | 0 | 0 | 0 | 0 | 0 | 0 | 0 | 0 | 0 | 0 | 0 | 0 | 0 | 0 | 0 | 0 | 0 | 0 | 0 | 0 | 0 | 0 | 0 | 0 | 0 | 0 | 0 | 0 | 0 | 0 | 0 | 0 | 0 | 0 | 0 | 0 | 0 | 0 | 0 | 0 | 0 | 0 | 0 | 0 | 0 | 0 | 0 | 0 | 0 | 0 | 0 | 0 | 0 | 0 | 0 | 0 | 0 | 0 | 0 | 0 | 0 | 0 | 0 | 0 | 0 | 0 | 0 | 0 | 0 | 0 | 0 | 0 | 0 | 0 | 0 | 0 | 0 | 0 | 0 | 0 | 0 | 0 | 0 | 0 | 0 | 0 | 0 | 0 | 0 | 0 | 0 | 0 | 0 | 0 | 0 | 0 | 0 | 0 | 0 | 0 | 0 | 0 | 0 | 0 | 0 | 0 | 0 | 0 | 0 | 0 | 0 | 0 | 0 | 0 | 0 | 0 | 0 | 0 | 0 | 0 | 0 | 0 | 0 | 0 | 0 | 0 | 0 | 0 | 0 | 0 | 0 | 0 | 0 | 0 | 0 | 0 | 0 | 0 | 0 | 0 | 0 | 0 | 0 | 0 | 0 | 0 | 0 | 0 | 0 | 0 | 0 | 0 | 0 | 0 | 0 | 0 | 0 | 0 | 0 | 0 | 0 | 0 | 0 | 0 | 0 | 0 | 0 | 0 | 0 | 0 | 0 | 0 | 0 | 0 | 0 | 0 | 0 | 0 | 0 | 0 | 0 | 0 | 0 | 0 | 0 | 0 | 0 | 0 | 0 | 0 | 0 | 0 | 0 | 0 | 0 | 0 | 0 | 0 | 0 | 0 | 0 | 0 | 0 | 0 | 0 | 0 | 0 | 0 | 0 | 0 | 0 | 0 | 0 | 0 | 0 | 0 | 0 | 0 | 0 | 0 | 0 | 0 | 0 | 0 | 0 | 0 | 0 | 0 | 0 | 0 | 0 | 0 | 0 | 0 | 0 | 0 | 0 | 0 | 0 | 0 | 0 | 0 | 0 | 0 | 0 | 0 | 0 | 0 | 0 | 0 | 0 | 0 | 0 | 0 | 0 | 0 | 0 | 0 | 0 | 0 | 0 | 0 | 0 | 0 | 0 | 0 | 0 | 0 | 0 | 0 | 0 | 0 | 0 | 0 | 0 | 0 | 0 | 0 | 0 | 0 | 0 | 0 | 0 | 0 | 0 | 0 | 0 | 0 | 0 | 0 | 0 | 0 | 0 | 0 | 0 | 0 | 0 | 0 | 0 | 0 | 0 | 0 | 0 | 0 | 0 | 0 | 0 | 0 | 0 | 0 | 0 | 0 | 0 | 0 | 0 | 0 | 0 | 0 | 0 | 0 | 0 | 0 | 0 | 0 | 0 | 0 | 0 | 0 | 0 | 0 | 0 | 0 | 0 | 0 | 0 | 0 | 0 | 0 | 0 | 0 | 0 | 0 | 0 | 0 | 0 | 0 | 0 | 0 | 0 | 0 | 0 | 0 | 0 | 0 | 0 | 0 | 0 | 0 | 0 | 0 | 0 | 0 | 0 | 0 | 0 | 0 | 0 | 0 | 0 | 0 | 0 | 0 | 0 | 0 | 0 | 0 | 0 | 0 | 0 | 0 | 0 | 0 | 0 | 0 | 0 | 0 | 0 | 0 | 0 | 0 | 0 | 0 | 0 | 0 | 0 | 0 | 0 | 0 | 0 | 0 | 0 | 0 | 0 | 0 | 0 | 0 | 0 | 0 | 0 | 0 | 0 | 0 | 0 | 0 | 0 | 0 | 0 | 0 | 0 | 0 | 0 | 0 | 0 | 0 | 0 | 0 | 0 | 0 | 0 | 0 | 0 | 0 | 0 | 0 | 0 | 0 | 0 | 0 | 0 | 0 | 0 | 0 | 0 | 0 | 0 | 0 | 0 | 0 | 0 | 0 | 0 | 0 | 0 | 0 | 0 | 0 | 0 | 0 | 0 | 0 | 0 | 0 | 0 | 0 | 0 | 0 | 0 | 0 | 0 | 0 | 0 | 0 | 0 | 0 | 0 | 0 | 0 | 0 | 0 | 0 | 0 | 0 | 0 | 0 | 0 | 0 | 0 | 0 | 0 | 0 | 0 | 0 | 0 | 0 | 0 | 0 | 0 | 0 | 0 | 0 | 0 | 0 | 0 | 0 | 0 | 0 | 0 | 0 | 0 | 0 | 0 | 0 | 0 | 0 | 0 | 0 | 0 | 0 | 0 | 0 | 0 | 0 | 0 | 0 | 0 | 0 | 0 | 0 | 0 | 0 | 0 | 0 | 0 | 0 | 0 | 0 | 0 | 0 | 0 | 0 | 0 | 0 | 0 | 0 | 0 | 0 | 0 | 0 | 0 | 0 | 0 | 0 | 0 | 0 | 0 | 0 | 0 | 0 | 0 | 0 | 0 | 0 | 0 | 0 | 0 | 0 | 0 | 0 | 0 | 0 | 0 | 0 | 0 | 0 | 0 | 0 | 0 | 0 | 0 | 0 | 0 | 0 | 0 | 0 | 0 | 0 | 0 | 0 | 0 | 0 | 0 | 0 | 0 | 0 | 0 | 0 | 0 | 0 | 0 | 0 | 0 | 0 | 0 | 0 | 0 | 0 | 0 | 0 | 0 | 0 | 0 | 0 | 0 | 0 | 0 | 0 | 0 | 0 | 0 | 0 | 0 | 0 | 0 | 0 | 0 | 0 | 0 | 0 | 0 | 0 | 0 | 0 | 0 | 0 | 0 | 0 | 0 | 0 | 0 | 0 | 0 | 0 | 0 | 0 | 0 | 0 | 0 | 0 | 0 | 0 | 0 | 0 | 0 | 0 | 0 | 0 | 0 | 0 | 0 | 0 | 0 | 0 | 0 | 0 | 0 | 0 | 0 | 0 | 0 | 0 | 0 | 0 | 0 | 0 | 0 | 0 | 0 | 0 | 0 | 0 | 0 | 0 | 0 | 0 | 0 | 0 | 0 | 0 | 0 | 0 | 0 | 0 | 0 | 0 | 0 | 0 | 0 | 0 | 0 | 0 | 0 | 0 | 0 | 0 | 0 | 0 | 0 | 0 | 0 | 0 | 0 | 0 | 0 | 0 | 0 | 0 | 0 | 0 | 0 | 0 | 0 | 0 | 0 | 0 | 0 | 0 | 0 | 0 | 0 | 0 | 0 | 0 | 0 | 0 | 0 | 0 | 0 | 0 | 0 | 0 | 0 | 0 | 0 | 0 | 0 | 0 | 0 | 0 | 0 | 0 | 0 | 0 | 0 | 0 | 0 | 0 | 0 | 0 | 0 | 0 | 0 | 0 | 0 | 0 | 0 | 0 | 0 | 0 | 0 | 0 | 0 | 0 | 0 | 0 | 0 | 0 | 0 | 0 | 0 | 0 | 0 | 0 | 0 | 0 | 0 | 0 | 0 | 0 | 0 | 0 | 0 | 0 | 0 | 0 | 0 | 0 | 0 | 0 | 0 | 0 | 0 | 0 | 0 | 0 | 0 | 0 | 0 | 0 | 0 | 0 | 0 | 0 | 0 | 0 | 0 | 0 | 0 | 0 | 0 | 0 | 0 | 0 | 0 | 0 | 0 | 0 | 0 | 0 | 0 | 0 | 0 | 0 | 0 | 0 | 0 | 0 | 0 | 0 | 0 | 0 | 0 | 0 | 0 | 0 | 0 | 0 | 0 | 0 | 0 | 0 | 0 | 0 | 0 | 0 | 0 | 0 | 0 | 0 | 0 | 0 | 0 | 0 | 0 | 0 | 0 | 0 | 0 | 0 | 0 | 0 | 0 | 0 | 0 | 0 | 0 | 0 | 0 | 0 | 0 | 0 | 0 | 0 | 0 | 0 | 0 | 0 | 0 | 0 | 0 | 0 | 0 | 0 | 0 | 0 | 0 | 0 | 0 | 0 | 0 | 0 | 0 | 0 | 0 | 0 | 0 | 0 | 0 | 0 | 0 | 0 | 0 | 0 | 0 | 0 | 0 | 0 | 0 | 0 | 0 | 0 | 0 | 0 | 0 | 0 | 0 | 0 | 0 | 0 | 0 | 0 | 0 | 0 | 0 | 0 | 0 | 0 | 0 | 0 | 0 | 0 | 0 | 0 | 0 | 0 | 0 | 0 | 0 | 0 | 0 | 0 | 0 | 0 | 0 | 0 | 0 | 0 | 0 | 0 | 0 | 0 | 0 | 0 | 0 | 0 | 0 | 0 | 0 | 0 | 0 | 0 | 0 | 0 | 0 | 0 | 0 | 0 | 0 | 0 | 0 | 0 | 0 | 0 | 0 | 0 | 0 | 0 | 0 | 0 | 0 | 0 | 0 | 0 | 0 | 0 | 0 | 0 | 0 | 0 | 0 | 0 | 0 | 0 | 0 | 0 | 0 | 0 | 0 | 0 | 0 | 0 | 0 | 0 | 0 | 0 | 0 | 0 | 0 | 0 | 0 | 0 | 0 | 0 | 0 | 0 | 0 | 0 | 0 | 0 | 0 | 0 | 0 | 0 | 0 | 0 | 0 | 0 | 0 | 0 | 0 | 0 | 0 | 0 | 0 | 0 | 0 | 0 | 0 | 0 | 0 | 0 | 0 | 0 | 0 | 0 | 0 | 0 | 0 | 0 | 0 | 0 | 0 | 0 | 0 | 0 | 0 | 0 | 0 | 0 | 0 | 0 | 0 | 0 | 0 | 0 | 0 | 0 | 0 | 0 | 0 | 0 | 0 | 0 | 0 | 0 | 0 | 0 | 0 | 0 | 0 | 0 | 0 | 0 | 0 | 0 | 0 | 0 | 0 | 0 | 0 | 0 | 0 | 0 | 0 | 0 | 0 | 0 | 0 | 0 | 0 | 0 | 0 | 0 | 0 | 0 | 0 | 0 | 0 | 0 | 0 | 0 | 0 | 0 | 0 | 0 | 0 | 0 | 0 | 0 | 0 | 0 | 0 | 0 | 0 | 0 | 0 | 0 | 0 | 0 | 0 | 0 | 0 | 0 | 0 | 0 | 0 | 0 | 0 | 0 | 0 | 0 | 0 | 0 | 0 | 0 | 0 | 0 | 0 | 0 | 0 | 0 | 0 | 0 | 0 | 0 | 0 | 0 | 0 | 0 | 0 | 0 | 0 | 0 | 0 | 0 | 0 | 0 | 0 | 0 | 0 | 0 | 0 | 0 | 0 | 0 | 0 | 0 | 0 | 0 | 0 | 0 | 0 | 0 | 0 | 0 | 0 | 0 | 0 | 0 | 0 | 0 | 0 | 0 | 0 | 0 | 0 | 0 | 0 | 0 | 0 | 0 | 0 | 0 | 0 | 0 | 0 | 0 | 0 | 0 | 0 | 0 | 0 | 0 | 0 | 0 | 0 | 0 | 0 | 0 | 0 | 0 | 0 | 0 | 0 | 0 | 0 | 0 | 0 | 0 | 0 | 0 | 0 | 0 | 0 | 0 | 0 | 0 | 0 | 0 | 0 | 0 | 0 | 0 | 0 | 0 | 0 | 0 | 0 | 0 | 0 | 0 | 0 | 0 | 0 | 0 | 0 | 0 | 0 | 0 | 0 | 0 | 0 | 0 | 0 | 0 | 0 | 0 | 0 | 0 | 0 | 0 | 0 | 0 | 0 | 0 | 0 | 0 | 0 | 0 | 0 | 0 | 0 | 0 | 0 | 0 | 0 | 0 | 0 | 0 | 0 | 0 | 0 | 0 | 0 | 0 | 0 | 0 | 0 | 0 | 0 | 0 | 0 | 0 | 0 | 0 | 0 | 0 | 0 | 0 | 0 | 0 | 0 | 0 | 0 | 0 | 0 | 0 | 0 | 0 | 0 | 0 | 0 | 0 | 0 | 0 | 0 | 0 | 0 | 0 | 0 | 0 | 0 | 0 | 0 | 0 | 0 | 0 | 0 | 0 | 0 | 0 | 0 | 0 | 0 | 0 | 0 | 0 | 0 | 0 | 0 | 0 | 0 | 0 | 0 | 0 | 0 | 0 | 0 | 0 | 0 | 0 | 0 | 0 | 0 | 0 | 0 | 0 | 0 | 0 | 0 | 0 | 0 | 0 | 0 | 0 | 0 | 0 | 0 | 0 | 0 | 0 | 0 | 0 | 0 | 0 | 0 | 0 | 0 | 0 | 0 | 0 | 0 | 0 | 0 | 0 | 0 | 0 | 0 | 0 | 0 | 0 | 0 | 0 | 0 | 0 | 0 | 0 | 0 | 0 | 0 | 0 | 0 | 0 | 0 | 0 | 0 | 0 | 0 | 0 | 0 | 0 | 0 | 0 | 0 | 0 | 0 | 0 | 0 | 0 | 0 | 0 | 0 | 0 | 0 | 0 | 0 | 0 | 0 | 0 | 0 | 0 | 0 | 0 | 0 | 0 | 0 | 0 | 0 | 0 | 0 | 0 | 0 | 0 | 0 | 0 | 0 | 0 | 0 | 0 | 0 | 0 | 0 | 0 | 0 | 0 | 0 | 0 | 0 | 0 | 0 | 0 | 0 | 0 | 0 | 0 | 0 | 0 | 0 | 0 | 0 | 0 | 0 | 0 | 0 | 0 | 0 | 0 | 0 | 0 | 0 | 0 | 0 | 0 | 0 | 0 | 0 | 0 | 0 | 0 | 0 | 0 | 0 | 0 | 0 | 0 | 0 | 0 | 0 | 0 | 0 | 0 | 0 | 0 | 0 | 0 | 0 | 0 | 0 | 0 | 0 | 0 | 0 | 0 | 0 | 0 | 0 | 0 | 0 | 0 | 0 | 0 | 0 | 0 | 0 | 0 | 0 | 0 | 0 | 0 | 0 | 0 | 0 | 0 | 0 | 0 | 0 | 0 | 0 | 0 | 0 | 0 | 0 | 0 | 0 | 0 | 0 | 0 | 0 | 0 | 0 | 0 | 0 | 0 | 0 | 0 | 0 | 0 | 0 | 0 | 0 | 0 | 0 | 0 | 0 | 0 | 0 | 0 | 0 | 0 | 0 | 0 | 0 | 0 | 0 | 0 | 0 | 0 | 0 | 0 | 0 | 0 | 0 | 0 | 0 | 0 | 0 | 0 | 0 | 0 | 0 | 0 | 0 | 0 | 0 | 0 | 0 | 0 | 0 | 0 | 0 | 0 | 0 | 0 | 0 | 0 | 0 | 0 | 0 | 0 | 0 | 0 | 0 | 0 | 0 | 0 | 0 | 0 | 0 | 0 | 0 | 0 | 0 | 0 | 0 | 0 | 0 | 0 | 0 | 0 | 0 | 0 | 0 | 0 | 0 | 0 | 0 | 0 | 0 | 0 | 0 | 0 | 0 | 0 | 0 | 0 | 0 | 0 | 0 | 0 | 0 | 0 | 0 | 0 | 0 | 0 | 0 | 0 | 0 | 0 | 0 | 0 | 0 | 0 | 0 | 0 | 0 | 0 | 0 | 0 | 0 | 0 | 0 | 0 | 0 | 0 | 0 | 0 | 0 | 0 | 0 | 0 | 0 | 0 | 0 | 0 | 0 | 0 | 0 | 0 | 0 | 0 | 0 | 0 | 0 | 0 | 0 | 0 | 0 | 0 | 0 | 0 | 0 | 0 | 0 | 0 | 0 | 0 | 0 | 0 | 0 | 0 | 0 | 0 | 0 | 0 | 0 | 0 | 0 | 0 | 0 | 0 | 0 | 0 | 0 | 0 | 0 | 0 | 0 | 0 | 0 | 0 | 0 | 0 | 0 | 0 | 0 | 0 | 0 | 0 | 0 | 0 | 0 | 0 | 0 | 0 | 0 | 0 | 0 | 0 | 0 | 0 | 0 | 0 | 0 | 0 | 0 | 0 | 0 | 0 | 0 | 0 | 0 | 0 | 0 | 0 | 0 | 0 | 0 | 0 | 0 | 0 | 0 | 0 | 0 | 0 | 0 | 0 | 0 | 0 | 0 | 0 | 0 | 0 | 0 | 0 | 0 | 0 | 0 | 0 | 0 | 0 | 0 | 0 | 0 | 0 | 0 | 0 | 0 | 0 | 0 | 0 | 0 | 0 | 0 | 0 | 0 | 0 | 0 | 0 | 0 | 0 | 0 | 0 | 0 | 0 | 0 | 0 | 0 | 0 | 0 | 0 | 0 | 0 | 0 | 0 | 0 | 0 | 0 | 0 | 0 | 0 | 0 | 0 | 0 | 0 | 0 | 0 | 0 | 0 | 0 | 0 | 0 | 0 | 0 | 0 | 0 | 0 | 0 | 0 | 0 | 0 | 0 | 0 | 0 | 0 | 0 | 0 | 0 | 0 | 0 | 0 | 0 | 0 | 0 | 0 | 0 | 0 | 0 | 0 | 0 | 0 | 0 | 0 | 0 | 0 | 0 | 0 | 0 | 0 | 0 | 0 | 0 | 0 | 0 | 0 | 0 | 0 | 0 | 0 | 0 | 0 | 0 | 0 | 0 | 0 | 0 | 0 | 0 | 0 | 0 | 0 | 0 | 0 | 0 | 0 | 0 | 0 | 0 | 0 | 0 | 0 | 0 | 0 | 0 | 0 | 0 | 0 | 0 | 0 | 0 | 0 | 0 | 0 | 0 | 0 | 0 | 0 | 0 | 0 | 0 | 0 | 0 | 0 | 0 | 0 | 0 | 0 | 0 | 0 | 0 | 0 | 0 | 0 | 0 | 0 | 0 | 0 | 0 | 0 | 0 | 0 | 0 | 0 | 0 | 0 | 0 | 0 | 0 | 0 | 0 | 0 | 0 | 0 | 0 | 0 | 0 | 0 | 0 | 0 | 0 | 0 | 0 | 0 | 0 | 0 | 0 | 0 | 0 | 0 | 0 | 0 | 0 | 0 | 0 | 0 | 0 | 0 | 0 | 0 | 0 | 0 | 0 | 0 | 0 | 0 | 0 | 0 | 0 | 0 | 0 | 0 | 0 | 0 | 0 | 0 | 0 | 0 | 0 | 0 | 0 | 0 | 0 | 0 | 0 | 0 | 0 | 0 | 0 | 0 | 0 | 0 | 0 | 0 | 0 | 0 | 0 | 0 | 0 | 0 | 0 | 0 | 0 | 0 | 0 | 0 | 0 | 0 | 0 | 0 | 0 | 0 | 0 | 0 | 0 | 0 | 0 | 0 | 0 | 0 | 0 | 0 | 0 | 0 | 0 | 0 | 0 | 0 | 0 | 0 | 0 | 0 | 0 | 0 | 0 | 0 | 0 | 0 | 0 | 0 | 0 | 0 | 0 | 0 | 0 | 0 | 0 | 0 | 0 | 0 | 0 | 0 | 0 | 0 | 0 | 0 | 0 | 0 | 0 | 0 | 0 | 0 | 0 | 0 | 0 | 0 | 0 | 0 | 0 | 0 | 0 | 0 | 0 | 0 | 0 | 0 | 0 | 0 | 0 | 0 | 0 | 0 | 0 | 0 | 0 | 0 | 0 | 0 | 0 | 0 | 0 | 0 | 0 | 0 | 0 | 0 | 0 | 0 | 0 | 0 | 0 | 0 | 0 | 0 | 0 | 0 | 0 | 0 | 0 | 0 | 0 | 0 | 0 | 0 | 0 | 0 | 0 | 0 | 0 | 0 | 0 | 0 | 0 | 0 | 0 | 0 | 0 | 0 | 0 | 0 | 0 | 0 | 0 | 0 | 0 | 0 | 0 | 0 | 0 | 0 | 0 | 0 | 0 | 0 | 0 | 0 | 0 | 0 | 0 | 0 | 0 | 0 | 0 | 0 | 0 | 0 | 0 | 0 | 0 | 0 | 0 | 0 | 0 | 0 | 0 | 0 | 0 | 0 | 0 | 0 | 0 | 0 | 0 | 0 | 0 | 0 | 0 | 0 | 0 | 0 | 0 | 0 | 0 | 0 | 0 | 0 | 0 | 0 | 0 | 0 | 0 | 0 | 0 | 0 | 0 | 0 | 0 | 0 | 0 | 0 | 0 | 0 | 0 | 0 | 0 | 0 | 0 | 0 | 0 | 0 | 0 | 0 | 0 | 0 | 0 | 0 | 0 | 0 | 0 | 0 | 0 | 0 | 0 | 0 | 0 | 0 | 0 | 0 | 0 | 0 | 0 | 0 | 0 | 0 | 0 | 0 | 0 | 0 | 0 | 0 | 0 | 0 | 0 | 0 | 0 | 0 | 0 | 0 | 0 | 0 | 0 | 0 | 0 | 0 | 0 | 0 | 0 | 0 | 0 | 0 | 0 | 0 | 0 | 0 | 0 | 0 | 0 | 0 | 0 | 0 | 0 | 0 | 0 | 0 | 0 | 0 | 0 | 0 | 0 | 0 | 0 | 0 | 0 | 0 | 0 | 0 | 0 | 0 | 0 | 0 | 0 | 0 | 0 | 0 | 0 | 0 | 0 | 0 | 0 | 0 | 0 | 0 | 0 | 0 | 0 | 0 | 0 | 0 | 0 | 0 | 0 | 0 | 0 | 0 | 0 | 0 | 0 | 0 | 0 | 0 | 0 | 0 | 0 | 0 | 0 | 0 | 0 | 0 | 0 | 0 | 0 | 0 | 0 | 0 | 0 | 0 | 0 | 0 | 0 | 0 | 0 | 0 | 0 | 0 | 0 | 0 | 0 | 0 | 0 | 0 | 0 | 0 | 0 | 0 | 0 | 0 | 0 | 0 | 0 | 0 | 0 | 0 | 0 | 0 | 0 | 0 | 0 | 0 | 0 | 0 | 0 | 0 | 0 | 0 | 0 | 0 | 0 | 0 | 0 | 0 | 0 | 0 | 0 | 0 | 0 | 0 | 0 | 0 | 0 | 0 | 0 | 0 | 0 | 0 | 0 | 0 | 0 | 0 | 0 | 0 | 0 | 0 | 0 | 0 | 0 | 0 | 0 | 0 | 0 | 0 | 0 | 0 | 0 | 0 | 0 | 0 | 0 | 0 | 0 | 0 | 0 | 0 | 0 | 0 | 0 | 0 | 0 | 0 | 0 | 0 | 0 | 0 | 0 | 0 | 0 | 0 | 0 | 0 | 0 | 0 | 0 | 0 | 0 | 0 | 0 | 0 | 0 | 0 | 0 | 0 | 0 | 0 | 0 | 0 | 0 | 0 | 0 | 0 | 0 | 0 | 0 | 0 | 0 | 0 | 0 | 0 | 0 | 0 | 0 | 0 | 0 | 0 | 0 | 0 | 0 | 0 | 0 | 0 | 0 | 0 | 0 | 0 | 0 | 0 | 0 | 0 | 0 | 0 | 0 | 0 | 0 | 0 | 0 | 0 | 0 | 0 | 0 | 0 | 0 | 0 | 0 | 0 | 0 | 0 | 0 | 0 | 0 | 0 | 0 | 0 | 0 | 0 | 0 | 0 | 0 | 0 | 0 | 0 | 0 | 0 | 0 | 0 | 0 | 0 | 0 | 0 | 0 | 0 | 0 | 0 | 0 | 0 | 0 | 0 | 0 | 0 | 0 | 0 | 0 | 0 | 0 | 0 | 0 | 0 | 0 | 0 | 0 | 0 | 0 | 0 | 0 | 0 | 0 | 0 | 0 | 0 | 0 | 0 | 0 | 0 | 0 | 0 | 0 | 0 | 0 | 0 | 0 | 0 | 0 | 0 | 0 | 0 | 0 | 0 | 0 | 0 | 0 | 0 | 0 | 0 | 0 | 0 | 0 | 0 | 0 | 0 | 0 | 0 | 0 | 0 | 0 | 0 | 0 | 0 | 0 | 0 | 0 | 0 | 0 | 0 | 0 | 0 | 0 | 0 | 0 | 0 | 0 | 0 | 0 | 0 | 0 | 0 | 0 | 0 | 0 | 0 | 0 | 0 | 0 | 0 | 0 | 0 | 0 | 0 | 0 | 0 | 0 | 0 | 0 | 0 | 0 | 0 | 0 | 0 | 0 | 0 | 0 | 0 | 0 | 0 | 0 | 0 | 0 | 0 | 0 | 0 | 0 | 0 | 0 | 0 | 0 | 0 | 0 | 0 | 0 | 0 | 0 | 0
| Heating Oil |  |  |  | 2.3384 | 2.3847 | 2.431 | 2.4773 | 2.5236 | 2.57 | 2.6163 | 2.6626 | 2.6626 | 2.6626 | 2.6626 | 2.6626 | 2.6626 | 2.6626 | 2.6626 | 2.6626 | 2.6626 | 2.6626 | 2.6626 | 2.6626 | 2.6626 | 2.6626 | 2.6626 | 2.6626 | 2.6626 | 2.6626 | 2.6626 | 2.6626 | 2.6626 | 2.6626 | 2.6626 | 2.6626 | 2.6626 | 2.6626 | 2.6626 | 2.6626 | 2.6626 | 2.6626 | 2.6626 | 2.6626 | 2.6626 | 2.6626 | 2.6626 | 2.6626 | 2.6626 | 2.6626 | 2.6626 | 2.6626 | 2.6626 | 2.6626 | 2.6626 | 2.6626 | 2.6626 | 2.6626 | 2.6626 | 2.6626 | 2.6626 | 2.6626 | 2.6626 | 2.6626 | 0 | 0 | 0 | 0 | 0 | 0 | 0 | 0 | 0 | 0 | 0 | 0 | 0 | 0 | 0 | 0 | 0 | 0 | 0 | 0 | 0 | 0 | 0 | 0 | 0 | 0 | 0 | 0 | 0 | 0 | 0 | 0 | 0 | 0 | 0 | 0 | 0 | 0 | 0 | 0 | 0 | 0 | 0 | 0 | 0 | 0 | 0 | 0 | 0 | 0 | 0 | 0 | 0 | 0 | 0 | 0 | 0 | 0 | 0 | 0 | 0 | 0 | 0 | 0 | 0 | 0 | 0 | 0 | 0 | 0 | 0 | 0 | 0 | 0 | 0 | 0 | 0 | 0 | 0 | 0 | 0 | 0 | 0 | 0 | 0 | 0 | 0 | 0 | 0 | 0 | 0 | 0 | 0 | 0 | 0 | 0 | 0 | 0 | 0 | 0 | 0 | 0 | 0 | 0 | 0 | 0 | 0 | 0 | 0 | 0 | 0 | 0 | 0 | 0 | 0 | 0 | 0 | 0 | 0 | 0 | 0 | 0 | 0 | 0 | 0 | 0 | 0 | 0 | 0 | 0 | 0 | 0 | 0 | 0 | 0 | 0 | 0 | 0 | 0 | 0 | 0 | 0 | 0 | 0 | 0 | 0 | 0 | 0 | 0 | 0 | 0 | 0 | 0 | 0 | 0 | 0 | 0 | 0 | 0 | 0 | 0 | 0 | 0 | 0 | 0 | 0 | 0 | 0 | 0 | 0 | 0 | 0 | 0 | 0 | 0 | 0 | 0 | 0 | 0 | 0 | 0 | 0 | 0 | 0 | 0 | 0 | 0 | 0 | 0 | 0 | 0 | 0 | 0 | 0 | 0 | 0 | 0 | 0 | 0 | 0 | 0 | 0 | 0 | 0 | 0 | 0 | 0 | 0 | 0 | 0 | 0 | 0 | 0 | 0 | 0 | 0 | 0 | 0 | 0 | 0 | 0 | 0 | 0 | 0 | 0 | 0 | 0 | 0 | 0 | 0 | 0 | 0 | 0 | 0 | 0 | 0 | 0 | 0 | 0 | 0 | 0 | 0 | 0 | 0 | 0 | 0 | 0 | 0 | 0 | 0 | 0 | 0 | 0 | 0 | 0 | 0 | 0 | 0 | 0 | 0 | 0 | 0 | 0 | 0 | 0 | 0 | 0 | 0 | 0 | 0 | 0 | 0 | 0 | 0 | 0 | 0 | 0 | 0 | 0 | 0 | 0 | 0 | 0 | 0 | 0 | 0 | 0 | 0 | 0 | 0 | 0 | 0 | 0 | 0 | 0 | 0 | 0 | 0 | 0 | 0 | 0 | 0 | 0 | 0 | 0 | 0 | 0 | 0 | 0 | 0 | 0 | 0 | 0 | 0 | 0 | 0 | 0 | 0 | 0 | 0 | 0 | 0 | 0 | 0 | 0 | 0 | 0 | 0 | 0 | 0 | 0 | 0 | 0 | 0 | 0 | 0 | 0 | 0 | 0 | 0 | 0 | 0 | 0 | 0 | 0 | 0 | 0 | 0 | 0 | 0 | 0 | 0 | 0 | 0 | 0 | 0 | 0 | 0 | 0 | 0 | 0 | 0 | 0 | 0 | 0 | 0 | 0 | 0 | 0 | 0 | 0 | 0 | 0 | 0 | 0 | 0 | 0 | 0 | 0 | 0 | 0 | 0 | 0 | 0 | 0 | 0 | 0 | 0 | 0 | 0 | 0 | 0 | 0 | 0 | 0 | 0 | 0 | 0 | 0 | 0 | 0 | 0 | 0 | 0 | 0 | 0 | 0 | 0 | 0 | 0 | 0 | 0 | 0 | 0 | 0 | 0 | 0 | 0 | 0 | 0 | 0 | 0 | 0 | 0 | 0 | 0 | 0 | 0 | 0 | 0 | 0 | 0 | 0 | 0 | 0 | 0 | 0 | 0 | 0 | 0 | 0 | 0 | 0 | 0 | 0 | 0 | 0 | 0 | 0 | 0 | 0 | 0 | 0 | 0 | 0 | 0 | 0 | 0 | 0 | 0 | 0 | 0 | 0 | 0 | 0 | 0 | 0 | 0 | 0 | 0 | 0 | 0 | 0 | 0 | 0 | 0 | 0 | 0 | 0 | 0 | 0 | 0 | 0 | 0 | 0 | 0 | 0 | 0 | 0 | 0 | 0 | 0 | 0 | 0 | 0 | 0 | 0 | 0 | 0 | 0 | 0 | 0 | 0 | 0 | 0 | 0 | 0 | 0 | 0 | 0 | 0 | 0 | 0 | 0 | 0 | 0 | 0 | 0 | 0 | 0 | 0 | 0 | 0 | 0 | 0 | 0 | 0 | 0 | 0 | 0 | 0 | 0 | 0 | 0 | 0 | 0 | 0 | 0 | 0 | 0 | 0 | 0 | 0 | 0 | 0 | 0 | 0 | 0 | 0 | 0 | 0 | 0 | 0 | 0 | 0 | 0 | 0 | 0 | 0 | 0 | 0 | 0 | 0 | 0 | 0 | 0 | 0 | 0 | 0 | 0 | 0 | 0 | 0 | 0 | 0 | 0 | 0 | 0 | 0 | 0 | 0 | 0 | 0 | 0 | 0 | 0 | 0 | 0 | 0 | 0 | 0 | 0 | 0 | 0 | 0 | 0 | 0 | 0 | 0 | 0 | 0 | 0 | 0 | 0 | 0 | 0 | 0 | 0 | 0 | 0 | 0 | 0 | 0 | 0 | 0 | 0 | 0 | 0 | 0 | 0 | 0 | 0 | 0 | 0 | 0 | 0 | 0 | 0 | 0 | 0 | 0 | 0 | 0 | 0 | 0 | 0 | 0 | 0 | 0 | 0 | 0 | 0 | 0 | 0 | 0 | 0 | 0 | 0 | 0 | 0 | 0 | 0 | 0 | 0 | 0 | 0 | 0 | 0 | 0 | 0 | 0 | 0 | 0 | 0 | 0 | 0 | 0 | 0 | 0 | 0 | 0 | 0 | 0 | 0 | 0 | 0 | 0 | 0 | 0 | 0 | 0 | 0 | 0 | 0 | 0 | 0 | 0 | 0 | 0 | 0 | 0 | 0 | 0 | 0 | 0 | 0 | 0 | 0 | 0 | 0 | 0 | 0 | 0 | 0 | 0 | 0 | 0 | 0 | 0 | 0 | 0 | 0 | 0 | 0 | 0 | 0 | 0 | 0 | 0 | 0 | 0 | 0 | 0 | 0 | 0 | 0 | 0 | 0 | 0 | 0 | 0 | 0 | 0 | 0 | 0 | 0 | 0 | 0 | 0 | 0 | 0 | 0 | 0 | 0 | 0 | 0 | 0 | 0 | 0 | 0 | 0 | 0 | 0 | 0 | 0 | 0 | 0 | 0 | 0 | 0 | 0 | 0 | 0 | 0 | 0 | 0 | 0 | 0 | 0 | 0 | 0 | 0 | 0 | 0 | 0 | 0 | 0 | 0 | 0 | 0 | 0 | 0 | 0 | 0 | 0 | 0 | 0 | 0 | 0 | 0 | 0 | 0 | 0 | 0 | 0 | 0 | 0 | 0 | 0 | 0 | 0 | 0 | 0 | 0 | 0 | 0 | 0 | 0 | 0 | 0 | 0 | 0 | 0 | 0 | 0 | 0 | 0 | 0 | 0 | 0 | 0 | 0 | 0 | 0 | 0 | 0 | 0 | 0 | 0 | 0 | 0 | 0 | 0 | 0 | 0 | 0 | 0 | 0 | 0 | 0 | 0 | 0 | 0 | 0 | 0 | 0 | 0 | 0 | 0 | 0 | 0 | 0 | 0 | 0 | 0 | 0 | 0 | 0 | 0 | 0 | 0 | 0 | 0 | 0 | 0 | 0 | 0 | 0 | 0 | 0 | 0 | 0 | 0 | 0 | 0 | 0 | 0 | 0 | 0 | 0 | 0 | 0 | 0 | 0 | 0 | 0 | 0 | 0 | 0 | 0 | 0 | 0 | 0 | 0 | 0 | 0 | 0 | 0 | 0 | 0 | 0 | 0 | 0 | 0 | 0 | 0 | 0 | 0 | 0 | 0 | 0 | 0 | 0 | 0 | 0 | 0 | 0 | 0 | 0 | 0 | 0 | 0 | 0 | 0 | 0 | 0 | 0 | 0 | 0 | 0 | 0 | 0 | 0 | 0 | 0 | 0 | 0 | 0 | 0 | 0 | 0 | 0 | 0 | 0 | 0 | 0 | 0 | 0 | 0 | 0 | 0 | 0 | 0 | 0 | 0 | 0 | 0 | 0 | 0 | 0 | 0 | 0 | 0 | 0 | 0 | 0 | 0 | 0 | 0 | 0 | 0 | 0 | 0 | 0 | 0 | 0 | 0 | 0 | 0 | 0 | 0 | 0 | 0 | 0 | 0 | 0 | 0 | 0 | 0 | 0 | 0 | 0 | 0 | 0 | 0 | 0 | 0 | 0 | 0 | 0 | 0 | 0 | 0 | 0 | 0 | 0 | 0 | 0 | 0 | 0 | 0 | 0 | 0 | 0 | 0 | 0 | 0 | 0 | 0 | 0 | 0 | 0 | 0 | 0 | 0 | 0 | 0 | 0 | 0 | 0 | 0 | 0 | 0 | 0 | 0 | 0 | 0 | 0 | 0 | 0 | 0 | 0 | 0 | 0 | 0 | 0 | 0 | 0 | 0 | 0 | 0 | 0 | 0 | 0 | 0 | 0 | 0 | 0 | 0 | 0 | 0 | 0 | 0 | 0 | 0 | 0 | 0 | 0 | 0 | 0 | 0 | 0 | 0 | 0 | 0 | 0 | 0 | 0 | 0 | 0 | 0 | 0 | 0 | 0 | 0 | 0 | 0 | 0 | 0 | 0 | 0 | 0 | 0 | 0 | 0 | 0 | 0 | 0 | 0 | 0 | 0 | 0 | 0 | 0 | 0 | 0 | 0 | 0 | 0 | 0 | 0 | 0 | 0 | 0 | 0 | 0 | 0 | 0 | 0 | 0 | 0 | 0 | 0 | 0 | 0 | 0 | 0 | 0 | 0 | 0 | 0 | 0 | 0 | 0 | 0 | 0 | 0 | 0 | 0 | 0 | 0 | 0 | 0 | 0 | 0 | 0 | 0 | 0 | 0 | 0 | 0 | 0 | 0 | 0 | 0 | 0 | 0 | 0 | 0 | 0 | 0 | 0 | 0 | 0 | 0 | 0 | 0 | 0 | 0 | 0 | 0 | 0 | 0 | 0 | 0 | 0 | 0 | 0 | 0 | 0 | 0 | 0 | 0 | 0 | 0 | 0 | 0 | 0 | 0 | 0 | 0 | 0 | 0 | 0 | 0 | 0 | 0 | 0 | 0 | 0 | 0 | 0 | 0 | 0 | 0 | 0 | 0 | 0 | 0 | 0 | 0 | 0 | 0 | 0 | 0 | 0 | 0 | 0 | 0 | 0 | 0 | 0 | 0 | 0 | 0 | 0 | 0 | 0 | 0 | 0 | 0 | 0 | 0 | 0 | 0 | 0 | 0 | 0 | 0 | 0 | 0 | 0 | 0 | 0 | 0 | 0 | 0 | 0 | 0 | 0 | 0 | 0 | 0 | 0 | 0 | 0 | 0 | 0 | 0 | 0 | 0 | 0 | 0 | 0 | 0 | 0 | 0 | 0 | 0 | 0 | 0 | 0 | 0 | 0 | 0 | 0 | 0 | 0 | 0 | 0 | 0 | 0 | 0 | 0 | 0 | 0 | 0 | 0 | 0 | 0 | 0 | 0 | 0 | 0 | 0 | 0 | 0 | 0 | 0 | 0 | 0 | 0 | 0 | 0 | 0 | 0 | 0 | 0 | 0 | 0 | 0 | 0 | 0 | 0 | 0 | 0 | 0 | 0 | 0 | 0 | 0 | 0 | 0 | 0 | 0 | 0 | 0 | 0 | 0 | 0 | 0 | 0 | 0 | 0 | 0 | 0 | 0 | 0 | 0 | 0 | 0 | 0 | 0 | 0 | 0 | 0 | 0 | 0 | 0 | 0 | 0 | 0 | 0 | 0 | 0 | 0 | 0 | 0 | 0 | 0 | 0 | 0 | 0 | 0 | 0 | 0 | 0 | 0 | 0 | 0 | 0 | 0 | 0 | 0 | 0 | 0 | 0 | 0 | 0 | 0 | 0 | 0 | 0 | 0 | 0 | 0 | 0 | 0 | 0 | 0 | 0 | 0 | 0 | 0 | 0 | 0 | 0 | 0 | 0 | 0 | 0 | 0 | 0 | 0 | 0 | 0 | 0 | 0 | 0 | 0 | 0 | 0 | 0 | 0 | 0 | 0 | 0 | 0 | 0 | 0 | 0 | 0 | 0 | 0 | 0 | 0 | 0 | 0 | 0 | 0 | 0 | 0 | 0 | 0 | 0 | 0 | 0 | 0 | 0 | 0 | 0 | 0 | 0 | 0 | 0 | 0 | 0 | 0 | 0 | 0 | 0 | 0 | 0 | 0 | 0 | 0 | 0 | 0 | 0 | 0 | 0 | 0 | 0 | 0 | 0 | 0 | 0 | 0 | 0 | 0 | 0 | 0 | 0 | 0 | 0 | 0 | 0 | 0 | 0 | 0 | 0 | 0 | 0 | 0 | 0 | 0 | 0 | 0 | 0 | 0 | 0 | 0 | 0 | 0 | 0 | 0 | 0 | 0 | 0 | 0 | 0 | 0 | 0 | 0 | 0 | 0 | 0 | 0 | 0 | 0 | 0 | 0 | 0 | 0 | 0 | 0 | 0 | 0 | 0 | 0 | 0 | 0 | 0 | 0 | 0 | 0 | 0 | 0 | 0 | 0 | 0 | 0 | 0 | 0 | 0 | 0 | 0 | 0 | 0 | 0 | 0 | 0 | 0 | 0 | 0 | 0 | 0 | 0 | 0 | 0 | 0 | 0 | 0 | 0 | 0 | 0 | 0 | 0 | 0 | 0 | 0 | 0 | 0 | 0 | 0 | 0 | 0 | 0 | 0 | 0 | 0 | 0 | 0 | 0 | 0 | 0 | 0 | 0 | 0 | 0 | 0 | 0 | 0 | 0 | 0 | 0 | 0 | 0 | 0 | 0 | 0 | 0 | 0 | 0 | 0 | 0 | 0 | 0 | 0 | 0 | 0 | 0 | 0 | 0 | 0 | 0 | 0 | 0 | 0 | 0 | 0 | 0 | 0 | 0 | 0 | 0 | 0 | 0 | 0 | 0 | 0 | 0 | 0 | 0 | 0 | 0 | 0 | 0 | 0 | 0 | 0 | 0 | 0 | 0 | 0 | 0 | 0 | 0 | 0 | 0 | 0 | 0 | 0 | 0 | 0 | 0 | 0 | 0 | 0 | 0 | 0 | 0 | 0 | 0 | 0 | 0 | 0 | 0 | 0 | 0 | 0 | 0 | 0 | 0 | 0 | 0 | 0 | 0 | 0 | 0 | 0 | 0 | 0 | 0 | 0 | 0 | 0 | 0 | 0 | 0 | 0 | 0 | 0 | 0 | 0 | 0 | 0 | 0 | 0 | 0 | 0 | 0 | 0 | 0 | 0 | 0 | 0 | 0 | 0 | 0 | 0 | 0 | 0 | 0 | 0 | 0 | 0 | 0 | 0 | 0 | 0 | 0 | 0 | 0 | 0 | 0 | 0 | 0 | 0 | 0 | 0 | 0 | 0 | 0 | 0 | 0 | 0 | 0 | 0 | 0 | 0 | 0 | 0 | 0 | 0 | 0 | 0 | 0 | 0 | 0 | 0 | 0 | 0 | 0 | 0 | 0 | 0 | 0 | 0 | 0 | 0 | 0 | 0 | 0 | 0 | 0 | 0 | 0 | 0 | 0 | 0 | 0 | 0 | 0 | 0 | 0 | 0 | 0 | 0 | 0 | 0 | 0 | 0 | 0 | 0 | 0 | 0 | 0 | 0 | 0 | 0 | 0 | 0 | 0 | 0 | 0 | 0 | 0 | 0 | 0 | 0 | 0 | 0 | 0 | 0 | 0 | 0 | 0 | 0 | 0 | 0 | 0 | 0 | 0 | 0 | 0 | 0 | 0 | 0 | 0 | 0 | 0 | 0 | 0 | 0 | 0 | 0 | 0 | 0 | 0 | 0 | 0 | 0 | 0 | 0 | 0 | 0 | 0 | 0 | 0 | 0 | 0 | 0 | 0 | 0 | 0 | 0 | 0 | 0 | 0 | 0 | 0 | 0 | 0 | 0 | 0 | 0 | 0 | 0 | 0 | 0 | 0 | 0 | 0 | 0 | 0 | 0 | 0 | 0 | 0 | 0 | 0 | 0 | 0 | 0 | 0 | 0 | 0 | 0 | 0 | 0 | 0 | 0 | 0 | 0 | 0 | 0 | 0 | 0 | 0 | 0 | 0 | 0 | 0 | 0 | 0 | 0 | 0 | 0 | 0 | 0 | 0 | 0 | 0 | 0 | 0 | 0 | 0 | 0 | 0 | 0 | 0 | 0 | 0 | 0 | 0 | 0 | 0 | 0 | 0 | 0 | 0 | 0 | 0 | 0 | 0 | 0 | 0 | 0 | 0 | 0 | 0 | 0 | 0 | 0 | 0 | 0 | 0 | 0 | 0 | 0 | 0 | 0 | 0 | 0 | 0 | 0 | 0 | 0 | 0 | 0 | 0 | 0 | 0 | 0 | 0 | 0 | 0 | 0 | 0 | 0 | 0 | 0 | 0 | 0 | 0 | 0 | 0 | 0 | 0 | 0 | 0 | 0 | 0 | 0 | 0 | 0 | 0 | 0 | 0 | 0 | 0 | 0 | 0 | 0 | 0 | 0 | 0 | 0 | 0 | 0 | 0 | 0 | 0 | 0 | 0 | 0 | 0 | 0 | 0 | 0 | 0 | 0 | 0 | 0 | 0 | 0 | 0 | 0 | 0 | 0 | 0 | 0 | 0 | 0 | 0 | 0 | 0 | 0 | 0 | 0 | 0 | 0 | 0 | 0 | 0 | 0 | 0 | 0 | 0 | 0 | 0 | 0 | 0 | 0 | 0 | 0 | 0 | 0 | 0 | 0 | 0 | 0 | 0 | 0 | 0 | 0 | 0 | 0 | 0 | 0 | 0 | 0 | 0 | 0 | 0 | 0 | 0 | 0 | 0 | 0 | 0 | 0 | 0 | 0 | 0 | 0 | 0 | 0 | 0 | 0 | 0 | 0 | 0 | 0 | 0 | 0 | 0 | 0 | 0 | 0 | 0 | 0 | 0 | 0 | 0 | 0 | 0 | 0 | 0 | 0 | 0 | 0 | 0 | 0 | 0 | 0 | 0 | 0 | 0 | 0 | 0 | 0 | 0 | 0 | 0 | 0 | 0 | 0 | 0 | 0 | 0 | 0 | 0 | 0 | 0 | 0 | 0 | 0 | 0 | 0 | 0 | 0 | 0 | 0 | 0 | 0 | 0 | 0 | 0 | 0 | 0 | 0 | 0 | 0 | 0 | 0 | 0 | 0 | 0 | 0 | 0 | 0 | 0 | 0 | 0 | 0 | 0 | 0 | 0 | 0 | 0 | 0 | 0 | 0 | 0 | 0 | 0 | 0 | 0 | 0 | 0 | 0 | 0 | 0 | 0 | 0 | 0 | 0 | 0 | 0 | 0 | 0 | 0 | 0 | 0 | 0 | 0 | 0 | 0 | 0 | 0 | 0 | 0 | 0 | 0 | 0 | 0 | 0 | 0 | 0 | 0 | 0 | 0 | 0 | 0 | 0 | 0 | 0 | 0 | 0 | 0 | 0 | 0 | 0 | 0 | 0 | 0 | 0 | 0 | 0 | 0 | 0 | 0 | 0 | 0 | 0 | 0 | 0 | 0 | 0 | 0 | 0 | 0 | 0 | 0 | 0 | 0 | 0 | 0 | 0 | 0 | 0 | 0 | 0 | 0 | 0 | 0 | 0 | 0 | 0 | 0 | 0 | 0 | 0 | 0 | 0 | 0 | 0 | 0 | 0 | 0 | 0 | 0 | 0 | 0 | 0 | 0 | 0 | 0 | 0 | 0 | 0 | 0 | 0 | 0 | 0 | 0 | 0 | 0 | 0 | 0 | 0 | 0 | 0 | 0 | 0 | 0 | 0 | 0 | 0 | 0 | 0 | 0 | 0 | 0 | 0 | 0 | 0 | 0 | 0 | 0 | 0 | 0 | 0 | 0 | 0 | 0 | 0 | 0 | 0 | 0 | 0 | 0 | 0 | 0 | 0 | 0 | 0 | 0 | 0 | 0 | 0 | 0 | 0 | 0 | 0 | 0 | 0 | 0 | 0 | 0 | 0 | 0 | 0 | 0 | 0 | 0 | 0 | 0 | 0 | 0 | 0 | 0 | 0 | 0 | 0 | 0 | 0 | 0 | 0 | 0 | 0 | 0 | 0 | 0 | 0 | 0 | 0 | 0 | 0 | 0 | 0 | 0 | 0 | 0 | 0 | 0 | 0 | 0 | 0 | 0 | 0 | 0 | 0 | 0 | 0 | 0 | 0 | 0 | 0 | 0 | 0 | 0 | 0 | 0 | 0 | 0 | 0 | 0 | 0 | 0 | 0 | 0 | 0 | 0 | 0 | 0 | 0 | 0 | 0 | 0 | 0 | 0 | 0 | 0 | 0 | 0 | 0 | 0 | 0 | 0 | 0 | 0 | 0 | 0 | 0 | 0 | 0 | 0 | 0 | 0 | 0 | 0 | 0 | 0 | 0 | 0 | 0 | 0 | 0 | 0 | 0 | 0 | 0 | 0 | 0 | 0 | 0 | 0 | 0 | 0 | 0 | 0 | 0 | 0 | 0 | 0 | 0 | 0 | 0 | 0 | 0 | 0 | 0 | 0 | 0 | 0 | 0 | 0 | 0 | 0 | 0 | 0 | 0 | 0 | 0 | 0 | 0 | 0 | 0 | 0 | 0 | 0 | 0 | 0 | 0 | 0 | 0 | 0 | 0 | 0 | 0 | 0 | 0 | 0 | 0 | 0 | 0 | 0 | 0 | 0 | 0 | 0 | 0 | 0 | 0 | 0 | 0 | 0 | 0 | 0 | 0 | 0 | 0 | 0 | 0 | 0 | 0 | 0 | 0 | 0 | 0 | 0 | 0 | 0 | 0 | 0 | 0 | 0 | 0 | 0 | 0 | 0 | 0 | 0 | 0 | 0 | 0 | 0 | 0 | 0 | 0 | 0 | 0 | 0 | 0 | 0 | 0 | 0 | 0 | 0 | 0 | 0 | 0 | 0 | 0 | 0 | 0 | 0 | 0 | 0 | 0 | 0 | 0 | 0 | 0 | 0 | 0 | 0 | 0 | 0 | 0 | 0 | 0 | 0 | 0 | 0 | 0 | 0 | 0 | 0 | 0 | 0 | 0 | 0 | 0 | 0 | 0 | 0 | 0 | 0 | 0 | 0 | 0 | 0 | 0 | 0 | 0 | 0 | 0 | 0 | 0 | 0 | 0 | 0 | 0 | 0 | 0 | 0 | 0 | 0 | 0 | 0 | 0 | 0 | 0 | 0 | 0 | 0 | 0 | 0 | 0 | 0 | 0 | 0 | 0 | 0 | 0 | 0 | 0 | 0 | 0 | 0 | 0 | 0 | 0 | 0 | 0 | 0 | 0 | 0 | 0 | 0 | 0 | 0 | 0 | 0 | 0 | 0 | 0 | 0 | 0 | 0 | 0 | 0 | 0 | 0 | 0 | 0 | 0 | 0 | 0 | 0 | 0 | 0 | 0 | 0 | 0 | 0 | 0 | 0 | 0 | 0 | 0 | 0 | 0 | 0 | 0 | 0 | 0 | 0 | 0 | 0 | 0 | 0 | 0 | 0 | 0 | 0 | 0 | 0 | 0 | 0 | 0 | 0 | 0 | 0 | 0 | 0 | 0 | 0 | 0 | 0 | 0 | 0 | 0 | 0 | 0 | 0 | 0 | 0 | 0 | 0 | 0 | 0 | 0 | 0 | 0 | 0 | 0 | 0 | 0 | 0 | 0 | 0 | 0 | 0 | 0 | 0 | 0 | 0 | 0 | 0 | 0 | 0 | 0 | 0 | 0 | 0 | 0 | 0 | 0 | 0 | 0 | 0 | 0 | 0 | 0 | 0 | 0 | 0 | 0 | 0 | 0 | 0 | 0 | 0 | 0 | 0 | 0 | 0 | 0 | 0 | 0 | 0 | 0 | 0 | 0 | 0 | 0 | 0 | 0 | 0 | 0 | 0 | 0 | 0 | 0 | 0 | 0 | 0 | 0 | 0 | 0 | 0 | 0 | 0 | 0 | 0 | 0 | 0 | 0 | 0 | 0 | 0 | 0 | 0 | 0 | 0 | 0 | 0 | 0 | 0 | 0 | 0 | 0 | 0 | 0 | 0 | 0 | 0 | 0 | 0 | 0 | 0 | 0 | 0 | 0 | 0 | 0 | 0 | 0 | 0 | 0 | 0 | 0 | 0 | 0 | 0 | 0 | 0 | 0 | 0 | 0 | 0 | 0 | 0 | 0 | 0 | 0 | 0 | 0 | 0 | 0 | 0 | 0 | 0 | 0 | 0 | 0 | 0 | 0 | 0 | 0 | 0 | 0 | 0 | 0 | 0 | 0 | 0 | 0 | 0 | 0 | 0 | 0 | 0 | 0 | 0 | 0 | 0 | 0 | 0 | 0 | 0 | 0 | 0 | 0 | 0 | 0 | 0 | 0 | 0 | 0 | 0 | 0 | 0 | 0 | 0 | 0 | 0 | 0 | 0 | 0 | 0 | 0 | 0 | 0 | 0 | 0 | 0 | 0 | 0 | 0 | 0 | 0 | 0 | 0 | 0 | 0 | 0 | 0 | 0 | 0 | 0 | 0 | 0 | 0 | 0 | 0 | 0 | 0 | 0 | 0 | 0 | 0 | 0 | 0 | 0 | 0 | 0 | 0 | 0 | 0 | 0 | 0 | 0 | 0 | 0 | 0 | 0 | 0 | 0 | 0 | 0 | 0 | 0 | 0 | 0 | 0 | 0 | 0 | 0 | 0 | 0 | 0 | 0 | 0 | 0 | 0 | 0 | 0 | 0 | 0 | 0 | 0 | 0 | 0 | 0 | 0 | 0 | 0 | 0 | 0 | 0 | 0 | 0 | 0 | 0 | 0 | 0 | 0 | 0 | 0 | 0 | 0 | 0 | 0 | 0 | 0 | 0 | 0 | 0 | 0 | 0 | 0 | 0 | 0 | 0 | 0 | 0 | 0 | 0 | 0 | 0 | 0 | 0 | 0 | 0 | 0 | 0 | 0 | 0 | 0 | 0 | 0 | 0 | 0 | 0 | 0 | 0 | 0 | 0 | 0 | 0 | 0 | 0 | 0 | 0 | 0 | 0 | 0 | 0 | 0 | 0 | 0 | 0 | 0 | 0 | 0 | 0 | 0 | 0 | 0 | 0 | 0 | 0 | 0 | 0 | 0 | 0 | 0 | 0 | 0 | 0 | 0 | 0 | 0 | 0 | 0 | 0 | 0 | 0 | 0 | 0 | 0 | 0 | 0 | 0 | 0 | 0 | 0 | 0 | 0 | 0 | 0 | 0 | 0 | 0 | 0 | 0 | 0 | 0 | 0 | 0 | 0 | 0 | 0 | 0 | 0 | 0 | 0 | 0 | 0 | 0 | 0 | 0 | 0 | 0 | 0 | 0 | 0 | 0 | 0 | 0 | 0 | 0 | 0 | 0 | 0 | 0 | 0 | 0 | 0 | 0 | 0 | 0 | 0 | 0 | 0 | 0 | 0 | 0 | 0 | 0 | 0 | 0 | 0 | 0 | 0 | 0 | 0 | 0 | 0 | 0 | 0 | 0 | 0 | 0 | 0 | 0 | 0 | 0 | 0 | 0 | 0 | 0 | 0 | 0 | 0 | 0 | 0 | 0 | 0 | 0 | 0 | 0 | 0 | 0 | 0 | 0 | 0 | 0 | 0 | 0 | 0 | 0 | 0 | 0 | 0 | 0 | 0 | 0 | 0 | 0 | 0 | 0 | 0 | 0 | 0 | 0 | 0 | 0 | 0 | 0 | 0 | 0 | 0 | 0 | 0 | 0 | 0 | 0 | 0 | 0 | 0 | 0 | 0 | 0 | 0 | 0 | 0 | 0 | 0 | 0 | 0 | 0 | 0 | 0 | 0 | 0 | 0 | 0 | 0 | 0 | 0 | 0 | 0 | 0 | 0 | 0 | 0 | 0 | 0 | 0 | 0 | 0 | 0 | 0 | 0 | 0 | 0 | 0 | 0 | 0 | 0 | 0 | 0 | 0 | 0 | 0 | 0 | 0 | 0 | 0 | 0 | 0 | 0 | 0 | 0 | 0 | 0 | 0 | 0 | 0 | 0 | 0 | 0 | 0 | 0 | 0 | 0 | 0 | 0 | 0 | 0 | 0 | 0 | 0 | 0 | 0 | 0 | 0 | 0 | 0 | 0 | 0 | 0 | 0 | 0 | 0 | 0 | 0 | 0 | 0 | 0 | 0 | 0 | 0 | 0 | 0 | 0 | 0 | 0 | 0 | 0 | 0 | 0 | 0 | 0 | 0 | 0 | 0 | 0 | 0 | 0 | 0 | 0 | 0 | 0 | 0 | 0 | 0 | 0 | 0 | 0 | 0 | 0 | 0 | 0 | 0 | 0 | 0 | 0 | 0 | 0 | 0 | 0 | 0 | 0 | 0 | 0 | 0 | 0 | 0 | 0 | 0 | 0 | 0 | 0 | 0 | 0 | 0 | 0 | 0 | 0 | 0 | 0 | 0 | 0 | 0 | 0 | 0 | 0 | 0 | 0 | 0 | 0 | 0 | 0 | 0 | 0 | 0 | 0 | 0 | 0 | 0 | 0 | 0 | 0 | 0 | 0 | 0 | 0 | 0 | 0 | 0 | 0 | 0 | 0 | 0 | 0 | 0 | 0 | 0 | 0 | 0 | 0 | 0 | 0 | 0 | 0 | 0 | 0 | 0 | 0 | 0 | 0 | 0 | 0 | 0 | 0 | 0 | 0 | 0 | 0 | 0 | 0 | 0 | 0 | 0 | 0 | 0 | 0 | 0 | 0 | 0 | 0 | 0 | 0 | 0 | 0 | 0 | 0 | 0 | 0 | 0 | 0 | 0 | 0 | 0 | 0 | 0 | 0 | 0 | 0 | 0 | 0 | 0 | 0 | 0 | 0 | 0 | 0 | 0 | 0 | 0 | 0 | 0 | 0 | 0 | 0 | 0 | 0 | 0 | 0 | 0 | 0 | 0 | 0 | 0 | 0 | 0 | 0 | 0 | 0 | 0 | 0 | 0 | 0 | 0 | 0 | 0 | 0 | 0 | 0 | 0 | 0 | 0 | 0 | 0 | 0 | 0 | 0 | 0 | 0 | 0 | 0 | 0 | 0 | 0 | 0 | 0 | 0 | 0 | 0 | 0 | 0 | 0 | 0 | 0 | 0 | 0 | 0 | 0 | 0 | 0 | 0 | 0 | 0 | 0 | 0 | 0 | 0 | 0 | 0 | 0 | 0 | 0 | 0 | 0 | 0 | 0 | 0 | 0 | 0 | 0 | 0 | 0 | 0 | 0 | 0 | 0 | 0 | 0 | 0 | 0 | 0 | 0 | 0 | 0 | 0 | 0 | 0 | 0 | 0 | 0 | 0 | 0 | 0 | 0 | 0 | 0 | 0 | 0 | 0 | 0 | 0 | 0 | 0 | 0 | 0 | 0 | 0 | 0 | 0 | 0 | 0 | 0 | 0 | 0 | 0 | 0 | 0 | 0 | 0 | 0 | 0 | 0 | 0 | 0 | 0 | 0 | 0 | 0 | 0 | 0 | 0 | 0 | 0 | 0 | 0 | 0 | 0 | 0 | 0 | 0 | 0 | 0 | 0 | 0 | 0 | 0 | 0 | 0 | 0 | 0 | 0 | 0 | 0 | 0 | 0 | 0 | 0 | 0 | 0 | 0 | 0 | 0 | 0 | 0 | 0 | 0 | 0 | 0 | 0 | 0 | 0 | 0 | 0 | 0 | 0 | 0 | 0 | 0 | 0 | 0 | 0 | 0 | 0 | 0 | 0 | 0 | 0 | 0 | 0 | 0 | 0 | 0 | 0 | 0 | 0 | 0 | 0 | 0 | 0 | 0 | 0 | 0 | 0 | 0 | 0 | 0 | 0 | 0 | 0 | 0 | 0 | 0 | 0 | 0 | 0 | 0 | 0 | 0 | 0 | 0 | 0 | 0 | 0 | 0 | 0 | 0 | 0 | 0 | 0 | 0 | 0 | 0 | 0 | 0 | 0 | 0 | 0 | 0 | 0 | 0 | 0 | 0 | 0 | 0 | 0 | 0 | 0 | 0 | 0 | 0 | 0 | 0 | 0 | 0 | 0 | 0 | 0 | 0 | 0 | 0 | 0 | 0 | 0 | 0 | 0 | 0 | 0 | 0 | 0 | 0 | 0 | 0 | 0 | 0 | 0 | 0 | 0 | 0 | 0 | 0 | 0 | 0 | 0 | 0 | 0 | 0 | 0 | 0 | 0 | 0 | 0 | 0 | 0 | 0 | 0 | 0 | 0 | 0 | 0 | 0 | 0 | 0 | 0 | 0 | 0 | 0 | 0 | 0 | 0 | 0 | 0 | 0 | 0 | 0 | 0 | 0 | 0 | 0 | 0 | 0 | 0 | 0 | 0 | 0 | 0 | 0 | 0 | 0 | 0 | 0 | 0 | 0 | 0 | 0 | 0 | 0 | 0 | 0 | 0 | 0 | 0 | 0 | 0 | 0 | 0 | 0 | 0 | 0 | 0 | 0 | 0 | 0 | 0 | 0 | 0 | 0 | 0 | 0 | 0 | 0 | 0 | 0 | 0 | 0 | 0 | 0 | 0 | 0 | 0 | 0 | 0 | 0 | 0 | 0 | 0 | 0 | 0 | 0 | 0 | 0 | 0 | 0 | 0 | 0 | 0 | 0 | 0 | 0 | 0 | 0 | 0 | 0 | 0 | 0 | 0 | 0 | 0 | 0 | 0 | 0 | 0 | 0 | 0 | 0 | 0 | 0 | 0 | 0 | 0 | 0 | 0 | 0 | 0 | 0 | 0 | 0 | 0 | 0 | 0 | 0 | 0 | 0 | 0 | 0 | 0 | 0 | 0 | 0 | 0 | 0 | 0 | 0 | 0 | 0 | 0 | 0 | 0 | 0 | 0 | 0 | 0 | 0 | 0 | 0 | 0 | 0 | 0 | 0 | 0 | 0 | 0 | 0 | 0 | 0 | 0 | 0 | 0 | 0 | 0 | 0 | 0 | 0 | 0 | 0 | 0 | 0 | 0 | 0 | 0 | 0 | 0 | 0 | 0 | 0 | 0 | 0 | 0 | 0 | 0 | 0 | 0 | 0 | 0 | 0 | 0 | 0 | 0 | 0 | 0 | 0 | 0 | 0 | 0 | 0 | 0 | 0 | 0 | 0 | 0 | 0 | 0 | 0 | 0 | 0 | 0 | 0 | 0 | 0 | 0 | 0 | 0 | 0 | 0 | 0 | 0 | 0 | 0 | 0 | 0 | 0 | 0 | 0 | 0 | 0 | 0 | 0 | 0 | 0 | 0 | 0 | 0 | 0 | 0 | 0 | 0 | 0 | 0 | 0 | 0 | 0 | 0 | 0 | 0 | 0 | 0 | 0 | 0 | 0 | 0 | 0 | 0 | 0 | 0 | 0 | 0 | 0 | 0 | 0 | 0 | 0 | 0 | 0 | 0 | 0 | 0 | 0 | 0 | 0 | 0 | 0 | 0 | 0 | 0 | 0 | 0 | 0 | 0 | 0 | 0 | 0 | 0 | 0 | 0 | 0 | 0 | 0 | 0 | 0 | 0 | 0 | 0 | 0 | 0 | 0 | 0 | 0 | 0 | 0 | 0 | 0 | 0 | 0 | 0 | 0 | 0 | 0 | 0 | 0 | 0 | 0 | 0 | 0 | 0 | 0 | 0 | 0 | 0 | 0 | 0 | 0 | 0 | 0 | 0 | 0 | 0 | 0 | 0 | 0 | 0 | 0 | 0 | 0 | 0 | 0 | 0 | 0 | 0 | 0 | 0 | 0 | 0 | 0 | 0 | 0 | 0 | 0 | 0 | 0 | 0 | 0 | 0 | 0 | 0 | 0 | 0 | 0 | 0 | 0 | 0 | 0 | 0 | 0 | 0 | 0 | 0 | 0 | 0 | 0 | 0 | 0 | 0 | 0 | 0 | 0 | 0 | 0 | 0 | 0 | 0 | 0 | 0 | 0 | 0 | 0 | 0 | 0 | 0 | 0 | 0 | 0 | 0 | 0 | 0 | 0 | 0 | 0 | 0 | 0 | 0 | 0 | 0 | 0 | 0 | 0 | 0 | 0 | 0 | 0 | 0 | 0 | 0 | 0 | 0 | 0 | 0 | 0 | 0 | 0 | 0 | 0 | 0 | 0 | 0 | 0 | 0 | 0 | 0 | 0 | 0 | 0 | 0 | 0 | 0 | 0 | 0 | 0 | 0 | 0 | 0 | 0 | 0 | 0 | 0 | 0 | 0 | 0 | 0 | 0 | 0 | 0 | 0 | 0 | 0 | 0 | 0 | 0 | 0 | 0 | 0 | 0 | 0 | 0 | 0 | 0 | 0 | 0 | 0 | 0 | 0 | 0 | 0 | 0 | 0 | 0 | 0 | 0 | 0 | 0 | 0 | 0 | 0 | 0 | 0 | 0 | 0 | 0 | 0 | 0 | 0 | 0 | 0 | 0 | 0 | 0 | 0 | 0 | 0 | 0 | 0 | 0 | 0 | 0 | 0 | 0 | 0 | 0 | 0 | 0 | 0 | 0 | 0 | 0 | 0 | 0 | 0 | 0 | 0 | 0 | 0 | 0 | 0 | 0 | 0 | 0 | 0 | 0 | 0 | 0 | 0 | 0 | 0 | 0 | 0 | 0 | 0 | 0 | 0 | 0 | 0 | 0 | 0 | 0 | 0 | 0 | 0 | 0 | 0 | 0 | 0 | 0 | 0 | 0 | 0 | 0 | 0 | 0 | 0 | 0 | 0 | 0 | 0 | 0 | 0 | 0 | 0 | 0 | 0 | 0 | 0 | 0 | 0 | 0 | 0 | 0 | 0 | 0 | 0 | 0 | 0 | 0 | 0 | 0 | 0 | 0 | 0 | 0 | 0 | 0 | 0 | 0 | 0 | 0 | 0 | 0 | 0 | 0 | 0 | 0 | 0 | 0 | 0 | 0 | 0 | 0 | 0 | 0 | 0 | 0 | 0 | 0 | 0 | 0 | 0 | 0 | 0 | 0 | 0 | 0 | 0 | 0 | 0 | 0 | 0 | 0 | 0 | 0 | 0 | 0 | 0 | 0 | 0 | 0 | 0 | 0 | 0 | 0 | 0 | 0 | 0 | 0 | 0 | 0 | 0 | 0 | 0 | 0 | 0 | 0 | 0 | 0 | 0 | 0 | 0 | 0 | 0 | 0 | 0 | 0 | 0 | 0 | 0 | 0 | 0 | 0 | 0 | 0 | 0 | 0 | 0 | 0 | 0 | 0 | 0 | 0 | 0 | 0 | 0 | 0 | 0 | 0 | 0 | 0 | 0 | 0 | 0 | 0 | 0 | 0 | 0 | 0 | 0 | 0 | 0 | 0 | 0 | 0 | 0 | 0 | 0 | 0 | 0 | 0 | 0 | 0 | 0 | 0 | 0 | 0 | 0 | 0 | 0 | 0 | 0 | 0 | 0 | 0 | 0 | 0 | 0 | 0 | 0 | 0 | 0 | 0 | 0 | 0 | 0 | 0 | 0 | 0 | 0 | 0 | 0 | 0 | 0 | 0 | 0 | 0 | 0 | 0 | 0 | 0 | 0 | 0 | 0 | 0 | 0 | 0 | 0 | 0 | 0 | 0 | 0 | 0 | 0 | 0 | 0 | 0 | 0 | 0 | 0 | 0 | 0 | 0 | 0 | 0 | 0 | 0 | 0 | 0 | 0 | 0 | 0 | 0 | 0 | 0 | 0 | 0 | 0 | 0 | 0 | 0 | 0 | 0 | 0 | 0 | 0 | 0 | 0 | 0 | 0 | 0 | 0 | 0 | 0 | 0 | 0 | 0 | 0 | 0 | 0 | 0 | 0 | 0 | 0 | 0 | 0 | 0 | 0 | 0 | 0 | 0 | 0 | 0 | 0 | 0 | 0 | 0 | 0 | 0 | 0 | 0 | 0 | 0 | 0 | 0 | 0 | 0 | 0 | 0 | 0 | 0 | 0 | 0 | 0 | 0 | 0 | 0 | 0 | 0 | 0 | 0 | 0 | 0 | 0 | 0 | 0 | 0 | 0 | 0 | 0 | 0 | 0 | 0 | 0 | 0 | 0 | 0 | 0 | 0 | 0 | 0 | 0 | 0 | 0 | 0 | 0 | 0 | 0 | 0 | 0 | 0 | 0 | 0 | 0 | 0 | 0 | 0 | 0 | 0 | 0 | 0 | 0 | 0 | 0 | 0 | 0 | 0 | 0 | 0 | 0 | 0 | 0 | 0 | 0 | 0 | 0 | 0 | 0 | 0 | 0 | 0 | 0 | 0 | 0 | 0 | 0 | 0 | 0 | 0 | 0 | 0 | 0 | 0 | 0 | 0 | 0 | 0 | 0 | 0 | 0 | 0 | 0 | 0 | 0 | 0 | 0 | 0 | 0 | 0 | 0 | 0 | 0 | 0 | 0 | 0 | 0 | 0 | 0 | 0 | 0 | 0 | 0 | 0 | 0 | 0 | 0 | 0 | 0 | 0 | 0 | 0 | 0 | 0 | 0 | 0 | 0 | 0 | 0 | 0 | 0 | 0 | 0 | 0 | 0 | 0 | 0 | 0 | 0 | 0 | 0 | 0 | 0 | 0 | 0 | 0 | 0 | 0 | 0 | 0 | 0 | 0 | 0 | 0 | 0 | 0 | 0 | 0 | 0 | 0 | 0 | 0 | 0 | 0 | 0 | 0 | 0 | 0 | 0 | 0 | 0 | 0 | 0 | 0 | 0 | 0 | 0 | 0 | 0 | 0 | 0 | 0 | 0 | 0 | 0 | 0 | 0 | 0 | 0 | 0 | 0 | 0 | 0 | 0 | 0 | 0 | 0 | 0 | 0 | 0 | 0 | 0 | 0 | 0 | 0 | 0 | 0 | 0 | 0 | 0 | 0 | 0 | 0 | 0 | 0 | 0 | 0 | 0 | 0 | 0 | 0 | 0 | 0 | 0 | 0 | 0 | 0 | 0 | 0 | 0 | 0 | 0 | 0 | 0 | 0 | 0 | 0 | 0 | 0 | 0 | 0 | 0 | 0 | 0 | 0 | 0 | 0 | 0 | 0 | 0 | 0 | 0 | 0 | 0 | 0 | 0 | 0 | 0 | 0 | 0 | 0 | 0 | 0 | 0 | 0 | 0 | 0 | 0 | 0 | 0 | 0 | 0 | 0 | 0 | 0 | 0 | 0 | 0 | 0 | 0 | 0 | 0 | 0 | 0 | 0 | 0 | 0 | 0 | 0 | 0 | 0 | 0 | 0 | 0 | 0 | 0 | 0 | 0 | 0 | 0 | 0 | 0 | 0 | 0 | 0 | 0 | 0 | 0 | 0 | 0 | 0 | 0 | 0 | 0 | 0 | 0 | 0 | 0 | 0 | 0 | 0 | 0 | 0 | 0 | 0 | 0 | 0 | 0 | 0 | 0 | 0 | 0 | 0 | 0 | 0 | 0 | 0 | 0 | 0 | 0 | 0 | 0 | 0 | 0 | 0 | 0 | 0 | 0 | 0 | 0 | 0 | 0 | 0 | 0 | 0 | 0 | 0 | 0 | 0 | 0 | 0 | 0 | 0 | 0 | 0 | 0 | 0 | 0 | 0 | 0 | 0 | 0 | 0 | 0 | 0 | 0 | 0 | 0 | 0 | 0 | 0 | 0 | 0 | 0 | 0 | 0 | 0 | 0 | 0 | 0 | 0 | 0 | 0 | 0 | 0 | 0 | 0 | 0 | 0 | 0 | 0 | 0 | 0 | 0 | 0 | 0 | 0 | 0 | 0 | 0 | 0 | 0 | 0 | 0 | 0 | 0 | 0 | 0 | 0 | 0 | 0 | 0 | 0 | 0 | 0 | 0 | 0 | 0 | 0 | 0 | 0 | 0 | 0 | 0 | 0 | 0 | 0 | 0 | 0 | 0 | 0 | 0 | 0 | 0 | 0 | 0 | 0 | 0 | 0 | 0 | 0 | 0 | 0 | 0 | 0 | 0 | 0 | 0 | 0 | 0 | 0 | 0 | 0 | 0 | 0 | 0 | 0 | 0 | 0 | 0 | 0 | 0 | 0 | 0 | 0 | 0 | 0 | 0 | 0 | 0 | 0 | 0 | 0 | 0 | 0 | 0 | 0 | 0 | 0 | 0 | 0 | 0 | 0 | 0 | 0 | 0 | 0 | 0 | 0 | 0 | 0 | 0 | 0 | 0 | 0 | 0 | 0 | 0 | 0 | 0 | 0 | 0 | 0 | 0 | 0 | 0 | 0 | 0 | 0 | 0 | 0 | 0 | 0 | 0 | 0 | 0 | 0 | 0 | 0 | 0 | 0 | 0 | 0 | 0 | 0 | 0 | 0 | 0 | 0 | 0 | 0 | 0 | 0 | 0 | 0 | 0 | 0 | 0 | 0 | 0 | 0 | 0 | 0 | 0 | 0 | 0 | 0 | 0 | 0 | 0 | 0 | 0 | 0 | 0 | 0 | 0 | 0 | 0 | 0 | 0 | 0 | 0 | 0 | 0 | 0 | 0 | 0 | 0 | 0 | 0 | 0 | 0 | 0 | 0 | 0 | 0 | 0 | 0 | 0 | 0 | 0 | 0 | 0 | 0 | 0 | 0 | 0 | 0 | 0 | 0 | 0 | 0 | 0 | 0 | 0 | 0 | 0 | 0 | 0 | 0 | 0 | 0 | 0 | 0 | 0 | 0 | 0 | 0 | 0 | 0 | 0 | 0 | 0 | 0 | 0 | 0 | 0 | 0 | 0 | 0 | 0 | 0 | 0 | 0 | 0 | 0 | 0 | 0 | 0 | 0 | 0 | 0 | 0 | 0 | 0 | 0 | 0 | 0 | 0 | 0 | 0 | 0 | 0 | 0 | 0 | 0 | 0 | 0 | 0 | 0 | 0 | 0 | 0 | 0 | 0 | 0 | 0 | 0 | 0 | 0 | 0 | 0 | 0 | 0 | 0 | 0 | 0 | 0 | 0 | 0 | 0 | 0 | 0 | 0 | 0 | 0 | 0 | 0 | 0 | 0 | 0 | 0 | 0 | 0 | 0 | 0 | 0 | 0 | 0 | 0 | 0 | 0 | 0 | 0 | 0 | 0 | 0 | 0 | 0 | 0 | 0 | 0 | 0 | 0 | 0 | 0 | 0 | 0 | 0 | 0 | 0 | 0 | 0 | 0 | 0 | 0 | 0 | 0 | 0 | 0 | 0 | 0 | 0 | 0 | 0 | 0 | 0 | 0 | 0 | 0 | 0 | 0 | 0 | 0 | 0 | 0 | 0 | 0 | 0 | 0 | 0 | 0 | 0 | 0 | 0 | 0 | 0 | 0 | 0 | 0 | 0 | 0 | 0 | 0 | 0 | 0 | 0 | 0 | 0 | 0 | 0 | 0 | 0 | 0 | 0 | 0 | 0 | 0 | 0 | 0 | 0 | 0 | 0 | 0 | 0 | 0 | 0 | 0 | 0 | 0 | 0 | 0 | 0 | 0 | 0 | 0 | 0 | 0 | 0 | 0 | 0 | 0 | 0 | 0 | 0 | 0 | 0 | 0 | 0 | 0 | 0 | 0 | 0 | 0 | 0 | 0 | 0 | 0 | 0 | 0 | 0 | 0 | 0 | 0 | 0 | 0 | 0 | 0 | 0 | 0 | 0 | 0 | 0 | 0 | 0 | 0 | 0 | 0 | 0 | 0 | 0 | 0 | 0 | 0 | 0 | 0 | 0 | 0 | 0 | 0 | 0 | 0 | 0 | 0 | 0 | 0 | 0 | 0 | 0 | 0 | 0 | 0 | 0 | 0 | 0 | 0 | 0 | 0 | 0 | 0 | 0 | 0 | 0 | 0 | 0 | 0 | 0 | 0 | 0 | 0 | 0 | 0 | 0 | 0 | 0 | 0 | 0 | 0 | 0 | 0 | 0 | 0 | 0 | 0 | 0 | 0 | 0 | 0 | 0 | 0 | 0 | 0 | 0 | 0 | 0 | 0 | 0 | 0 | 0 | 0 | 0 | 0 | 0 | 0 | 0 | 0 | 0 | 0 | 0 | 0 | 0 | 0 | 0 | 0 | 0 | 0 | 0 | 0 | 0 | 0 | 0 | 0 | 0 | 0 | 0 | 0 | 0 | 0 | 0 | 0 | 0 | 0 | 0 | 0 | 0 | 0 | 0 | 0 | 0 | 0 | 0 | 0 | 0 | 0 | 0 | 0 | 0 | 0 | 0 | 0 | 0 | 0 | 0 | 0 | 0 | 0 | 0 | 0 | 0 | 0 | 0 | 0 | 0 | 0 | 0 | 0 | 0 | 0 | 0 | 0 | 0 | 0 | 0 | 0 | 0 | 0 | 0 | 0 | 0 | 0 | 0 | 0 | 0 | 0 | 0 | 0 | 0 | 0 | 0 | 0 | 0 | 0 | 0 | 0 | 0 | 0 | 0 | 0 | 0 | 0 | 0 | 0 | 0 | 0 | 0 | 0 | 0 | 0 | 0 | 0 | 0 | 0 | 0 | 0 | 0 | 0 | 0 | 0 | 0 | 0 | 0 | 0 | 0 | 0 | 0 | 0 | 0 | 0 | 0 | 0 | 0 | 0 | 0 | 0 | 0 | 0 | 0 | 0 | 0 | 0 | 0 | 0 | 0 | 0 | 0 | 0 | 0 | 0 | 0 | 0 | 0 | 0 | 0 | 0 | 0 | 0 | 0 | 0 | 0 | 0 | 0 | 0 | 0 | 0 | 0 | 0 | 0 | 0 | 0 | 0 | 0 | 0 | 0 | 0 | 0 | 0 | 0 | 0 | 0 | 0 | 0 | 0 | 0 | 0 | 0 | 0 | 0 | 0 | 0 | 0 | 0 | 0 | 0 | 0 | 0 | 0 | 0 | 0 | 0 | 0 | 0 | 0 | 0 | 0 | 0 | 0 | 0 | 0 | 0 | 0 | 0 | 0 | 0 | 0 | 0 | 0 | 0 | 0 | 0 | 0 | 0 | 0 | 0 | 0 | 0 | 0 | 0 | 0 | 0 | 0 | 0 | 0 | 0 | 0 | 0 | 0 | 0 | 0 | 0 | 0 | 0 | 0 | 0 | 0 | 0 | 0 | 0 | 0 | 0 | 0 | 0 | 0 | 0 | 0 | 0 | 0 | 0 | 0 | 0 | 0 | 0 | 0 | 0 | 0 | 0 | 0 | 0 | 0 | 0 | 0 | 0 | 0 | 0 | 0 | 0 | 0 | 0 | 0 | 0 | 0 | 0 | 0 | 0 | 0 | 0 | 0 | 0 | 0 | 0 | 0 | 0 | 0 | 0 | 0 | 0 | 0 | 0 | 0 | 0 | 0 | 0 | 0 | 0 | 0 | 0 | 0 | 0 | 0 | 0 | 0 | 0 | 0 | 0 | 0 | 0 | 0 | 0 | 0 | 0 | 0 | 0 | 0 | 0 | 0 | 0 | 0 | 0 | 0 | 0 | 0 | 0 | 0 | 0 | 0 | 0 | 0 | 0 | 0 | 0 | 0 | 0 | 0 | 0 | 0 | 0 | 0 | 0 | 0 | 0 | 0 | 0 | 0 | 0 | 0 | 0 | 0 | 0 | 0 | 0 | 0 | 0 | 0 | 0 | 0 | 0 | 0 | 0 | 0 | 0 | 0 | 0 | 0 | 0 | 0 | 0 | 0 | 0 | 0 | 0 | 0 | 0 | 0 | 0 | 0 | 0 | 0 | 0 | 0 | 0 | 0 | 0 | 0 | 0 | 0 | 0 | 0 | 0 | 0 | 0 | 0 | 0 | 0 | 0 | 0 | 0 | 0 | 0 | 0 | 0 | 0 | 0 | 0 | 0 | 0 | 0 | 0 | 0 | 0 | 0 | 0 | 0 | 0 | 0 | 0 | 0 | 0 | 0 | 0 | 0 | 0 | 0 | 0 | 0 | 0 | 0 | 0 | 0 | 0 | 0 | 0 | 0 | 0 | 0 | 0 | 0 | 0 | 0 | 0 | 0 | 0 | 0 | 0 | 0 | 0 | 0 | 0 | 0 | 0 | 0 | 0 | 0 | 0 | 0 | 0 | 0 | 0 | 0 | 0 | 0 | 0 | 0 | 0 | 0 | 0 | 0 | 0 | 0 | 0 | 0 | 0 | 0 | 0 | 0 | 0 | 0 | 0 | 0 | 0 | 0 | 0 | 0 | 0 | 0 | 0 | 0 | 0 | 0 | 0 | 0 | 0 | 0 | 0 | 0 | 0 | 0 | 0 | 0 | 0 | 0 | 0 | 0 | 0 | 0 | 0 | 0 | 0 | 0 | 0 | 0 | 0 | 0 | 0 | 0 | 0 | 0 | 0 | 0 | 0 | 0 | 0 | 0 | 0 | 0 | 0 | 0 | 0 | 0 | 0 | 0 | 0 | 0 | 0 | 0 | 0 | 0 | 0 | 0 | 0 | 0 | 0 | 0 | 0 | 0 | 0 | 0 | 0 | 0 | 0 | 0 | 0 | 0 | 0 | 0 | 0 | 0 | 0 | 0 | 0 | 0 | 0 | 0 | 0 | 0 | 0 | 0 | 0 | 0 | 0 | 0 | 0 | 0 | 0 | 0 | 0 | 0 | 0 | 0 | 0 | 0 | 0 | 0 | 0 | 0 | 0 | 0 | 0 | 0 | 0 | 0 | 0 | 0 | 0 | 0 | 0 | 0 | 0 | 0 | 0 | 0 | 0 | 0 | 0 | 0 | 0 | 0 | 0 | 0 | 0 | 0 | 0 | 0 | 0 | 0 | 0 | 0 | 0 | 0 | 0 | 0 | 0 | 0 | 0 | 0 | 0 | 0 | 0 | 0 | 0 | 0 | 0 | 0 | 0 | 0 | 0 | 0 | 0 | 0 | 0 | 0 | 0 | 0 | 0 | 0 | 0 | 0 | 0 | 0 | 0 | 0 | 0 | 0 | 0 | 0 | 0 | 0 | 0 | 0 | 0 | 0 | 0 | 0 | 0 | 0 | 0 | 0 | 0 | 0 | 0 | 0 | 0 | 0 | 0 | 0 | 0 | 0 | 0 | 0 | 0 | 0 | 0 | 0 | 0 | 0 | 0 | 0 | 0 | 0 | 0 | 0 | 0 | 0 | 0 | 0 | 0 | 0 | 0 | 0 | 0 | 0 | 0 | 0 | 0 | 0 | 0 | 0 | 0 | 0 | 0 | 0 | 0 | 0 | 0 | 0 | 0 | 0 | 0 | 0 | 0 | 0 | 0 | 0 | 0 | 0 | 0 | 0 | 0 | 0 | 0 | 0 | 0 | 0 | 0 | 0 | 0 | 0 | 0 | 0 | 0 | 0 | 0 | 0 | 0 | 0 | 0 | 0 | 0 | 0 | 0 | 0 | 0 | 0 | 0 | 0 | 0 | 0 | 0 | 0 | 0 | 0 | 0 | 0 | 0 | 0 | 0 | 0 | 0 | 0 | 0 | 0 | 0 | 0 | 0 | 0 | 0 | 0 | 0 | 0 | 0 | 0 | 0 | 0 | 0 | 0 | 0 | 0 | 0 | 0 | 0 | 0 | 0 | 0 | 0 | 0 | 0 | 0 | 0 | 0 | 0 | 0 | 0 | 0 | 0 | 0 | 0 | 0 | 0 | 0 | 0 | 0 | 0 | 0 | 0 | 0 | 0 | 0 | 0 | 0 | 0 | 0 | 0 | 0 | 0 | 0 | 0 | 0 | 0 | 0 | 0 | 0 | 0 | 0 | 0 | 0 | 0 | 0 | 0 | 0 | 0 | 0 | 0 | 0 | 0 | 0 | 0 | 0 | 0 | 0 | 0 | 0 | 0 | 0 | 0 | 0 | 0 | 0 | 0 | 0 | 0 | 0 | 0 | 0 | 0 | 0 | 0 | 0 | 0 | 0 | 0 | 0 | 0 | 0 | 0 | 0 | 0 | 0 | 0 | 0 | 0 | 0 | 0 | 0 | 0 | 0 | 0 | 0 | 0 | 0 | 0 | 0 | 0 | 0 | 0 | 0 | 0 | 0 | 0 | 0 | 0 | 0 | 0 | 0 | 0 | 0 | 0 | 0 | 0 | 0 | 0 | 0 | 0 | 0 | 0 | 0 | 0 | 0 | 0 | 0 | 0 | 0 | 0 | 0 | 0 | 0 | 0 | 0 | 0 | 0 | 0 | 0 | 0 | 0 | 0 | 0 | 0 | 0 | 0 | 0 | 0 | 0 | 0 | 0 | 0 | 0 | 0 | 0 | 0 | 0 | 0 | 0 | 0 | 0 | 0 | 0 | 0 | 0 | 0 | 0 | 0 | 0 | 0 | 0 | 0 | 0 | 0 | 0 | 0 | 0 | 0 | 0 | 0 | 0 | 0 | 0 | 0 | 0 | 0 | 0 | 0 | 0 | 0 | 0 | 0 | 0 | 0 | 0 | 0 | 0 | 0 | 0 | 0 | 0 | 0 | 0 | 0 | 0 | 0 | 0 | 0 | 0 | 0 | 0 | 0 | 0 | 0 | 0 | 0 | 0 | 0 | 0 | 0 | 0 | 0 | 0 | 0 | 0 | 0 | 0 | 0 | 0 | 0 | 0 | 0 | 0 | 0 | 0 | 0 | 0 | 0 | 0 | 0 | 0 | 0 | 0 | 0 | 0 | 0 | 0 | 0 | 0 | 0 | 0 | 0 | 0 | 0 | 0 | 0 | 0 | 0 | 0 | 0 | 0 | 0 | 0 | 0 | 0 | 0 | 0 | 0 | 0 | 0 | 0 | 0 | 0 | 0 | 0 | 0 | 0 | 0 | 0 | 0 | 0 | 0 | 0 | 0 | 0 | 0 | 0 | 0 | 0 | 0 | 0 | 0 | 0 | 0 | 0 | 0 | 0 | 0 | 0 | 0 | 0 | 0 | 0 | 0 | 0 | 0 | 0 | 0 | 0 | 0 | 0 | 0 | 0 | 0 | 0 | 0 | 0 | 0 | 0 | 0 | 0 | 0 | 0 | 0 | 0 | 0 | 0 | 0 | 0 | 0 | 0 | 0 | 0 | 0 | 0 | 0 | 0 | 0 | 0 | 0 | 0 | 0 | 0 | 0 | 0 | 0 | 0 | 0 | 0 | 0 | 0 | 0 | 0 | 0 | 0 | 0 | 0 | 0 | 0 | 0 | 0 | 0 | 0 | 0 | 0 | 0 | 0 | 0 | 0 | 0 | 0 | 0 | 0 | 0 | 0 | 0 | 0 | 0 | 0 | 0 | 0 | 0 | 0 | 0 | 0 | 0 | 0 | 0 | 0 | 0 | 0 | 0 | 0 | 0 | 0 | 0 | 0 | 0 | 0 | 0 | 0 | 0 | 0 | 0 | 0 | 0 | 0 | 0 | 0 | 0 | 0 | 0 | 0 | 0 | 0 | 0 | 0 | 0 | 0 | 0 | 0 | 0 | 0 | 0 | 0 | 0 | 0 | 0 | 0 | 0 | 0 | 0 | 0 | 0 | 0 | 0 | 0 | 0 | 0 | 0 | 0 | 0 | 0 | 0 | 0 | 0 | 0 | 0 | 0 | 0 | 0 | 0 | 0 | 0 | 0 | 0 | 0 | 0 | 0 | 0 | 0 | 0 | 0 | 0 | 0 | 0 | 0 | 0 | 0 | 0 | 0 | 0 | 0 | 0 | 0 | 0 | 0 | 0 | 0 | 0 | 0 | 0 | 0 | 0 | 0 | 0 | 0 | 0 | 0 | 0 | 0 | 0 | 0 | 0 | 0 | 0 | 0 | 0 | 0 | 0 | 0 | 0 | 0 | 0 | 0 | 0 | 0 | 0 | 0 | 0 | 0 | 0 | 0 | 0 | 0 | 0 | 0 | 0 | 0 | 0 | 0 | 0 | 0 | 0 | 0 | 0 | 0 | 0 | 0 | 0 | 0 | 0 | 0 | 0 | 0 | 0 | 0 | 0 | 0 | 0 | 0 | 0 | 0 | 0 | 0 | 0 | 0 | 0 | 0 | 0 | 0 | 0 | 0 | 0 | 0 | 0 | 0 | 0 | 0 | 0 | 0 | 0 | 0 | 0 | 0 | 0 | 0 | 0 | 0 | 0 | 0 | 0 | 0 | 0 | 0 | 0 | 0 | 0 | 0 | 0 | 0 | 0 | 0 | 0 | 0 | 0 | 0 | 0 | 0 | 0 | 0 | 0 | 0 | 0 | 0 | 0 | 0 | 0 | 0 | 0 | 0 | 0 | 0 | 0 | 0 | 0 | 0 | 0 | 0 | 0 | 0 | 0 | 0 | 0 | 0 | 0 | 0 | 0 | 0 | 0 | 0 | 0 | 0 | 0 | 0 | 0 | 0 | 0 | 0 | 0 | 0 | 0 | 0 | 0 | 0 | 0 | 0 | 0 | 0 | 0 | 0 | 0 | 0 | 0 | 0 | 0 | 0 | 0 | 0 | 0 | 0 | 0 | 0 | 0 | 0 | 0 | 0 | 0 | 0 | 0 | 0 | 0 | 0 | 0 | 0 | 0 | 0 | 0 | 0 | 0 | 0 | 0 | 0 | 0 | 0 | 0 | 0 | 0 | 0 | 0 | 0 | 0 | 0 | 0 | 0 | 0 | 0 | 0 | 0 | 0 | 0 | 0 | 0 | 0 | 0 | 0 | 0 | 0 | 0 | 0 | 0 | 0 | 0 | 0 | 0 | 0 | 0 | 0 | 0 | 0 | 0 | 0 | 0 | 0 | 0 | 0 | 0 | 0 | 0 | 0 | 0 | 0 | 0 | 0 | 0 | 0 | 0 | 0 | 0 | 0 | 0 | 0 | 0 | 0 | 0 | 0 | 0 | 0 | 0 | 0 | 0 | 0 | 0 | 0 | 0 | 0 | 0 | 0 | 0 | 0 | 0 | 0 | 0 | 0 | 0 | 0 | 0 | 0 | 0 | 0 | 0 | 0 | 0 | 0 | 0 | 0 | 0 | 0 | 0 | 0 | 0 | 0 | 0 | 0 | 0 | 0 | 0 | 0 | 0 | 0 | 0 | 0 | 0 | 0 | 0 | 0 | 0 | 0 | 0 | 0 | 0 | 0 | 0 | 0 | 0 | 0 | 0 | 0 | 0 | 0 | 0 | 0 | 0 | 0 | 0 | 0 | 0 | 0 | 0 | 0 | 0 | 0 | 0 | 0 | 0 | 0 | 0 | 0 | 0 | 0 | 0 | 0 | 0 | 0 | 0 | 0 | 0 | 0 | 0 | 0 | 0 | 0 | 0 | 0 | 0 | 0 | 0 | 0 | 0 | 0 | 0 | 0 | 0 | 0 | 0 | 0 | 0 | 0 | 0 | 0 | 0 | 0 | 0 | 0 | 0 | 0 | 0 | 0 | 0 | 0 | 0 | 0 | 0 | 0 | 0 | 0 | 0 | 0 | 0 | 0 | 0 | 0 | 0 | 0 | 0 | 0 | 0 | 0 | 0 | 0 | 0 | 0 | 0 | 0 | 0 | 0 | 0 | 0 | 0 | 0 | 0 | 0 | 0 | 0 | 0 | 0 | 0 | 0 | 0 | 0 | 0 | 0 | 0 | 0 | 0 | 0 | 0 | 0 | 0 | 0 | 0 | 0 | 0 | 0 | 0 | 0 | 0 | 0 | 0 | 0 | 0 | 0 | 0 | 0 | 0 | 0 | 0 | 0 | 0 | 0 | 0 | 0 | 0 | 0 | 0 | 0 | 0 | 0 | 0 | 0 | 0 | 0 | 0 | 0 | 0 | 0 | 0 | 0 | 0 | 0 | 0 | 0 | 0 | 0 | 0 | 0 | 0 | 0 | 0 | 0 | 0 | 0 | 0 | 0 | 0 | 0 | 0 | 0 | 0 | 0 | 0 | 0 | 0 | 0 | 0 | 0 | 0 | 0 | 0 | 0 | 0 | 0 | 0 | 0 | 0 | 0 | 0 | 0 | 0 | 0 | 0 | 0 | 0 | 0 | 0 | 0 | 0 | 0 | 0 | 0 | 0 | 0 | 0 | 0 | 0 | 0 | 0 | 0 | 0 | 0 | 0 | 0 | 0 | 0 | 0 | 0 | 0 | 0 | 0 | 0 | 0 | 0 | 0 | 0 | 0 | 0 | 0 | 0 | 0 | 0 | 0 | 0 | 0 | 0 | 0 | 0 | 0 | 0 | 0 | 0 | 0 | 0 | 0 | 0 | 0 | 0 | 0 | 0 | 0 | 0 | 0 | 0 | 0 | 0 | 0 | 0 | 0 | 0 | 0 | 0 | 0 | 0 | 0 | 0 | 0 | 0 | 0 | 0 | 0 | 0 | 0 | 0 | 0 | 0 | 0 | 0 | 0 | 0 | 0 | 0 | 0 | 0 | 0 | 0 | 0 | 0 | 0 | 0 | 0 | 0 | 0 | 0 | 0 | 0 | 0 | 0 | 0 | 0 | 0 | 0 | 0 | 0 | 0 | 0 | 0 | 0 | 0 | 0 | 0 | 0 | 0 | 0 | 0 | 0 | 0 | 0 | 0 | 0 | 0 | 0 | 0 | 0 | 0 | 0 | 0 | 0 | 0 | 0 | 0 | 0 | 0 | 0 | 0 | 0 | 0 | 0 | 0 | 0 | 0 | 0 | 0 | 0 | 0 | 0 | 0 | 0 | 0 | 0 | 0 | 0 | 0 | 0 | 0 | 0 | 0 | 0 | 0 | 0 | 0 | 0 | 0 | 0 | 0 | 0 | 0 | 0 | 0 | 0 | 0 | 0 | 0 | 0 | 0 | 0 | 0 | 0 | 0 | 0 | 0 | 0 | 0 | 0 | 0 | 0 | 0 | 0 | 0 | 0 | 0 | 0 | 0 | 0 | 0 | 0 | 0 | 0 | 0 | 0 | 0 | 0 | 0 | 0 | 0 | 0 | 0 | 0 | 0 | 0 | 0 | 0 | 0 | 0 | 0 | 0 | 0 | 0 | 0 | 0 | 0 | 0 | 0 | 0 | 0 | 0 | 0 | 0 | 0 | 0 | 0 | 0 | 0 | 0 | 0 | 0 | 0 | 0 | 0 | 0 | 0 | 0 | 0 | 0 | 0 | 0 | 0 | 0 | 0 | 0 | 0 | 0 | 0 | 0 | 0 | 0 | 0 | 0 | 0 | 0 | 0 | 0 | 0 | 0 | 0 | 0 | 0 | 0 | 0 | 0 | 0 | 0 | 0 | 0 | 0 | 0 | 0 | 0 | 0 | 0 | 0 | 0 | 0 | 0 | 0 | 0 | 0 | 0 | 0 | 0 | 0 | 0 | 0 | 0 | 0 | 0 | 0 | 0 | 0 | 0 | 0 | 0 | 0 | 0 | 0 | 0 | 0 | 0 | 0 | 0 | 0 | 0 | 0 | 0 | 0 | 0 | 0 | 0 | 0 | 0 | 0 | 0 | 0 | 0 | 0 | 0 | 0 | 0 | 0 | 0 | 0 | 0 | 0 | 0 | 0 | 0 | 0 | 0 | 0 | 0 | 0 | 0 | 0 | 0 | 0 | 0 | 0 | 0 | 0 | 0 | 0 | 0 | 0 | 0 | 0 | 0 | 0 | 0 | 0 | 0 | 0 | 0 | 0 | 0 | 0 | 0 | 0 | 0 | 0 | 0 | 0 | 0 | 0 | 0 | 0 | 0 | 0 | 0 | 0 | 0 | 0 | 0 | 0 | 0 | 0 | 0 | 0 | 0 | 0 | 0 | 0 | 0 | 0 | 0 | 0 | 0 | 0 | 0 | 0 | 0 | 0 | 0 | 0 | 0 | 0 | 0 | 0 | 0 | 0 | 0 | 0 | 0 | 0 | 0 | 0 | 0 | 0 | 0 | 0 | 0 | 0 | 0 | 0 | 0 | 0 | 0 | 0 | 0 | 0 | 0 | 0 | 0 | 0 | 0 | 0 | 0 | 0 | 0 | 0 | 0 | 0 | 0 | 0 | 0 | 0 | 0 | 0 | 0 | 0 | 0 | 0 | 0 | 0 | 0 | 0 | 0 | 0 | 0 | 0 | 0 | 0 | 0 | 0 | 0 | 0 | 0 | 0 | 0 | 0 | 0 | 0 | 0 | 0 | 0 | 0 | 0 | 0 | 0 | 0 | 0 | 0 | 0 | 0 | 0 | 0 | 0 | 0 | 0 | 0 | 0 | 0 | 0 | 0 | 0 | 0 | 0 | 0 | 0 | 0 | 0 | 0 | 0 | 0 | 0 | 0 | 0 | 0 | 0 | 0 | 0 | 0 | 0 | 0 | 0 | 0 | 0 | 0 | 0 | 0 | 0 | 0 | 0 | 0 | 0 | 0 | 0 | 0 | 0 | 0 | 0 | 0 | 0 | 0 | 0 | 0 | 0 | 0 | 0 | 0 | 0 | 0 | 0 | 0 | 0 | 0 | 0 | 0 | 0 | 0 | 0 | 0 | 0 | 0 | 0 | 0 | 0 | 0 | 0 | 0 | 0 | 0 | 0 | 0 | 0 | 0 | 0 | 0 | 0 | 0 | 0 | 0 | 0 | 0 | 0 | 0 | 0 | 0 | 0 | 0 | 0 | 0 | 0 | 0 | 0 | 0 | 0 | 0 | 0 | 0 | 0 | 0 | 0 | 0 | 0 | 0 | 0 | 0 | 0 | 0 | 0 | 0 | 0 | 0 | 0 | 0 | 0 | 0 | 0 | 0 | 0 | 0 | 0 | 0 | 0 | 0 | 0 | 0 | 0 | 0 | 0 | 0 | 0 | 0 | 0 | 0 | 0 | 0 | 0 | 0 | 0 | 0 | 0 | 0 | 0 | 0 | 0 | 0 | 0 | 0 | 0 | 0 | 0 | 0 | 0 | 0 | 0 | 0 | 0 | 0 | 0 | 0 | 0 | 0 | 0 | 0 | 0 | 0 | 0 | 0 | 0 | 0 | 0 | 0 | 0 | 0 | 0 | 0 | 0 | 0 | 0 | 0 | 0 | 0 | 0 | 0 | 0 | 0 | 0 | 0 | 0 | 0 | 0 | 0 | 0 | 0 | 0 | 0 | 0 | 0 | 0 | 0 | 0 | 0 | 0 | 0 | 0 | 0 | 0 | 0 | 0 | 0 | 0 | 0 | 0 | 0 | 0 | 0 | 0 | 0 | 0 | 0 | 0 | 0 | 0 | 0 | 0 | 0 | 0 | 0 | 0 | 0 | 0 | 0 | 0 | 0 | 0 | 0 | 0 | 0 | 0 | 0 | 0 | 0 | 0 | 0 | 0 | 0 | 0 | 0 | 0 | 0 | 0 | 0 | 0 | 0 | 0 | 0 | 0 | 0 | 0 | 0 | 0 | 0 | 0 | 0 | 0 | 0 | 0 | 0 | 0 | 0 | 0 | 0 | 0 | 0 | 0 | 0 | 0 | 0 | 0 | 0 | 0 | 0 | 0 | 0 | 0 | 0 | 0 | 0 | 0 | 0 | 0 | 0 | 0 | 0 | 0 | 0 | 0 | 0 | 0 | 0 | 0 | 0 | 0 | 0 | 0 | 0 | 0 | 0 | 0 | 0 | 0 | 0 | 0 | 0 | 0 | 0 | 0 | 0 | 0 | 0 | 0 | 0 | 0 | 0 | 0 | 0 | 0 | 0 | 0 | 0 | 0 | 0 | 0 | 0 | 0 | 0 | 0 | 0 | 0 | 0 | 0 | 0 | 0 | 0 | 0 | 0 | 0 | 0 | 0 | 0 | 0 | 0 | 0 | 0 | 0 | 0 | 0 | 0 | 0 | 0 | 0 | 0 | 0 | 0 | 0 | 0 | 0 | 0 | 0 | 0 | 0 | 0 | 0 | 0 | 0 | 0 | 0 | 0 | 0 | 0 | 0 | 0 | 0 | 0 | 0 | 0 | 0 | 0 | 0 | 0 | 0 | 0 | 0 | 0 | 0 | 0 | 0 | 0 | 0 | 0 | 0 | 0 | 0 | 0 | 0 | 0 | 0 | 0 | 0 | 0 | 0 | 0 | 0 | 0 | 0 | 0 | 0 | 0 | 0 | 0 | 0 | 0 | 0 | 0 | 0 | 0 | 0 | 0 | 0 | 0 | 0 | 0 | 0 | 0 | 0 | 0 | 0 | 0 | 0 | 0 | 0 | 0 | 0 | 0 | 0 | 0 | 0 | 0 | 0 | 0 | 0 | 0 | 0 | 0 | 0 | 0 | 0 | 0 | 0 | 0 | 0 | 0 | 0 | 0 | 0 | 0 | 0 | 0 | 0 | 0 | 0 | 0 | 0 | 0 | 0 | 0 | 0 | 0 | 0 | 0 | 0 | 0 | 0 | 0 | 0 | 0 | 0 | 0 | 0 | 0 | 0 | 0 | 0 | 0 | 0 | 0 | 0 | 0 | 0 | 0 | 0 | 0 | 0 | 0 | 0 | 0 | 0 | 0 | 0 | 0 | 0 | 0 | 0 | 0 | 0 | 0 | 0 | 0 | 0 | 0 | 0 | 0 | 0 | 0 | 0 | 0 | 0 | 0 | 0 | 0 | 0 | 0 | 0 | 0 | 0 | 0 | 0 | 0 | 0 | 0 | 0 | 0 | 0 | 0 | 0 | 0 | 0 | 0 | 0 | 0 | 0 | 0 | 0 | 0 | 0 | 0 | 0 | 0 | 0 | 0 | 0 | 0 | 0 | 0 | 0 | 0 | 0 | 0 | 0 | 0 | 0 | 0 | 0 | 0 | 0 | 0 | 0 | 0 | 0 | 0 | 0 | 0 | 0 | 0 | 0 | 0 | 0 | 0 | 0 | 0 | 0 | 0 | 0 | 0 | 0 | 0 | 0 | 0 | 0 | 0 | 0 | 0 | 0 | 0 | 0 | 0 | 0 | 0 | 0 | 0 | 0 | 0 | 0 | 0 | 0 | 0 | 0 | 0 | 0 | 0 | 0 | 0 | 0 | 0 | 0 | 0 | 0 | 0 | 0 | 0 | 0 | 0 | 0 | 0 | 0 | 0 | 0 | 0 | 0 | 0 | 0 | 0 | 0 | 0 | 0 | 0 | 0 | 0 | 0 | 0 | 0 | 0 | 0 | 0 | 0 | 0 | 0 | 0 | 0 | 0 | 0 | 0 | 0 | 0 | 0 | 0 | 0 | 0 | 0 | 0 | 0 | 0 | 0 | 0 | 0 | 0 | 0 | 0 | 0 | 0 | 0 | 0 | 0 | 0 | 0 | 0 | 0 | 0 | 0 | 0 | 0 | 0 | 0 | 0 | 0 | 0 | 0 | 0 | 0 | 0 | 0 | 0 | 0 | 0 | 0 | 0 | 0 | 0 | 0 | 0 | 0 | 0 | 0 | 0 | 0 | 0 | 0 | 0 | 0 | 0 | 0 | 0 | 0 | 0 | 0 | 0 | 0 | 0 | 0 | 0 | 0 | 0 | 0 | 0 | 0 | 0 | 0 | 0 | 0 | 0 | 0 | 0 | 0 | 0 | 0 | 0 | 0 | 0 | 0 | 0 | 0 | 0 | 0 | 0 | 0 | 0 | 0 | 0 | 0 | 0 | 0 | 0 | 0 | 0 | 0 | 0 | 0 | 0 | 0 | 0 | 0 | 0 | 0 | 0 | 0 | 0 | 0 | 0 | 0 | 0 | 0 | 0 | 0 | 0 | 0 | 0 | 0 | 0 | 0 | 0 | 0 | 0 | 0 | 0 | 0 | 0 | 0 | 0 | 0 | 0 | 0 | 0 | 0 | 0 | 0 | 0 | 0 | 0 | 0 | 0 | 0 | 0 | 0 | 0 | 0 | 0 | 0 | 0 | 0 | 0 | 0 | 0 | 0 | 0 | 0 | 0 | 0 | 0 | 0 | 0 | 0 | 0 | 0 | 0 | 0 | 0 | 0 | 0 | 0 | 0 | 0 | 0 | 0 | 0 | 0 | 0 | 0 | 0 | 0 | 0 | 0 | 0 | 0 | 0 | 0 | 0 | 0 | 0 | 0 | 0 | 0 | 0 | 0 | 0 | 0 | 0 | 0 | 0 | 0 | 0 | 0 | 0 | 0 | 0 | 0 | 0 | 0 | 0 | 0 | 0 | 0 | 0 | 0 | 0 | 0 | 0 | 0 | 0 | 0 | 0 | 0 | 0 | 0 | 0 | 0 | 0 | 0 | 0 | 0 | 0 | 0 | 0 | 0 | 0 | 0 | 0 | 0 | 0 | 0 | 0 | 0 | 0 | 0 | 0 | 0 | 0 | 0 | 0 | 0 | 0 | 0 | 0 | 0 | 0 | 0 | 0 | 0 | 0 | 0 | 0 | 0 | 0 | 0 | 0 | 0 | 0 | 0 | 0 | 0 | 0 | 0 | 0 | 0 | 0 | 0 | 0 | 0 | 0 | 0 | 0 | 0 | 0 | 0 | 0 | 0 | 0 | 0 | 0 | 0 | 0 | 0 | 0 | 0 | 0 | 0 | 0 | 0 | 0 | 0 | 0 | 0 | 0 | 0 | 0 | 0 | 0 | 0 | 0 | 0 | 0 | 0 | 0 | 0 | 0 | 0 | 0 | 0 | 0 | 0 | 0 | 0 | 0 | 0 | 0 | 0 | 0 | 0 | 0 | 0 | 0 | 0 | 0 | 0 | 0 | 0 | 0 | 0 | 0 | 0 | 0 | 0 | 0 | 0 | 0 | 0 | 0 | 0 | 0 | 0 | 0 | 0 | 0 | 0 | 0 | 0 | 0 | 0 | 0 | 0 | 0 | 0 | 0 | 0 | 0 | 0 | 0 | 0 | 0 | 0 | 0 | 0 | 0 | 0 | 0 | 0 | 0 | 0 | 0 | 0 | 0 | 0 | 0 | 0 | 0 | 0 | 0 | 0 | 0 | 0 | 0 | 0 | 0 | 0 | 0 | 0 | 0 | 0 | 0 | 0 | 0 | 0 | 0 | 0 | 0 | 0 | 0 | 0 | 0 | 0 | 0 | 0 | 0 | 0 | 0 | 0 | 0 | 0 | 0 | 0 | 0 | 0 | 0 | 0 | 0 | 0 | 0 | 0 | 0 | 0 | 0 | 0 | 0 | 0 | 0 | 0 | 0 | 0 | 0 | 0 | 0 | 0 | 0 | 0 | 0 | 0 | 0 | 0 | 0 | 0 | 0 | 0 | 0 | 0 | 0 | 0 | 0 | 0 | 0 | 0 | 0 | 0 | 0 | 0 | 0 | 0 | 0 | 0 | 0 | 0 | 0 | 0 | 0 | 0 | 0 | 0 | 0 | 0 | 0 | 0 | 0 | 0 | 0 | 0 | 0 | 0 | 0 | 0 | 0 | 0 | 0 | 0 | 0 | 0 | 0 | 0 | 0 | 0 | 0 | 0 | 0 | 0 | 0 | 0 | 0 | 0 | 0 | 0 | 0 | 0 | 0 | 0 | 0 | 0 | 0 | 0 | 0 | 0 | 0 | 0 | 0 | 0 | 0 | 0 | 0 | 0 | 0 | 0 | 0 | 0 | 0 | 0 | 0 | 0 | 0 | 0 | 0 | 0 | 0 | 0 | 0 | 0 | 0 | 0 | 0 | 0 | 0 | 0 | 0 | 0 | 0 | 0 | 0 | 0 | 0 | 0 | 0 | 0 | 0 | 0 | 0 | 0 | 0 | 0 | 0 | 0 | 0 | 0 | 0 | 0 | 0 | 0 | 0 | 0 | 0 | 0 | 0 | 0 | 0 | 0 | 0 | 0 | 0 | 0 | 0 | 0 | 0 | 0 | 0 | 0 | 0 | 0 | 0 | 0 | 0 | 0 | 0 | 0 | 0 | 0 | 0 | 0 | 0 | 0 | 0 | 0 | 0 | 0 | 0 | 0 | 0 | 0 | 0 | 0 | 0 | 0 | 0 | 0 | 0 | 0 | 0 | 0 | 0 | 0 | 0 | 0 | 0 | 0 | 0 | 0 | 0 | 0 | 0 | 0 | 0 | 0 | 0 | 0 | 0 | 0 | 0 | 0 | 0 | 0 | 0 | 0 | 0 | 0 | 0 | 0 | 0 | 0 | 0 | 0 | 0 | 0 | 0 | 0 | 0 | 0 | 0 | 0 | 0 | 0 | 0 | 0 | 0 | 0 | 0 | 0 | 0 | 0 | 0 | 0 | 0 | 0 | 0 | 0 | 0 | 0 | 0 | 0 | 0 | 0 | 0 | 0 | 0 | 0 | 0 | 0 | 0 | 0 | 0 | 0 | 0 | 0 | 0 | 0 | 0 | 0 | 0 | 0 | 0 | 0 | 0 | 0 | 0 | 0 | 0 | 0 | 0 | 0 | 0 | 0 | 0 | 0 | 0 | 0 | 0 | 0 | 0 | 0 | 0 | 0 | 0 | 0 | 0 | 0 | 0 | 0 | 0 | 0 | 0 | 0 | 0 | 0 | 0 | 0 | 0 | 0 | 0 | 0 | 0 | 0 | 0 | 0 | 0 | 0 | 0 | 0 | 0 | 0 | 0 | 0 | 0 | 0 | 0 | 0 | 0 | 0 | 0 | 0 | 0 | 0 | 0 | 0 | 0 | 0 | 0 | 0 | 0 | 0 | 0 | 0 | 0 | 0 | 0 | 0 | 0 | 0 | 0 | 0 | 0 | 0 | 0 | 0 | 0 | 0 | 0 | 0 | 0 | 0 | 0 | 0 | 0 | 0 | 0 | 0 | 0 | 0 | 0 | 0 | 0 | 0 | 0 | 0 | 0 | 0 | 0 | 0 | 0 | 0 | 0 | 0 | 0 | 0 | 0 | 0 | 0 | 0 | 0 | 0 | 0 | 0 | 0 | 0 | 0 | 0 | 0 | 0 | 0 | 0 | 0 | 0 | 0 | 0 | 0 | 0 | 0 | 0 | 0 | 0 | 0 | 0 | 0 | 0 | 0 | 0 | 0 | 0 | 0 | 0 | 0 | 0 | 0 | 0 | 0 | 0 | 0 | 0 | 0 | 0 | 0 | 0 | 0 | 0 | 0 | 0 | 0 | 0 | 0 | 0 | 0 | 0 | 0 | 0 | 0 | 0 | 0 | 0 | 0 | 0 | 0 | 0 | 0 | 0 | 0 | 0 | 0 | 0 | 0 | 0 | 0 | 0 | 0 | 0 | 0 | 0 | 0 | 0 | 0 | 0 | 0 | 0 | 0 | 0 | 0 | 0 | 0 | 0 | 0 | 0 | 0 | 0 | 0 | 0 | 0 | 0 | 0 | 0 | 0 | 0 | 0 | 0 | 0 | 0 | 0 | 0 | 0 | 0 | 0 | 0 | 0 | 0 | 0 | 0 | 0 | 0 | 0 | 0 | 0 | 0 | 0 | 0 | 0 | 0 | 0 | 0 | 0 | 0 | 0 | 0 | 0 | 0 | 0 | 0 | 0 | 0 | 0 | 0 | 0 | 0 | 0 | 0 | 0 | 0 | 0 | 0 | 0 | 0 | 0 | 0 | 0 | 0 | 0 | 0 | 0 | 0 | 0 | 0 | 0 | 0 | 0 | 0 | 0 | 0 | 0 | 0 | 0 | 0 | 0 | 0 | 0 | 0 | 0 | 0 | 0 | 0 | 0 | 0 | 0 | 0 | 0 | 0 | 0 | 0 | 0 | 0 | 0 | 0 | 0 | 0 | 0 | 0 | 0 | 0 | 0 | 0 | 0 | 0 | 0 | 0 | 0 | 0 | 0 | 0 | 0 | 0 | 0 | 0 | 0 | 0 | 0 | 0 | 0 | 0 | 0 | 0 | 0 | 0 | 0 | 0 | 0 | 0 | 0 | 0 | 0 | 0 | 0 | 0 | 0 | 0 | 0 | 0 | 0 | 0 | 0 | 0 | 0 | 0 | 0 | 0 | 0 | 0 | 0 | 0 | 0 | 0 | 0 | 0 | 0 | 0 | 0 | 0 | 0 | 0 | 0 | 0 | 0 | 0 | 0 | 0 | 0 | 0 | 0 | 0 | 0 | 0 | 0 | 0 | 0 | 0 | 0 | 0 | 0 | 0 | 0 | 0 | 0 | 0 | 0 | 0 | 0 | 0 | 0 | 0 | 0 | 0 | 0 | 0 | 0 | 0 | 0 | 0 | 0 | 0 | 0 | 0 | 0 | 0 | 0 | 0 | 0 | 0 | 0 | 0 | 0 | 0 | 0 | 0 | 0 | 0 | 0 | 0 | 0 | 0 | 0 | 0 | 0 | 0 | 0 | 0 | 0 | 0 | 0 | 0 | 0 | 0 | 0 | 0 | 0 | 0 | 0 | 0 | 0 | 0 | 0 | 0 | 0 | 0 | 0 | 0 | 0 | 0 | 0 | 0 | 0 | 0 | 0 | 0 | 0 | 0 | 0 | 0 | 0 | 0 | 0 | 0 | 0 | 0 | 0 | 0 | 0 | 0 | 0 | 0 | 0 | 0 | 0 | 0 | 0 | 0 | 0 | 0 | 0 | 0 | 0 | 0 | 0 | 0 | 0 | 0 | 0 | 0 | 0 | 0 | 0 | 0 | 0 | 0 | 0 | 0 | 0 | 0 | 0 | 0 | 0 | 0 | 0 | 0 | 0 | 0 | 0 | 0 | 0 | 0 | 0 | 0 | 0 | 0 | 0 | 0 | 0 | 0 | 0 | 0 | 0 | 0 | 0 | 0 | 0 | 0 | 0 | 0 | 0 | 0 | 0 | 0 | 0 | 0 | 0 | 0 | 0 | 0 | 0 | 0 | 0 | 0 | 0 | 0 | 0 | 0 | 0 | 0 | 0 | 0 | 0 | 0 | 0 | 0 | 0 | 0 | 0 | 0 | 0 | 0 | 0 | 0 | 0 | 0 | 0 | 0 | 0 | 0 | 0 | 0 | 0 | 0 | 0 | 0 | 0 | 0 | 0 | 0 | 0 | 0 | 0 | 0 | 0 | 0 | 0 | 0 | 0 | 0 | 0 | 0 | 0 | 0 | 0 | 0 | 0 | 0 | 0 | 0 | 0 | 0 | 0 | 0 | 0 | 0 | 0 | 0 | 0 | 0 | 0 | 0 | 0 | 0 | 0 | 0 | 0 | 0 | 0 | 0 | 0 | 0 | 0 | 0 | 0 | 0 | 0 | 0 | 0 | 0 | 0 | 0 | 0 | 0 | 0 | 0 | 0 | 0 | 0 | 0 | 0 | 0 | 0 | 0 | 0 | 0 | 0 | 0 | 0 | 0 | 0 | 0 | 0 | 0 | 0 | 0 | 0 | 0 | 0 | 0 | 0 | 0 | 0 | 0 | 0 | 0 | 0 | 0 | 0 | 0 | 0 | 0 | 0 | 0 | 0 | 0 | 0 | 0 | 0 | 0 | 0 | 0 | 0 | 0 | 0 | 0 | 0 | 0 | 0 | 0 | 0 | 0 | 0 | 0 | 0 | 0 | 0 | 0 | 0 | 0 | 0 | 0 | 0 | 0 | 0 | 0 | 0 | 0 | 0 | 0 | 0 | 0 | 0 | 0 | 0 | 0 | 0 | 0 | 0 | 0 | 0 | 0 | 0 | 0 | 0 | 0 | 0 | 0 | 0 | 0 | 0 | 0 | 0 | 0 | 0 | 0 | 0 | 0 | 0 | 0 | 0 | 0 | 0 | 0 | 0 | 0 | 0 | 0 | 0 | 0 | 0 | 0 | 0 | 0 | 0 | 0 | 0 | 0 | 0 | 0 | 0 | 0 | 0 | 0 | 0 | 0 | 0 | 0 | 0 | 0 | 0 | 0 | 0 | 0 | 0 | 0 | 0 | 0 | 0 | 0 | 0 | 0 | 0 | 0 | 0 | 0 | 0 | 0 | 0 | 0 | 0 | 0 | 0 | 0 | 0 | 0 | 0 | 0 | 0 | 0 | 0 | 0 | 0 | 0 | 0 | 0 | 0 | 0 | 0 | 0 | 0 | 0 | 0 | 0 | 0 | 0 | 0 | 0 | 0 | 0 | 0 | 0 | 0 | 0 | 0 | 0 | 0 | 0 | 0 | 0 | 0 | 0 | 0 | 0 | 0 | 0 | 0 | 0 | 0 | 0 | 0 | 0 | 0 | 0 | 0 | 0 | 0 | 0 | 0 | 0 | 0 | 0 | 0 | 0 | 0 | 0 | 0 | 0 | 0 | 0 | 0 | 0 | 0 | 0 | 0 | 0 | 0 | 0 | 0 | 0 | 0 | 0 | 0 | 0 | 0 | 0 | 0 | 0 | 0 | 0 | 0 | 0 | 0 | 0 | 0 | 0 | 0 | 0 | 0 | 0 | 0 | 0 | 0 | 0 | 0 | 0 | 0 | 0 | 0 | 0 | 0 | 0 | 0 | 0 | 0 | 0 | 0 | 0 | 0 | 0 | 0 | 0 | 0 | 0 | 0 | 0 | 0 | 0 | 0 | 0 | 0 | 0 | 0 | 0 | 0 | 0 | 0 | 0 | 0 | 0 | 0 | 0 | 0 | 0 | 0 | 0 | 0 | 0 | 0 | 0 | 0 | 0 | 0 | 0 | 0 | 0 | 0 | 0 | 0 | 0 | 0 | 0 | 0 | 0 | 0 | 0 | 0 | 0 | 0 | 0 | 0 | 0 | 0 | 0 | 0 | 0 | 0 | 0 | 0 | 0 | 0 | 0 | 0 | 0 | 0 | 0 | 0 | 0 | 0 | 0 | 0 | 0 | 0 | 0 | 0 | 0 | 0 | 0 | 0 | 0 | 0 | 0 | 0 | 0 | 0 | 0 | 0 | 0 | 0 | 0 | 0 | 0 | 0 | 0 | 0 | 0 | 0 | 0 | 0 | 0 | 0 | 0 | 0 | 0 | 0 | 0 | 0 | 0 | 0 | 0 | 0 | 0 | 0 | 0 | 0 | 0 | 0 | 0 | 0 | 0 | 0 | 0 | 0 | 0 | 0 | 0 | 0 | 0 | 0 | 0 | 0 | 0 | 0 | 0 | 0 | 0 | 0 | 0 | 0 | 0 | 0 | 0 | 0 | 0 | 0 | 0 | 0 | 0 | 0 | 0 | 0 | 0 | 0 | 0 | 0 | 0 | 0 | 0 | 0 | 0 | 0 | 0 | 0 | 0 | 0 | 0 | 0 | 0 | 0 | 0 | 0 | 0 | 0 | 0 | 0 | 0 | 0 | 0 | 0 | 0 | 0 | 0 | 0 | 0 | 0 | 0 | 0 | 0 | 0 | 0 | 0 | 0 | 0 | 0 | 0 | 0 | 0 | 0 | 0 | 0 | 0 | 0 | 0 | 0 | 0 | 0 | 0 | 0 | 0 | 0 | 0 | 0 | 0 | 0 | 0 | 0 | 0 | 0 | 0 | 0 | 0 | 0 | 0 | 0 | 0 | 0 | 0 | 0 | 0 | 0 | 0 | 0 | 0 | 0 | 0 | 0 | 0 | 0 | 0 | 0 | 0 | 0 | 0 | 0 | 0 | 0 | 0 | 0 | 0 | 0 | 0 | 0 | 0 | 0 | 0 | 0 | 0 | 0 | 0 | 0 | 0 | 0 | 0 | 0 | 0 | 0 | 0 | 0 | 0 | 0 | 0 | 0 | 0 | 0 | 0 | 0 | 0 | 0 | 0 | 0 | 0 | 0 | 0 | 0 | 0 | 0 | 0 | 0 | 0 | 0 | 0 | 0 | 0 | 0 | 0 | 0 | 0 | 0 | 0 | 0 | 0 | 0 | 0 | 0 | 0 | 0 | 0 | 0 | 0 | 0 | 0 | 0 | 0 | 0 | 0 | 0 | 0 | 0 | 0 | 0 | 0 | 0 | 0 | 0 | 0 | 0 | 0 | 0 | 0 | 0 | 0 | 0 | 0 | 0 | 0 | 0 | 0 | 0 | 0 | 0 | 0 | 0 | 0 | 0 | 0 | 0 | 0 | 0 | 0 | 0 | 0 | 0 | 0 | 0 | 0 | 0 | 0 | 0 | 0 | 0 | 0 | 0 | 0 | 0 | 0 | 0 | 0 | 0 | 0 | 0 | 0 | 0 | 0 | 0 | 0 | 0 | 0 | 0 | 0 | 0 | 0 | 0 | 0 | 0 | 0 | 0 | 0 | 0 | 0 | 0 | 0 | 0 | 0 | 0 | 0 | 0 | 0 | 0 | 0 | 0 | 0 | 0 | 0 | 0 | 0 | 0 | 0 | 0 | 0 | 0 | 0 | 0 | 0 | 0 | 0 | 0 | 0 | 0 | 0 | 0 | 0 | 0 | 0 | 0 | 0 | 0 | 0 | 0 | 0 | 0 | 0 | 0 | 0 | 0 | 0 | 0 | 0 | 0 | 0 | 0 | 0 | 0 | 0 | 0 | 0 | 0 | 0 | 0 | 0 | 0 | 0 | 0 | 0 | 0 | 0 | 0 | 0 | 0 | 0 | 0 | 0 | 0 | 0 | 0 | 0 | 0 | 0 | 0 | 0 | 0 | 0 | 0 | 0 | 0 | 0 | 0 | 0 | 0 | 0 | 0 | 0 | 0 | 0 | 0 | 0 | 0 | 0 | 0 | 0 | 0 | 0 | 0 | 0 | 0 | 0 | 0 | 0 | 0 | 0 | 0 | 0 | 0 | 0 | 0 | 0 | 0 | 0 | 0 | 0 | 0 | 0 | 0 | 0 | 0 | 0 | 0 | 0 | 0 | 0 | 0 | 0 | 0 | 0 | 0 | 0 | 0 | 0 | 0 | 0 | 0 | 0 | 0 | 0 | 0 | 0 | 0 | 0 | 0 | 0 | 0 | 0 | 0 | 0 | 0 | 0 | 0 | 0 | 0 | 0 | 0 | 0 | 0 | 0 | 0 | 0 | 0 | 0 | 0 | 0 | 0 | 0 | 0 | 0 | 0 | 0 | 0 | 0 | 0 | 0 | 0 | 0 | 0 | 0 | 0 | 0 | 0 | 0 | 0 | 0 | 0 | 0 | 0 | 0 | 0 | 0 | 0 | 0 | 0 | 0 | 0 | 0 | 0 | 0 | 0 | 0 | 0 | 0 | 0 | 0 | 0 | 0 | 0 | 0 | 0 | 0 | 0 | 0 | 0 | 0 | 0 | 0 | 0 | 0 | 0 | 0 | 0 | 0 | 0 | 0 | 0 | 0 | 0 | 0 | 0 | 0 | 0 | 0 | 0 | 0 | 0 | 0 | 0 | 0 | 0 | 0 | 0 | 0 | 0 | 0 | 0 | 0 | 0 | 0 | 0 | 0 | 0 | 0 | 0 | 0 | 0 | 0 | 0 | 0 | 0 | 0 | 0 | 0 | 0 | 0 | 0 | 0 | 0 | 0 | 0 | 0 | 0 | 0 | 0 | 0 | 0 | 0 | 0 | 0 | 0 | 0 | 0 | 0 | 0 | 0 | 0 | 0 | 0 | 0 | 0 | 0 | 0 | 0 | 0 | 0 | 0 | 0 | 0 | 0 | 0 | 0 | 0 | 0 | 0 | 0 | 0 | 0 | 0 | 0 | 0 | 0 | 0 | 0 | 0 | 0 | 0 | 0 | 0 | 0 | 0 | 0 | 0 | 0 | 0 | 0 | 0 | 0 | 0 | 0 | 0 | 0 | 0 | 0 | 0 | 0 | 0 | 0 | 0 | 0 | 0 | 0 | 0 | 0 | 0 | 0 | 0 | 0 | 0 | 0 | 0 | 0 | 0 | 0 | 0 | 0 | 0 | 0 | 0 | 0 | 0 | 0 | 0 | 0 | 0 | 0 | 0 | 0 | 0 | 0 | 0 | 0 | 0 | 0 | 0 | 0 | 0 | 0 | 0 | 0 | 0 | 0 | 0 | 0 | 0 | 0 | 0 | 0 | 0 | 0 | 0 | 0 | 0 | 0 | 0 | 0 | 0 | 0 | 0 | 0 | 0 | 0 | 0 | 0 | 0 | 0 | 0 | 0 | 0 | 0 | 0 | 0 | 0 | 0 | 0 | 0 | 0 | 0 | 0 | 0 | 0 | 0 | 0 | 0 | 0 | 0 | 0 | 0 | 0 | 0 | 0 | 0 | 0 | 0 | 0 | 0 | 0 | 0 | 0 | 0 | 0 | 0 | 0 | 0 | 0 | 0 | 0 | 0 | 0 | 0 | 0 | 0 | 0 | 0 | 0 | 0 | 0 | 0 | 0 | 0 | 0 | 0 | 0 | 0 | 0 | 0 | 0 | 0 | 0 | 0 | 0 | 0 | 0 | 0 | 0 | 0 | 0 | 0 | 0 | 0 | 0 | 0 | 0 | 0 | 0 | 0 | 0 | 0 | 0 | 0 | 0 | 0 | 0 | 0 | 0 | 0 | 0 | 0 | 0 | 0 | 0 | 0 | 0 | 0 | 0 | 0 | 0 | 0 | 0 | 0 | 0 | 0 | 0 | 0 | 0 | 0 | 0 | 0 | 0 | 0 | 0 | 0 | 0 | 0 | 0 | 0 | 0 | 0 | 0 | 0 | 0 | 0 | 0 | 0 | 0 | 0 | 0 | 0 | 0 | 0 | 0 | 0 | 0 | 0 | 0 | 0 | 0 | 0 | 0 | 0 | 0 | 0 | 0 | 0 | 0 | 0 | 0 | 0 | 0 | 0 | 0 | 0 | 0 | 0 | 0 | 0 | 0 | 0 | 0 | 0 | 0 | 0 | 0 | 0 | 0 | 0 | 0 | 0 | 0 | 0 | 0 | 0 | 0 | 0 | 0 | 0 | 0 | 0 | 0 | 0 | 0 | 0 | 0 | 0 | 0 | 0 | 0 | 0 | 0 | 0 | 0 | 0 | 0 | 0 | 0 | 0 | 0 | 0 | 0 | 0 | 0 | 0 | 0 | 0 | 0 | 0 | 0 | 0 | 0 | 0 | 0 | 0 | 0 | 0 | 0 | 0 | 0 | 0 | 0 | 0 | 0 | 0 | 0 | 0 | 0 | 0 | 0 | 0 | 0 | 0 | 0 | 0 | 0 | 0 | 0 | 0 | 0 | 0 | 0 | 0 | 0 | 0 | 0 | 0 | 0 | 0 | 0 | 0 | 0 | 0 | 0 | 0 | 0 | 0 | 0 | 0 | 0 | 0 | 0 | 0 | 0 | 0 | 0 | 0 | 0 | 0 | 0 | 0 | 0 | 0 | 0 | 0 | 0 | 0 | 0 | 0 | 0 | 0 | 0 | 0 | 0 | 0 | 0 | 0 | 0 | 0 | 0 | 0 | 0 | 0 | 0 | 0 | 0 | 0 | 0 | 0 | 0 | 0 | 0 | 0 | 0 | 0 | 0 | 0 | 0 | 0 | 0 | 0 | 0 | 0 | 0 | 0 | 0 | 0 | 0 | 0 | 0 | 0 | 0 | 0 | 0 | 0 | 0 | 0 | 0 | 0 | 0 | 0 | 0 | 0 | 0 | 0 | 0 | 0 | 0 | 0 | 0 | 0 | 0 | 0 | 0 | 0 | 0 | 0 | 0 | 0 | 0 | 0 | 0 | 0 | 0 | 0 | 0 | 0 | 0 | 0 | 0 | 0 | 0 | 0 | 0 | 0 | 0 | 0 | 0 | 0 | 0 | 0 | 0 | 0 | 0 | 0 | 0 | 0 | 0 | 0 | 0 | 0 | 0 | 0 | 0 | 0 | 0 | 0 | 0 | 0 | 0 | 0 | 0 | 0 | 0 | 0 | 0 | 0 | 0 | 0 | 0 | 0 | 0 | 0 | 0 | 0 | 0 | 0 | 0 | 0 | 0 | 0 | 0 | 0 | 0 | 0 | 0 | 0 | 0 | 0 | 0 | 0 | 0 | 0 | 0 | 0 | 0 | 0 | 0 | 0 | 0 | 0 | 0 | 0 | 0 | 0 | 0 | 0 | 0 | 0 | 0 | 0 | 0 | 0 | 0 | 0 | 0 | 0 | 0 | 0 | 0 | 0 | 0 | 0 | 0 | 0 | 0 | 0 | 0 | 0 | 0 | 0 | 0 | 0 | 0 | 0 | 0 | 0 | 0 | 0 | 0 | 0 | 0 | 0 | 0 | 0 | 0 | 0 | 0 | 0 | 0 | 0 | 0 | 0 | 0 | 0 | 0 | 0 | 0 | 0 | 0 | 0 | 0 | 0 | 0 | 0 | 0 | 0 | 0 | 0 | 0 | 0 | 0 | 0 | 0 | 0 | 0 | 0 | 0 | 0 | 0 | 0 | 0 | 0 | 0 | 0 | 0 | 0 | 0 | 0 | 0 | 0 | 0 | 0 | 0 | 0 | 0 | 0 | 0 | 0 | 0 | 0 | 0 | 0 | 0 | 0 | 0 | 0 | 0 | 0 | 0 | 0 | 0 | 0 | 0 | 0 | 0 | 0 | 0 | 0 | 0 | 0 | 0 | 0 | 0 | 0 | 0 | 0 | 0 | 0 | 0 | 0 | 0 | 0 | 0 | 0 | 0 | 0 | 0 | 0 | 0 | 0 | 0 | 0 | 0 | 0 | 0 | 0 | 0 | 0 | 0 | 0 | 0 | 0 | 0 | 0 | 0 | 0 | 0 | 0 | 0 | 0 | 0 | 0 | 0 | 0 | 0 | 0 | 0 | 0 | 0 | 0 | 0 | 0 | 0 | 0 | 0 | 0 | 0 | 0 | 0 | 0 | 0 | 0 | 0 | 0 | 0 | 0 | 0 | 0 | 0 | 0 | 0 | 0 | 0 | 0 | 0 | 0 | 0 | 0 | 0 | 0 | 0 | 0 | 0 | 0 | 0 | 0 | 0 | 0 | 0 | 0 | 0 | 0 | 0 | 0 | 0 | 0 | 0 | 0 | 0 | 0 | 0 | 0 | 0 | 0 | 0 | 0 | 0 | 0 | 0 | 0 | 0 | 0 | 0 | 0 | 0 | 0 | 0 | 0 | 0 | 0 | 0 | 0 | 0 | 0 | 0 | 0 | 0 | 0 | 0 | 0 | 0 | 0 | 0 | 0 | 0 | 0 | 0 | 0 | 0 | 0 | 0 | 0 | 0 | 0 | 0 | 0 | 0 | 0 | 0 | 0 | 0 | 0 | 0 | 0 | 0 | 0 | 0 | 0 | 0 | 0 | 0 | 0 | 0 | 0 | 0 | 0 | 0 | 0 | 0 | 0 | 0 | 0 | 0 | 0 | 0 | 0 | 0 | 0 | 0 | 0 | 0 | 0 | 0 | 0 | 0 | 0 | 0 | 0 | 0 | 0 | 0 | 0 | 0 | 0 | 0 | 0 | 0 | 0 | 0 | 0 | 0 | 0 | 0 | 0 | 0 | 0 | 0 | 0 | 0 | 0 | 0 | 0 | 0 | 0 | 0 | 0 | 0 | 0 | 0 | 0 | 0 | 0 | 0 | 0 | 0 | 0 | 0 | 0 | 0 | 0 | 0 | 0 | 0 | 0 | 0 | 0 | 0 | 0 | 0 | 0 | 0 | 0 | 0 | 0 | 0 | 0 | 0 | 0 | 0 | 0 | 0 | 0 | 0 | 0 | 0 | 0 | 0 | 0 | 0 | 0 | 0 | 0 | 0 | 0 | 0 | 0 | 0 | 0 | 0 | 0 | 0 | 0 | 0 | 0 | 0 | 0 | 0 | 0 | 0 | 0 | 0 | 0 | 0 | 0 | 0 | 0 | 0 | 0 | 0 | 0 | 0 | 0 | 0 | 0 | 0 | 0 | 0 | 0 | 0 | 0 | 0 | 0 | 0 | 0 | 0 | 0 | 0 | 0 | 0 | 0 | 0 | 0 | 0 | 0 | 0 | 0 | 0 | 0 | 0 | 0 | 0 | 0 | 0 | 0 | 0 | 0 | 0 | 0 | 0 | 0 | 0 | 0 | 0 | 0 | 0 | 0 | 0 | 0 | 0 | 0 | 0 | 0 | 0 | 0 | 0 | 0 | 0 | 0 | 0 | 0 | 0 | 0 | 0 | 0 | 0 | 0 | 0 | 0 | 0 | 0 | 0 | 0 | 0 | 0 | 0 | 0 | 0 | 0 | 0 | 0 | 0 | 0 | 0 | 0 | 0 | 0 | 0 | 0 | 0 | 0 | 0 | 0 | 0 | 0 | 0 | 0 | 0 | 0 | 0 | 0 | 0 | 0 | 0 | 0 | 0 | 0 | 0 | 0 | 0 | 0 | 0 | 0 | 0 | 0 | 0 | 0 | 0 | 0 | 0 | 0 | 0 | 0 | 0 | 0 | 0 | 0 | 0 | 0 | 0 | 0 | 0 | 0 | 0 | 0 | 0 | 0 | 0 | 0 | 0 | 0 | 0 | 0 | 0 | 0 | 0 | 0 | 0 | 0 | 0 | 0 | 0 | 0 | 0 | 0 | 0 | 0 | 0 | 0 | 0 | 0 | 0 | 0 | 0 | 0 | 0 | 0 | 0 | 0 | 0 | 0 | 0 | 0 | 0 | 0 | 0 | 0 | 0 | 0 | 0 | 0 | 0 | 0 | 0 | 0 | 0 | 0 | 0 | 0 | 0 | 0 | 0 | 0 | 0 | 0 | 0 | 0 | 0 | 0 | 0 | 0 | 0 | 0 | 0 | 0 | 0 | 0 | 0 | 0 | 0 | 0 | 0 | 0 | 0 | 0 | 0 | 0 | 0 | 0 | 0 | 0 | 0 | 0 | 0 | 0 | 0 | 0 | 0 | 0 | 0 | 0 | 0 | 0 | 0 | 0 | 0 | 0 | 0 | 0 | 0 | 0 | 0 | 0 | 0 | 0 | 0 | 0 | 0 | 0 | 0 | 0 | 0 | 0 | 0 | 0 | 0 | 0 | 0 | 0 | 0 | 0 | 0 | 0 | 0 | 0 | 0 | 0 | 0 | 0 | 0 | 0 | 0 | 0 | 0 | 0 | 0 | 0 | 0 | 0 | 0 | 0 | 0 | 0 | 0 | 0 | 0 | 0 | 0 | 0 | 0 | 0 | 0 | 0 | 0 | 0 | 0 | 0 | 0 | 0 | 0 | 0 | 0 | 0 | 0 | 0 | 0 | 0 | 0 | 0 | 0 | 0 | 0 | 0 | 0 | 0 | 0 | 0 | 0 | 0 | 0 | 0 | 0 | 0 | 0 | 0 | 0 | 0 | 0 | 0 | 0 | 0 | 0 | 0 | 0 | 0 | 0 | 0 | 0 | 0 | 0 | 0 | 0 | 0 | 0 | 0 | 0 | 0 | 0 | 0 | 0 | 0 | 0 | 0 | 0 | 0 | 0 | 0 | 0 | 0 | 0 | 0 | 0 | 0 | 0 | 0 | 0 | 0 | 0 | 0 | 0 | 0 | 0 | 0 | 0 | 0 | 0 | 0 | 0 | 0 | 0 | 0 | 0 | 0 | 0 | 0 | 0 | 0 | 0 | 0 | 0 | 0 | 0 | 0 | 0 | 0 | 0 | 0 | 0 | 0 | 0 | 0 | 0 | 0 | 0 | 0 | 0 | 0 | 0 | 0 | 0 | 0 | 0 | 0 | 0 | 0 | 0 | 0 | 0 | 0 | 0 | 0 | 0 | 0 | 0 | 0 | 0 | 0 | 0 | 0 | 0 | 0 | 0 | 0 | 0 | 0 | 0 | 0 | 0 | 0 | 0 | 0 | 0 | 0 | 0 | 0 | 0 | 0 | 0 | 0 | 0 | 0 | 0 | 0 | 0 | 0 | 0 | 0 | 0 | 0 | 0 | 0 | 0 | 0 | 0 | 0 | 0 | 0 | 0 | 0 | 0 | 0 | 0 | 0 | 0 | 0 | 0 | 0 | 0 | 0 | 0 | 0 | 0 | 0 | 0 | 0 | 0 | 0 | 0 | 0 | 0 | 0 | 0 | 0 | 0 | 0 | 0 | 0 | 0 | 0 | 0 | 0 | 0 | 0 | 0 | 0 | 0 | 0 | 0 | 0 | 0 | 0 | 0 | 0 | 0 | 0 | 0 | 0 | 0 | 0 | 0 | 0 | 0 | 0 | 0 | 0 | 0 | 0 | 0 | 0 | 0 | 0 | 0 | 0 | 0 | 0 | 0 | 0 | 0 | 0 | 0 | 0 | 0 | 0 | 0 | 0 | 0 | 0 | 0 | 0 | 0 | 0 | 0 | 0 | 0 | 0 | 0 | 0 | 0 | 0 | 0 | 0 | 0 | 0 | 0 | 0 | 0 | 0 | 0 | 0 | 0 | 0 | 0 | 0 | 0 | 0 | 0 | 0 | 0 | 0 | 0 | 0 | 0 | 0 | 0 | 0 | 0 | 0 | 0 | 0 | 0 | 0 | 0 | 0 | 0 | 0 | 0 | 0 | 0 | 0 | 0 | 0 | 0 | 0 | 0 | 0 | 0 | 0 | 0 | 0 | 0 | 0 | 0 | 0 | 0 | 0 | 0 | 0 | 0 | 0 | 0 | 0 | 0 | 0 | 0 | 0 | 0 | 0 | 0 | 0 | 0 | 0 | 0 | 0 | 0 | 0 | 0 | 0 | 0 | 0 | 0 | 0 | 0 | 0 | 0 | 0 | 0 | 0 | 0 | 0 | 0 | 0 | 0 | 0 | 0 | 0 | 0 | 0 | 0 | 0 | 0 | 0 | 0 | 0 | 0 | 0 | 0 | 0 | 0 | 0 | 0 | 0 | 0 | 0 | 0 | 0 | 0 | 0 | 0 | 0 | 0 | 0 | 0 | 0 | 0 | 0 | 0 | 0 | 0 | 0 | 0 | 0 | 0 | 0 | 0 | 0 | 0 | 0 | 0 | 0 | 0 | 0 | 0 | 0 | 0 | 0 | 0 | 0 | 0 | 0 | 0 | 0 | 0 | 0 | 0 | 0 | 0 | 0 | 0 | 0 | 0 | 0 | 0 | 0 | 0 | 0 | 0 | 0 | 0 | 0 | 0 | 0 | 0 | 0 | 0 | 0 | 0 | 0 | 0 | 0 | 0 | 0 | 0 | 0 | 0 | 0 | 0 | 0 | 0 | 0 | 0 | 0 | 0 | 0 | 0 | 0 | 0 | 0 | 0 | 0 | 0 | 0 | 0 | 0 | 0 | 0 | 0 | 0 | 0 | 0 | 0 | 0 | 0 | 0 | 0 | 0 | 0 | 0 | 0 | 0 | 0 | 0 | 0 | 0 | 0 | 0 | 0 | 0 | 0 | 0 | 0 | 0 | 0 | 0 | 0 | 0 | 0 | 0 | 0 | 0 | 0 | 0 | 0 | 0 | 0 | 0 | 0 | 0 | 0 | 0 | 0 | 0 | 0 | 0 | 0 | 0 | 0 | 0 | 0 | 0 | 0 | 0 | 0 | 0 | 0 | 0 | 0 | 0 | 0 | 0 | 0 | 0 | 0 | 0 | 0 | 0 | 0 | 0 | 0 | 0 | 0 | 0 | 0 | 0 | 0 | 0 | 0 | 0 | 0 | 0 | 0 | 0 | 0 | 0 | 0 | 0 | 0 | 0 | 0 | 0 | 0 | 0 | 0 | 0 | 0 | 0 | 0 | 0 | 0 | 0 | 0 | 0 | 0 | 0 | 0 | 0 | 0 | 0 | 0 | 0 | 0 | 0 | 0 | 0 | 0 | 0 | 0 | 0 | 0 | 0 | 0 | 0 | 0 | 0 | 0 | 0 | 0 | 0 | 0 | 0 | 0 | 0 | 0 | 0 | 0 | 0 | 0 | 0 | 0 | 0 | 0 | 0 | 0 | 0 | 0 | 0 | 0 | 0 | 0 | 0 | 0 | 0 | 0 | 0 | 0 | 0 | 0 | 0 | 0 | 0 | 0 | 0 | 0 | 0 | 0 | 0 | 0 | 0 | 0 | 0 | 0 | 0 | 0 | 0 | 0 | 0 | 0 | 0 | 0 | 0 | 0 | 0 | 0 | 0 | 0 | 0 | 0 | 0 | 0 | 0 | 0 | 0 | 0 | 0 | 0 | 0 | 0 | 0 | 0 | 0 | 0 | 0 | 0 | 0 | 0 | 0 | 0 | 0 | 0 | 0 | 0 | 0 | 0 | 0 | 0 | 0 | 0 | 0 | 0 | 0 | 0 | 0 | 0 | 0 | 0 | 0 | 0 | 0 | 0 | 0 | 0 | 0 | 0 | 0 | 0 | 0 | 0 | 0 | 0 | 0 | 0 | 0 | 0 | 0 | 0 | 0 | 0 | 0 | 0 | 0 | 0 | 0 | 0 | 0 | 0 | 0 | 0 | 0 | 0 | 0 | 0 | 0 | 0 | 0 | 0 | 0 | 0 | 0 | 0 | 0 | 0 | 0 | 0 | 0 | 0 | 0 | 0 | 0 | 0 | 0 | 0 | 0 | 0 | 0 | 0 | 0 | 0 | 0 | 0 | 0 | 0 | 0 | 0 | 0 | 0 | 0 | 0 | 0 | 0 | 0 | 0 | 0 | 0 | 0 | 0 | 0 | 0 | 0 | 0 | 0 | 0 | 0 | 0 | 0 | 0 | 0 | 0 | 0 | 0 | 0 | 0 | 0 | 0 | 0 | 0 | 0 | 0 | 0 | 0 | 0 | 0 | 0 | 0 | 0 | 0 | 0 | 0 | 0 | 0 | 0 | 0 | 0 | 0 | 0 | 0 | 0 | 0 | 0 | 0 | 0 | 0 | 0 | 0 | 0 | 0 | 0 | 0 | 0 | 0 | 0 | 0 | 0 | 0 | 0 | 0 | 0 | 0 | 0 | 0 | 0 | 0 | 0 | 0 | 0 | 0 | 0 | 0 | 0 | 0 | 0 | 0 | 0 | 0 | 0 | 0 | 0 | 0 | 0 | 0 | 0 | 0 | 0 | 0 | 0 | 0 | 0 | 0 | 0 | 0 | 0 | 0 | 0 | 0 | 0 | 0 | 0 | 0 | 0 | 0 | 0 | 0 | 0 | 0 | 0 | 0 | 0 | 0 | 0 | 0 | 0 | 0 | 0 | 0 | 0 | 0 | 0 | 0 | 0 | 0 | 0 | 0 | 0 | 0 | 0 | 0 | 0 | 0 | 0 | 0 | 0 | 0 | 0 | 0 | 0 | 0 | 0 | 0 | 0 | 0 | 0 | 0 | 0 | 0 | 0 | 0 | 0 | 0 | 0 | 0 | 0 | 0 | 0 | 0 | 0 | 0 | 0 | 0 | 0 | 0 | 0 | 0 | 0 | 0 | 0 | 0 | 0 | 0 | 0 | 0 | 0 | 0 | 0 | 0 | 0 | 0 | 0 | 0 | 0 | 0 | 0 | 0 | 0 | 0 | 0 | 0 | 0 | 0 | 0 | 0 | 0 | 0 | 0 | 0 | 0 | 0 | 0 | 0 | 0 | 0 | 0 | 0 | 0 | 0 | 0 | 0 | 0 | 0 | 0 | 0 | 0 | 0 | 0 | 0 | 0 | 0 | 0 | 0 | 0 | 0 | 0 | 0 | 0 | 0 | 0 | 0 | 0 | 0 | 0 | 0 | 0 | 0 | 0 | 0 | 0 | 0 | 0 | 0 | 0 | 0 | 0 | 0 | 0 | 0 | 0 | 0 | 0 | 0 | 0 | 0 | 0 | 0 | 0 | 0 | 0 | 0 | 0 | 0 | 0 | 0 | 0 | 0 | 0 | 0 | 0 | 0 | 0 | 0 | 0 | 0 | 0 | 0 | 0 | 0 | 0 | 0 | 0 | 0 | 0 | 0 | 0 | 0 | 0 | 0 | 0 | 0 | 0 | 0 | 0 | 0 | 0 | 0 | 0 | 0 | 0 | 0 | 0 | 0 | 0 | 0 | 0 | 0 | 0 | 0 | 0 | 0 | 0 | 0 | 0 | 0 | 0 | 0 | 0 | 0 | 0 | 0 | 0 | 0 | 0 | 0 | 0 | 0 | 0 | 0 | 0 | 0 | 0 | 0 | 0 | 0 | 0 | 0 | 0 | 0 | 0 | 0 | 0 | 0 | 0 | 0 | 0 | 0 | 0 | 0 | 0 | 0 | 0 | 0 | 0 | 0 | 0 | 0 | 0 | 0 | 0 | 0 | 0 | 0 | 0 | 0 | 0 | 0 | 0 | 0 | 0 | 0 | 0 | 0 | 0 | 0 | 0 | 0 | 0 | 0 | 0 | 0 | 0 | 0 | 0 | 0 | 0 | 0 | 0 | 0 | 0 | 0 | 0 | 0 | 0 | 0 | 0 | 0 | 0 | 0 | 0 | 0 | 0 | 0 | 0 | 0 | 0 | 0 | 0 | 0 | 0 | 0 | 0 | 0 | 0 | 0 | 0 | 0 | 0 | 0 | 0 | 0 | 0 | 0 | 0 | 0 | 0 | 0 | 0 | 0 | 0 | 0 | 0 | 0 | 0 | 0 | 0 | 0 | 0 | 0 | 0 | 0 | 0 | 0 | 0 | 0 | 0 | 0 | 0 | 0 | 0 | 0 | 0 | 0 | 0 | 0 | 0 | 0 | 0 | 0 | 0 | 0 | 0 | 0 | 0 | 0 | 0 | 0 | 0 | 0 | 0 | 0 | 0 | 0 | 0 | 0 | 0 | 0 | 0 | 0 | 0 | 0 | 0 | 0 | 0 | 0 | 0 | 0 | 0 | 0 | 0 | 0 | 0 | 0 | 0 | 0 | 0 | 0 | 0 | 0 | 0 | 0 | 0 | 0 | 0 | 0 | 0 | 0 | 0 | 0 | 0 | 0 | 0 | 0 | 0 | 0 | 0 | 0 | 0 | 0 | 0 | 0 | 0 | 0 | 0 | 0 | 0 | 0 | 0 | 0 | 0 | 0 | 0 | 0 | 0 | 0 | 0 | 0 | 0 | 0 | 0 | 0 | 0 | 0 | 0 | 0 | 0 | 0 | 0 | 0 | 0 | 0 | 0 | 0 | 0 | 0 | 0 | 0 | 0 | 0 | 0 | 0 | 0 | 0 | 0 | 0 | 0 | 0 | 0 | 0 | 0 | 0 | 0 | 0 | 0 | 0 | 0 | 0 | 0 | 0 | 0 | 0 | 0 | 0 | 0 | 0 | 0 | 0 | 0 | 0 | 0 | 0 | 0 | 0 | 0 | 0 | 0 | 0 | 0 | 0 | 0 | 0 | 0 | 0 | 0 | 0 | 0 | 0 | 0 | 0 | 0 | 0 | 0 | 0 | 0 | 0 | 0 | 0 | 0 | 0 | 0 | 0 | 0 | 0 | 0 | 0 | 0 | 0 | 0 | 0 | 0 | 0 | 0 | 0 | 0 | 0 | 0 | 0 | 0 | 0 | 0 | 0 | 0 | 0 | 0 | 0 | 0 | 0 | 0 | 0 | 0 | 0 | 0 | 0 | 0 | 0 | 0 | 0 | 0 | 0 | 0 | 0 | 0 | 0 | 0 | 0 | 0 | 0 | 0 | 0 | 0 | 0 | 0 | 0 | 0 | 0 | 0 | 0 | 0 | 0 | 0 | 0 | 0 | 0 | 0 | 0 | 0 | 0 | 0 | 0 | 0 | 0 | 0 | 0 | 0 | 0 | 0 | 0 | 0 | 0 | 0 | 0 | 0 | 0 | 0 | 0 | 0 | 0 | 0 | 0 | 0 | 0 | 0 | 0 | 0 | 0 | 0 | 0 | 0 | 0 | 0 | 0 | 0 | 0 | 0 | 0 | 0 | 0 | 0 | 0 | 0 | 0 | 0 | 0 | 0 | 0 | 0 | 0 | 0 | 0 | 0 | 0 | 0 | 0 | 0 | 0 | 0 | 0 | 0 | 0 | 0 | 0 | 0 | 0 | 0 | 0 | 0 | 0 | 0 | 0 | 0 | 0 | 0 | 0 | 0 | 0 | 0 | 0 | 0 | 0 | 0 | 0 | 0 | 0 | 0 | 0 | 0 | 0 | 0 | 0 | 0 | 0 | 0 | 0 | 0 | 0 | 0 | 0 | 0 | 0 | 0 | 0 | 0 | 0 | 0 | 0 | 0 | 0 | 0 | 0 | 0 | 0 | 0 | 0 | 0 | 0 | 0 | 0 | 0 | 0 | 0 | 0 | 0 | 0 | 0 | 0 | 0 | 0 | 0 | 0 | 0 | 0 | 0 | 0 | 0 | 0 | 0 | 0 | 0 | 0 | 0 | 0 | 0 | 0 | 0 | 0 | 0 | 0 | 0 | 0 | 0 | 0 | 0 | 0 | 0 | 0 | 0 | 0 | 0 | 0 | 0 | 0 | 0 | 0 | 0 | 0 | 0 | 0 | 0 | 0 | 0 | 0 | 0 | 0 | 0 | 0 | 0 | 0 | 0 | 0 | 0 | 0 | 0 | 0 | 0 | 0 | 0 | 0 | 0 | 0 | 0 | 0 | 0 | 0 | 0 | 0 | 0 | 0 | 0 | 0 | 0 | 0 | 0 | 0 | 0 | 0 | 0 | 0 | 0 | 0 | 0 | 0 | 0 | 0 | 0 | 0 | 0 | 0 | 0 | 0 | 0 | 0 | 0 | 0 | 0 | 0 | 0 | 0 | 0 | 0 | 0 | 0 | 0 | 0 | 0 | 0 | 0 | 0 | 0 | 0 | 0 | 0 | 0 | 0 | 0 | 0 | 0 | 0 | 0 | 0 | 0 | 0 | 0 | 0 | 0 | 0 | 0 | 0 | 0 | 0 | 0 | 0 | 0 | 0 | 0 | 0 | 0 | 0 | 0 | 0 | 0 | 0 | 0 | 0 | 0 | 0 | 0 | 0 | 0 | 0 | 0 | 0 | 0 | 0 | 0 | 0 | 0 | 0 | 0 | 0 | 0 | 0 | 0 | 0 | 0 | 0 | 0 | 0 | 0 | 0 | 0 | 0 | 0 | 0 | 0 | 0 | 0 | 0 | 0 | 0 | 0 | 0 | 0 | 0 | 0 | 0 | 0 | 0 | 0 | 0 | 0 | 0 | 0 | 0 | 0 | 0 | 0 | 0 | 0 | 0 | 0 | 0 | 0 | 0 | 0 | 0 | 0 | 0 | 0 | 0 | 0 | 0 | 0 | 0 | 0 | 0 | 0 | 0 | 0 | 0 | 0 | 0 | 0 | 0 | 0 | 0 | 0 | 0 | 0 | 0 | 0 | 0 | 0 | 0 | 0 | 0 | 0 | 0 | 0 | 0 | 0 | 0 | 0 | 0 | 0 | 0 | 0 | 0 | 0 | 0 | 0 | 0 | 0 | 0 | 0 | 0 | 0 | 0 | 0 | 0 | 0 | 0 | 0 | 0 | 0 | 0 | 0 | 0 | 0 | 0 | 0 | 0 | 0 | 0 | 0 | 0 | 0 | 0 | 0 | 0 | 0 | 0 | 0 | 0 | 0 | 0 | 0 | 0 | 0 | 0 | 0 | 0 | 0 | 0 | 0 | 0 | 0 | 0 | 0 | 0 | 0 | 0 | 0 | 0 | 0 | 0 | 0 | 0 | 0 | 0 | 0 | 0 | 0 | 0 | 0 | 0 | 0 | 0 | 0 | 0 | 0 | 0 | 0 | 0 | 0 | 0 | 0 | 0 | 0 | 0 | 0 | 0 | 0 | 0 | 0 | 0 | 0 | 0 | 0 | 0 | 0 | 0 | 0 | 0 | 0 | 0 | 0 | 0 | 0 | 0 | 0 | 0 | 0 | 0 | 0 | 0 | 0 | 0 | 0 | 0 | 0 | 0 | 0 | 0 | 0 | 0 | 0 | 0 | 0 | 0 | 0 | 0 | 0 | 0 | 0 | 0 | 0 | 0 | 0 | 0 | 0 | 0 | 0 | 0 | 0 | 0 | 0 | 0 | 0 | 0 | 0 | 0 | 0 | 0 | 0 | 0 | 0 | 0 | 0 | 0 | 0 | 0 | 0 | 0 | 0 | 0 | 0 | 0 | 0 | 0 | 0 | 0 | 0 | 0 | 0 | 0 | 0 | 0 | 0 | 0 | 0 | 0 | 0 | 0 | 0 | 0 | 0 | 0 | 0 | 0 | 0 | 0 | 0 | 0 | 0 | 0 | 0 | 0 | 0 | 0 | 0 | 0 | 0 | 0 | 0 | 0 | 0 | 0 | 0 | 0 | 0 | 0 | 0 | 0 | 0 | 0 | 0 | 0 | 0 | 0 | 0 | 0 | 0 | 0 | 0 | 0 | 0 | 0 | 0 | 0 | 0 | 0 | 0 | 0 | 0 | 0 | 0 | 0 | 0 | 0 | 0 | 0 | 0 | 0 | 0 | 0 | 0 | 0 | 0 | 0 | 0 | 0 | 0 | 0 | 0 | 0 | 0 | 0 | 0 | 0 | 0 | 0 | 0 | 0 | 0 | 0 | 0 | 0 | 0 | 0 | 0 | 0 | 0 | 0 | 0 | 0 | 0 | 0 | 0 | 0 | 0 | 0 | 0 | 0 | 0 | 0 | 0 | 0 | 0 | 0 | 0 | 0 | 0 | 0 | 0 | 0 | 0 | 0 | 0 | 0 | 0 | 0 | 0 | 0 | 0 | 0 | 0 | 0 | 0 | 0 | 0 | 0 | 0 | 0 | 0 | 0 | 0 | 0 | 0 | 0 | 0 | 0 | 0 | 0 | 0 | 0 | 0 | 0 | 0 | 0 | 0 | 0 | 0 | 0 | 0 | 0 | 0 | 0 | 0 | 0 | 0 | 0 | 0 | 0 | 0 | 0 | 0 | 0 | 0 | 0 | 0 | 0 | 0 | 0 | 0 | 0 | 0 | 0 | 0 | 0 | 0 | 0 | 0 | 0 | 0 | 0 | 0 | 0 | 0 | 0 | 0 | 0 | 0 | 0 | 0 | 0 | 0 | 0 | 0 | 0 | 0 | 0 | 0 | 0 | 0 | 0 | 0 | 0 | 0 | 0 | 0 | 0 | 0 | 0 | 0 | 0 | 0 | 0 | 0 | 0 | 0 | 0 | 0 | 0 | 0 | 0 | 0 | 0 | 0 | 0 | 0 | 0 | 0 | 0 | 0 | 0 | 0 | 0 | 0 | 0 | 0 | 0 | 0 | 0 | 0 | 0 | 0 | 0 | 0 | 0 | 0 | 0 | 0 | 0 | 0 | 0 | 0 | 0 | 0 | 0 | 0 | 0 | 0 | 0 | 0 | 0 | 0 | 0 | 0 | 0 | 0 | 0 | 0 | 0 | 0 | 0 | 0 | 0 | 0 | 0 | 0 | 0 | 0 | 0 | 0 | 0 | 0 | 0 | 0 | 0 | 0 | 0 | 0 | 0 | 0 | 0 | 0 | 0 | 0 | 0 | 0 | 0 | 0 | 0 | 0 | 0 | 0 | 0 | 0 | 0 | 0 | 0 | 0 | 0 | 0 | 0 | 0 | 0 | 0 | 0 | 0 | 0 | 0 | 0 | 0 | 0 | 0 | 0 | 0 | 0 | 0 | 0 | 0 | 0 | 0 | 0 | 0 | 0 | 0 | 0 | 0 | 0 | 0 | 0 | 0 | 0 | 0 | 0 | 0 | 0 | 0 | 0 | 0 | 0 | 0 | 0 | 0 | 0 | 0 | 0 | 0 | 0 | 0 | 0 | 0 | 0 | 0 | 0 | 0 | 0 | 0 | 0 | 0 | 0 | 0 | 0 | 0 | 0 | 0 | 0 | 0 | 0 | 0 | 0 | 0 | 0 | 0 | 0 | 0 | 0 | 0 | 0 | 0 | 0 | 0 | 0 | 0 | 0 | 0 | 0 | 0 | 0 | 0 | 0 | 0 | 0 | 0 | 0 | 0 | 0 | 0 | 0 | 0 | 0 | 0 | 0 | 0 | 0 | 0 | 0 | 0 | 0 | 0 | 0 | 0 | 0 | 0 | 0 | 0 | 0 | 0 | 0 | 0 | 0 | 0 | 0 | 0 | 0 | 0 | 0 | 0 | 0 | 0 | 0 | 0 | 0 | 0 | 0 | 0 | 0 | 0 | 0 | 0 | 0 | 0 | 0 | 0 | 0 | 0 | 0 | 0 | 0 | 0 | 0 | 0 | 0 | 0 | 0 | 0 | 0 | 0 | 0 | 0 | 0 | 0 | 0 | 0 | 0 | 0 | 0 | 0 | 0 | 0 | 0 | 0 | 0 | 0 | 0 | 0 | 0 | 0 | 0 | 0 | 0 | 0 | 0 | 0 | 0 | 0 | 0 | 0 | 0 | 0 | 0 | 0 | 0 | 0 | 0 | 0 | 0 | 0 | 0 | 0 | 0 | 0 | 0 | 0 | 0 | 0 | 0 | 0 | 0 | 0 | 0 | 0 | 0 | 0 | 0 | 0 | 0 | 0 | 0 | 0 | 0 | 0 | 0 | 0 | 0 | 0 | 0 | 0 | 0 | 0 | 0 | 0 | 0 | 0 | 0 | 0 | 0 | 0 | 0 | 0 | 0 | 0 | 0 | 0 | 0 | 0 | 0 | 0 | 0 | 0 | 0 | 0 | 0 | 0 | 0 | 0 | 0 | 0 | 0 | 0 | 0 | 0 | 0 | 0 | 0 | 0 | 0 | 0 | 0 | 0 | 0 | 0 | 0 | 0 | 0 | 0 | 0 | 0 | 0 | 0 | 0 | 0 | 0 | 0 | 0 | 0 | 0 | 0 | 0 | 0 | 0 | 0 | 0 | 0 | 0 | 0 | 0 | 0 | 0 | 0 | 0 | 0 | 0 | 0 | 0 | 0 | 0 | 0 | 0 | 0 | 0 | 0 | 0 | 0 | 0 | 0 | 0 | 0 | 0 | 0 | 0 | 0 | 0 | 0 | 0 | 0 | 0 | 0 | 0 | 0 | 0 | 0 | 0 | 0 | 0 | 0 | 0 | 0 | 0 | 0 | 0 | 0 | 0 | 0 | 0 | 0 | 0 | 0 | 0 | 0 | 0 | 0 | 0 | 0 | 0 | 0 | 0 | 0 | 0 | 0 | 0 | 0 | 0 | 0 | 0 | 0 | 0 | 0 | 0 | 0 | 0 | 0 | 0 | 0 | 0 | 0 | 0 | 0 | 0 | 0 | 0 | 0 | 0 | 0 | 0 | 0 | 0 | 0 | 0 | 0 | 0 | 0 | 0 | 0 | 0 | 0 | 0 | 0 | 0 | 0 | 0 | 0 | 0 | 0 | 0 | 0 | 0 | 0 | 0 | 0 | 0 | 0 | 0 | 0 | 0 | 0 | 0 | 0 | 0 | 0 | 0 | 0 | 0 | 0 | 0 | 0 | 0 | 0 | 0 | 0 | 0 | 0 | 0 | 0 | 0 | 0 | 0 | 0 | 0 | 0 | 0 | 0 | 0 | 0 | 0 | 0 | 0 | 0 | 0 | 0 | 0 | 0 | 0 | 0 | 0 | 0 | 0 | 0 | 0 | 0 | 0 | 0 | 0 | 0 | 0 | 0 | 0 | 0 | 0 | 0 | 0 | 0 | 0 | 0 | 0 | 0 | 0 | 0 | 0 | 0 | 0 | 0 | 0 | 0 | 0 | 0 | 0 | 0 | 0 | 0 | 0 | 0 | 0 | 0 | 0 | 0 | 0 | 0 | 0 | 0 | 0 | 0 | 0 | 0 | 0 | 0 | 0 | 0 | 0 | 0 | 0 | 0 | 0 | 0 | 0 | 0 | 0 | 0 | 0 | 0 | 0 | 0 | 0 | 0 | 0 | 0 | 0 | 0 | 0 | 0 | 0 | 0 | 0 | 0 | 0 | 0 | 0 | 0 | 0 | 0 | 0 | 0 | 0 | 0 | 0 | 0 | 0 | 0 | 0 | 0 | 0 | 0 | 0 | 0 | 0 | 0 | 0 | 0 | 0 | 0 | 0 | 0 | 0 | 0 | 0 | 0 | 0 | 0 | 0 | 0 | 0 | 0 | 0 | 0 | 0 | 0 | 0 | 0 | 0 | 0 | 0 | 0 | 0 | 0 | 0 | 0 | 0 | 0 | 0 | 0 | 0 | 0 | 0 | 0 | 0 | 0 | 0 | 0 | 0 | 0 | 0 | 0 | 0 | 0 | 0 | 0 | 0 | 0 | 0 | 0 | 0 | 0 | 0 | 0 | 0 | 0 | 0 | 0 | 0 | 0 | 0 | 0 | 0 | 0 | 0 | 0 | 0 | 0 | 0 | 0 | 0 | 0 | 0 | 0 | 0 | 0 | 0 | 0 | 0 | 0 | 0 | 0 | 0 | 0 | 0 | 0 | 0 | 0 | 0 | 0 | 0 | 0 | 0 | 0 | 0 | 0 | 0 | 0 | 0 | 0 | 0 | 0 | 0 | 0 | 0 | 0 | 0 | 0 | 0 | 0 | 0 | 0 | 0 | 0 | 0 | 0 | 0 | 0 | 0 | 0 | 0 | 0 | 0 | 0 | 0 | 0 | 0 | 0 | 0 | 0 | 0 | 0 | 0 | 0 | 0 | 0 | 0 | 0 | 0 | 0 | 0 | 0 | 0 | 0 | 0 | 0 | 0 | 0 | 0 | 0 | 0 | 0 | 0 | 0 | 0 | 0 | 0 | 0 | 0 | 0 | 0 | 0 | 0 | 0 | 0 | 0 | 0 | 0 | 0 | 0 | 0 | 0 | 0 | 0 | 0 | 0 | 0 | 0 | 0 | 0 | 0 | 0 | 0 | 0 | 0 | 0 | 0 | 0 | 0 | 0 | 0 | 0 | 0 | 0 | 0 | 0 | 0 | 0 | 0 | 0 | 0 | 0 | 0 | 0 | 0 | 0 | 0 | 0 | 0 | 0 | 0 | 0 | 0 | 0 | 0 | 0 | 0 | 0 | 0 | 0 | 0 | 0 | 0 | 0 | 0 | 0 | 0 | 0 | 0 | 0 | 0 | 0 | 0 | 0 | 0 | 0 | 0 | 0 | 0 | 0 | 0 | 0 | 0 | 0 | 0 | 0 | 0 | 0 | 0 | 0 | 0 | 0 | 0 | 0 | 0 | 0 | 0 | 0 | 0 | 0 | 0 | 0 | 0 | 0 | 0 | 0 | 0 | 0 | 0 | 0 | 0 | 0 | 0 | 0 | 0 | 0 | 0 | 0 | 0 | 0 | 0 | 0 | 0 | 0 | 0 | 0 | 0 | 0 | 0 | 0 | 0 | 0 | 0 | 0 | 0 | 0 | 0 | 0 | 0 | 0 | 0 | 0 | 0 | 0 | 0 | 0 | 0 | 0 | 0 | 0 | 0 | 0 | 0 | 0 | 0 | 0 | 0 | 0 | 0 | 0 | 0 | 0 | 0 | 0 | 0 | 0 | 0 | 0 | 0 | 0 | 0 | 0 | 0 | 0 | 0 | 0 | 0 | 0 | 0 | 0 | 0 | 0 | 0 | 0 | 0 | 0 | 0 | 0 | 0 | 0 | 0 | 0 | 0 | 0 | 0 | 0 | 0 | 0 | 0 | 0 | 0 | 0 | 0 | 0 | 0 | 0 | 0 | 0 | 0 | 0 | 0 | 0 | 0 | 0 | 0 | 0 | 0 | 0 | 0 | 0 | 0 | 0 | 0 | 0 | 0 | 0 | 0 | 0 | 0 | 0 | 0 | 0 | 0 | 0 | 0 | 0 | 0 | 0 | 0 | 0 | 0 | 0 | 0 | 0 | 0 | 0 | 0 | 0 | 0 | 0 | 0 | 0 | 0 | 0 | 0 | 0 | 0 | 0 | 0 | 0 | 0 | 0 | 0 | 0 | 0 | 0 | 0 | 0 | 0 | 0 | 0 | 0 | 0 | 0 | 0 | 0 | 0 | 0 | 0 | 0 | 0 | 0 | 0 | 0 | 0 | 0 | 0 | 0 | 0 | 0 | 0 | 0 | 0 | 0 | 0 | 0 | 0 | 0 | 0 | 0 | 0 | 0 | 0 | 0 | 0 | 0 | 0 | 0 | 0 | 0 | 0 | 0 | 0 | 0 | 0 | 0 | 0 | 0 | 0 | 0 | 0 | 0 | 0 | 0 | 0 | 0 | 0 | 0 | 0 | 0 | 0 | 0 | 0 | 0 | 0 | 0 | 0 | 0 | 0 | 0 | 0 | 0 | 0 | 0 | 0 | 0 | 0 | 0 | 0 | 0 | 0 | 0 | 0 | 0 | 0 | 0 | 0 | 0 | 0 | 0 | 0 | 0 | 0 | 0 | 0 | 0 | 0 | 0 | 0 | 0 | 0 | 0 | 0 | 0 | 0 | 0 | 0 | 0 | 0 | 0 | 0 | 0 | 0 | 0 | 0 | 0 | 0 | 0 | 0 | 0 | 0 | 0 | 0 | 0 | 0 | 0 | 0 | 0 | 0 | 0 | 0 | 0 | 0 | 0 | 0 | 0 | 0 | 0 | 0 | 0 | 0 | 0 | 0 | 0 | 0 | 0 | 0 | 0 | 0 | 0 | 0 | 0 | 0 | 0 | 0 | 0 | 0 | 0 | 0 | 0 | 0 | 0 | 0 | 0 | 0 | 0 | 0 | 0 | 0 | 0 | 0 | 0 | 0 | 0 | 0 | 0 | 0 | 0 | 0 | 0 | 0 | 0 | 0 | 0 | 0 | 0 | 0 | 0 | 0 | 0 | 0 | 0 | 0 | 0 | 0 | 0 | 0 | 0 | 0 | 0 | 0 | 0 | 0 | 0 | 0 | 0 | 0 | 0 | 0 | 0 | 0 | 0 | 0 | 0 | 0 | 0 | 0 | 0 | 0 | 0 | 0 | 0 | 0 | 0 | 0 | 0 | 0 | 0 | 0 | 0 | 0 | 0 | 0 | 0 | 0 | 0 | 0 | 0 | 0 | 0 | 0 | 0 | 0 | 0 | 0 | 0 | 0 | 0 | 0 | 0 | 0 | 0 | 0 | 0 | 0 | 0 | 0 | 0 | 0 | 0 | 0 | 0 | 0 | 0 | 0 | 0 | 0 | 0 | 0 | 0 | 0 | 0 | 0 | 0 | 0 | 0 | 0 | 0 | 0 | 0 | 0 | 0 | 0 | 0 | 0 | 0 | 0 | 0 | 0 | 0 | 0 | 0 | 0 | 0 | 0 | 0 | 0 | 0 | 0 | 0 | 0 | 0 | 0 | 0 | 0 | 0 | 0 | 0 | 0 | 0 | 0 | 0 | 0 | 0 | 0 | 0 | 0 | 0 | 0 | 0 | 0 | 0 | 0 | 0 | 0 | 0 | 0 | 0 | 0 | 0 | 0 | 0 | 0 | 0 | 0 | 0 | 0 | 0 | 0 | 0 | 0 | 0 | 0 | 0 | 0 | 0 | 0 | 0 | 0 | 0 | 0 | 0 | 0 | 0 | 0 | 0 | 0 | 0 | 0 | 0 | 0 | 0 | 0 | 0 | 0 | 0 | 0 | 0 | 0 | 0 | 0 | 0 | 0 | 0 | 0 | 0 | 0 | 0 | 0 | 0 | 0 | 0 | 0 | 0 | 0 | 0 | 0 | 0 | 0 | 0 | 0 | 0 | 0 | 0 | 0 | 0 | 0 | 0 | 0 | 0 | 0 | 0 | 0 | 0 | 0 | 0 | 0 | 0 | 0 | 0 | 0 | 0 | 0 | 0 | 0 | 0 | 0 | 0 | 0 | 0 | 0 | 0 | 0 | 0 | 0 | 0 | 0 | 0 | 0 | 0 | 0 | 0 | 0 | 0 | 0 | 0 | 0 | 0 | 0 | 0 | 0 | 0 | 0 | 0 | 0 | 0 | 0 | 0 | 0 | 0 | 0 | 0 | 0 | 0 | 0 | 0 | 0 | 0 | 0 | 0 | 0 | 0 | 0 | 0 | 0 | 0 | 0 | 0 | 0 | 0 | 0 | 0 | 0 | 0 | 0 | 0 | 0 | 0 | 0 | 0 | 0 | 0 | 0 | 0 | 0 | 0 | 0 | 0 | 0 | 0 | 0 | 0 | 0 | 0 | 0 | 0 | 0 | 0 | 0 | 0 | 0 | 0 | 0 | 0 | 0 | 0 | 0 | 0 | 0 | 0 | 0 | 0 | 0 | 0 | 0 | 0 | 0 | 0 | 0 | 0 | 0 | 0 | 0 | 0 | 0 | 0 | 0 | 0 | 0 | 0 | 0 | 0 | 0 | 0 | 0 | 0 | 0 | 0 | 0 | 0 | 0 | 0 | 0 | 0 | 0 | 0 | 0 | 0 | 0 | 0 | 0 | 0 | 0 | 0 | 0 | 0 | 0 | 0 | 0 | 0 | 0 | 0 | 0 | 0 | 0 | 0 | 0 | 0 | 0 | 0 | 0 | 0 | 0 | 0 | 0 | 0 | 0 | 0 | 0 | 0 | 0 | 0 | 0 | 0 | 0 | 0 | 0 | 0 | 0 | 0 | 0 | 0 | 0 | 0 | 0 | 0 | 0 | 0 | 0 | 0 | 0 | 0 | 0 | 0 | 0 | 0 | 0 | 0 | 0 | 0 | 0 | 0 | 0 | 0 | 0 | 0 | 0 | 0 | 0 | 0 | 0 | 0 | 0 | 0 | 0 | 0 | 0 | 0 | 0 | 0 | 0 | 0 | 0 | 0 | 0 | 0 | 0 | 0 | 0 | 0 | 0 | 0 | 0 | 0 | 0 | 0 | 0 | 0 | 0 | 0 | 0 | 0 | 0 | 0 | 0 | 0 | 0 | 0 | 0 | 0 | 0 | 0 | 0 | 0 | 0 | 0 | 0 | 0 | 0 | 0 | 0 | 0 | 0 | 0 | 0 | 0 | 0 | 0 | 0 | 0 | 0 | 0 | 0 | 0 | 0 | 0 | 0 | 0 | 0 | 0 | 0 | 0 | 0 | 0 | 0 | 0 | 0 | 0 | 0 | 0 | 0 | 0 | 0 | 0 | 0 | 0 | 0 | 0 | 0 | 0 | 0 | 0 | 0 | 0 | 0 | 0 | 0 | 0 | 0 | 0 | 0 | 0 | 0 | 0 | 0 | 0 | 0 | 0 | 0 | 0 | 0 | 0 | 0 | 0 | 0 | 0 | 0 | 0 | 0 | 0 | 0 | 0 | 0 | 0 | 0 | 0 | 0 | 0 | 0 | 0 | 0 | 0 | 0 | 0 | 0 | 0 | 0 | 0 | 0 | 0 | 0 | 0 | 0 | 0 | 0 | 0 | 0 | 0 | 0 | 0 | 0 | 0 | 0 | 0 | 0 | 0 | 0 | 0 | 0 | 0 | 0 | 0 | 0 | 0 | 0 | 0 | 0 | 0 | 0 | 0 | 0 | 0 | 0 | 0 | 0 | 0 | 0 | 0 | 0 | 0 | 0 | 0 | 0 | 0 | 0 | 0 | 0 | 0 | 0 | 0 | 0 | 0 | 0 | 0 | 0 | 0 | 0 | 0 | 0 | 0 | 0 | 0 | 0 | 0 | 0 | 0 | 0 | 0 | 0 | 0 | 0 | 0 | 0 | 0 | 0 | 0 | 0 | 0 | 0 | 0 | 0 | 0 | 0 | 0 | 0 | 0 | 0 | 0 | 0 | 0 | 0 | 0 | 0 | 0 | 0 | 0 | 0 | 0 | 0 | 0 | 0 | 0 | 0 | 0 | 0 | 0 | 0 | 0 | 0 | 0 | 0 | 0 | 0 | 0 | 0 | 0 | 0 | 0 | 0 | 0 | 0 | 0 | 0 | 0 | 0 | 0 | 0 | 0 | 0 | 0 | 0 | 0 | 0 | 0 | 0 | 0 | 0 | 0 | 0 | 0 | 0 | 0 | 0 | 0 | 0 | 0 | 0 | 0 | 0 | 0 | 0 | 0 | 0 | 0 | 0 | 0 | 0 | 0 | 0 | 0 | 0 | 0 | 0 | 0 | 0 | 0 | 0 | 0 | 0 | 0 | 0 | 0 | 0 | 0 | 0 | 0 | 0 | 0 | 0 | 0 | 0 | 0 | 0 | 0 | 0 | 0 | 0 | 0 | 0 | 0 | 0 | 0 | 0 | 0 | 0 | 0 | 0 | 0 | 0 | 0 | 0 | 0 | 0 | 0 | 0 | 0 | 0 | 0 | 0 | 0 | 0 | 0 | 0 | 0 | 0 | 0 | 0 | 0 | 0 | 0 | 0 | 0 | 0 | 0 | 0 | 0 | 0 | 0 | 0 | 0 | 0 | 0 | 0 | 0 | 0 | 0 | 0 | 0 | 0 | 0 | 0 | 0 | 0 | 0 | 0 | 0 | 0 | 0 | 0 | 0
| Propane |  |  |  | 1.8656 | 1.904 | 1.9425 | 1.9809 | 2.0194 | 2.0578 | 2.0963 | 2.1347 | 2.1347 | 2.1347 | 2.1347 | 2.1347 | 2.1347 | 2.1347 | 2.1347 | 2.1347 | 2.1347 | 2.1347 | 2.1347 | 2.1347 | 2.1347 | 2.1347 | 2.1347 | 2.1347 | 2.1347 | 2.1347 | 2.1347 | 2.1347 | 2.1347 | 2.1347 | 2.1347 | 2.1347 | 2.1347 | 2.1347 | 2.1347 | 2.1347 | 2.1347 | 2.1347 | 2.1347 | 2.1347 | 2.1347 | 2.1347 | 2.1347 | 2.1347 | 2.1347 | 2.1347 | 2.1347 | 2.1347 | 2.1347 | 2.1347 | 2.1347 | 2.1347 | 2.1347 | 2.1347 | 2.1347 | 2.1347 | 2.1347 | 2.1347 | 2.1347 | 2.1347 | 0 | 0 | 0 | 0 | 0 | 0 | 0 | 0 | 0 | 0 | 0 | 0 | 0 | 0 | 0 | 0 | 0 | 0 | 0 | 0 | 0 | 0 | 0 | 0 | 0 | 0 | 0 | 0 | 0 | 0 | 0 | 0 | 0 | 0 | 0 | 0 | 0 | 0 | 0 | 0 | 0 | 0 | 0 | 0 | 0 | 0 | 0 | 0 | 0 | 0 | 0 | 0 | 0 | 0 | 0 | 0 | 0 | 0 | 0 | 0 | 0 | 0 | 0 | 0 | 0 | 0 | 0 | 0 | 0 | 0 | 0 | 0 | 0 | 0 | 0 | 0 | 0 | 0 | 0 | 0 | 0 | 0 | 0 | 0 | 0 | 0 | 0 | 0 | 0 | 0 | 0 | 0 | 0 | 0 | 0 | 0 | 0 | 0 | 0 | 0 | 0 | 0 | 0 | 0 | 0 | 0 | 0 | 0 | 0 | 0 | 0 | 0 | 0 | 0 | 0 | 0 | 0 | 0 | 0 | 0 | 0 | 0 | 0 | 0 | 0 | 0 | 0 | 0 | 0 | 0 | 0 | 0 | 0 | 0 | 0 | 0 | 0 | 0 | 0 | 0 | 0 | 0 | 0 | 0 | 0 | 0 | 0 | 0 | 0 | 0 | 0 | 0 | 0 | 0 | 0 | 0 | 0 | 0 | 0 | 0 | 0 | 0 | 0 | 0 | 0 | 0 | 0 | 0 | 0 | 0 | 0 | 0 | 0 | 0 | 0 | 0 | 0 | 0 | 0 | 0 | 0 | 0 | 0 | 0 | 0 | 0 | 0 | 0 | 0 | 0 | 0 | 0 | 0 | 0 | 0 | 0 | 0 | 0 | 0 | 0 | 0 | 0 | 0 | 0 | 0 | 0 | 0 | 0 | 0 | 0 | 0 | 0 | 0 | 0 | 0 | 0 | 0 | 0 | 0 | 0 | 0 | 0 | 0 | 0 | 0 | 0 | 0 | 0 | 0 | 0 | 0 | 0 | 0 | 0 | 0 | 0 | 0 | 0 | 0 | 0 | 0 | 0 | 0 | 0 | 0 | 0 | 0 | 0 | 0 | 0 | 0 | 0 | 0 | 0 | 0 | 0 | 0 | 0 | 0 | 0 | 0 | 0 | 0 | 0 | 0 | 0 | 0 | 0 | 0 | 0 | 0 | 0 | 0 | 0 | 0 | 0 | 0 | 0 | 0 | 0 | 0 | 0 | 0 | 0 | 0 | 0 | 0 | 0 | 0 | 0 | 0 | 0 | 0 | 0 | 0 | 0 | 0 | 0 | 0 | 0 | 0 | 0 | 0 | 0 | 0 | 0 | 0 | 0 | 0 | 0 | 0 | 0 | 0 | 0 | 0 | 0 | 0 | 0 | 0 | 0 | 0 | 0 | 0 | 0 | 0 | 0 | 0 | 0 | 0 | 0 | 0 | 0 | 0 | 0 | 0 | 0 | 0 | 0 | 0 | 0 | 0 | 0 | 0 | 0 | 0 | 0 | 0 | 0 | 0 | 0 | 0 | 0 | 0 | 0 | 0 | 0 | 0 | 0 | 0 | 0 | 0 | 0 | 0 | 0 | 0 | 0 | 0 | 0 | 0 | 0 | 0 | 0 | 0 | 0 | 0 | 0 | 0 | 0 | 0 | 0 | 0 | 0 | 0 | 0 | 0 | 0 | 0 | 0 | 0 | 0 | 0 | 0 | 0 | 0 | 0 | 0 | 0 | 0 | 0 | 0 | 0 | 0 | 0 | 0 | 0 | 0 | 0 | 0 | 0 | 0 | 0 | 0 | 0 | 0 | 0 | 0 | 0 | 0 | 0 | 0 | 0 | 0 | 0 | 0 | 0 | 0 | 0 | 0 | 0 | 0 | 0 | 0 | 0 | 0 | 0 | 0 | 0 | 0 | 0 | 0 | 0 | 0 | 0 | 0 | 0 | 0 | 0 | 0 | 0 | 0 | 0 | 0 | 0 | 0 | 0 | 0 | 0 | 0 | 0 | 0 | 0 | 0 | 0 | 0 | 0 | 0 | 0 | 0 | 0 | 0 | 0 | 0 | 0 | 0 | 0 | 0 | 0 | 0 | 0 | 0 | 0 | 0 | 0 | 0 | 0 | 0 | 0 | 0 | 0 | 0 | 0 | 0 | 0 | 0 | 0 | 0 | 0 | 0 | 0 | 0 | 0 | 0 | 0 | 0 | 0 | 0 | 0 | 0 | 0 | 0 | 0 | 0 | 0 | 0 | 0 | 0 | 0 | 0 | 0 | 0 | 0 | 0 | 0 | 0 | 0 | 0 | 0 | 0 | 0 | 0 | 0 | 0 | 0 | 0 | 0 | 0 | 0 | 0 | 0 | 0 | 0 | 0 | 0 | 0 | 0 | 0 | 0 | 0 | 0 | 0 | 0 | 0 | 0 | 0 | 0 | 0 | 0 | 0 | 0 | 0 | 0 | 0 | 0 | 0 | 0 | 0 | 0 | 0 | 0 | 0 | 0 | 0 | 0 | 0 | 0 | 0 | 0 | 0 | 0 | 0 | 0 | 0 | 0 | 0 | 0 | 0 | 0 | 0 | 0 | 0 | 0 | 0 | 0 | 0 | 0 | 0 | 0 | 0 | 0 | 0 | 0 | 0 | 0 | 0 | 0 | 0 | 0 | 0 | 0 | 0 | 0 | 0 | 0 | 0 | 0 | 0 | 0 | 0 | 0 | 0 | 0 | 0 | 0 | 0 | 0 | 0 | 0 | 0 | 0 | 0 | 0 | 0 | 0 | 0 | 0 | 0 | 0 | 0 | 0 | 0 | 0 | 0 | 0 | 0 | 0 | 0 | 0 | 0 | 0 | 0 | 0 | 0 | 0 | 0 | 0 | 0 | 0 | 0 | 0 | 0 | 0 | 0 | 0 | 0 | 0 | 0 | 0 | 0 | 0 | 0 | 0 | 0 | 0 | 0 | 0 | 0 | 0 | 0 | 0 | 0 | 0 | 0 | 0 | 0 | 0 | 0 | 0 | 0 | 0 | 0 | 0 | 0 | 0 | 0 | 0 | 0 | 0 | 0 | 0 | 0 | 0 | 0 | 0 | 0 | 0 | 0 | 0 | 0 | 0 | 0 | 0 | 0 | 0 | 0 | 0 | 0 | 0 | 0 | 0 | 0 | 0 | 0 | 0 | 0 | 0 | 0 | 0 | 0 | 0 | 0 | 0 | 0 | 0 | 0 | 0 | 0 | 0 | 0 | 0 | 0 | 0 | 0 | 0 | 0 | 0 | 0 | 0 | 0 | 0 | 0 | 0 | 0 | 0 | 0 | 0 | 0 | 0 | 0 | 0 | 0 | 0 | 0 | 0 | 0 | 0 | 0 | 0 | 0 | 0 | 0 | 0 | 0 | 0 | 0 | 0 | 0 | 0 | 0 | 0 | 0 | 0 | 0 | 0 | 0 | 0 | 0 | 0 | 0 | 0 | 0 | 0 | 0 | 0 | 0 | 0 | 0 | 0 | 0 | 0 | 0 | 0 | 0 | 0 | 0 | 0 | 0 | 0 | 0 | 0 | 0 | 0 | 0 | 0 | 0 | 0 | 0 | 0 | 0 | 0 | 0 | 0 | 0 | 0 | 0 | 0 | 0 | 0 | 0 | 0 | 0 | 0 | 0 | 0 | 0 | 0 | 0 | 0 | 0 | 0 | 0 | 0 | 0 | 0 | 0 | 0 | 0 | 0 | 0 | 0 | 0 | 0 | 0 | 0 | 0 | 0 | 0 | 0 | 0 | 0 | 0 | 0 | 0 | 0 | 0 | 0 | 0 | 0 | 0 | 0 | 0 | 0 | 0 | 0 | 0 | 0 | 0 | 0 | 0 | 0 | 0 | 0 | 0 | 0 | 0 | 0 | 0 | 0 | 0 | 0 | 0 | 0 | 0 | 0 | 0 | 0 | 0 | 0 | 0 | 0 | 0 | 0 | 0 | 0 | 0 | 0 | 0 | 0 | 0 | 0 | 0 | 0 | 0 | 0 | 0 | 0 | 0 | 0 | 0 | 0 | 0 | 0 | 0 | 0 | 0 | 0 | 0 | 0 | 0 | 0 | 0 | 0 | 0 | 0 | 0 | 0 | 0 | 0 | 0 | 0 | 0 | 0 | 0 | 0 | 0 | 0 | 0 | 0 | 0 | 0 | 0 | 0 | 0 | 0 | 0 | 0 | 0 | 0 | 0 | 0 | 0 | 0 | 0 | 0 | 0 | 0 | 0 | 0 | 0 | 0 | 0 | 0 | 0 | 0 | 0 | 0 | 0 | 0 | 0 | 0 | 0 | 0 | 0 | 0 | 0 | 0 | 0 | 0 | 0 | 0 | 0 | 0 | 0 | 0 | 0 | 0 | 0 | 0 | 0 | 0 | 0 | 0 | 0 | 0 | 0 | 0 | 0 | 0 | 0 | 0 | 0 | 0 | 0 | 0 | 0 | 0 | 0 | 0 | 0 | 0 | 0 | 0 | 0 | 0 | 0 | 0 | 0 | 0 | 0 | 0 | 0 | 0 | 0 | 0 | 0 | 0 | 0 | 0 | 0 | 0 | 0 | 0 | 0 | 0 | 0 | 0 | 0 | 0 | 0 | 0 | 0 | 0 | 0 | 0 | 0 | 0 | 0 | 0 | 0 | 0 | 0 | 0 | 0 | 0 | 0 | 0 | 0 | 0 | 0 | 0 | 0 | 0 | 0 | 0 | 0 | 0 | 0 | 0 | 0 | 0 | 0 | 0 | 0 | 0 | 0 | 0 | 0 | 0 | 0 | 0 | 0 | 0 | 0 | 0 | 0 | 0 | 0 | 0 | 0 | 0 | 0 | 0 | 0 | 0 | 0 | 0 | 0 | 0 | 0 | 0 | 0 | 0 | 0 | 0 | 0 | 0 | 0 | 0 | 0 | 0 | 0 | 0 | 0 | 0 | 0 | 0 | 0 | 0 | 0 | 0 | 0 | 0 | 0 | 0 | 0 | 0 | 0 | 0 | 0 | 0 | 0 | 0 | 0 | 0 | 0 | 0 | 0 | 0 | 0 | 0 | 0 | 0 | 0 | 0 | 0 | 0 | 0 | 0 | 0 | 0 | 0 | 0 | 0 | 0 | 0 | 0 | 0 | 0 | 0 | 0 | 0 | 0 | 0 | 0 | 0 | 0 | 0 | 0 | 0 | 0 | 0 | 0 | 0 | 0 | 0 | 0 | 0 | 0 | 0 | 0 | 0 | 0 | 0 | 0 | 0 | 0 | 0 | 0 | 0 | 0 | 0 | 0 | 0 | 0 | 0 | 0 | 0 | 0 | 0 | 0 | 0 | 0 | 0 | 0 | 0 | 0 | 0 | 0 | 0 | 0 | 0 | 0 | 0 | 0 | 0 | 0 | 0 | 0 | 0 | 0 | 0 | 0 | 0 | 0 | 0 | 0 | 0 | 0 | 0 | 0 | 0 | 0 | 0 | 0 | 0 | 0 | 0 | 0 | 0 | 0 | 0 | 0 | 0 | 0 | 0 | 0 | 0 | 0 | 0 | 0 | 0 | 0 | 0 | 0 | 0 | 0 | 0 | 0 | 0 | 0 | 0 | 0 | 0 | 0 | 0 | 0 | 0 | 0 | 0 | 0 | 0 | 0 | 0 | 0 | 0 | 0 | 0 | 0 | 0 | 0 | 0 | 0 | 0 | 0 | 0 | 0 | 0 | 0 | 0 | 0 | 0 | 0 | 0 | 0 | 0 | 0 | 0 | 0 | 0 | 0 | 0 | 0 | 0 | 0 | 0 | 0 | 0 | 0 | 0 | 0 | 0 | 0 | 0 | 0 | 0 | 0 | 0 | 0 | 0 | 0 | 0 | 0 | 0 | 0 | 0 | 0 | 0 | 0 | 0 | 0 | 0 | 0 | 0 | 0 | 0 | 0 | 0 | 0 | 0 | 0 | 0 | 0 | 0 | 0 | 0 | 0 | 0 | 0 | 0 | 0 | 0 | 0 | 0 | 0 | 0 | 0 | 0 | 0 | 0 | 0 | 0 | 0 | 0 | 0 | 0 | 0 | 0 | 0 | 0 | 0 | 0 | 0 | 0 | 0 | 0 | 0 | 0 | 0 | 0 | 0 | 0 | 0 | 0 | 0 | 0 | 0 | 0 | 0 | 0 | 0 | 0 | 0 | 0 | 0 | 0 | 0 | 0 | 0 | 0 | 0 | 0 | 0 | 0 | 0 | 0 | 0 | 0 | 0 | 0 | 0 | 0 | 0 | 0 | 0 | 0 | 0 | 0 | 0 | 0 | 0 | 0 | 0 | 0 | 0 | 0 | 0 | 0 | 0 | 0 | 0 | 0 | 0 | 0 | 0 | 0 | 0 | 0 | 0 | 0 | 0 | 0 | 0 | 0 | 0 | 0 | 0 | 0 | 0 | 0 | 0 | 0 | 0 | 0 | 0 | 0 | 0 | 0 | 0 | 0 | 0 | 0 | 0 | 0 | 0 | 0 | 0 | 0 | 0 | 0 | 0 | 0 | 0 | 0 | 0 | 0 | 0 | 0 | 0 | 0 | 0 | 0 | 0 | 0 | 0 | 0 | 0 | 0 | 0 | 0 | 0 | 0 | 0 | 0 | 0 | 0 | 0 | 0 | 0 | 0 | 0 | 0 | 0 | 0 | 0 | 0 | 0 | 0 | 0 | 0 | 0 | 0 | 0 | 0 | 0 | 0 | 0 | 0 | 0 | 0 | 0 | 0 | 0 | 0 | 0 | 0 | 0 | 0 | 0 | 0 | 0 | 0 | 0 | 0 | 0 | 0 | 0 | 0 | 0 | 0 | 0 | 0 | 0 | 0 | 0 | 0 | 0 | 0 | 0 | 0 | 0 | 0 | 0 | 0 | 0 | 0 | 0 | 0 | 0 | 0 | 0 | 0 | 0 | 0 | 0 | 0 | 0 | 0 | 0 | 0 | 0 | 0 | 0 | 0 | 0 | 0 | 0 | 0 | 0 | 0 | 0 | 0 | 0 | 0 | 0 | 0 | 0 | 0 | 0 | 0 | 0 | 0 | 0 | 0 | 0 | 0 | 0 | 0 | 0 | 0 | 0 | 0 | 0 | 0 | 0 | 0 | 0 | 0 | 0 | 0 | 0 | 0 | 0 | 0 | 0 | 0 | 0 | 0 | 0 | 0 | 0 | 0 | 0 | 0 | 0 | 0 | 0 | 0 | 0 | 0 | 0 | 0 | 0 | 0 | 0 | 0 | 0 | 0 | 0 | 0 | 0 | 0 | 0 | 0 | 0 | 0 | 0 | 0 | 0 | 0 | 0 | 0 | 0 | 0 | 0 | 0 | 0 | 0 | 0 | 0 | 0 | 0 | 0 | 0 | 0 | 0 | 0 | 0 | 0 | 0 | 0 | 0 | 0 | 0 | 0 | 0 | 0 | 0 | 0 | 0 | 0 | 0 | 0 | 0 | 0 | 0 | 0 | 0 | 0 | 0 | 0 | 0 | 0 | 0 | 0 | 0 | 0 | 0 | 0 | 0 | 0 | 0 | 0 | 0 | 0 | 0 | 0 | 0 | 0 | 0 | 0 | 0 | 0 | 0 | 0 | 0 | 0 | 0 | 0 | 0 | 0 | 0 | 0 | 0 | 0 | 0 | 0 | 0 | 0 | 0 | 0 | 0 | 0 | 0 | 0 | 0 | 0 | 0 | 0 | 0 | 0 | 0 | 0 | 0 | 0 | 0 | 0 | 0 | 0 | 0 | 0 | 0 | 0 | 0 | 0 | 0 | 0 | 0 | 0 | 0 | 0 | 0 | 0 | 0 | 0 | 0 | 0 | 0 | 0 | 0 | 0 | 0 | 0 | 0 | 0 | 0 | 0 | 0 | 0 | 0 | 0 | 0 | 0 | 0 | 0 | 0 | 0 | 0 | 0 | 0 | 0 | 0 | 0 | 0 | 0 | 0 | 0 | 0 | 0 | 0 | 0 | 0 | 0 | 0 | 0 | 0 | 0 | 0 | 0 | 0 | 0 | 0 | 0 | 0 | 0 | 0 | 0 | 0 | 0 | 0 | 0 | 0 | 0 | 0 | 0 | 0 | 0 | 0 | 0 | 0 | 0 | 0 | 0 | 0 | 0 | 0 | 0 | 0 | 0 | 0 | 0 | 0 | 0 | 0 | 0 | 0 | 0 | 0 | 0 | 0 | 0 | 0 | 0 | 0 | 0 | 0 | 0 | 0 | 0 | 0 | 0 | 0 | 0 | 0 | 0 | 0 | 0 | 0 | 0 | 0 | 0 | 0 | 0 | 0 | 0 | 0 | 0 | 0 | 0 | 0 | 0 | 0 | 0 | 0 | 0 | 0 | 0 | 0 | 0 | 0 | 0 | 0 | 0 | 0 | 0 | 0 | 0 | 0 | 0 | 0 | 0 | 0 | 0 | 0 | 0 | 0 | 0 | 0 | 0 | 0 | 0 | 0 | 0 | 0 | 0 | 0 | 0 | 0 | 0 | 0 | 0 | 0 | 0 | 0 | 0 | 0 | 0 | 0 | 0 | 0 | 0 | 0 | 0 | 0 | 0 | 0 | 0 | 0 | 0 | 0 | 0 | 0 | 0 | 0 | 0 | 0 | 0 | 0 | 0 | 0 | 0 | 0 | 0 | 0 | 0 | 0 | 0 | 0 | 0 | 0 | 0 | 0 | 0 | 0 | 0 | 0 | 0 | 0 | 0 | 0 | 0 | 0 | 0 | 0 | 0 | 0 | 0 | 0 | 0 | 0 | 0 | 0 | 0 | 0 | 0 | 0 | 0 | 0 | 0 | 0 | 0 | 0 | 0 | 0 | 0 | 0 | 0 | 0 | 0 | 0 | 0 | 0 | 0 | 0 | 0 | 0 | 0 | 0 | 0 | 0 | 0 | 0 | 0 | 0 | 0 | 0 | 0 | 0 | 0 | 0 | 0 | 0 | 0 | 0 | 0 | 0 | 0 | 0 | 0 | 0 | 0 | 0 | 0 | 0 | 0 | 0 | 0 | 0 | 0 | 0 | 0 | 0 | 0 | 0 | 0 | 0 | 0 | 0 | 0 | 0 | 0 | 0 | 0 | 0 | 0 | 0 | 0 | 0 | 0 | 0 | 0 | 0 | 0 | 0 | 0 | 0 | 0 | 0 | 0 | 0 | 0 | 0 | 0 | 0 | 0 | 0 | 0 | 0 | 0 | 0 | 0 | 0 | 0 | 0 | 0 | 0 | 0 | 0 | 0 | 0 | 0 | 0 | 0 | 0 | 0 | 0 | 0 | 0 | 0 | 0 | 0 | 0 | 0 | 0 | 0 | 0 | 0 | 0 | 0 | 0 | 0 | 0 | 0 | 0 | 0 | 0 | 0 | 0 | 0 | 0 | 0 | 0 | 0 | 0 | 0 | 0 | 0 | 0 | 0 | 0 | 0 | 0 | 0 | 0 | 0 | 0 | 0 | 0 | 0 | 0 | 0 | 0 | 0 | 0 | 0 | 0 | 0 | 0 | 0 | 0 | 0 | 0 | 0 | 0 | 0 | 0 | 0 | 0 | 0 | 0 | 0 | 0 | 0 | 0 | 0 | 0 | 0 | 0 | 0 | 0 | 0 | 0 | 0 | 0 | 0 | 0 | 0 | 0 | 0 | 0 | 0 | 0 | 0 | 0 | 0 | 0 | 0 | 0 | 0 | 0 | 0 | 0 | 0 | 0 | 0 | 0 | 0 | 0 | 0 | 0 | 0 | 0 | 0 | 0 | 0 | 0 | 0 | 0 | 0 | 0 | 0 | 0 | 0 | 0 | 0 | 0 | 0 | 0 | 0 | 0 | 0 | 0 | 0 | 0 | 0 | 0 | 0 | 0 | 0 | 0 | 0 | 0 | 0 | 0 | 0 | 0 | 0 | 0 | 0 | 0 | 0 | 0 | 0 | 0 | 0 | 0 | 0 | 0 | 0 | 0 | 0 | 0 | 0 | 0 | 0 | 0 | 0 | 0 | 0 | 0 | 0 | 0 | 0 | 0 | 0 | 0 | 0 | 0 | 0 | 0 | 0 | 0 | 0 | 0 | 0 | 0 | 0 | 0 | 0 | 0 | 0 | 0 | 0 | 0 | 0 | 0 | 0 | 0 | 0 | 0 | 0 | 0 | 0 | 0 | 0 | 0 | 0 | 0 | 0 | 0 | 0 | 0 | 0 | 0 | 0 | 0 | 0 | 0 | 0 | 0 | 0 | 0 | 0 | 0 | 0 | 0 | 0 | 0 | 0 | 0 | 0 | 0 | 0 | 0 | 0 | 0 | 0 | 0 | 0 | 0 | 0 | 0 | 0 | 0 | 0 | 0 | 0 | 0 | 0 | 0 | 0 | 0 | 0 | 0 | 0 | 0 | 0 | 0 | 0 | 0 | 0 | 0 | 0 | 0 | 0 | 0 | 0 | 0 | 0 | 0 | 0 | 0 | 0 | 0 | 0 | 0 | 0 | 0 | 0 | 0 | 0 | 0 | 0 | 0 | 0 | 0 | 0 | 0 | 0 | 0 | 0 | 0 | 0 | 0 | 0 | 0 | 0 | 0 | 0 | 0 | 0 | 0 | 0 | 0 | 0 | 0 | 0 | 0 | 0 | 0 | 0 | 0 | 0 | 0 | 0 | 0 | 0 | 0 | 0 | 0 | 0 | 0 | 0 | 0 | 0 | 0 | 0 | 0 | 0 | 0 | 0 | 0 | 0 | 0 | 0 | 0 | 0 | 0 | 0 | 0 | 0 | 0 | 0 | 0 | 0 | 0 | 0 | 0 | 0 | 0 | 0 | 0 | 0 | 0 | 0 | 0 | 0 | 0 | 0 | 0 | 0 | 0 | 0 | 0 | 0 | 0 | 0 | 0 | 0 | 0 | 0 | 0 | 0 | 0 | 0 | 0 | 0 | 0 | 0 | 0 | 0 | 0 | 0 | 0 | 0 | 0 | 0 | 0 | 0 | 0 | 0 | 0 | 0 | 0 | 0 | 0 | 0 | 0 | 0 | 0 | 0 | 0 | 0 | 0 | 0 | 0 | 0 | 0 | 0 | 0 | 0 | 0 | 0 | 0 | 0 | 0 | 0 | 0 | 0 | 0 | 0 | 0 | 0 | 0 | 0 | 0 | 0 | 0 | 0 | 0 | 0 | 0 | 0 | 0 | 0 | 0 | 0 | 0 | 0 | 0 | 0 | 0 | 0 | 0 | 0 | 0 | 0 | 0 | 0 | 0 | 0 | 0 | 0 | 0 | 0 | 0 | 0 | 0 | 0 | 0 | 0 | 0 | 0 | 0 | 0 | 0 | 0 | 0 | 0 | 0 | 0 | 0 | 0 | 0 | 0 | 0 | 0 | 0 | 0 | 0 | 0 | 0 | 0 | 0 | 0 | 0 | 0 | 0 | 0 | 0 | 0 | 0 | 0 | 0 | 0 | 0 | 0 | 0 | 0 | 0 | 0 | 0 | 0 | 0 | 0 | 0 | 0 | 0 | 0 | 0 | 0 | 0 | 0 | 0 | 0 | 0 | 0 | 0 | 0 | 0 | 0 | 0 | 0 | 0 | 0 | 0 | 0 | 0 | 0 | 0 | 0 | 0 | 0 | 0 | 0 | 0 | 0 | 0 | 0 | 0 | 0 | 0 | 0 | 0 | 0 | 0 | 0 | 0 | 0 | 0 | 0 | 0 | 0 | 0 | 0 | 0 | 0 | 0 | 0 | 0 | 0 | 0 | 0 | 0 | 0 | 0 | 0 | 0 | 0 | 0 | 0 | 0 | 0 | 0 | 0 | 0 | 0 | 0 | 0 | 0 | 0 | 0 | 0 | 0 | 0 | 0 | 0 | 0 | 0 | 0 | 0 | 0 | 0 | 0 | 0 | 0 | 0 | 0 | 0 | 0 | 0 | 0 | 0 | 0 | 0 | 0 | 0 | 0 | 0 | 0 | 0 | 0 | 0 | 0 | 0 | 0 | 0 | 0 | 0 | 0 | 0 | 0 | 0 | 0 | 0 | 0 | 0 | 0 | 0 | 0 | 0 | 0 | 0 | 0 | 0 | 0 | 0 | 0 | 0 | 0 | 0 | 0 | 0 | 0 | 0 | 0 | 0 | 0 | 0 | 0 | 0 | 0 | 0 | 0 | 0 | 0 | 0 | 0 | 0 | 0 | 0 | 0 | 0 | 0 | 0 | 0 | 0 | 0 | 0 | 0 | 0 | 0 | 0 | 0 | 0 | 0 | 0 | 0 | 0 | 0 | 0 | 0 | 0 | 0 | 0 | 0 | 0 | 0 | 0 | 0 | 0 | 0 | 0 | 0 | 0 | 0 | 0 | 0 | 0 | 0 | 0 | 0 | 0 | 0 | 0 | 0 | 0 | 0 | 0 | 0 | 0 | 0 | 0 | 0 | 0 | 0 | 0 | 0 | 0 | 0 | 0 | 0 | 0 | 0 | 0 | 0 | 0 | 0 | 0 | 0 | 0 | 0 | 0 | 0 | 0 | 0 | 0 | 0 | 0 | 0 | 0 | 0 | 0 | 0 | 0 | 0 | 0 | 0 | 0 | 0 | 0 | 0 | 0 | 0 | 0 | 0 | 0 | 0 | 0 | 0 | 0 | 0 | 0 | 0 | 0 | 0 | 0 | 0 | 0 | 0 | 0 | 0 | 0 | 0 | 0 | 0 | 0 | 0 | 0 | 0 | 0 | 0 | 0 | 0 | 0 | 0 | 0 | 0 | 0 | 0 | 0 | 0 | 0 | 0 | 0 | 0 | 0 | 0 | 0 | 0 | 0 | 0 | 0 | 0 | 0 | 0 | 0 | 0 | 0 | 0 | 0 | 0 | 0 | 0 | 0 | 0 | 0 | 0 | 0 | 0 | 0 | 0 | 0 | 0 | 0 | 0 | 0 | 0 | 0 | 0 | 0 | 0 | 0 | 0 | 0 | 0 | 0 | 0 | 0 | 0 | 0 | 0 | 0 | 0 | 0 | 0 | 0 | 0 | 0 | 0 | 0 | 0 | 0 | 0 | 0 | 0 | 0 | 0 | 0 | 0 | 0 | 0 | 0 | 0 | 0 | 0 | 0 | 0 | 0 | 0 | 0 | 0 | 0 | 0 | 0 | 0 | 0 | 0 | 0 | 0 | 0 | 0 | 0 | 0 | 0 | 0 | 0 | 0 | 0 | 0 | 0 | 0 | 0 | 0 | 0 | 0 | 0 | 0 | 0 | 0 | 0 | 0 | 0 | 0 | 0 | 0 | 0 | 0 | 0 | 0 | 0 | 0 | 0 | 0 | 0 | 0 | 0 | 0 | 0 | 0 | 0 | 0 | 0 | 0 | 0 | 0 | 0 | 0 | 0 | 0 | 0 | 0 | 0 | 0 | 0 | 0 | 0 | 0 | 0 | 0 | 0 | 0 | 0 | 0 | 0 | 0 | 0 | 0 | 0 | 0 | 0 | 0 | 0 | 0 | 0 | 0 | 0 | 0 | 0 | 0 | 0 | 0 | 0 | 0 | 0 | 0 | 0 | 0 | 0 | 0 | 0 | 0 | 0 | 0 | 0 | 0 | 0 | 0 | 0 | 0 | 0 | 0 | 0 | 0 | 0 | 0 | 0 | 0 | 0 | 0 | 0 | 0 | 0 | 0 | 0 | 0 | 0 | 0 | 0 | 0 | 0 | 0 | 0 | 0 | 0 | 0 | 0 | 0 | 0 | 0 | 0 | 0 | 0 | 0 | 0 | 0 | 0 | 0 | 0 | 0 | 0 | 0 | 0 | 0 | 0 | 0 | 0 | 0 | 0 | 0 | 0 | 0 | 0 | 0 | 0 | 0 | 0 | 0 | 0 | 0 | 0 | 0 | 0 | 0 | 0 | 0 | 0 | 0 | 0 | 0 | 0 | 0 | 0 | 0 | 0 | 0 | 0 | 0 | 0 | 0 | 0 | 0 | 0 | 0 | 0 | 0 | 0 | 0 | 0 | 0 | 0 | 0 | 0 | 0 | 0 | 0 | 0 | 0 | 0 | 0 | 0 | 0 | 0 | 0 | 0 | 0 | 0 | 0 | 0 | 0 | 0 | 0 | 0 | 0 | 0 | 0 | 0 | 0 | 0 | 0 | 0 | 0 | 0 | 0 | 0 | 0 | 0 | 0 | 0 | 0 | 0 | 0 | 0 | 0 | 0 | 0 | 0 | 0 | 0 | 0 | 0 | 0 | 0 | 0 | 0 | 0 | 0 | 0 | 0 | 0 | 0 | 0 | 0 | 0 | 0 | 0 | 0 | 0 | 0 | 0 | 0 | 0 | 0 | 0 | 0 | 0 | 0 | 0 | 0 | 0 | 0 | 0 | 0 | 0 | 0 | 0 | 0 | 0 | 0 | 0 | 0 | 0 | 0 | 0 | 0 | 0 | 0 | 0 | 0 | 0 | 0 | 0 | 0 | 0 | 0 | 0 | 0 | 0 | 0 | 0 | 0 | 0 | 0 | 0 | 0 | 0 | 0 | 0 | 0 | 0 | 0 | 0 | 0 | 0 | 0 | 0 | 0 | 0 | 0 | 0 | 0 | 0 | 0 | 0 | 0 | 0 | 0 | 0 | 0 | 0 | 0 | 0 | 0 | 0 | 0 | 0 | 0 | 0 | 0 | 0 | 0 | 0 | 0 | 0 | 0 | 0 | 0 | 0 | 0 | 0 | 0 | 0 | 0 | 0 | 0 | 0 | 0 | 0 | 0 | 0 | 0 | 0 | 0 | 0 | 0 | 0 | 0 | 0 | 0 | 0 | 0 | 0 | 0 | 0 | 0 | 0 | 0 | 0 | 0 | 0 | 0 | 0 | 0 | 0 | 0 | 0 | 0 | 0 | 0 | 0 | 0 | 0 | 0 | 0 | 0 | 0 | 0 | 0 | 0 | 0 | 0 | 0 | 0 | 0 | 0 | 0 | 0 | 0 | 0 | 0 | 0 | 0 | 0 | 0 | 0 | 0 | 0 | 0 | 0 | 0 | 0 | 0 | 0 | 0 | 0 | 0 | 0 | 0 | 0 | 0 | 0 | 0 | 0 | 0 | 0 | 0 | 0 | 0 | 0 | 0 | 0 | 0 | 0 | 0 | 0 | 0 | 0 | 0 | 0 | 0 | 0 | 0 | 0 | 0 | 0 | 0 | 0 | 0 | 0 | 0 | 0 | 0 | 0 | 0 | 0 | 0 | 0 | 0 | 0 | 0 | 0 | 0 | 0 | 0 | 0 | 0 | 0 | 0 | 0 | 0 | 0 | 0 | 0 | 0 | 0 | 0 | 0 | 0 | 0 | 0 | 0 | 0 | 0 | 0 | 0 | 0 | 0 | 0 | 0 | 0 | 0 | 0 | 0 | 0 | 0 | 0 | 0 | 0 | 0 | 0 | 0 | 0 | 0 | 0 | 0 | 0 | 0 | 0 | 0 | 0 | 0 | 0 | 0 | 0 | 0 | 0 | 0 | 0 | 0 | 0 | 0 | 0 | 0 | 0 | 0 | 0 | 0 | 0 | 0 | 0 | 0 | 0 | 0 | 0 | 0 | 0 | 0 | 0 | 0 | 0 | 0 | 0 | 0 | 0 | 0 | 0 | 0 | 0 | 0 | 0 | 0 | 0 | 0 | 0 | 0 | 0 | 0 | 0 | 0 | 0 | 0 | 0 | 0 | 0 | 0 | 0 | 0 | 0 | 0 | 0 | 0 | 0 | 0 | 0 | 0 | 0 | 0 | 0 | 0 | 0 | 0 | 0 | 0 | 0 | 0 | 0 | 0 | 0 | 0 | 0 | 0 | 0 | 0 | 0 | 0 | 0 | 0 | 0 | 0 | 0 | 0 | 0 | 0 | 0 | 0 | 0 | 0 | 0 | 0 | 0 | 0 | 0 | 0 | 0 | 0 | 0 | 0 | 0 | 0 | 0 | 0 | 0 | 0 | 0 | 0 | 0 | 0 | 0 | 0 | 0 | 0 | 0 | 0 | 0 | 0 | 0 | 0 | 0 | 0 | 0 | 0 | 0 | 0 | 0 | 0 | 0 | 0 | 0 | 0 | 0 | 0 | 0 | 0 | 0 | 0 | 0 | 0 | 0 | 0 | 0 | 0 | 0 | 0 | 0 | 0 | 0 | 0 | 0 | 0 | 0 | 0 | 0 | 0 | 0 | 0 | 0 | 0 | 0 | 0 | 0 | 0 | 0 | 0 | 0 | 0 | 0 | 0 | 0 | 0 | 0 | 0 | 0 | 0 | 0 | 0 | 0 | 0 | 0 | 0 | 0 | 0 | 0 | 0 | 0 | 0 | 0 | 0 | 0 | 0 | 0 | 0 | 0 | 0 | 0 | 0 | 0 | 0 | 0 | 0 | 0 | 0 | 0 | 0 | 0 | 0 | 0 | 0 | 0 | 0 | 0 | 0 | 0 | 0 | 0 | 0 | 0 | 0 | 0 | 0 | 0 | 0 | 0 | 0 | 0 | 0 | 0 | 0 | 0 | 0 | 0 | 0 | 0 | 0 | 0 | 0 | 0 | 0 | 0 | 0 | 0 | 0 | 0 | 0 | 0 | 0 | 0 | 0 | 0 | 0 | 0 | 0 | 0 | 0 | 0 | 0 | 0 | 0 | 0 | 0 | 0 | 0 | 0 | 0 | 0 | 0 | 0 | 0 | 0 | 0 | 0 | 0 | 0 | 0 | 0 | 0 | 0 | 0 | 0 | 0 | 0 | 0 | 0 | 0 | 0 | 0 | 0 | 0 | 0 | 0 | 0 | 0 | 0 | 0 | 0 | 0 | 0 | 0 | 0 | 0 | 0 | 0 | 0 | 0 | 0 | 0 | 0 | 0 | 0 | 0 | 0 | 0 | 0 | 0 | 0 | 0 | 0 | 0 | 0 | 0 | 0 | 0 | 0 | 0 | 0 | 0 | 0 | 0 | 0 | 0 | 0 | 0 | 0 | 0 | 0 | 0 | 0 | 0 | 0 | 0 | 0 | 0 | 0 | 0 | 0 | 0 | 0 | 0 | 0 | 0 | 0 | 0 | 0 | 0 | 0 | 0 | 0 | 0 | 0 | 0 | 0 | 0 | 0 | 0 | 0 | 0 | 0 | 0 | 0 | 0 | 0 | 0 | 0 | 0 | 0 | 0 | 0 | 0 | 0 | 0 | 0 | 0 | 0 | 0 | 0 | 0 | 0 | 0 | 0 | 0 | 0 | 0 | 0 | 0 | 0 | 0 | 0 | 0 | 0 | 0 | 0 | 0 | 0 | 0 | 0 | 0 | 0 | 0 | 0 | 0 | 0 | 0 | 0 | 0 | 0 | 0 | 0 | 0 | 0 | 0 | 0 | 0 | 0 | 0 | 0 | 0 | 0 | 0 | 0 | 0 | 0 | 0 | 0 | 0 | 0 | 0 | 0 | 0 | 0 | 0 | 0 | 0 | 0 | 0 | 0 | 0 | 0 | 0 | 0 | 0 | 0 | 0 | 0 | 0 | 0 | 0 | 0 | 0 | 0 | 0 | 0 | 0 | 0 | 0 | 0 | 0 | 0 | 0 | 0 | 0 | 0 | 0 | 0 | 0 | 0 | 0 | 0 | 0 | 0 | 0 | 0 | 0 | 0 | 0 | 0 | 0 | 0 | 0 | 0 | 0 | 0 | 0 | 0 | 0 | 0 | 0 | 0 | 0 | 0 | 0 | 0 | 0 | 0 | 0 | 0 | 0 | 0 | 0 | 0 | 0 | 0 | 0 | 0 | 0 | 0 | 0 | 0 | 0 | 0 | 0 | 0 | 0 | 0 | 0 | 0 | 0 | 0 | 0 | 0 | 0 | 0 | 0 | 0 | 0 | 0 | 0 | 0 | 0 | 0 | 0 | 0 | 0 | 0 | 0 | 0 | 0 | 0 | 0 | 0 | 0 | 0 | 0 | 0 | 0 | 0 | 0 | 0 | 0 | 0 | 0 | 0 | 0 | 0 | 0 | 0 | 0 | 0 | 0 | 0 | 0 | 0 | 0 | 0 | 0 | 0 | 0 | 0 | 0 | 0 | 0 | 0 | 0 | 0 | 0 | 0 | 0 | 0 | 0 | 0 | 0 | 0 | 0 | 0 | 0 | 0 | 0 | 0 | 0 | 0 | 0 | 0 | 0 | 0 | 0 | 0 | 0 | 0 | 0 | 0 | 0 | 0 | 0 | 0 | 0 | 0 | 0 | 0 | 0 | 0 | 0 | 0 | 0 | 0 | 0 | 0 | 0 | 0 | 0 | 0 | 0 | 0 | 0 | 0 | 0 | 0 | 0 | 0 | 0 | 0 | 0 | 0 | 0 | 0 | 0 | 0 | 0 | 0 | 0 | 0 | 0 | 0 | 0 | 0 | 0 | 0 | 0 | 0 | 0 | 0 | 0 | 0 | 0 | 0 | 0 | 0 | 0 | 0 | 0 | 0 | 0 | 0 | 0 | 0 | 0 | 0 | 0 | 0 | 0 | 0 | 0 | 0 | 0 | 0 | 0 | 0 | 0 | 0 | 0 | 0 | 0 | 0 | 0 | 0 | 0 | 0 | 0 | 0 | 0 | 0 | 0 | 0 | 0 | 0 | 0 | 0 | 0 | 0 | 0 | 0 | 0 | 0 | 0 | 0 | 0 | 0 | 0 | 0 | 0 | 0 | 0 | 0 | 0 | 0 | 0 | 0 | 0 | 0 | 0 | 0 | 0 | 0 | 0 | 0 | 0 | 0 | 0 | 0 | 0 | 0 | 0 | 0 | 0 | 0 | 0 | 0 | 0 | 0 | 0 | 0 | 0 | 0 | 0 | 0 | 0 | 0 | 0 | 0 | 0 | 0 | 0 | 0 | 0 | 0 | 0 | 0 | 0 | 0 | 0 | 0 | 0 | 0 | 0 | 0 | 0 | 0 | 0 | 0 | 0 | 0 | 0 | 0 | 0 | 0 | 0 | 0 | 0 | 0 | 0 | 0 | 0 | 0 | 0 | 0 | 0 | 0 | 0 | 0 | 0 | 0 | 0 | 0 | 0 | 0 | 0 | 0 | 0 | 0 | 0 | 0 | 0 | 0 | 0 | 0 | 0 | 0 | 0 | 0 | 0 | 0 | 0 | 0 | 0 | 0 | 0 | 0 | 0 | 0 | 0 | 0 | 0 | 0 | 0 | 0 | 0 | 0 | 0 | 0 | 0 | 0 | 0 | 0 | 0 | 0 | 0 | 0 | 0 | 0 | 0 | 0 | 0 | 0 | 0 | 0 | 0 | 0 | 0 | 0 | 0 | 0 | 0 | 0 | 0 | 0 | 0 | 0 | 0 | 0 | 0 | 0 | 0 | 0 | 0 | 0 | 0 | 0 | 0 | 0 | 0 | 0 | 0 | 0 | 0 | 0 | 0 | 0 | 0 | 0 | 0 | 0 | 0 | 0 | 0 | 0 | 0 | 0 | 0 | 0 | 0 | 0 | 0 | 0 | 0 | 0 | 0 | 0 | 0 | 0 | 0 | 0 | 0 | 0 | 0 | 0 | 0 | 0 | 0 | 0 | 0 | 0 | 0 | 0 | 0 | 0 | 0 | 0 | 0 | 0 | 0 | 0 | 0 | 0 | 0 | 0 | 0 | 0 | 0 | 0 | 0 | 0 | 0 | 0 | 0 | 0 | 0 | 0 | 0 | 0 | 0 | 0 | 0 | 0 | 0 | 0 | 0 | 0 | 0 | 0 | 0 | 0 | 0 | 0 | 0 | 0 | 0 | 0 | 0 | 0 | 0 | 0 | 0 | 0 | 0 | 0 | 0 | 0 | 0 | 0 | 0 | 0 | 0 | 0 | 0 | 0 | 0 | 0 | 0 | 0 | 0 | 0 | 0 | 0 | 0 | 0 | 0 | 0 | 0 | 0 | 0 | 0 | 0 | 0 | 0 | 0 | 0 | 0 | 0 | 0 | 0 | 0 | 0 | 0 | 0 | 0 | 0 | 0 | 0 | 0 | 0 | 0 | 0 | 0 | 0 | 0 | 0 | 0 | 0 | 0 | 0 | 0 | 0 | 0 | 0 | 0 | 0 | 0 | 0 | 0 | 0 | 0 | 0 | 0 | 0 | 0 | 0 | 0 | 0 | 0 | 0 | 0 | 0 | 0 | 0 | 0 | 0 | 0 | 0 | 0 | 0 | 0 | 0 | 0 | 0 | 0 | 0 | 0 | 0 | 0 | 0 | 0 | 0 | 0 | 0 | 0 | 0 | 0 | 0 | 0 | 0 | 0 | 0 | 0 | 0 | 0 | 0 | 0 | 0 | 0 | 0 | 0 | 0 | 0 | 0 | 0 | 0 | 0 | 0 | 0 | 0 | 0 | 0 | 0 | 0 | 0 | 0 | 0 | 0 | 0 | 0 | 0 | 0 | 0 | 0 | 0 | 0 | 0 | 0 | 0 | 0 | 0 | 0 | 0 | 0 | 0 | 0 | 0 | 0 | 0 | 0 | 0 | 0 | 0 | 0 | 0 | 0 | 0 | 0 | 0 | 0 | 0 | 0 | 0 | 0 | 0 | 0 | 0 | 0 | 0 | 0 | 0 | 0 | 0 | 0 | 0 | 0 | 0 | 0 | 0 | 0 | 0 | 0 | 0 | 0 | 0 | 0 | 0 | 0 | 0 | 0 | 0 | 0 | 0 | 0 | 0 | 0 | 0 | 0 | 0 | 0 | 0 | 0 | 0 | 0 | 0 | 0 | 0 | 0 | 0 | 0 | 0 | 0 | 0 | 0 | 0 | 0 | 0 | 0 | 0 | 0 | 0 | 0 | 0 | 0 | 0 | 0 | 0 | 0 | 0 | 0 | 0 | 0 | 0 | 0 | 0 | 0 | 0 | 0 | 0 | 0 | 0 | 0 | 0 | 0 | 0 | 0 | 0 | 0 | 0 | 0 | 0 | 0 | 0 | 0 | 0 | 0 | 0 | 0 | 0 | 0 | 0 | 0 | 0 | 0 | 0 | 0 | 0 | 0 | 0 | 0 | 0 | 0 | 0 | 0 | 0 | 0 | 0 | 0 | 0 | 0 | 0 | 0 | 0 | 0 | 0 | 0 | 0 | 0 | 0 | 0 | 0 | 0 | 0 | 0 | 0 | 0 | 0 | 0 | 0 | 0 | 0 | 0 | 0 | 0 | 0 | 0 | 0 | 0 | 0 | 0 | 0 | 0 | 0 | 0 | 0 | 0 | 0 | 0 | 0 | 0 | 0 | 0 | 0 | 0 | 0 | 0 | 0 | 0 | 0 | 0 | 0 | 0 | 0 | 0 | 0 | 0 | 0 | 0 | 0 | 0 | 0 | 0 | 0 | 0 | 0 | 0 | 0 | 0 | 0 | 0 | 0 | 0 | 0 | 0 | 0 | 0 | 0 | 0 | 0 | 0 | 0 | 0 | 0 | 0 | 0 | 0 | 0 | 0 | 0 | 0 | 0 | 0 | 0 | 0 | 0 | 0 | 0 | 0 | 0 | 0 | 0 | 0 | 0 | 0 | 0 | 0 | 0 | 0 | 0 | 0 | 0 | 0 | 0 | 0 | 0 | 0 | 0 | 0 | 0 | 0 | 0 | 0 | 0 | 0 | 0 | 0 | 0 | 0 | 0 | 0 | 0 | 0 | 0 | 0 | 0 | 0 | 0 | 0 | 0 | 0 | 0 | 0 | 0 | 0 | 0 | 0 | 0 | 0 | 0 | 0 | 0 | 0 | 0 | 0 | 0 | 0 | 0 | 0 | 0 | 0 | 0 | 0 | 0 | 0 | 0 | 0 | 0 | 0 | 0 | 0 | 0 | 0 | 0 | 0 | 0 | 0 | 0 | 0 | 0 | 0 | 0 | 0 | 0 | 0 | 0 | 0 | 0 | 0 | 0 | 0 | 0 | 0 | 0 | 0 | 0 | 0 | 0 | 0 | 0 | 0 | 0 | 0 | 0 | 0 | 0 | 0 | 0 | 0 | 0 | 0 | 0 | 0 | 0 | 0 | 0 | 0 | 0 | 0 | 0 | 0 | 0 | 0 | 0 | 0 | 0 | 0 | 0 | 0 | 0 | 0 | 0 | 0 | 0 | 0 | 0 | 0 | 0 | 0 | 0 | 0 | 0 | 0 | 0 | 0 | 0 | 0 | 0 | 0 | 0 | 0 | 0 | 0 | 0 | 0 | 0 | 0 | 0 | 0 | 0 | 0 | 0 | 0 | 0 | 0 | 0 | 0 | 0 | 0 | 0 | 0 | 0 | 0 | 0 | 0 | 0 | 0 | 0 | 0 | 0 | 0 | 0 | 0 | 0 | 0 | 0 | 0 | 0 | 0 | 0 | 0 | 0 | 0 | 0 | 0 | 0 | 0 | 0 | 0 | 0 | 0 | 0 | 0 | 0 | 0 | 0 | 0 | 0 | 0 | 0 | 0 | 0 | 0 | 0 | 0 | 0 | 0 | 0 | 0 | 0 | 0 | 0 | 0 | 0 | 0 | 0 | 0 | 0 | 0 | 0 | 0 | 0 | 0 | 0 | 0 | 0 | 0 | 0 | 0 | 0 | 0 | 0 | 0 | 0 | 0 | 0 | 0 | 0 | 0 | 0 | 0 | 0 | 0 | 0 | 0 | 0 | 0 | 0 | 0 | 0 | 0 | 0 | 0 | 0 | 0 | 0 | 0 | 0 | 0 | 0 | 0 | 0 | 0 | 0 | 0 | 0 | 0 | 0 | 0 | 0 | 0 | 0 | 0 | 0 | 0 | 0 | 0 | 0 | 0 | 0 | 0 | 0 | 0 | 0 | 0 | 0 | 0 | 0 | 0 | 0 | 0 | 0 | 0 | 0 | 0 | 0 | 0 | 0 | 0 | 0 | 0 | 0 | 0 | 0 | 0 | 0 | 0 | 0 | 0 | 0 | 0 | 0 | 0 | 0 | 0 | 0 | 0 | 0 | 0 | 0 | 0 | 0 | 0 | 0 | 0 | 0 | 0 | 0 | 0 | 0 | 0 | 0 | 0 | 0 | 0 | 0 | 0 | 0 | 0 | 0 | 0 | 0 | 0 | 0 | 0 | 0 | 0 | 0 | 0 | 0 | 0 | 0 | 0 | 0 | 0 | 0 | 0 | 0 | 0 | 0 | 0 | 0 | 0 | 0 | 0 | 0 | 0 | 0 | 0 | 0 | 0 | 0 | 0 | 0 | 0 | 0 | 0 | 0 | 0 | 0 | 0 | 0 | 0 | 0 | 0 | 0 | 0 | 0 | 0 | 0 | 0 | 0 | 0 | 0 | 0 | 0 | 0 | 0 | 0 | 0 | 0 | 0 | 0 | 0 | 0 | 0 | 0 | 0 | 0 | 0 | 0 | 0 | 0 | 0 | 0 | 0 | 0 | 0 | 0 | 0 | 0 | 0 | 0 | 0 | 0 | 0 | 0 | 0 | 0 | 0 | 0 | 0 | 0 | 0 | 0 | 0 | 0 | 0 | 0 | 0 | 0 | 0 | 0 | 0 | 0 | 0 | 0 | 0 | 0 | 0 | 0 | 0 | 0 | 0 | 0 | 0 | 0 | 0 | 0 | 0 | 0 | 0 | 0 | 0 | 0 | 0 | 0 | 0 | 0 | 0 | 0 | 0 | 0 | 0 | 0 | 0 | 0 | 0 | 0 | 0 | 0 | 0 | 0 | 0 | 0 | 0 | 0 | 0 | 0 | 0 | 0 | 0 | 0 | 0 | 0 | 0 | 0 | 0 | 0 | 0 | 0 | 0 | 0 | 0 | 0 | 0 | 0 | 0 | 0 | 0 | 0 | 0 | 0 | 0 | 0 | 0 | 0 | 0 | 0 | 0 | 0 | 0 | 0 | 0 | 0 | 0 | 0 | 0 | 0 | 0 | 0 | 0 | 0 | 0 | 0 | 0 | 0 | 0 | 0 | 0 | 0 | 0 | 0 | 0 | 0 | 0 | 0 | 0 | 0 | 0 | 0 | 0 | 0 | 0 | 0 | 0 | 0 | 0 | 0 | 0 | 0 | 0 | 0 | 0 | 0 | 0 | 0 | 0 | 0 | 0 | 0 | 0 | 0 | 0 | 0 | 0 | 0 | 0 | 0 | 0 | 0 | 0 | 0 | 0 | 0 | 0 | 0 | 0 | 0 | 0 | 0 | 0 | 0 | 0 | 0 | 0 | 0 | 0 | 0 | 0 | 0 | 0 | 0 | 0 | 0 | 0 | 0 | 0 | 0 | 0 | 0 | 0 | 0 | 0 | 0 | 0 | 0 | 0 | 0 | 0 | 0 | 0 | 0 | 0 | 0 | 0 | 0 | 0 | 0 | 0 | 0 | 0 | 0 | 0 | 0 | 0 | 0 | 0 | 0 | 0 | 0 | 0 | 0 | 0 | 0 | 0 | 0 | 0 | 0 | 0 | 0 | 0 | 0 | 0 | 0 | 0 | 0 | 0 | 0 | 0 | 0 | 0 | 0 | 0 | 0 | 0 | 0 | 0 | 0 | 0 | 0 | 0 | 0 | 0 | 0 | 0 | 0 | 0 | 0 | 0 | 0 | 0 | 0 | 0 | 0 | 0 | 0 | 0 | 0 | 0 | 0 | 0 | 0 | 0 | 0 | 0 | 0 | 0 | 0 | 0 | 0 | 0 | 0 | 0 | 0 | 0 | 0 | 0 | 0 | 0 | 0 | 0 | 0 | 0 | 0 | 0 | 0 | 0 | 0 | 0 | 0 | 0 | 0 | 0 | 0 | 0 | 0 | 0 | 0 | 0 | 0 | 0 | 0 | 0 | 0 | 0 | 0 | 0 | 0 | 0 | 0 | 0 | 0 | 0 | 0 | 0 | 0 | 0 | 0 | 0 | 0 | 0 | 0 | 0 | 0 | 0 | 0 | 0 | 0 | 0 | 0 | 0 | 0 | 0 | 0 | 0 | 0 | 0 | 0 | 0 | 0 | 0 | 0 | 0 | 0 | 0 | 0 | 0 | 0 | 0 | 0 | 0 | 0 | 0 | 0 | 0 | 0 | 0 | 0 | 0 | 0 | 0 | 0 | 0 | 0 | 0 | 0 | 0 | 0 | 0 | 0 | 0 | 0 | 0 | 0 | 0 | 0 | 0 | 0 | 0 | 0 | 0 | 0 | 0 | 0 | 0 | 0 | 0 | 0 | 0 | 0 | 0 | 0 | 0 | 0 | 0 | 0 | 0 | 0 | 0 | 0 | 0 | 0 | 0 | 0 | 0 | 0 | 0 | 0 | 0 | 0 | 0 | 0 | 0 | 0 | 0 | 0 | 0 | 0 | 0 | 0 | 0 | 0 | 0 | 0 | 0 | 0 | 0 | 0 | 0 | 0 | 0 | 0 | 0 | 0 | 0 | 0 | 0 | 0 | 0 | 0 | 0 | 0 | 0 | 0 | 0 | 0 | 0 | 0 | 0 | 0 | 0 | 0 | 0 | 0 | 0 | 0 | 0 | 0 | 0 | 0 | 0 | 0 | 0 | 0 | 0 | 0 | 0 | 0 | 0 | 0 | 0 | 0 | 0 | 0 | 0 | 0 | 0 | 0 | 0 | 0 | 0 | 0 | 0 | 0 | 0 | 0 | 0 | 0 | 0 | 0 | 0 | 0 | 0 | 0 | 0 | 0 | 0 | 0 | 0 | 0 | 0 | 0 | 0 | 0 | 0 | 0 | 0 | 0 | 0 | 0 | 0 | 0 | 0 | 0 | 0 | 0 | 0 | 0 | 0 | 0 | 0 | 0 | 0 | 0 | 0 | 0 | 0 | 0 | 0 | 0 | 0 | 0 | 0 | 0 | 0 | 0 | 0 | 0 | 0 | 0 | 0 | 0 | 0 | 0 | 0 | 0 | 0 | 0 | 0 | 0 | 0 | 0 | 0 | 0 | 0 | 0 | 0 | 0 | 0 | 0 | 0 | 0 | 0 | 0 | 0 | 0 | 0 | 0 | 0 | 0 | 0 | 0 | 0 | 0 | 0 | 0 | 0 | 0 | 0 | 0 | 0 | 0 | 0 | 0 | 0 | 0 | 0 | 0 | 0 | 0 | 0 | 0 | 0 | 0 | 0 | 0 | 0 | 0 | 0 | 0 | 0 | 0 | 0 | 0 | 0 | 0 | 0 | 0 | 0 | 0 | 0 | 0 | 0 | 0 | 0 | 0 | 0 | 0 | 0 | 0 | 0 | 0 | 0 | 0 | 0 | 0 | 0 | 0 | 0 | 0 | 0 | 0 | 0 | 0 | 0 | 0 | 0 | 0 | 0 | 0 | 0 | 0 | 0 | 0 | 0 | 0 | 0 | 0 | 0 | 0 | 0 | 0 | 0 | 0 | 0 | 0 | 0 | 0 | 0 | 0 | 0 | 0 | 0 | 0 | 0 | 0 | 0 | 0 | 0 | 0 | 0 | 0 | 0 | 0 | 0 | 0 | 0 | 0 | 0 | 0 | 0 | 0 | 0 | 0 | 0 | 0 | 0 | 0 | 0 | 0 | 0 | 0 | 0 | 0 | 0 | 0 | 0 | 0 | 0 | 0 | 0 | 0 | 0 | 0 | 0 | 0 | 0 | 0 | 0 | 0 | 0 | 0 | 0 | 0 | 0 | 0 | 0 | 0 | 0 | 0 | 0 | 0 | 0 | 0 | 0 | 0 | 0 | 0 | 0 | 0 | 0 | 0 | 0 | 0 | 0 | 0 | 0 | 0 | 0 | 0 | 0 | 0 | 0 | 0 | 0 | 0 | 0 | 0 | 0 | 0 | 0 | 0 | 0 | 0 | 0 | 0 | 0 | 0 | 0 | 0 | 0 | 0 | 0 | 0 | 0 | 0 | 0 | 0 | 0 | 0 | 0 | 0 | 0 | 0 | 0 | 0 | 0 | 0 | 0 | 0 | 0 | 0 | 0 | 0 | 0 | 0 | 0 | 0 | 0 | 0 | 0 | 0 | 0 | 0 | 0 | 0 | 0 | 0 | 0 | 0 | 0 | 0 | 0 | 0 | 0 | 0 | 0 | 0 | 0 | 0 | 0 | 0 | 0 | 0 | 0 | 0 | 0 | 0 | 0 | 0 | 0 | 0 | 0 | 0 | 0 | 0 | 0 | 0 | 0 | 0 | 0 | 0 | 0 | 0 | 0 | 0 | 0 | 0 | 0 | 0 | 0 | 0 | 0 | 0 | 0 | 0 | 0 | 0 | 0 | 0 | 0 | 0 | 0 | 0 | 0 | 0 | 0 | 0 | 0 | 0 | 0 | 0 | 0 | 0 | 0 | 0 | 0 | 0 | 0 | 0 | 0 | 0 | 0 | 0 | 0 | 0 | 0 | 0 | 0 | 0 | 0 | 0 | 0 | 0 | 0 | 0 | 0 | 0 | 0 | 0 | 0 | 0 | 0 | 0 | 0 | 0 | 0 | 0 | 0 | 0 | 0 | 0 | 0 | 0 | 0 | 0 | 0 | 0 | 0 | 0 | 0 | 0 | 0 | 0 | 0 | 0 | 0 | 0 | 0 | 0 | 0 | 0 | 0 | 0 | 0 | 0 | 0 | 0 | 0 | 0 | 0 | 0 | 0 | 0 | 0 | 0 | 0 | 0 | 0 | 0 | 0 | 0 | 0 | 0 | 0 | 0 | 0 | 0 | 0 | 0 | 0 | 0 | 0 | 0 | 0 | 0 | 0 | 0 | 0 | 0 | 0 | 0 | 0 | 0 | 0 | 0 | 0 | 0 | 0 | 0 | 0 | 0 | 0 | 0 | 0 | 0 | 0 | 0 | 0 | 0 | 0 | 0 | 0 | 0 | 0 | 0 | 0 | 0 | 0 | 0 | 0 | 0 | 0 | 0 | 0 | 0 | 0 | 0 | 0 | 0 | 0 | 0 | 0 | 0 | 0 | 0 | 0 | 0 | 0 | 0 | 0 | 0 | 0 | 0 | 0 | 0 | 0 | 0 | 0 | 0 | 0 | 0 | 0 | 0 | 0 | 0 | 0 | 0 | 0 | 0 | 0 | 0 | 0 | 0 | 0 | 0 | 0 | 0 | 0 | 0 | 0 | 0 | 0 | 0 | 0 | 0 | 0 | 0 | 0 | 0 | 0 | 0 | 0 | 0 | 0 | 0 | 0 | 0 | 0 | 0 | 0 | 0 | 0 | 0 | 0 | 0 | 0 | 0 | 0 | 0 | 0 | 0 | 0 | 0 | 0 | 0 | 0 | 0 | 0 | 0 | 0 | 0 | 0 | 0 | 0 | 0 | 0 | 0 | 0 | 0 | 0 | 0 | 0 | 0 | 0 | 0 | 0 | 0 | 0 | 0 | 0 | 0 | 0 | 0 | 0 | 0 | 0 | 0 | 0 | 0 | 0 | 0 | 0 | 0 | 0 | 0 | 0 | 0 | 0 | 0 | 0 | 0 | 0 | 0 | 0 | 0 | 0 | 0 | 0 | 0 | 0 | 0 | 0 | 0 | 0 | 0 | 0 | 0 | 0 | 0 | 0 | 0 | 0 | 0 | 0 | 0 | 0 | 0 | 0 | 0 | 0 | 0 | 0 | 0 | 0 | 0 | 0 | 0 | 0 | 0 | 0 | 0 | 0 | 0 | 0 | 0 | 0 | 0 | 0 | 0 | 0 | 0 | 0 | 0 | 0 | 0 | 0 | 0 | 0 | 0 | 0 | 0 | 0 | 0 | 0 | 0 | 0 | 0 | 0 | 0 | 0 | 0 | 0 | 0 | 0 | 0 | 0 | 0 | 0 | 0 | 0 | 0 | 0 | 0 | 0 | 0 | 0 | 0 | 0 | 0 | 0 | 0 | 0 | 0 | 0 | 0 | 0 | 0 | 0 | 0 | 0 | 0 | 0 | 0 | 0 | 0 | 0 | 0 | 0 | 0 | 0 | 0 | 0 | 0 | 0 | 0 | 0 | 0 | 0 | 0 | 0 | 0 | 0 | 0 | 0 | 0 | 0 | 0 | 0 | 0 | 0 | 0 | 0 | 0 | 0 | 0 | 0 | 0 | 0 | 0 | 0 | 0 | 0 | 0 | 0 | 0 | 0 | 0 | 0 | 0 | 0 | 0 | 0 | 0 | 0 | 0 | 0 | 0 | 0 | 0 | 0 | 0 | 0 | 0 | 0 | 0 | 0 | 0 | 0 | 0 | 0 | 0 | 0 | 0 | 0 | 0 | 0 | 0 | 0 | 0 | 0 | 0 | 0 | 0 | 0 | 0 | 0 | 0 | 0 | 0 | 0 | 0 | 0 | 0 | 0 | 0 | 0 | 0 | 0 | 0 | 0 | 0 | 0 | 0 | 0 | 0 | 0 | 0 | 0 | 0 | 0 | 0 | 0 | 0 | 0 | 0 | 0 | 0 | 0 | 0 | 0 | 0 | 0 | 0 | 0 | 0 | 0 | 0 | 0 | 0 | 0 | 0 | 0 | 0 | 0 | 0 | 0 | 0 | 0 | 0 | 0 | 0 | 0 | 0 | 0 | 0 | 0 | 0 | 0 | 0 | 0 | 0 | 0 | 0 | 0 | 0 | 0 | 0 | 0 | 0 | 0 | 0 | 0 | 0 | 0 | 0 | 0 | 0 | 0 | 0 | 0 | 0 | 0 | 0 | 0 | 0 | 0 | 0 | 0 | 0 | 0 | 0 | 0 | 0 | 0 | 0 | 0 | 0 | 0 | 0 | 0 | 0 | 0 | 0 | 0 | 0 | 0 | 0 | 0 | 0 | 0 | 0 | 0 | 0 | 0 | 0 | 0 | 0 | 0 | 0 | 0 | 0 | 0 | 0 | 0 | 0 | 0 | 0 | 0 | 0 | 0 | 0 | 0 | 0 | 0 | 0 | 0 | 0 | 0 | 0 | 0 | 0 | 0 | 0 | 0 | 0 | 0 | 0 | 0 | 0 | 0 | 0 | 0 | 0 | 0 | 0 | 0 | 0 | 0 | 0 | 0 | 0 | 0 | 0 | 0 | 0 | 0 | 0 | 0 | 0 | 0 | 0 | 0 | 0 | 0 | 0 | 0 | 0 | 0 | 0 | 0 | 0 | 0 | 0 | 0 | 0 | 0 | 0 | 0 | 0 | 0 | 0 | 0 | 0 | 0 | 0 | 0 | 0 | 0 | 0 | 0 | 0 | 0 | 0 | 0 | 0 | 0 | 0 | 0 | 0 | 0 | 0 | 0 | 0 | 0 | 0 | 0 | 0 | 0 | 0 | 0 | 0 | 0 | 0 | 0 | 0 | 0 | 0 | 0 | 0 | 0 | 0 | 0 | 0 | 0 | 0 | 0 | 0 | 0 | 0 | 0 | 0 | 0 | 0 | 0 | 0 | 0 | 0 | 0 | 0 | 0 | 0 | 0 | 0 | 0 | 0 | 0 | 0 | 0 | 0 | 0 | 0 | 0 | 0 | 0 | 0 | 0 | 0 | 0 | 0 | 0 | 0 | 0 | 0 | 0 | 0 | 0 | 0 | 0 | 0 | 0 | 0 | 0 | 0 | 0 | 0 | 0 | 0 | 0 | 0 | 0 | 0 | 0 | 0 | 0 | 0 | 0 | 0 | 0 | 0 | 0 | 0 | 0 | 0 | 0 | 0 | 0 | 0 | 0 | 0 | 0 | 0 | 0 | 0 | 0 | 0 | 0 | 0 | 0 | 0 | 0 | 0 | 0 | 0 | 0 | 0 | 0 | 0 | 0 | 0 | 0 | 0 | 0 | 0 | 0 | 0 | 0 | 0 | 0 | 0 | 0 | 0 | 0 | 0 | 0 | 0 | 0 | 0 | 0 | 0 | 0 | 0 | 0 | 0 | 0 | 0 | 0 | 0 | 0 | 0 | 0 | 0 | 0 | 0 | 0 | 0 | 0 | 0 | 0 | 0 | 0 | 0 | 0 | 0 | 0 | 0 | 0 | 0 | 0 | 0 | 0 | 0 | 0 | 0 | 0 | 0 | 0 | 0 | 0 | 0 | 0 | 0 | 0 | 0 | 0 | 0 | 0 | 0 | 0 | 0 | 0 | 0 | 0 | 0 | 0 | 0 | 0 | 0 | 0 | 0 | 0 | 0 | 0 | 0 | 0 | 0 | 0 | 0 | 0 | 0 | 0 | 0 | 0 | 0 | 0 | 0 | 0 | 0 | 0 | 0 | 0 | 0 | 0 | 0 | 0 | 0 | 0 | 0 | 0 | 0 | 0 | 0 | 0 | 0 | 0 | 0 | 0 | 0 | 0 | 0 | 0 | 0 | 0 | 0 | 0 | 0 | 0 | 0 | 0 | 0 | 0 | 0 | 0 | 0 | 0 | 0 | 0 | 0 | 0 | 0 | 0 | 0 | 0 | 0 | 0 | 0 | 0 | 0 | 0 | 0 | 0 | 0 | 0 | 0 | 0 | 0 | 0 | 0 | 0 | 0 | 0 | 0 | 0 | 0 | 0 | 0 | 0 | 0 | 0 | 0 | 0 | 0 | 0 | 0 | 0 | 0 | 0 | 0 | 0 | 0 | 0 | 0 | 0 | 0 | 0 | 0 | 0 | 0 | 0 | 0 | 0 | 0 | 0 | 0 | 0 | 0 | 0 | 0 | 0 | 0 | 0 | 0 | 0 | 0 | 0 | 0 | 0 | 0 | 0 | 0 | 0 | 0 | 0 | 0 | 0 | 0 | 0 | 0 | 0 | 0 | 0 | 0 | 0 | 0 | 0 | 0 | 0 | 0 | 0 | 0 | 0 | 0 | 0 | 0 | 0 | 0 | 0 | 0 | 0 | 0 | 0 | 0 | 0 | 0 | 0 | 0 | 0 | 0 | 0 | 0 | 0 | 0 | 0 | 0 | 0 | 0 | 0 | 0 | 0 | 0 | 0 | 0 | 0 | 0 | 0 | 0 | 0 | 0 | 0 | 0 | 0 | 0 | 0 | 0 | 0 | 0 | 0 | 0 | 0 | 0 | 0 | 0 | 0 | 0 | 0 | 0 | 0 | 0 | 0 | 0 | 0 | 0 | 0 | 0 | 0 | 0 | 0 | 0 | 0 | 0 | 0 | 0 | 0 | 0 | 0 | 0 | 0 | 0 | 0 | 0 | 0 | 0 | 0 | 0 | 0 | 0 | 0 | 0 | 0 | 0 | 0 | 0 | 0 | 0 | 0 | 0 | 0 | 0 | 0 | 0 | 0 | 0 | 0 | 0 | 0 | 0 | 0 | 0 | 0 | 0 | 0 | 0 | 0 | 0 | 0 | 0 | 0 | 0 | 0 | 0 | 0 | 0 | 0 | 0 | 0 | 0 | 0 | 0 | 0 | 0 | 0 | 0 | 0 | 0 | 0 | 0 | 0 | 0 | 0 | 0 | 0 | 0 | 0 | 0 | 0 | 0 | 0 | 0 | 0 | 0 | 0 | 0 | 0 | 0 | 0 | 0 | 0 | 0 | 0 | 0 | 0 | 0 | 0 | 0 | 0 | 0 | 0 | 0 | 0 | 0 | 0 | 0 | 0 | 0 | 0 | 0 | 0 | 0 | 0 | 0 | 0 | 0 | 0 | 0 | 0 | 0 | 0 | 0 | 0 | 0 | 0 | 0 | 0 | 0 | 0 | 0 | 0 | 0 | 0 | 0 | 0 | 0 | 0 | 0 | 0 | 0 | 0 | 0 | 0 | 0 | 0 | 0 | 0 | 0 | 0 | 0 | 0 | 0 | 0 | 0 | 0 | 0 | 0 | 0 | 0 | 0 | 0 | 0 | 0 | 0 | 0 | 0 | 0 | 0 | 0 | 0 | 0 | 0 | 0 | 0 | 0 | 0 | 0 | 0 | 0 | 0 | 0 | 0 | 0 | 0 | 0 | 0 | 0 | 0 | 0 | 0 | 0 | 0 | 0 | 0 | 0 | 0 | 0 | 0 | 0 | 0 | 0 | 0 | 0 | 0 | 0 | 0 | 0 | 0 | 0 | 0 | 0 | 0 | 0 | 0 | 0 | 0 | 0 | 0 | 0 | 0 | 0 | 0 | 0 | 0 | 0 | 0 | 0 | 0 | 0 | 0 | 0 | 0 | 0 | 0 | 0 | 0 | 0 | 0 | 0 | 0 | 0 | 0 | 0 | 0 | 0 | 0 | 0 | 0 | 0 | 0 | 0 | 0 | 0 | 0 | 0 | 0 | 0 | 0 | 0 | 0 | 0 | 0 | 0 | 0 | 0 | 0 | 0 | 0 | 0 | 0 | 0 | 0 | 0 | 0 | 0 | 0 | 0 | 0 | 0 | 0 | 0 | 0 | 0 | 0 | 0 | 0 | 0 | 0 | 0 | 0 | 0 | 0 | 0 | 0 | 0 | 0 | 0 | 0 | 0 | 0 | 0 | 0 | 0 | 0 | 0 | 0 | 0 | 0 | 0 | 0 | 0 | 0 | 0 | 0 | 0 | 0 | 0 | 0 | 0 | 0 | 0 | 0 | 0 | 0 | 0 | 0 | 0 | 0 | 0 | 0 | 0 | 0 | 0 | 0 | 0 | 0 | 0 | 0 | 0 | 0 | 0 | 0 | 0 | 0 | 0 | 0 | 0 | 0 | 0 | 0 | 0 | 0 | 0 | 0 | 0 | 0 | 0 | 0 | 0 | 0 | 0 | 0 | 0 | 0 | 0 | 0 | 0 | 0 | 0 | 0 | 0 | 0 | 0 | 0 | 0 | 0 | 0 | 0 | 0 | 0 | 0 | 0 | 0 | 0 | 0 | 0 | 0 | 0 | 0 | 0 | 0 | 0 | 0 | 0 | 0 | 0 | 0 | 0 | 0 | 0 | 0 | 0 | 0 | 0 | 0 | 0 | 0 | 0 | 0 | 0 | 0 | 0 | 0 | 0 | 0 | 0 | 0 | 0 | 0 | 0 | 0 | 0 | 0 | 0 | 0 | 0 | 0 | 0 | 0 | 0 | 0 | 0 | 0 | 0 | 0 | 0 | 0 | 0 | 0 | 0 | 0 | 0 | 0 | 0 | 0 | 0 | 0 | 0 | 0 | 0 | 0 | 0 | 0 | 0 | 0 | 0 | 0 | 0 | 0 | 0 | 0 | 0 | 0 | 0 | 0 | 0 | 0 | 0 | 0 | 0 | 0 | 0 | 0 | 0 | 0 | 0 | 0 | 0 | 0 | 0 | 0 | 0 | 0 | 0 | 0 | 0 | 0 | 0 | 0 | 0 | 0 | 0 | 0 | 0 | 0 | 0 | 0 | 0 | 0 | 0 | 0 | 0 | 0 | 0 | 0 | 0 | 0 | 0 | 0 | 0 | 0 | 0 | 0 | 0 | 0 | 0 | 0 | 0 | 0 | 0 | 0 | 0 | 0 | 0 | 0 | 0 | 0 | 0 | 0 | 0 | 0 | 0 | 0 | 0 | 0 | 0 | 0 | 0 | 0 | 0 | 0 | 0 | 0 | 0 | 0 | 0 | 0 | 0 | 0 | 0 | 0 | 0 | 0 | 0 | 0 | 0 | 0 | 0 | 0 | 0 | 0 | 0 | 0 | 0 | 0 | 0 | 0 | 0 | 0 | 0 | 0 | 0 | 0 | 0 | 0 | 0 | 0 | 0 | 0 | 0 | 0 | 0 | 0 | 0 | 0 | 0 | 0 | 0 | 0 | 0 | 0 | 0 | 0 | 0 | 0 | 0 | 0 | 0 | 0 | 0 | 0 | 0 | 0 | 0 | 0 | 0 | 0 | 0 | 0 | 0 | 0 | 0 | 0 | 0 | 0 | 0 | 0 | 0 | 0 | 0 | 0 | 0 | 0 | 0 | 0 | 0 | 0 | 0 | 0 | 0 | 0 | 0 | 0 | 0 | 0 | 0 | 0 | 0 | 0 | 0 | 0 | 0 | 0 | 0 | 0 | 0 | 0 | 0 | 0 | 0 | 0 | 0 | 0 | 0 | 0 | 0 | 0 | 0 | 0 | 0 | 0 | 0 | 0 | 0 | 0 | 0 | 0 | 0 | 0 | 0 | 0 | 0 | 0 | 0 | 0 | 0 | 0 | 0 | 0 | 0 | 0 | 0 | 0 | 0 | 0 | 0 | 0 | 0 | 0 | 0 | 0 | 0 | 0 | 0 | 0 | 0 | 0 | 0 | 0 | 0 | 0 | 0 | 0 | 0 | 0 | 0 | 0 | 0 | 0 | 0 | 0 | 0 | 0 | 0 | 0 | 0 | 0 | 0 | 0 | 0 | 0 | 0 | 0 | 0 | 0 | 0 | 0 | 0 | 0 | 0 | 0 | 0 | 0 | 0 | 0 | 0 | 0 | 0 | 0 | 0 | 0 | 0 | 0 | 0 | 0 | 0 | 0 | 0 | 0 | 0 | 0 | 0 | 0 | 0 | 0 | 0 | 0 | 0 | 0 | 0 | 0 | 0 | 0 | 0 | 0 | 0 | 0 | 0 | 0 | 0 | 0 | 0 | 0 | 0 | 0 | 0 | 0 | 0 | 0 | 0 | 0 | 0 | 0 | 0 | 0 | 0 | 0 | 0 | 0 | 0 | 0 | 0 | 0 | 0 | 0 | 0 | 0 | 0 | 0 | 0 | 0 | 0 | 0 | 0 | 0 | 0 | 0 | 0 | 0 | 0 | 0 | 0 | 0 | 0 | 0 | 0 | 0 | 0 | 0 | 0 | 0 | 0 | 0 | 0 | 0 | 0 | 0 | 0 | 0 | 0 | 0 | 0 | 0 | 0 | 0 | 0 | 0 | 0 | 0 | 0 | 0 | 0 | 0 | 0 | 0 | 0 | 0 | 0 | 0 | 0 | 0 | 0 | 0 | 0 | 0 | 0 | 0 | 0 | 0 | 0 | 0 | 0 | 0 | 0 | 0 | 0 | 0 | 0 | 0 | 0 | 0 | 0 | 0 | 0 | 0 | 0 | 0 | 0 | 0 | 0 | 0 | 0 | 0 | 0 | 0 | 0 | 0 | 0 | 0 | 0 | 0 | 0 | 0 | 0 | 0 | 0 | 0 | 0 | 0 | 0 | 0 | 0 | 0 | 0 | 0 | 0 | 0 | 0 | 0 | 0 | 0 | 0 | 0 | 0 | 0 | 0 | 0 | 0 | 0 | 0 | 0 | 0 | 0 | 0 | 0 | 0 | 0 | 0 | 0 | 0 | 0 | 0 | 0 | 0 | 0 | 0 | 0 | 0 | 0 | 0 | 0 | 0 | 0 | 0 | 0 | 0 | 0 | 0 | 0 | 0 | 0 | 0 | 0 | 0 | 0 | 0 | 0 | 0 | 0 | 0 | 0 | 0 | 0 | 0 | 0 | 0 | 0 | 0 | 0 | 0 | 0 | 0 | 0 | 0 | 0 | 0 | 0 | 0 | 0 | 0 | 0 | 0 | 0 | 0 | 0 | 0 | 0 | 0 | 0 | 0 | 0 | 0 | 0 | 0 | 0 | 0 | 0 | 0 | 0 | 0 | 0 | 0 | 0 | 0 | 0 | 0 | 0 | 0 | 0 | 0 | 0 | 0 | 0 | 0 | 0 | 0 | 0 | 0 | 0 | 0 | 0 | 0 | 0 | 0 | 0 | 0 | 0 | 0 | 0 | 0 | 0 | 0 | 0 | 0 | 0 | 0 | 0 | 0 | 0 | 0 | 0 | 0 | 0 | 0 | 0 | 0 | 0 | 0 | 0 | 0 | 0 | 0 | 0 | 0 | 0 | 0 | 0 | 0 | 0 | 0 | 0 | 0 | 0 | 0 | 0 | 0 | 0 | 0 | 0 | 0 | 0 | 0 | 0 | 0 | 0 | 0 | 0 | 0 | 0 | 0 | 0 | 0 | 0 | 0 | 0 | 0 | 0 | 0 | 0 | 0 | 0 | 0 | 0 | 0 | 0 | 0 | 0 | 0 | 0 | 0 | 0 | 0 | 0 | 0 | 0 | 0 | 0 | 0 | 0 | 0 | 0 | 0 | 0 | 0 | 0 | 0 | 0 | 0 | 0 | 0 | 0 | 0 | 0 | 0 | 0 | 0 | 0 | 0 | 0 | 0 | 0 | 0 | 0 | 0 | 0 | 0 | 0 | 0 | 0 | 0 | 0 | 0 | 0 | 0 | 0 | 0 | 0 | 0 | 0 | 0 | 0 | 0 | 0 | 0 | 0 | 0 | 0 | 0 | 0 | 0 | 0 | 0 | 0 | 0 | 0 | 0 | 0 | 0 | 0 | 0 | 0 | 0 | 0 | 0 | 0 | 0 | 0 | 0 | 0 | 0 | 0 | 0 | 0 | 0 | 0 | 0 | 0 | 0 | 0 | 0 | 0 | 0 | 0 | 0 | 0 | 0 | 0 | 0 | 0 | 0 | 0 | 0 | 0 | 0 | 0 | 0 | 0 | 0 | 0 | 0 | 0 | 0 | 0 | 0 | 0 | 0 | 0 | 0 | 0 | 0 | 0 | 0 | 0 | 0 | 0 | 0 | 0 | 0 | 0 | 0 | 0 | 0 | 0 | 0 | 0 | 0 | 0 | 0 | 0 | 0 | 0 | 0 | 0 | 0 | 0 | 0 | 0 | 0 | 0 | 0 | 0 | 0 | 0 | 0 | 0 | 0 | 0 | 0 | 0 | 0 | 0 | 0 | 0 | 0 | 0 | 0 | 0 | 0 | 0 | 0 | 0 | 0 | 0 | 0 | 0 | 0 | 0 | 0 | 0 | 0 | 0 | 0 | 0 | 0 | 0 | 0 | 0 | 0 | 0 | 0 | 0 | 0 | 0 | 0 | 0 | 0 | 0 | 0 | 0 | 0 | 0 | 0 | 0 | 0 | 0 | 0 | 0 | 0 | 0 | 0 | 0 | 0 | 0 | 0 | 0 | 0 | 0 | 0 | 0 | 0 | 0 | 0 | 0 | 0 | 0 | 0 | 0 | 0 | 0 | 0 | 0 | 0 | 0 | 0 | 0 | 0 | 0 | 0 | 0 | 0 | 0 | 0 | 0 | 0 | 0 | 0 | 0 | 0 | 0 | 0 | 0 | 0 | 0 | 0 | 0 | 0 | 0 | 0 | 0 | 0 | 0 | 0 | 0 | 0 | 0 | 0 | 0 | 0 | 0 | 0 | 0 | 0 | 0 | 0 | 0 | 0 | 0 | 0 | 0 | 0 | 0 | 0 | 0 | 0 | 0 | 0 | 0 | 0 | 0 | 0 | 0 | 0 | 0 | 0 | 0 | 0 | 0 | 0 | 0 | 0 | 0 | 0 | 0 | 0 | 0 | 0 | 0 | 0 | 0 | 0 | 0 | 0 | 0 | 0 | 0 | 0 | 0 | 0 | 0 | 0 | 0 | 0 | 0 | 0 | 0 | 0 | 0 | 0 | 0 | 0 | 0 | 0 | 0 | 0 | 0 | 0 | 0 | 0 | 0 | 0 | 0 | 0 | 0 | 0 | 0 | 0 | 0 | 0 | 0 | 0 | 0 | 0 | 0 | 0 | 0 | 0 | 0 | 0 | 0 | 0 | 0 | 0 | 0 | 0 | 0 | 0 | 0 | 0 | 0 | 0 | 0 | 0 | 0 | 0 | 0 | 0 | 0 | 0 | 0 | 0 | 0 | 0 | 0 | 0 | 0 | 0 | 0 | 0 | 0 | 0 | 0 | 0 | 0 | 0 | 0 | 0 | 0 | 0 | 0 | 0 | 0 | 0 | 0 | 0 | 0 | 0 | 0 | 0 | 0 | 0 | 0 | 0 | 0 | 0 | 0 | 0 | 0 | 0 | 0 | 0 | 0 | 0 | 0 | 0 | 0 | 0 | 0 | 0 | 0 | 0 | 0 | 0 | 0 | 0 | 0 | 0 | 0 | 0 | 0 | 0 | 0 | 0 | 0 | 0 | 0 | 0 | 0 | 0 | 0 | 0 | 0 | 0 | 0 | 0 | 0 | 0 | 0 | 0 | 0 | 0 | 0 | 0 | 0 | 0 | 0 | 0 | 0 | 0 | 0 | 0 | 0 | 0 | 0 | 0 | 0 | 0 | 0 | 0 | 0 | 0 | 0 | 0 | 0 | 0 | 0 | 0 | 0 | 0 | 0 | 0 | 0 | 0 | 0 | 0 | 0 | 0 | 0 | 0 | 0 | 0 | 0 | 0 | 0 | 0 | 0 | 0 | 0 | 0 | 0 | 0 | 0 | 0 | 0 | 0 | 0 | 0 | 0 | 0 | 0 | 0 | 0 | 0 | 0 | 0 | 0 | 0 | 0 | 0 | 0 | 0 | 0 | 0 | 0 | 0 | 0 | 0 | 0 | 0 | 0 | 0 | 0 | 0 | 0 | 0 | 0 | 0 | 0 | 0 | 0 | 0 | 0 | 0 | 0 | 0 | 0 | 0 | 0 | 0 | 0 | 0 | 0 | 0 | 0 | 0 | 0 | 0 | 0 | 0 | 0 | 0 | 0 | 0 | 0 | 0 | 0 | 0 | 0 | 0 | 0 | 0 | 0 | 0 | 0 | 0 | 0 | 0 | 0 | 0 | 0 | 0 | 0 | 0 | 0 | 0 | 0 | 0 | 0 | 0 | 0 | 0 | 0 | 0 | 0 | 0 | 0 | 0 | 0 | 0 | 0 | 0 | 0 | 0 | 0 | 0 | 0 | 0 | 0 | 0 | 0 | 0 | 0 | 0 | 0 | 0 | 0 | 0 | 0 | 0 | 0 | 0 | 0 | 0 | 0 | 0 | 0 | 0 | 0 | 0 | 0 | 0 | 0 | 0 | 0 | 0 | 0 | 0 | 0 | 0 | 0 | 0 | 0 | 0 | 0 | 0 | 0 | 0 | 0 | 0 | 0 | 0 | 0 | 0 | 0 | 0 | 0 | 0 | 0 | 0 | 0 | 0 | 0 | 0 | 0 | 0 | 0 | 0 | 0 | 0 | 0 | 0 | 0 | 0 | 0 | 0 | 0 | 0 | 0 | 0 | 0 | 0 | 0 | 0 | 0 | 0 | 0 | 0 | 0 | 0 | 0 | 0 | 0 | 0 | 0 | 0 | 0 | 0 | 0 | 0 | 0 | 0 | 0 | 0 | 0 | 0 | 0 | 0 | 0 | 0 | 0 | 0 | 0 | 0 | 0 | 0 | 0 | 0 | 0 | 0 | 0 | 0 | 0 | 0 | 0 | 0 | 0 | 0 | 0 | 0 | 0 | 0 | 0 | 0 | 0 | 0 | 0 | 0 | 0 | 0 | 0 | 0 | 0 | 0 | 0 | 0 | 0 | 0 | 0 | 0 | 0 | 0 | 0 | 0 | 0 | 0 | 0 | 0 | 0 | 0 | 0 | 0 | 0 | 0 | 0 | 0 | 0 | 0 | 0 | 0 | 0 | 0 | 0 | 0 | 0 | 0 | 0 | 0 | 0 | 0 | 0 | 0 | 0 | 0 | 0 | 0 | 0 | 0 | 0 | 0 | 0 | 0 | 0 | 0 | 0 | 0 | 0 | 0 | 0 | 0 | 0 | 0 | 0 | 0 | 0 | 0 | 0 | 0 | 0 | 0 | 0 | 0 | 0 | 0 | 0 | 0 | 0 | 0 | 0 | 0 | 0 | 0 | 0 | 0 | 0 | 0 | 0 | 0 | 0 | 0 | 0 | 0 | 0 | 0 | 0 | 0 | 0 | 0 | 0 | 0 | 0 | 0 | 0 | 0 | 0 | 0 | 0 | 0 | 0 | 0 | 0 | 0 | 0 | 0 | 0 | 0 | 0 | 0 | 0 | 0 | 0 | 0 | 0 | 0 | 0 | 0 | 0 | 0 | 0 | 0 | 0 | 0 | 0 | 0 | 0 | 0 | 0 | 0 | 0 | 0 | 0 | 0 | 0 | 0 | 0 | 0 | 0 | 0 | 0 | 0 | 0 | 0 | 0 | 0 | 0 | 0 | 0 | 0 | 0 | 0 | 0 | 0 | 0 | 0 | 0 | 0 | 0 | 0 | 0 | 0 | 0 | 0 | 0 | 0 | 0 | 0 | 0 | 0 | 0 | 0 | 0 | 0 | 0 | 0 | 0 | 0 | 0 | 0 | 0 | 0 | 0 | 0 | 0 | 0 | 0 | 0 | 0 | 0 | 0 | 0 | 0 | 0 | 0 | 0 | 0 | 0 | 0 | 0 | 0 | 0 | 0 | 0 | 0 | 0 | 0 | 0 | 0 | 0 | 0 | 0 | 0 | 0 | 0 | 0 | 0 | 0 | 0 | 0 | 0 | 0 | 0 | 0 | 0 | 0 | 0 | 0 | 0 | 0 | 0 | 0 | 0 | 0 | 0 | 0 | 0 | 0 | 0 | 0 | 0 | 0 | 0 | 0 | 0 | 0 | 0 | 0 | 0 | 0 | 0 | 0 | 0 | 0 | 0 | 0 | 0 | 0 | 0 | 0 | 0 | 0 | 0 | 0 | 0 | 0 | 0 | 0 | 0 | 0 | 0 | 0 | 0 | 0 | 0 | 0 | 0 | 0 | 0 | 0 | 0 | 0 | 0 | 0 | 0 | 0 | 0 | 0 | 0 | 0 | 0 | 0 | 0 | 0 | 0 | 0 | 0 | 0 | 0 | 0 | 0 | 0 | 0 | 0 | 0 | 0 | 0 | 0 | 0 | 0 | 0 | 0 | 0 | 0 | 0 | 0 | 0 | 0 | 0 | 0 | 0 | 0 | 0 | 0 | 0 | 0 | 0 | 0 | 0 | 0 | 0 | 0 | 0 | 0 | 0 | 0 | 0 | 0 | 0 | 0 | 0 | 0 | 0 | 0 | 0 | 0 | 0 | 0 | 0 | 0 | 0 | 0 | 0 | 0 | 0 | 0 | 0 | 0 | 0 | 0 | 0 | 0 | 0 | 0 | 0 | 0 | 0 | 0 | 0 | 0 | 0 | 0 | 0 | 0 | 0 | 0 | 0 | 0 | 0 | 0 | 0 | 0 | 0 | 0 | 0 | 0 | 0 | 0 | 0 | 0 | 0 | 0 | 0 | 0 | 0 | 0 | 0 | 0 | 0 | 0 | 0 | 0 | 0 | 0 | 0 | 0 | 0 | 0 | 0 | 0 | 0 | 0 | 0 | 0 | 0 | 0 | 0 | 0 | 0 | 0 | 0 | 0 | 0 | 0 | 0 | 0 | 0 | 0 | 0 | 0 | 0 | 0 | 0 | 0 | 0 | 0 | 0 | 0 | 0 | 0 | 0 | 0 | 0 | 0 | 0 | 0 | 0 | 0 | 0 | 0 | 0 | 0 | 0 | 0 | 0 | 0 | 0 | 0 | 0 | 0 | 0 | 0 | 0 | 0 | 0 | 0 | 0 | 0 | 0 | 0 | 0 | 0 | 0 | 0 | 0 | 0 | 0 | 0 | 0 | 0 | 0 | 0 | 0 | 0 | 0 | 0 | 0 | 0 | 0 | 0 | 0 | 0 | 0 | 0 | 0 | 0 | 0 | 0 | 0 | 0 | 0 | 0 | 0 | 0 | 0 | 0 | 0 | 0 | 0 | 0 | 0 | 0 | 0 | 0 | 0 | 0 | 0 | 0 | 0 | 0 | 0 | 0 | 0 | 0 | 0 | 0 | 0 | 0 | 0 | 0 | 0 | 0 | 0 | 0 | 0 | 0 | 0 | 0 | 0 | 0 | 0 | 0 | 0 | 0 | 0 | 0 | 0 | 0 | 0 | 0 | 0 | 0 | 0 | 0 | 0 | 0 | 0 | 0 | 0 | 0 | 0 | 0 | 0 | 0 | 0 | 0 | 0 | 0 | 0 | 0 | 0 | 0 | 0 | 0 | 0 | 0 | 0 | 0 | 0 | 0 | 0 | 0 | 0 | 0 | 0 | 0 | 0 | 0 | 0 | 0 | 0 | 0 | 0 | 0 | 0 | 0 | 0 | 0 | 0 | 0 | 0 | 0 | 0 | 0 | 0 | 0 | 0 | 0 | 0 | 0 | 0 | 0 | 0 | 0 | 0 | 0 | 0 | 0 | 0 | 0 | 0 | 0 | 0 | 0 | 0 | 0 | 0 | 0 | 0 | 0 | 0 | 0 | 0 | 0 | 0 | 0 | 0 | 0 | 0 | 0 | 0 | 0 | 0 | 0 | 0 | 0 | 0 | 0 | 0 | 0 | 0 | 0 | 0 | 0 | 0 | 0 | 0 | 0 | 0 | 0 | 0 | 0 | 0 | 0 | 0 | 0 | 0 | 0 | 0 | 0 | 0 | 0 | 0 | 0 | 0 | 0 | 0 | 0 | 0 | 0 | 0 | 0 | 0 | 0 | 0 | 0 | 0 | 0 | 0 | 0 | 0 | 0 | 0 | 0 | 0 | 0 | 0 | 0 | 0 | 0 | 0 | 0 | 0 | 0 | 0 | 0 | 0 | 0 | 0 | 0 | 0 | 0 | 0 | 0 | 0 | 0 | 0 | 0 | 0 | 0 | 0 | 0 | 0 | 0 | 0 | 0 | 0 | 0 | 0 | 0 | 0 | 0 | 0 | 0 | 0 | 0 | 0 | 0 | 0 | 0 | 0 | 0 | 0 | 0 | 0 | 0 | 0 | 0 | 0 | 0 | 0 | 0 | 0 | 0 | 0 | 0 | 0 | 0 | 0 | 0 | 0 | 0 | 0 | 0 | 0 | 0 | 0 | 0 | 0 | 0 | 0 | 0 | 0 | 0 | 0 | 0 | 0 | 0 | 0 | 0 | 0 | 0 | 0 | 0 | 0 | 0 | 0 | 0 | 0 | 0 | 0 | 0 | 0 | 0 | 0 | 0 | 0 | 0 | 0 | 0 | 0 | 0 | 0 | 0 | 0 | 0 | 0 | 0 | 0 | 0 | 0 | 0 | 0 | 0 | 0 | 0 | 0 | 0 | 0 | 0 | 0 | 0 | 0 | 0 | 0 | 0 | 0 | 0 | 0 | 0 | 0 | 0 | 0 | 0 | 0 | 0 | 0 | 0 | 0 | 0 | 0 | 0 | 0 | 0 | 0 | 0 | 0 | 0 | 0 | 0 | 0 | 0 | 0 | 0 | 0 | 0 | 0 | 0 | 0 | 0 | 0 | 0 | 0 | 0 | 0 | 0 | 0 | 0 | 0 | 0 | 0 | 0 | 0 | 0 | 0 | 0 | 0 | 0 | 0 | 0 | 0 | 0 | 0 | 0 | 0 | 0 | 0 | 0 | 0 | 0 | 0 | 0 | 0 | 0 | 0 | 0 | 0 | 0 | 0 | 0 | 0 | 0 | 0 | 0 | 0 | 0 | 0 | 0 | 0 | 0 | 0 | 0 | 0 | 0 | 0 | 0 | 0 | 0 | 0 | 0 | 0 | 0 | 0 | 0 | 0 | 0 | 0 | 0 | 0 | 0 | 0 | 0 | 0 | 0 | 0 | 0 | 0 | 0 | 0 | 0 | 0 | 0 | 0 | 0 | 0 | 0 | 0 | 0 | 0 | 0 | 0 | 0 | 0 | 0 | 0 | 0 | 0 | 0 | 0 | 0 | 0 | 0 | 0 | 0 | 0 | 0 | 0 | 0 | 0 | 0 | 0 | 0 | 0 | 0 | 0 | 0 | 0 | 0 | 0 | 0 | 0 | 0 | 0 | 0 | 0 | 0 | 0 | 0 | 0 | 0 | 0 | 0 | 0 | 0 | 0 | 0 | 0 | 0 | 0 | 0 | 0 | 0 | 0 | 0 | 0 | 0 | 0 | 0 | 0 | 0 | 0 | 0 | 0 | 0 | 0 | 0 | 0 | 0 | 0 | 0 | 0 | 0 | 0 | 0 | 0 | 0 | 0 | 0 | 0 | 0 | 0 | 0 | 0 | 0 | 0 | 0 | 0 | 0 | 0 | 0 | 0 | 0 | 0 | 0 | 0 | 0 | 0 | 0 | 0 | 0 | 0 | 0 | 0 | 0 | 0 | 0 | 0 | 0 | 0 | 0 | 0 | 0 | 0 | 0 | 0 | 0 | 0 | 0 | 0 | 0 | 0 | 0 | 0 | 0 | 0 | 0 | 0 | 0 | 0 | 0 | 0 | 0 | 0 | 0 | 0 | 0 | 0 | 0 | 0 | 0 | 0 | 0 | 0 | 0 | 0 | 0 | 0 | 0 | 0 | 0 | 0 | 0 | 0 | 0 | 0 | 0 | 0 | 0 | 0 | 0 | 0 | 0 | 0 | 0 | 0 | 0 | 0 | 0 | 0 | 0 | 0 | 0 | 0 | 0 | 0 | 0 | 0 | 0 | 0 | 0 | 0 | 0 | 0 | 0 | 0 | 0 | 0 | 0 | 0 | 0 | 0 | 0 | 0 | 0 | 0 | 0 | 0 | 0 | 0 | 0 | 0 | 0 | 0 | 0 | 0 | 0 | 0 | 0 | 0 | 0 | 0 | 0 | 0 | 0 | 0 | 0 | 0 | 0 | 0 | 0 | 0 | 0 | 0 | 0 | 0 | 0 | 0 | 0 | 0 | 0 | 0 | 0 | 0 | 0 | 0 | 0 | 0 | 0 | 0 | 0 | 0 | 0 | 0 | 0 | 0 | 0 | 0 | 0 | 0 | 0 | 0 | 0 | 0 | 0 | 0 | 0 | 0 | 0 | 0 | 0 | 0 | 0 | 0 | 0 | 0 | 0 | 0 | 0 | 0 | 0 | 0 | 0 | 0 | 0 | 0 | 0 | 0 | 0 | 0 | 0 | 0 | 0 | 0 | 0 | 0 | 0 | 0 | 0 | 0 | 0 | 0 | 0 | 0 | 0 | 0 | 0 | 0 | 0 | 0 | 0 | 0 | 0 | 0 | 0 | 0 | 0 | 0 | 0 | 0 | 0 | 0 | 0 | 0 | 0 | 0 | 0 | 0 | 0 | 0 | 0 | 0 | 0 | 0 | 0 | 0 | 0 | 0 | 0 | 0 | 0 | 0 | 0 | 0 | 0 | 0 | 0 | 0 | 0 | 0 | 0 | 0 | 0 | 0 | 0 | 0 | 0 | 0 | 0 | 0 | 0 | 0 | 0 | 0 | 0 | 0 | 0 | 0 | 0 | 0 | 0 | 0 | 0 | 0 | 0 | 0 | 0 | 0 | 0 | 0 | 0 | 0 | 0 | 0 | 0 | 0 | 0 | 0 | 0 | 0 | 0 | 0 | 0 | 0 | 0 | 0 | 0 | 0 | 0 | 0 | 0 | 0 | 0 | 0 | 0 | 0 | 0 | 0 | 0 | 0 | 0 | 0 | 0 | 0 | 0 | 0 | 0 | 0 | 0 | 0 | 0 | 0 | 0 | 0 | 0 | 0 | 0 | 0 | 0 | 0 | 0 | 0 | 0 | 0 | 0 | 0 | 0 | 0 | 0 | 0 | 0 | 0 | 0 | 0 | 0 | 0 | 0 | 0 | 0 | 0 | 0 | 0 | 0 | 0 | 0 | 0 | 0 | 0 | 0 | 0 | 0 | 0 | 0 | 0 | 0 | 0 | 0 | 0 | 0 | 0 | 0 | 0 | 0 | 0 | 0 | 0 | 0 | 0 | 0 | 0 | 0 | 0 | 0 | 0 | 0 | 0 | 0 | 0 | 0 | 0 | 0 | 0 | 0 | 0 | 0 | 0 | 0 | 0 | 0 | 0 | 0 | 0 | 0 | 0 | 0 | 0 | 0 | 0 | 0 | 0 | 0 | 0 | 0 | 0 | 0 | 0 | 0 | 0 | 0 | 0 | 0 | 0 | 0 | 0 | 0 | 0 | 0 | 0 | 0 | 0 | 0 | 0 | 0 | 0 | 0 | 0 | 0 | 0 | 0 | 0 | 0 | 0 | 0 | 0 | 0 | 0 | 0 | 0 | 0 | 0 | 0 | 0 | 0 | 0 | 0 | 0 | 0 | 0 | 0 | 0 | 0 | 0 | 0 | 0 | 0 | 0 | 0 | 0 | 0 | 0 | 0 | 0 | 0 | 0 | 0 | 0 | 0 | 0 | 0 | 0 | 0 | 0 | 0 | 0 | 0 | 0 | 0 | 0 | 0 | 0 | 0 | 0 | 0 | 0 | 0 | 0 | 0 | 0 | 0 | 0 | 0 | 0 | 0 | 0 | 0 | 0 | 0 | 0 | 0 | 0 | 0 | 0 | 0 | 0 | 0 | 0 | 0 | 0 | 0 | 0 | 0 | 0 | 0 | 0 | 0 | 0 | 0 | 0 | 0 | 0 | 0 | 0 | 0 | 0 | 0 | 0 | 0 | 0 | 0 | 0 | 0 | 0 | 0 | 0 | 0 | 0 | 0 | 0 | 0 | 0 | 0 | 0 | 0 | 0 | 0 | 0 | 0 | 0 | 0 | 0 | 0 | 0 | 0 | 0 | 0 | 0 | 0 | 0 | 0 | 0 | 0 | 0 | 0 | 0 | 0 | 0 | 0 | 0 | 0 | 0 | 0 | 0 | 0 | 0 | 0 | 0 | 0 | 0 | 0 | 0 | 0 | 0 | 0 | 0 | 0 | 0 | 0 | 0 | 0 | 0 | 0 | 0 | 0 | 0 | 0 | 0 | 0 | 0 | 0 | 0 | 0 | 0 | 0 | 0 | 0 | 0 | 0 | 0 | 0 | 0 | 0 | 0 | 0 | 0 | 0 | 0 | 0 | 0 | 0 | 0 | 0 | 0 | 0 | 0 | 0 | 0 | 0 | 0 | 0 | 0 | 0 | 0 | 0 | 0 | 0 | 0 | 0 | 0 | 0 | 0 | 0 | 0 | 0 | 0 | 0 | 0 | 0 | 0 | 0 | 0 | 0 | 0 | 0 | 0 | 0 | 0 | 0 | 0 | 0 | 0 | 0 | 0 | 0 | 0 | 0 | 0 | 0 | 0 | 0 | 0 | 0 | 0 | 0 | 0 | 0 | 0 | 0 | 0 | 0 | 0 | 0 | 0 | 0 | 0 | 0 | 0 | 0 | 0 | 0 | 0 | 0 | 0 | 0 | 0 | 0 | 0 | 0 | 0 | 0 | 0 | 0 | 0 | 0 | 0 | 0 | 0 | 0 | 0 | 0 | 0 | 0 | 0 | 0 | 0 | 0 | 0 | 0 | 0 | 0 | 0 | 0 | 0 | 0 | 0 | 0 | 0 | 0 | 0 | 0 | 0 | 0 | 0 | 0 | 0 | 0 | 0 | 0 | 0 | 0 | 0 | 0 | 0 | 0 | 0 | 0 | 0 | 0 | 0 | 0 | 0 | 0 | 0 | 0 | 0 | 0 | 0 | 0 | 0 | 0 | 0 | 0 | 0 | 0 | 0 | 0 | 0 | 0 | 0 | 0 | 0 | 0 | 0 | 0 | 0 | 0 | 0 | 0 | 0 | 0 | 0 | 0 | 0 | 0 | 0 | 0 | 0 | 0 | 0 | 0 | 0 | 0 | 0 | 0 | 0 | 0 | 0 | 0 | 0 | 0 | 0 | 0 | 0 | 0 | 0 | 0 | 0 | 0 | 0 | 0 | 0 | 0 | 0 | 0 | 0 | 0 | 0 | 0 | 0 | 0 | 0 | 0 | 0 | 0 | 0 | 0 | 0 | 0 | 0 | 0 | 0 | 0 | 0 | 0 | 0 | 0 | 0 | 0 | 0 | 0 | 0 | 0 | 0 | 0 | 0 | 0 | 0 | 0 | 0 | 0 | 0 | 0 | 0 | 0 | 0 | 0 | 0 | 0 | 0 | 0 | 0 | 0 | 0 | 0 | 0 | 0 | 0 | 0 | 0 | 0 | 0 | 0 | 0 | 0 | 0 | 0 | 0 | 0 | 0 | 0 | 0 | 0 | 0 | 0 | 0 | 0 | 0 | 0 | 0 | 0 | 0 | 0 | 0 | 0 | 0 | 0 | 0 | 0 | 0 | 0 | 0 | 0 | 0 | 0 | 0 | 0 | 0 | 0 | 0 | 0 | 0 | 0 | 0 | 0 | 0 | 0 | 0 | 0 | 0 | 0 | 0 | 0 | 0 | 0 | 0 | 0 | 0 | 0 | 0 | 0 | 0 | 0 | 0 | 0 | 0 | 0 | 0 | 0 | 0 | 0 | 0 | 0 | 0 | 0 | 0 | 0 | 0 | 0 | 0 | 0 | 0 | 0 | 0 | 0 | 0 | 0 | 0 | 0 | 0 | 0 | 0 | 0 | 0 | 0 | 0 | 0 | 0 | 0 | 0 | 0 | 0 | 0 | 0 | 0 | 0 | 0 | 0 | 0 | 0 | 0 | 0 | 0 | 0 | 0 | 0 | 0 | 0 | 0 | 0 | 0 | 0 | 0 | 0 | 0 | 0 | 0 | 0 | 0 | 0 | 0 | 0 | 0 | 0 | 0 | 0 | 0 | 0 | 0 | 0 | 0 | 0 | 0 | 0 | 0 | 0 | 0 | 0 | 0 | 0 | 0 | 0 | 0 | 0 | 0 | 0 | 0 | 0 | 0 | 0 | 0 | 0 | 0 | 0 | 0 | 0 | 0 | 0 | 0 | 0 | 0 | 0 | 0 | 0 | 0 | 0 | 0 | 0 | 0 | 0 | 0 | 0 | 0 | 0 | 0 | 0 | 0 | 0 | 0 | 0 | 0 | 0 | 0 | 0 | 0 | 0 | 0 | 0 | 0 | 0 | 0 | 0 | 0 | 0 | 0 | 0 | 0 | 0 | 0 | 0 | 0 | 0 | 0 | 0 | 0 | 0 | 0 | 0 | 0 | 0 | 0 | 0 | 0 | 0 | 0 | 0 | 0 | 0 | 0 | 0 | 0 | 0 | 0 | 0 | 0 | 0 | 0 | 0 | 0 | 0 | 0 | 0 | 0 | 0 | 0 | 0 | 0 | 0 | 0 | 0 | 0 | 0 | 0 | 0 | 0 | 0 | 0 | 0 | 0 | 0 | 0 | 0 | 0 | 0 | 0 | 0 | 0 | 0 | 0 | 0 | 0 | 0 | 0 | 0 | 0 | 0 | 0 | 0 | 0 | 0 | 0 | 0 | 0 | 0 | 0 | 0 | 0 | 0 | 0 | 0 | 0 | 0 | 0 | 0 | 0 | 0 | 0 | 0 | 0 | 0 | 0 | 0 | 0 | 0 | 0 | 0 | 0 | 0 | 0 | 0 | 0 | 0 | 0 | 0 | 0 | 0 | 0 | 0 | 0 | 0 | 0 | 0 | 0 | 0 | 0 | 0 | 0 | 0 | 0 | 0 | 0 | 0 | 0 | 0 | 0 | 0 | 0 | 0 | 0 | 0 | 0 | 0 | 0 | 0 | 0 | 0 | 0 | 0 | 0 | 0 | 0 | 0 | 0 | 0 | 0 | 0 | 0 | 0 | 0 | 0 | 0 | 0 | 0 | 0 | 0 | 0 | 0 | 0 | 0 | 0 | 0 | 0 | 0 | 0 | 0 | 0 | 0 | 0 | 0 | 0 | 0 | 0 | 0 | 0 | 0 | 0 | 0 | 0 | 0 | 0 | 0 | 0 | 0 | 0 | 0 | 0 | 0 | 0 | 0 | 0 | 0 | 0 | 0 | 0 | 0 | 0 | 0 | 0 | 0 | 0 | 0 | 0 | 0 | 0 | 0 | 0 | 0 | 0 | 0 | 0 | 0 | 0 | 0 | 0 | 0 | 0 | 0 | 0 | 0 | 0 | 0 | 0 | 0 | 0 | 0 | 0 | 0 | 0 | 0 | 0 | 0 | 0 | 0 | 0 | 0 | 0 | 0 | 0 | 0 | 0 | 0 | 0 | 0 | 0 | 0 | 0 | 0 | 0 | 0 | 0 | 0 | 0 | 0 | 0 | 0 | 0 | 0 | 0 | 0 | 0 | 0 | 0 | 0 | 0 | 0 | 0 | 0 | 0 | 0 | 0 | 0 | 0 | 0 | 0 | 0 | 0 | 0 | 0 | 0 | 0 | 0 | 0 | 0 | 0 | 0 | 0 | 0 | 0 | 0 | 0 | 0 | 0 | 0 | 0 | 0 | 0 | 0 | 0 | 0 | 0 | 0 | 0 | 0 | 0 | 0 | 0 | 0 | 0 | 0 | 0 | 0 | 0 | 0 | 0 | 0 | 0 | 0 | 0 | 0 | 0 | 0 | 0 | 0 | 0 | 0 | 0 | 0 | 0 | 0 | 0 | 0 | 0 | 0 | 0 | 0 | 0 | 0 | 0 | 0 | 0 | 0 | 0 | 0 | 0 | 0 | 0 | 0 | 0 | 0 | 0 | 0 | 0 | 0 | 0 | 0 | 0 | 0 | 0 | 0 | 0 | 0 | 0 | 0 | 0 | 0 | 0 | 0 | 0 | 0 | 0 | 0 | 0 | 0 | 0 | 0 | 0 | 0 | 0 | 0 | 0 | 0 | 0 | 0 | 0 | 0 | 0 | 0 | 0 | 0 | 0 | 0 | 0 | 0 | 0 | 0 | 0 | 0 | 0 | 0 | 0 | 0 | 0 | 0 | 0 | 0 | 0 | 0 | 0 | 0 | 0 | 0 | 0 | 0 | 0 | 0 | 0 | 0 | 0 | 0 | 0 | 0 | 0 | 0 | 0 | 0 | 0 | 0 | 0 | 0 | 0 | 0 | 0 | 0 | 0 | 0 | 0 | 0 | 0 | 0 | 0 | 0 | 0 | 0 | 0 | 0 | 0 | 0 | 0 | 0 | 0 | 0 | 0 | 0 | 0 | 0 | 0 | 0 | 0 | 0 | 0 | 0 | 0 | 0 | 0 | 0 | 0 | 0 | 0 | 0 | 0 | 0 | 0 | 0 | 0 | 0 | 0 | 0 | 0 | 0 | 0 | 0 | 0 | 0 | 0 | 0 | 0 | 0 | 0 | 0 | 0 | 0 | 0 | 0 | 0 | 0 | 0 | 0 | 0 | 0 | 0 | 0 | 0 | 0 | 0 | 0 | 0 | 0 | 0 | 0 | 0 | 0 | 0 | 0 | 0 | 0 | 0 | 0 | 0 | 0 | 0 | 0 | 0 | 0 | 0 | 0 | 0 | 0 | 0 | 0 | 0 | 0 | 0 | 0 | 0 | 0 | 0 | 0 | 0 | 0 | 0 | 0 | 0 | 0 | 0 | 0 | 0 | 0 | 0 | 0 | 0 | 0 | 0 | 0 | 0 | 0 | 0 | 0 | 0 | 0 | 0 | 0 | 0 | 0 | 0 | 0 | 0 | 0 | 0 | 0 | 0 | 0 | 0 | 0 | 0 | 0 | 0 | 0 | 0 | 0 | 0 | 0 | 0 | 0 | 0 | 0 | 0 | 0 | 0 | 0 | 0 | 0 | 0 | 0 | 0 | 0 | 0 | 0 | 0 | 0 | 0 | 0 | 0 | 0 | 0 | 0 | 0 | 0 | 0 | 0 | 0 | 0 | 0 | 0 | 0 | 0 | 0 | 0 | 0 | 0 | 0 | 0 | 0 | 0 | 0 | 0 | 0 | 0 | 0 | 0 | 0 | 0 | 0 | 0 | 0 | 0 | 0 | 0 | 0 | 0 | 0 | 0 | 0 | 0 | 0 | 0 | 0 | 0 | 0 | 0 | 0 | 0 | 0 | 0 | 0 | 0 | 0 | 0 | 0 | 0 | 0 | 0 | 0 | 0 | 0 | 0 | 0 | 0 | 0 | 0 | 0 | 0 | 0 | 0 | 0 | 0 | 0 | 0 | 0 | 0 | 0 | 0 | 0 | 0 | 0 | 0 | 0 | 0 | 0 | 0 | 0 | 0 | 0 | 0 | 0 | 0 | 0 | 0 | 0 | 0 | 0 | 0 | 0 | 0 | 0 | 0 | 0 | 0 | 0 | 0 | 0 | 0 | 0 | 0 | 0 | 0 | 0 | 0 | 0 | 0 | 0 | 0 | 0 | 0 | 0 | 0 | 0 | 0 | 0 | 0 | 0 | 0 | 0 | 0 | 0 | 0 | 0 | 0 | 0 | 0 | 0 | 0 | 0 | 0 | 0 | 0 | 0 | 0 | 0 | 0 | 0 | 0 | 0 | 0 | 0 | 0 | 0 | 0 | 0 | 0 | 0 | 0 | 0 | 0 | 0 | 0 | 0 | 0 | 0 | 0 | 0 | 0 | 0 | 0 | 0 | 0 | 0 | 0 | 0 | 0 | 0 | 0 | 0 | 0 | 0 | 0 | 0 | 0 | 0 | 0 | 0 | 0 | 0 | 0 | 0 | 0 | 0 | 0 | 0 | 0 | 0 | 0 | 0 | 0 | 0 | 0 | 0 | 0 | 0 | 0 | 0 | 0 | 0 | 0 | 0 | 0 | 0 | 0 | 0 | 0 | 0 | 0 | 0 | 0 | 0 | 0 | 0 | 0 | 0 | 0 | 0 | 0 | 0 | 0 | 0 | 0 | 0 | 0 | 0 | 0 | 0 | 0 | 0 | 0 | 0 | 0 | 0 | 0 | 0 | 0 | 0 | 0 | 0 | 0 | 0 | 0 | 0 | 0 | 0 | 0 | 0 | 0 | 0 | 0 | 0 | 0 | 0 | 0 | 0 | 0 | 0 | 0 | 0 | 0 | 0 | 0 | 0 | 0 | 0 | 0 | 0 | 0 | 0 | 0 | 0 | 0 | 0 | 0 | 0 | 0 | 0 | 0 | 0 | 0 | 0 | 0 | 0 | 0 | 0 | 0 | 0 | 0 | 0 | 0 | 0 | 0 | 0 | 0 | 0 | 0 | 0 | 0 | 0 | 0 | 0 | 0 | 0 | 0 | 0 | 0 | 0 | 0 | 0 | 0 | 0 | 0 | 0 | 0 | 0 | 0 | 0 | 0 | 0 | 0 | 0 | 0 | 0 | 0 | 0 | 0 | 0 | 0 | 0 | 0 | 0 | 0 | 0 | 0 | 0 | 0 | 0 | 0 | 0 | 0 | 0 | 0 | 0 | 0 | 0 | 0 | 0 | 0 | 0 | 0 | 0 | 0 | 0 | 0 | 0 | 0 | 0 | 0 | 0 | 0 | 0 | 0 | 0 | 0 | 0 | 0 | 0 | 0 | 0 | 0 | 0 | 0 | 0 | 0 | 0 | 0 | 0 | 0 | 0 | 0 | 0 | 0 | 0 | 0 | 0 | 0 | 0 | 0 | 0 | 0 | 0 | 0 | 0 | 0 | 0 | 0 | 0 | 0 | 0 | 0 | 0 | 0 | 0 | 0 | 0 | 0 | 0 | 0 | 0 | 0 | 0 | 0 | 0 | 0 | 0 | 0 | 0 | 0 | 0 | 0 | 0 | 0 | 0 | 0 | 0 | 0 | 0 | 0 | 0 | 0 | 0 | 0 | 0 | 0 | 0 | 0 | 0 | 0 | 0 | 0 | 0 | 0 | 0 | 0 | 0 | 0 | 0 | 0 | 0 | 0 | 0 | 0 | 0 | 0 | 0 | 0 | 0 | 0 | 0 | 0 | 0 | 0 | 0 | 0 | 0 | 0 | 0 | 0 | 0 | 0 | 0 | 0 | 0 | 0 | 0 | 0 | 0 | 0 | 0 | 0 | 0 | 0 | 0 | 0 | 0 | 0 | 0 | 0 | 0 | 0 | 0 | 0 | 0 | 0 | 0 | 0 | 0 | 0 | 0 | 0 | 0 | 0 | 0 | 0 | 0 | 0 | 0 | 0 | 0 | 0 | 0 | 0 | 0 | 0 | 0 | 0 | 0 | 0 | 0 | 0 | 0 | 0 | 0 | 0 | 0 | 0 | 0 | 0 | 0 | 0 | 0 | 0 | 0 | 0 | 0 | 0 | 0 | 0 | 0 | 0 | 0 | 0 | 0 | 0 | 0 | 0 | 0 | 0 | 0 | 0 | 0 | 0 | 0 | 0 | 0 | 0 | 0 | 0 | 0 | 0 | 0 | 0 | 0 | 0 | 0 | 0 | 0 | 0 | 0 | 0 | 0 | 0 | 0 | 0 | 0 | 0 | 0 | 0 | 0 | 0 | 0 | 0 | 0 | 0 | 0 | 0 | 0 | 0 | 0 | 0 | 0 | 0 | 0 | 0 | 0 | 0 | 0 | 0 | 0 | 0 | 0 | 0 | 0 | 0 | 0 | 0 | 0 | 0 | 0 | 0 | 0 | 0 | 0 | 0 | 0 | 0 | 0 | 0 | 0 | 0 | 0 | 0 | 0 | 0 | 0 | 0 | 0 | 0 | 0 | 0 | 0 | 0 | 0 | 0 | 0 | 0 | 0 | 0 | 0 | 0 | 0 | 0 | 0 | 0 | 0 | 0 | 0 | 0 | 0 | 0 | 0 | 0 | 0 | 0 | 0 | 0 | 0 | 0 | 0 | 0 | 0 | 0 | 0 | 0 | 0 | 0 | 0 | 0 | 0 | 0 | 0 | 0 | 0 | 0 | 0 | 0 | 0 | 0 | 0 | 0 | 0 | 0 | 0 | 0 | 0 | 0 | 0 | 0 | 0 | 0 | 0 | 0 | 0 | 0 | 0 | 0 | 0 | 0 | 0 | 0 | 0 | 0 | 0 | 0 | 0 | 0 | 0 | 0 | 0 | 0 | 0 | 0 | 0 | 0 | 0 | 0 | 0 | 0 | 0 | 0 | 0 | 0 | 0 | 0 | 0 | 0 | 0 | 0 | 0 | 0 | 0 | 0 | 0 | 0 | 0 | 0 | 0 | 0 | 0 | 0 | 0 | 0 | 0 | 0 | 0 | 0 | 0 | 0 | 0 | 0 | 0 | 0 | 0 | 0 | 0 | 0 | 0 | 0 | 0 | 0 | 0 | 0 | 0 | 0 | 0 | 0 | 0 | 0 | 0 | 0 | 0 | 0 | 0 | 0 | 0 | 0 | 0 | 0 | 0 | 0 | 0 | 0 | 0 | 0 | 0 | 0 | 0 | 0 | 0 | 0 | 0 | 0 | 0 | 0 | 0 | 0 | 0 | 0 | 0 | 0 | 0 | 0 | 0 | 0 | 0 | 0 | 0 | 0 | 0 | 0 | 0 | 0 | 0 | 0 | 0 | 0 | 0 | 0 | 0 | 0 | 0 | 0 | 0 | 0 | 0 | 0 | 0 | 0 | 0 | 0 | 0 | 0 | 0 | 0 | 0 | 0 | 0 | 0 | 0 | 0 | 0 | 0 | 0 | 0 | 0 | 0 | 0 | 0 | 0 | 0 | 0 | 0 | 0 | 0 | 0 | 0 | 0 | 0 | 0 | 0 | 0 | 0 | 0 | 0 | 0 | 0 | 0 | 0 | 0 | 0 | 0 | 0 | 0 | 0 | 0 | 0 | 0 | 0 | 0 | 0 | 0 | 0 | 0 | 0 | 0 | 0 | 0 | 0 | 0 | 0 | 0 | 0 | 0 | 0 | 0 | 0 | 0 | 0 | 0 | 0 | 0 | 0 | 0 | 0 | 0 | 0 | 0 | 0 | 0 | 0 | 0 | 0 | 0 | 0 | 0 | 0 | 0 | 0 | 0 | 0 | 0 | 0 | 0 | 0 | 0 | 0 | 0 | 0 | 0 | 0 | 0 | 0 | 0 | 0 | 0 | 0 | 0 | 0 | 0 | 0 | 0 | 0 | 0 | 0 | 0 | 0 | 0 | 0 | 0 | 0 | 0 | 0 | 0 | 0 | 0 | 0 | 0 | 0 | 0 | 0 | 0 | 0 | 0 | 0 | 0 | 0 | 0 | 0 | 0 | 0 | 0 | 0 | 0 | 0 | 0 | 0 | 0 | 0 | 0 | 0 | 0 | 0 | 0 | 0 | 0 | 0 | 0 | 0 | 0 | 0 | 0 | 0 | 0 | 0 | 0 | 0 | 0 | 0 | 0 | 0 | 0 | 0 | 0 | 0 | 0 | 0 | 0 | 0 | 0 | 0 | 0 | 0 | 0 | 0 | 0 | 0 | 0 | 0 | 0 | 0 | 0 | 0 | 0 | 0 | 0 | 0 | 0 | 0 | 0 | 0 | 0 | 0 | 0 | 0 | 0 | 0 | 0 | 0 | 0 | 0 | 0 | 0 | 0 | 0 | 0 | 0 | 0 | 0 | 0 | 0 | 0 | 0 | 0 | 0 | 0 | 0 | 0 | 0 | 0 | 0 | 0 | 0 | 0 | 0 | 0 | 0 | 0 | 0 | 0 | 0 | 0 | 0 | 0 | 0 | 0 | 0 | 0 | 0 | 0 | 0 | 0 | 0 | 0 | 0 | 0 | 0 | 0 | 0 | 0 | 0 | 0 | 0 | 0 | 0 | 0 | 0 | 0 | 0 | 0 | 0 | 0 | 0 | 0 | 0 | 0 | 0 | 0 | 0 | 0 | 0 | 0 | 0 | 0 | 0 | 0 | 0 | 0 | 0 | 0 | 0 | 0 | 0 | 0 | 0 | 0 | 0 | 0 | 0 | 0 | 0 | 0 | 0 | 0 | 0 | 0 | 0 | 0 | 0 | 0 | 0 | 0 | 0 | 0 | 0 | 0 | 0 | 0 | 0 | 0 | 0 | 0 | 0 | 0 | 0 | 0 | 0 | 0 | 0 | 0 | 0 | 0 | 0 | 0 | 0 | 0 | 0 | 0 | 0 | 0 | 0 | 0 | 0 | 0 | 0 | 0 | 0 | 0 | 0 | 0 | 0 | 0 | 0 | 0 | 0 | 0 | 0 | 0 | 0 | 0 | 0 | 0 | 0 | 0 | 0 | 0 | 0 | 0 | 0 | 0 | 0 | 0 | 0 | 0 | 0 | 0 | 0 | 0 | 0 | 0 | 0 | 0 | 0 | 0 | 0 | 0 | 0 | 0 | 0 | 0 | 0 | 0 | 0 | 0 | 0 | 0 | 0 | 0 | 0 | 0 | 0 | 0 | 0 | 0 | 0 | 0 | 0 | 0 | 0 | 0 | 0 | 0 | 0 | 0 | 0 | 0 | 0 | 0 | 0 | 0 | 0 | 0 | 0 | 0 | 0 | 0 | 0 | 0 | 0 | 0 | 0 | 0 | 0 | 0 | 0 | 0 | 0 | 0 | 0 | 0 | 0 | 0 | 0 | 0 | 0 | 0 | 0 | 0 | 0 | 0 | 0 | 0 | 0 | 0 | 0 | 0 | 0 | 0 | 0 | 0 | 0 | 0 | 0 | 0 | 0 | 0 | 0 | 0 | 0 | 0 | 0 | 0 | 0 | 0 | 0 | 0 | 0 | 0 | 0 | 0 | 0 | 0 | 0 | 0 | 0 | 0 | 0 | 0 | 0 | 0 | 0 | 0 | 0 | 0 | 0 | 0 | 0 | 0 | 0 | 0 | 0 | 0 | 0 | 0 | 0 | 0 | 0 | 0 | 0 | 0 | 0 | 0 | 0 | 0 | 0 | 0 | 0 | 0 | 0 | 0 | 0 | 0 | 0 | 0 | 0 | 0 | 0 | 0 | 0 | 0 | 0 | 0 | 0 | 0 | 0 | 0 | 0 | 0 | 0 | 0 | 0 | 0 | 0 | 0 | 0 | 0 | 0 | 0 | 0 | 0 | 0 | 0 | 0 | 0 | 0 | 0 | 0 | 0 | 0 | 0 | 0 | 0 | 0 | 0 | 0 | 0 | 0 | 0 | 0 | 0 | 0 | 0 | 0 | 0 | 0 | 0 | 0 | 0 | 0 | 0 | 0 | 0 | 0 | 0 | 0 | 0 | 0 | 0 | 0 | 0 | 0 | 0 | 0 | 0 | 0 | 0 | 0 | 0 | 0 | 0 | 0 | 0 | 0 | 0 | 0 | 0 | 0 | 0 | 0 | 0 | 0 | 0 | 0 | 0 | 0 | 0 | 0 | 0 | 0 | 0 | 0 | 0 | 0 | 0 | 0 | 0 | 0 | 0 | 0 | 0 | 0 | 0 | 0 | 0 | 0 | 0 | 0 | 0 | 0 | 0 | 0 | 0 | 0 | 0 | 0 | 0 | 0 | 0 | 0 | 0 | 0 | 0 | 0 | 0 | 0 | 0 | 0 | 0 | 0 | 0 | 0 | 0 | 0 | 0 | 0 | 0 | 0 | 0 | 0 | 0 | 0 | 0 | 0 | 0 | 0 | 0 | 0 | 0 | 0 | 0 | 0 | 0 | 0 | 0 | 0 | 0 | 0 | 0 | 0 | 0 | 0 | 0 | 0 | 0 | 0 | 0 | 0 | 0 | 0 | 0 | 0 | 0 | 0 | 0 | 0 | 0 | 0 | 0 | 0 | 0 | 0 | 0 | 0 | 0 | 0 | 0 | 0 | 0 | 0 | 0 | 0 | 0 | 0 | 0 | 0 | 0 | 0 | 0 | 0 | 0 | 0 | 0 | 0 | 0 | 0 | 0 | 0 | 0 | 0 | 0 | 0 | 0 | 0 | 0 | 0 | 0 | 0 | 0 | 0 | 0 | 0 | 0 | 0 | 0 | 0 | 0 | 0 | 0 | 0 | 0 | 0 | 0 | 0 | 0 | 0 | 0 | 0 | 0 | 0 | 0 | 0 | 0 | 0 | 0 | 0 | 0 | 0 | 0 | 0 | 0 | 0 | 0 | 0 | 0 | 0 | 0 | 0 | 0 | 0 | 0 | 0 | 0 | 0 | 0 | 0 | 0 | 0 | 0 | 0 | 0 | 0 | 0 | 0 | 0 | 0 | 0 | 0 | 0 | 0 | 0 | 0 | 0 | 0 | 0 | 0 | 0 | 0 | 0 | 0 | 0 | 0 | 0 | 0 | 0 | 0 | 0 | 0 | 0 | 0 | 0 | 0 | 0 | 0 | 0 | 0 | 0 | 0 | 0 | 0 | 0 | 0 | 0 | 0 | 0 | 0 | 0 | 0 | 0 | 0 | 0 | 0 | 0 | 0 | 0 | 0 | 0 | 0 | 0 | 0 | 0 | 0 | 0 | 0 | 0 | 0 | 0 | 0 | 0 | 0 | 0 | 0 | 0 | 0 | 0 | 0 | 0 | 0 | 0 | 0 | 0 | 0 | 0 | 0 | 0 | 0 | 0 | 0 | 0 | 0 | 0 | 0 | 0 | 0 | 0 | 0 | 0 | 0 | 0 | 0 | 0 | 0 | 0 | 0 | 0 | 0 | 0 | 0 | 0 | 0 | 0 | 0 | 0 | 0 | 0 | 0 | 0 | 0 | 0 | 0 | 0 | 0 | 0 | 0 | 0 | 0 | 0 | 0 | 0 | 0 | 0 | 0 | 0 | 0 | 0 | 0 | 0 | 0 | 0 | 0 | 0 | 0 | 0 | 0 | 0 | 0 | 0 | 0 | 0 | 0 | 0 | 0 | 0 | 0 | 0 | 0 | 0 | 0 | 0 | 0 | 0 | 0 | 0 | 0 | 0 | 0 | 0 | 0 | 0 | 0 | 0 | 0 | 0 | 0 | 0 | 0 | 0 | 0 | 0 | 0 | 0 | 0 | 0 | 0 | 0 | 0 | 0 | 0 | 0 | 0 | 0 | 0 | 0 | 0 | 0 | 0 | 0 | 0 | 0 | 0 | 0 | 0 | 0 | 0 | 0 | 0 | 0 | 0 | 0 | 0 | 0 | 0 | 0 | 0 | 0 | 0 | 0 | 0 | 0 | 0 | 0 | 0 | 0 | 0 | 0 | 0 | 0 | 0 | 0 | 0 | 0 | 0 | 0 | 0 | 0 | 0 | 0 | 0 | 0 | 0 | 0 | 0 | 0 | 0 | 0 | 0 | 0 | 0 | 0 | 0 | 0 | 0 | 0 | 0 | 0 | 0 | 0 | 0 | 0 | 0 | 0 | 0 | 0 | 0 | 0 | 0 | 0 | 0 | 0 | 0 | 0 | 0 | 0 | 0 | 0 | 0 | 0 | 0 | 0 | 0 | 0 | 0 | 0 | 0 | 0 | 0 | 0 | 0 | 0 | 0 | 0 | 0 | 0 | 0 | 0 | 0 | 0 | 0 | 0 | 0 | 0 | 0 | 0 | 0 | 0 | 0 | 0 | 0 | 0 | 0 | 0 | 0 | 0 | 0 | 0 | 0 | 0 | 0 | 0 | 0 | 0 | 0 | 0 | 0 | 0 | 0 | 0 | 0 | 0 | 0 | 0 | 0 | 0 | 0 | 0 | 0 | 0 | 0 | 0 | 0 | 0 | 0 | 0 | 0 | 0 | 0 | 0 | 0 | 0 | 0 | 0 | 0 | 0 | 0 | 0 | 0 | 0 | 0 | 0 | 0 | 0 | 0 | 0 | 0 | 0 | 0 | 0 | 0 | 0 | 0 | 0 | 0 | 0 | 0 | 0 | 0 | 0 | 0 | 0 | 0 | 0 | 0 | 0 | 0 | 0 | 0 | 0 | 0 | 0 | 0 | 0 | 0 | 0 | 0 | 0 | 0 | 0 | 0 | 0 | 0 | 0 | 0 | 0 | 0 | 0 | 0 | 0 | 0 | 0 | 0 | 0 | 0 | 0 | 0 | 0 | 0 | 0 | 0 | 0 | 0 | 0 | 0 | 0 | 0 | 0 | 0 | 0 | 0 | 0 | 0 | 0 | 0 | 0 | 0 | 0 | 0 | 0 | 0 | 0 | 0 | 0 | 0 | 0 | 0 | 0 | 0 | 0 | 0 | 0 | 0 | 0 | 0 | 0 | 0 | 0 | 0 | 0 | 0 | 0 | 0 | 0 | 0 | 0 | 0 | 0 | 0 | 0 | 0 | 0 | 0 | 0 | 0 | 0 | 0 | 0 | 0 | 0 | 0 | 0 | 0 | 0 | 0 | 0 | 0 | 0 | 0 | 0 | 0 | 0 | 0 | 0 | 0 | 0 | 0 | 0 | 0 | 0 | 0 | 0 | 0 | 0 | 0 | 0 | 0 | 0 | 0 | 0 | 0 | 0 | 0 | 0 | 0 | 0 | 0 | 0 | 0 | 0 | 0 | 0 | 0 | 0 | 0 | 0 | 0 | 0 | 0 | 0 | 0 | 0 | 0 | 0 | 0 | 0 | 0 | 0 | 0 | 0 | 0 | 0 | 0 | 0 | 0 | 0 | 0 | 0 | 0 | 0 | 0 | 0 | 0 | 0 | 0 | 0 | 0 | 0 | 0 | 0 | 0 | 0 | 0 | 0 | 0 | 0 | 0 | 0 | 0 | 0 | 0 | 0 | 0 | 0 | 0 | 0 | 0 | 0 | 0 | 0 | 0 | 0 | 0 | 0 | 0 | 0 | 0 | 0 | 0 | 0 | 0 | 0 | 0 | 0 | 0 | 0 | 0 | 0 | 0 | 0 | 0 | 0 | 0 | 0 | 0 | 0 | 0 | 0 | 0 | 0 | 0 | 0 | 0 | 0 | 0 | 0 | 0 | 0 | 0 | 0 | 0 | 0 | 0 | 0 | 0 | 0 | 0 | 0 | 0 | 0 | 0 | 0 | 0 | 0 | 0 | 0 | 0 | 0 | 0 | 0 | 0 | 0 | 0 | 0 | 0 | 0 | 0 | 0 | 0 | 0 | 0 | 0 | 0 | 0 | 0 | 0 | 0 | 0 | 0 | 0 | 0 | 0 | 0 | 0 | 0 | 0 | 0 | 0 | 0 | 0 | 0 | 0 | 0 | 0 | 0 | 0 | 0 | 0 | 0 | 0 | 0 | 0 | 0 | 0 | 0 | 0 | 0 | 0 | 0 | 0 | 0 | 0 | 0 | 0 | 0 | 0 | 0 | 0 | 0 | 0 | 0 | 0 | 0 | 0 | 0 | 0 | 0 | 0 | 0 | 0 | 0 | 0 | 0 | 0 | 0 | 0 | 0 | 0 | 0 | 0 | 0 | 0 | 0 | 0 | 0 | 0 | 0 | 0 | 0 | 0 | 0 | 0 | 0 | 0 | 0 | 0 | 0 | 0 | 0 | 0 | 0 | 0 | 0 | 0 | 0 | 0 | 0 | 0 | 0 | 0 | 0 | 0 | 0 | 0 | 0 | 0 | 0 | 0 | 0 | 0 | 0 | 0 | 0 | 0 | 0 | 0 | 0 | 0 | 0 | 0 | 0 | 0 | 0 | 0 | 0 | 0 | 0 | 0 | 0 | 0 | 0 | 0 | 0 | 0 | 0 | 0 | 0 | 0 | 0 | 0 | 0 | 0 | 0 | 0 | 0 | 0 | 0 | 0 | 0 | 0 | 0 | 0 | 0 | 0 | 0 | 0 | 0 | 0 | 0 | 0 | 0 | 0 | 0 | 0 | 0 | 0 | 0 | 0 | 0 | 0 | 0 | 0 | 0 | 0 | 0 | 0 | 0 | 0 | 0 | 0 | 0 | 0 | 0 | 0 | 0 | 0 | 0 | 0 | 0 | 0 | 0 | 0 | 0 | 0 | 0 | 0 | 0 | 0 | 0 | 0 | 0 | 0 | 0 | 0 | 0 | 0 | 0 | 0 | 0 | 0 | 0 | 0 | 0 | 0 | 0 | 0 | 0 | 0 | 0 | 0 | 0 | 0 | 0 | 0 | 0 | 0 | 0 | 0 | 0 | 0 | 0 | 0 | 0 | 0 | 0 | 0 | 0 | 0 | 0 | 0 | 0 | 0 | 0 | 0 | 0 | 0 | 0 | 0 | 0 | 0 | 0 | 0 | 0 | 0 | 0 | 0 | 0 | 0 | 0 | 0 | 0 | 0 | 0 | 0 | 0 | 0 | 0 | 0 | 0 | 0 | 0 | 0 | 0 | 0 | 0 | 0 | 0 | 0 | 0 | 0 | 0 | 0 | 0 | 0 | 0 | 0 | 0 | 0 | 0 | 0 | 0 | 0 | 0 | 0 | 0 | 0 | 0 | 0 | 0 | 0 | 0 | 0 | 0 | 0 | 0 | 0 | 0 | 0 | 0 | 0 | 0 | 0 | 0 | 0 | 0 | 0 | 0 | 0 | 0 | 0 | 0 | 0 | 0 | 0 | 0 | 0 | 0 | 0 | 0 | 0 | 0 | 0 | 0 | 0 | 0 | 0 | 0 | 0 | 0 | 0 | 0 | 0 | 0 | 0 | 0 | 0 | 0 | 0 | 0 | 0 | 0 | 0 | 0 | 0 | 0 | 0 | 0 | 0 | 0 | 0 | 0 | 0 | 0 | 0 | 0 | 0 | 0 | 0 | 0 | 0 | 0 | 0 | 0 | 0 | 0 | 0 | 0 | 0 | 0 | 0 | 0 | 0 | 0 | 0 | 0 | 0 | 0 | 0 | 0 | 0 | 0 | 0 | 0 | 0 | 0 | 0 | 0 | 0 | 0 | 0 | 0 | 0 | 0 | 0 | 0 | 0 | 0 | 0 | 0 | 0 | 0 | 0 | 0 | 0 | 0 | 0 | 0 | 0 | 0 | 0 | 0 | 0 | 0 | 0 | 0 | 0 | 0 | 0 | 0 | 0 | 0 | 0 | 0 | 0 | 0 | 0 | 0 | 0 | 0 | 0 | 0 | 0 | 0 | 0 | 0 | 0 | 0 | 0 | 0 | 0 | 0 | 0 | 0 | 0 | 0 | 0 | 0 | 0 | 0 | 0 | 0 | 0 | 0 | 0 | 0 | 0 | 0 | 0 | 0 | 0 | 0 | 0 | 0 | 0 | 0 | 0 | 0 | 0 | 0 | 0 | 0 | 0 | 0 | 0 | 0 | 0 | 0 | 0 | 0 | 0 | 0 | 0 | 0 | 0 | 0 | 0 | 0 | 0 | 0 | 0 | 0 | 0 | 0 | 0 | 0 | 0 | 0 | 0 | 0 | 0 | 0 | 0 | 0 | 0 | 0 | 0 | 0 | 0 | 0 | 0 | 0 | 0 | 0 | 0 | 0 | 0 | 0 | 0 | 0 | 0 | 0 | 0 | 0 | 0 | 0 | 0 | 0 | 0 | 0 | 0 | 0 | 0 | 0 | 0 | 0 | 0 | 0 | 0 | 0 | 0 | 0 | 0 | 0 | 0 | 0 | 0 | 0 | 0 | 0 | 0 | 0 | 0 | 0 | 0 | 0 | 0 | 0 | 0 | 0 | 0 | 0 | 0 | 0 | 0 | 0 | 0 | 0 | 0 | 0 | 0 | 0 | 0 | 0 | 0 | 0 | 0 | 0 | 0 | 0 | 0 | 0 | 0 | 0 | 0 | 0 | 0 | 0 | 0 | 0 | 0 | 0 | 0 | 0 | 0 | 0 | 0 | 0 | 0 | 0 | 0 | 0 | 0 | 0 | 0 | 0 | 0 | 0 | 0 | 0 | 0 | 0 | 0 | 0 | 0 | 0 | 0 | 0 | 0 | 0 | 0 | 0 | 0 | 0 | 0 | 0 | 0 | 0 | 0 | 0 | 0 | 0 | 0 | 0 | 0 | 0 | 0 | 0 | 0 | 0 | 0 | 0 | 0 | 0 | 0 | 0 | 0 | 0 | 0 | 0 | 0 | 0 | 0 | 0 | 0 | 0 | 0 | 0 | 0 | 0 | 0 | 0 | 0 | 0 | 0 | 0 | 0 | 0 | 0 | 0 | 0 | 0 | 0 | 0 | 0 | 0 | 0 | 0 | 0 | 0 | 0 | 0 | 0 | 0 | 0 | 0 | 0 | 0 | 0 | 0 | 0 | 0 | 0 | 0 | 0 | 0 | 0 | 0 | 0 | 0 | 0 | 0 | 0 | 0 | 0 | 0 | 0 | 0 | 0 | 0 | 0 | 0 | 0 | 0 | 0 | 0 | 0 | 0 | 0 | 0 | 0 | 0 | 0 | 0 | 0 | 0 | 0 | 0 | 0 | 0 | 0 | 0 | 0 | 0 | 0 | 0 | 0 | 0 | 0 | 0 | 0 | 0 | 0 | 0 | 0 | 0 | 0 | 0 | 0 | 0 | 0 | 0 | 0 | 0 | 0 | 0 | 0 | 0 | 0 | 0 | 0 | 0 | 0 | 0 | 0 | 0 | 0 | 0 | 0 | 0 | 0 | 0 | 0 | 0 | 0 | 0 | 0 | 0 | 0 | 0 | 0 | 0 | 0 | 0 | 0 | 0 | 0 | 0 | 0 | 0 | 0 | 0 | 0 | 0 | 0 | 0 | 0 | 0 | 0 | 0 | 0 | 0 | 0 | 0 | 0 | 0 | 0 | 0 | 0 | 0 | 0 | 0 | 0 | 0 | 0 | 0 | 0 | 0 | 0 | 0 | 0 | 0 | 0 | 0 | 0 | 0 | 0 | 0 | 0 | 0 | 0 | 0 | 0 | 0 | 0 | 0 | 0 | 0 | 0 | 0 | 0 | 0 | 0 | 0 | 0 | 0 | 0 | 0 | 0 | 0 | 0 | 0 | 0 | 0 | 0 | 0 | 0 | 0 | 0 | 0 | 0 | 0 | 0 | 0 | 0 | 0 | 0 | 0 | 0 | 0 | 0 | 0 | 0 | 0 | 0 | 0 | 0 | 0 | 0 | 0 | 0 | 0 | 0 | 0 | 0 | 0 | 0 | 0 | 0 | 0 | 0 | 0 | 0 | 0 | 0 | 0 | 0 | 0 | 0 | 0 | 0 | 0 | 0 | 0 | 0 | 0 | 0 | 0 | 0 | 0 | 0 | 0 | 0 | 0 | 0 | 0 | 0 | 0 | 0 | 0 | 0 | 0 | 0 | 0 | 0 | 0 | 0 | 0 | 0 | 0 | 0 | 0 | 0 | 0 | 0 | 0 | 0 | 0 | 0 | 0 | 0 | 0 | 0 | 0 | 0 | 0 | 0 | 0 | 0 | 0 | 0 | 0 | 0 | 0 | 0 | 0 | 0 | 0 | 0 | 0 | 0 | 0 | 0 | 0 | 0 | 0 | 0 | 0 | 0 | 0 | 0 | 0 | 0 | 0 | 0 | 0 | 0 | 0 | 0 | 0 | 0 | 0 | 0 | 0 | 0 | 0 | 0 | 0 | 0 | 0 | 0 | 0 | 0 | 0 | 0 | 0 | 0 | 0 | 0 | 0 | 0 | 0 | 0 | 0 | 0 | 0 | 0 | 0 | 0 | 0 | 0 | 0 | 0 | 0 | 0 | 0 | 0 | 0 | 0 | 0 | 0 | 0 | 0 | 0 | 0 | 0 | 0 | 0 | 0 | 0 | 0 | 0 | 0 | 0 | 0 | 0 | 0 | 0 | 0 | 0 | 0 | 0 | 0 | 0 | 0 | 0 | 0 | 0 | 0 | 0 | 0 | 0 | 0 | 0 | 0 | 0 | 0 | 0 | 0 | 0 | 0 | 0 | 0 | 0 | 0 | 0 | 0 | 0 | 0 | 0 | 0 | 0 | 0 | 0 | 0 | 0 | 0 | 0 | 0 | 0 | 0 | 0 | 0 | 0 | 0 | 0 | 0 | 0 | 0 | 0 | 0 | 0 | 0 | 0 | 0 | 0 | 0 | 0 | 0 | 0 | 0 | 0 | 0 | 0 | 0 | 0 | 0 | 0 | 0 | 0 | 0 | 0 | 0 | 0 | 0 | 0 | 0 | 0 | 0 | 0 | 0 | 0 | 0 | 0 | 0 | 0 | 0 | 0 | 0 | 0 | 0 | 0 | 0 | 0 | 0 | 0 | 0 | 0 | 0 | 0 | 0 | 0 | 0 | 0 | 0 | 0 | 0 | 0 | 0 | 0 | 0 | 0 | 0 | 0 | 0 | 0 | 0 | 0 | 0 | 0 | 0 | 0 | 0 | 0 | 0 | 0 | 0 | 0 | 0 | 0 | 0 | 0 | 0 | 0 | 0 | 0 | 0 | 0 | 0 | 0 | 0 | 0 | 0 | 0 | 0 | 0 | 0 | 0 | 0 | 0 | 0 | 0 | 0 | 0 | 0 | 0 | 0 | 0 | 0 | 0 | 0 | 0 | 0 | 0 | 0 | 0 | 0 | 0 | 0 | 0 | 0 | 0 | 0 | 0 | 0 | 0 | 0 | 0 | 0 | 0 | 0 | 0 | 0 | 0 | 0 | 0 | 0 | 0 | 0 | 0 | 0 | 0 | 0 | 0 | 0 | 0 | 0 | 0 | 0 | 0 | 0 | 0 | 0 | 0 | 0 | 0 | 0 | 0 | 0 | 0 | 0 | 0 | 0 | 0 | 0 | 0 | 0 | 0 | 0 | 0 | 0 | 0 | 0 | 0 | 0 | 0 | 0 | 0 | 0 | 0 | 0 | 0 | 0 | 0 | 0 | 0 | 0 | 0 | 0 | 0 | 0 | 0 | 0 | 0 | 0 | 0 | 0 | 0 | 0 | 0 | 0 | 0 | 0 | 0 | 0 | 0 | 0 | 0 | 0 | 0 | 0 | 0 | 0 | 0 | 0 | 0 | 0 | 0 | 0 | 0 | 0 | 0 | 0 | 0 | 0 | 0 | 0 | 0 | 0 | 0 | 0 | 0 | 0 | 0 | 0 | 0 | 0 | 0 | 0 | 0 | 0 | 0 | 0 | 0 | 0 | 0 | 0 | 0 | 0 | 0 | 0 | 0 | 0 | 0 | 0 | 0 | 0 | 0 | 0 | 0 | 0 | 0 | 0 | 0 | 0 | 0 | 0 | 0 | 0 | 0 | 0 | 0 | 0 | 0 | 0 | 0 | 0 | 0 | 0 | 0 | 0 | 0 | 0 | 0 | 0 | 0 | 0 | 0 | 0 | 0 | 0 | 0 | 0 | 0 | 0 | 0 | 0 | 0 | 0 | 0 | 0 | 0 | 0 | 0 | 0 | 0 | 0 | 0 | 0 | 0 | 0 | 0 | 0 | 0 | 0 | 0 | 0 | 0 | 0 | 0 | 0 | 0 | 0 | 0 | 0 | 0 | 0 | 0 | 0 | 0 | 0 | 0 | 0 | 0 | 0 | 0 | 0 | 0 | 0 | 0 | 0 | 0 | 0 | 0 | 0 | 0 | 0 | 0 | 0 | 0 | 0 | 0 | 0 | 0 | 0 | 0 | 0 | 0 | 0 | 0 | 0 | 0 | 0 | 0 | 0 | 0 | 0 | 0 | 0 | 0 | 0 | 0 | 0 | 0 | 0 | 0 | 0 | 0 | 0 | 0 | 0 | 0 | 0 | 0 | 0 | 0 | 0 | 0 | 0 | 0 | 0 | 0 | 0 | 0 | 0 | 0 | 0 | 0 | 0 | 0 | 0 | 0 | 0 | 0 | 0 | 0 | 0 | 0 | 0 | 0 | 0 | 0 | 0 | 0 | 0 | 0 | 0 | 0 | 0 | 0 | 0 | 0 | 0 | 0 | 0 | 0 | 0 | 0 | 0 | 0 | 0 | 0 | 0 | 0 | 0 | 0 | 0 | 0 | 0 | 0 | 0 | 0 | 0 | 0 | 0 | 0 | 0 | 0 | 0 | 0 | 0 | 0 | 0 | 0 | 0 | 0 | 0 | 0 | 0 | 0 | 0 | 0 | 0 | 0 | 0 | 0 | 0 | 0 | 0 | 0 | 0 | 0 | 0 | 0 | 0 | 0 | 0 | 0 | 0 | 0 | 0 | 0 | 0 | 0 | 0 | 0 | 0 | 0 | 0 | 0 | 0 | 0 | 0 | 0 | 0 | 0 | 0 | 0 | 0 | 0 | 0 | 0 | 0 | 0 | 0 | 0 | 0 | 0 | 0 | 0 | 0 | 0 | 0 | 0 | 0 | 0 | 0 | 0 | 0 | 0 | 0 | 0 | 0 | 0 | 0 | 0 | 0 | 0 | 0 | 0 | 0 | 0 | 0 | 0 | 0 | 0 | 0 | 0 | 0 | 0 | 0 | 0 | 0 | 0 | 0 | 0 | 0 | 0 | 0 | 0 | 0 | 0 | 0 | 0 | 0 | 0 | 0 | 0 | 0 | 0 | 0 | 0 | 0 | 0 | 0 | 0 | 0 | 0 | 0 | 0 | 0 | 0 | 0 | 0 | 0 | 0 | 0 | 0 | 0 | 0 | 0 | 0 | 0 | 0 | 0 | 0 | 0 | 0 | 0 | 0 | 0 | 0 | 0 | 0 | 0 | 0 | 0 | 0 | 0 | 0 | 0 | 0 | 0 | 0 | 0 | 0 | 0 | 0 | 0 | 0 | 0 | 0 | 0 | 0 | 0 | 0 | 0 | 0 | 0 | 0 | 0 | 0 | 0 | 0 | 0 | 0 | 0 | 0 | 0 | 0 | 0 | 0 | 0 | 0 | 0 | 0 | 0 | 0 | 0 | 0 | 0 | 0 | 0 | 0 | 0 | 0 | 0 | 0 | 0 | 0 | 0 | 0 | 0 | 0 | 0 | 0 | 0 | 0 | 0 | 0 | 0 | 0 | 0 | 0 | 0 | 0 | 0 | 0 | 0 | 0 | 0 | 0 | 0 | 0 | 0 | 0 | 0 | 0 | 0 | 0 | 0 | 0 | 0 | 0 | 0 | 0 | 0 | 0 | 0 | 0 | 0 | 0 | 0 | 0 | 0 | 0 | 0 | 0 | 0 | 0 | 0 | 0 | 0 | 0 | 0 | 0 | 0 | 0 | 0 | 0 | 0 | 0 | 0 | 0 | 0 | 0 | 0 | 0 | 0 | 0 | 0 | 0 | 0 | 0 | 0 | 0 | 0 | 0 | 0 | 0 | 0 | 0 | 0 | 0 | 0 | 0 | 0 | 0 | 0 | 0 | 0 | 0 | 0 | 0 | 0 | 0 | 0 | 0 | 0 | 0 | 0 | 0 | 0 | 0 | 0 | 0 | 0 | 0 | 0 | 0 | 0 | 0 | 0 | 0 | 0 | 0 | 0 | 0 | 0 | 0 | 0 | 0 | 0 | 0 | 0 | 0 | 0 | 0 | 0 | 0 | 0 | 0 | 0 | 0 | 0 | 0 | 0 | 0 | 0 | 0 | 0 | 0 | 0 | 0 | 0 | 0 | 0 | 0 | 0 | 0 | 0 | 0 | 0 | 0 | 0 | 0 | 0 | 0 | 0 | 0 | 0 | 0 | 0 | 0 | 0 | 0 | 0 | 0 | 0 | 0 | 0 | 0 | 0 | 0 | 0 | 0 | 0 | 0 | 0 | 0 | 0 | 0 | 0 | 0 | 0 | 0 | 0 | 0 | 0 | 0 | 0 | 0 | 0 | 0 | 0 | 0 | 0 | 0 | 0 | 0 | 0 | 0 | 0 | 0 | 0 | 0 | 0 | 0 | 0 | 0 | 0 | 0 | 0 | 0 | 0 | 0 | 0 | 0 | 0 | 0 | 0 | 0 | 0 | 0 | 0 | 0 | 0 | 0 | 0 | 0 | 0 | 0 | 0 | 0 | 0 | 0 | 0 | 0 | 0 | 0 | 0 | 0 | 0 | 0 | 0 | 0 | 0 | 0 | 0 | 0 | 0 | 0 | 0 | 0 | 0 | 0 | 0 | 0 | 0 | 0 | 0 | 0 | 0 | 0 | 0 | 0 | 0 | 0 | 0 | 0 | 0 | 0 | 0 | 0 | 0 | 0 | 0 | 0 | 0 | 0 | 0 | 0 | 0 | 0 | 0 | 0 | 0 | 0 | 0 | 0 | 0 | 0 | 0 | 0 | 0 | 0 | 0 | 0 | 0 | 0 | 0 | 0 | 0 | 0 | 0 | 0 | 0 | 0 | 0 | 0 | 0 | 0 | 0 | 0 | 0 | 0 | 0 | 0 | 0 | 0 | 0 | 0 | 0 | 0 | 0 | 0 | 0 | 0 | 0 | 0 | 0 | 0 | 0 | 0 | 0 | 0 | 0 | 0 | 0 | 0 | 0 | 0 | 0 | 0 | 0 | 0 | 0 | 0 | 0 | 0 | 0 | 0 | 0 | 0 | 0 | 0 | 0 | 0 | 0 | 0 | 0 | 0 | 0 | 0 | 0 | 0 | 0 | 0 | 0 | 0 | 0 | 0 | 0 | 0 | 0 | 0 | 0 | 0 | 0 | 0 | 0 | 0 | 0 | 0 | 0 | 0 | 0 | 0 | 0 | 0 | 0 | 0 | 0 | 0 | 0 | 0 | 0 | 0 | 0 | 0 | 0 | 0 | 0 | 0 | 0 | 0 | 0 | 0 | 0 | 0 | 0 | 0 | 0 | 0 | 0 | 0 | 0 | 0 | 0 | 0 | 0 | 0 | 0 | 0 | 0 | 0 | 0 | 0 | 0 | 0 | 0 | 0 | 0 | 0 | 0 | 0 | 0 | 0 | 0 | 0 | 0 | 0 | 0 | 0 | 0 | 0 | 0 | 0 | 0 | 0 | 0 | 0 | 0 | 0
| Electricity |  |  |  | 0.67859 | 0.67859 | 0.67859 | 0.67859 | 0.67859 | 0.67859 | 0.67859 | 0.67859 | 0.67859 | 0.67859 | 0.67859 | 0.67859 | 0.67859 | 0.67859 | 0.67859 | 0.67859 | 0.67859 | 0.67859 | 0.67859 | 0.67859 | 0.67859 | 0.67859 | 0.67859 | 0.67859 | 0.67859 | 0.67859 | 0.67859 | 0.67859 | 0.67859 | 0.67859 | 0.67859 | 0.67859 | 0.67859 | 0.67859 | 0.67859 | 0.67859 | 0.67859 | 0.67859 | 0.67859 | 0.67859 | 0.67859 | 0.67859 | 0.67859 | 0.67859 | 0.67859 | 0.67859 | 0.67859 | 0.67859 | 0.67859 | 0.67859 | 0.67859 | 0.67859 | 0.67859 | 0.67859 | 0.67859 | 0.67859 | 0.67859 | 0.67859 | 0.67859 | 0.67859 | 0 | 0 | 0 | 0 | 0 | 0 | 0 | 0 | 0 | 0 | 0 | 0 | 0 | 0 | 0 | 0 | 0 | 0 | 0 | 0 | 0 | 0 | 0 | 0 | 0 | 0 | 0 | 0 | 0 | 0 | 0 | 0 | 0 | 0 | 0 | 0 | 0 | 0 | 0 | 0 | 0 | 0 | 0 | 0 | 0 | 0 | 0 | 0 | 0 | 0 | 0 | 0 | 0 | 0 | 0 | 0 | 0 | 0 | 0 | 0 | 0 | 0 | 0 | 0 | 0 | 0 | 0 | 0 | 0 | 0 | 0 | 0 | 0 | 0 | 0 | 0 | 0 | 0 | 0 | 0 | 0 | 0 | 0 | 0 | 0 | 0 | 0 | 0 | 0 | 0 | 0 | 0 | 0 | 0 | 0 | 0 | 0 | 0 | 0 | 0 | 0 | 0 | 0 | 0 | 0 | 0 | 0 | 0 | 0 | 0 | 0 | 0 | 0 | 0 | 0 | 0 | 0 | 0 | 0 | 0 | 0 | 0 | 0 | 0 | 0 | 0 | 0 | 0 | 0 | 0 | 0 | 0 | 0 | 0 | 0 | 0 | 0 | 0 | 0 | 0 | 0 | 0 | 0 | 0 | 0 | 0 | 0 | 0 | 0 | 0 | 0 | 0 | 0 | 0 | 0 | 0 | 0 | 0 | 0 | 0 | 0 | 0 | 0 | 0 | 0 | 0 | 0 | 0 | 0 | 0 | 0 | 0 | 0 | 0 | 0 | 0 | 0 | 0 | 0 | 0 | 0 | 0 | 0 | 0 | 0 | 0 | 0 | 0 | 0 | 0 | 0 | 0 | 0 | 0 | 0 | 0 | 0 | 0 | 0 | 0 | 0 | 0 | 0 | 0 | 0 | 0 | 0 | 0 | 0 | 0 | 0 | 0 | 0 | 0 | 0 | 0 | 0 | 0 | 0 | 0 | 0 | 0 | 0 | 0 | 0 | 0 | 0 | 0 | 0 | 0 | 0 | 0 | 0 | 0 | 0 | 0 | 0 | 0 | 0 | 0 | 0 | 0 | 0 | 0 | 0 | 0 | 0 | 0 | 0 | 0 | 0 | 0 | 0 | 0 | 0 | 0 | 0 | 0 | 0 | 0 | 0 | 0 | 0 | 0 | 0 | 0 | 0 | 0 | 0 | 0 | 0 | 0 | 0 | 0 | 0 | 0 | 0 | 0 | 0 | 0 | 0 | 0 | 0 | 0 | 0 | 0 | 0 | 0 | 0 | 0 | 0 | 0 | 0 | 0 | 0 | 0 | 0 | 0 | 0 | 0 | 0 | 0 | 0 | 0 | 0 | 0 | 0 | 0 | 0 | 0 | 0 | 0 | 0 | 0 | 0 | 0 | 0 | 0 | 0 | 0 | 0 | 0 | 0 | 0 | 0 | 0 | 0 | 0 | 0 | 0 | 0 | 0 | 0 | 0 | 0 | 0 | 0 | 0 | 0 | 0 | 0 | 0 | 0 | 0 | 0 | 0 | 0 | 0 | 0 | 0 | 0 | 0 | 0 | 0 | 0 | 0 | 0 | 0 | 0 | 0 | 0 | 0 | 0 | 0 | 0 | 0 | 0 | 0 | 0 | 0 | 0 | 0 | 0 | 0 | 0 | 0 | 0 | 0 | 0 | 0 | 0 | 0 | 0 | 0 | 0 | 0 | 0 | 0 | 0 | 0 | 0 | 0 | 0 | 0 | 0 | 0 | 0 | 0 | 0 | 0 | 0 | 0 | 0 | 0 | 0 | 0 | 0 | 0 | 0 | 0 | 0 | 0 | 0 | 0 | 0 | 0 | 0 | 0 | 0 | 0 | 0 | 0 | 0 | 0 | 0 | 0 | 0 | 0 | 0 | 0 | 0 | 0 | 0 | 0 | 0 | 0 | 0 | 0 | 0 | 0 | 0 | 0 | 0 | 0 | 0 | 0 | 0 | 0 | 0 | 0 | 0 | 0 | 0 | 0 | 0 | 0 | 0 | 0 | 0 | 0 | 0 | 0 | 0 | 0 | 0 | 0 | 0 | 0 | 0 | 0 | 0 | 0 | 0 | 0 | 0 | 0 | 0 | 0 | 0 | 0 | 0 | 0 | 0 | 0 | 0 | 0 | 0 | 0 | 0 | 0 | 0 | 0 | 0 | 0 | 0 | 0 | 0 | 0 | 0 | 0 | 0 | 0 | 0 | 0 | 0 | 0 | 0 | 0 | 0 | 0 | 0 | 0 | 0 | 0 | 0 | 0 | 0 | 0 | 0 | 0 | 0 | 0 | 0 | 0 | 0 | 0 | 0 | 0 | 0 | 0 | 0 | 0 | 0 | 0 | 0 | 0 | 0 | 0 | 0 | 0 | 0 | 0 | 0 | 0 | 0 | 0 | 0 | 0 | 0 | 0 | 0 | 0 | 0 | 0 | 0 | 0 | 0 | 0 | 0 | 0 | 0 | 0 | 0 | 0 | 0 | 0 | 0 | 0 | 0 | 0 | 0 | 0 | 0 | 0 | 0 | 0 | 0 | 0 | 0 | 0 | 0 | 0 | 0 | 0 | 0 | 0 | 0 | 0 | 0 | 0 | 0 | 0 | 0 | 0 | 0 | 0 | 0 | 0 | 0 | 0 | 0 | 0 | 0 | 0 | 0 | 0 | 0 | 0 | 0 | 0 | 0 | 0 | 0 | 0 | 0 | 0 | 0 | 0 | 0 | 0 | 0 | 0 | 0 | 0 | 0 | 0 | 0 | 0 | 0 | 0 | 0 | 0 | 0 | 0 | 0 | 0 | 0 | 0 | 0 | 0 | 0 | 0 | 0 | 0 | 0 | 0 | 0 | 0 | 0 | 0 | 0 | 0 | 0 | 0 | 0 | 0 | 0 | 0 | 0 | 0 | 0 | 0 | 0 | 0 | 0 | 0 | 0 | 0 | 0 | 0 | 0 | 0 | 0 | 0 | 0 | 0 | 0 | 0 | 0 | 0 | 0 | 0 | 0 | 0 | 0 | 0 | 0 | 0 | 0 | 0 | 0 | 0 | 0 | 0 | 0 | 0 | 0 | 0 | 0 | 0 | 0 | 0 | 0 | 0 | 0 | 0 | 0 | 0 | 0 | 0 | 0 | 0 | 0 | 0 | 0 | 0 | 0 | 0 | 0 | 0 | 0 | 0 | 0 | 0 | 0 | 0 | 0 | 0 | 0 | 0 | 0 | 0 | 0 | 0 | 0 | 0 | 0 | 0 | 0 | 0 | 0 | 0 | 0 | 0 | 0 | 0 | 0 | 0 | 0 | 0 | 0 | 0 | 0 | 0 | 0 | 0 | 0 | 0 | 0 | 0 | 0 | 0 | 0 | 0 | 0 | 0 | 0 | 0 | 0 | 0 | 0 | 0 | 0 | 0 | 0 | 0 | 0 | 0 | 0 | 0 | 0 | 0 | 0 | 0 | 0 | 0 | 0 | 0 | 0 | 0 | 0 | 0 | 0 | 0 | 0 | 0 | 0 | 0 | 0 | 0 | 0 | 0 | 0 | 0 | 0 | 0 | 0 | 0 | 0 | 0 | 0 | 0 | 0 | 0 | 0 | 0 | 0 | 0 | 0 | 0 | 0 | 0 | 0 | 0 | 0 | 0 | 0 | 0 | 0 | 0 | 0 | 0 | 0 | 0 | 0 | 0 | 0 | 0 | 0 | 0 | 0 | 0 | 0 | 0 | 0 | 0 | 0 | 0 | 0 | 0 | 0 | 0 | 0 | 0 | 0 | 0 | 0 | 0 | 0 | 0 | 0 | 0 | 0 | 0 | 0 | 0 | 0 | 0 | 0 | 0 | 0 | 0 | 0 | 0 | 0 | 0 | 0 | 0 | 0 | 0 | 0 | 0 | 0 | 0 | 0 | 0 | 0 | 0 | 0 | 0 | 0 | 0 | 0 | 0 | 0 | 0 | 0 | 0 | 0 | 0 | 0 | 0 | 0 | 0 | 0 | 0 | 0 | 0 | 0 | 0 | 0 | 0 | 0 | 0 | 0 | 0 | 0 | 0 | 0 | 0 | 0 | 0 | 0 | 0 | 0 | 0 | 0 | 0 | 0 | 0 | 0 | 0 | 0 | 0 | 0 | 0 | 0 | 0 | 0 | 0 | 0 | 0 | 0 | 0 | 0 | 0 | 0 | 0 | 0 | 0 | 0 | 0 | 0 | 0 | 0 | 0 | 0 | 0 | 0 | 0 | 0 | 0 | 0 | 0 | 0 | 0 | 0 | 0 | 0 | 0 | 0 | 0 | 0 | 0 | 0 | 0 | 0 | 0 | 0 | 0 | 0 | 0 | 0 | 0 | 0 | 0 | 0 | 0 | 0 | 0 | 0 | 0 | 0 | 0 | 0 | 0 | 0 | 0 | 0 | 0 | 0 | 0 | 0 | 0 | 0 | 0 | 0 | 0 | 0 | 0 | 0 | 0 | 0 | 0 | 0 | 0 | 0 | 0 | 0 | 0 | 0 | 0 | 0 | 0 | 0 | 0 | 0 | 0 | 0 | 0 | 0 | 0 | 0 | 0 | 0 | 0 | 0 | 0 | 0 | 0 | 0 | 0 | 0 | 0 | 0 | 0 | 0 | 0 | 0 | 0 | 0 | 0 | 0 | 0 | 0 | 0 | 0 | 0 | 0 | 0 | 0 | 0 | 0 | 0 | 0 | 0 | 0 | 0 | 0 | 0 | 0 | 0 | 0 | 0 | 0 | 0 | 0 | 0 | 0 | 0 | 0 | 0 | 0 | 0 | 0 | 0 | 0 | 0 | 0 | 0 | 0 | 0 | 0 | 0 | 0 | 0 | 0 | 0 | 0 | 0 | 0 | 0 | 0 | 0 | 0 | 0 | 0 | 0 | 0 | 0 | 0 | 0 | 0 | 0 | 0 | 0 | 0 | 0 | 0 | 0 | 0 | 0 | 0 | 0 | 0 | 0 | 0 | 0 | 0 | 0 | 0 | 0 | 0 | 0 | 0 | 0 | 0 | 0 | 0 | 0 | 0 | 0 | 0 | 0 | 0 | 0 | 0 | 0 | 0 | 0 | 0 | 0 | 0 | 0 | 0 | 0 | 0 | 0 | 0 | 0 | 0 | 0 | 0 | 0 | 0 | 0 | 0 | 0 | 0 | 0 | 0 | 0 | 0 | 0 | 0 | 0 | 0 | 0 | 0 | 0 | 0 | 0 | 0 | 0 | 0 | 0 | 0 | 0 | 0 | 0 | 0 | 0 | 0 | 0 | 0 | 0 | 0 | 0 | 0 | 0 | 0 | 0 | 0 | 0 | 0 | 0 | 0 | 0 | 0 | 0 | 0 | 0 | 0 | 0 | 0 | 0 | 0 | 0 | 0 | 0 | 0 | 0 | 0 | 0 | 0 | 0 | 0 | 0 | 0 | 0 | 0 | 0 | 0 | 0 | 0 | 0 | 0 | 0 | 0 | 0 | 0 | 0 | 0 | 0 | 0 | 0 | 0 | 0 | 0 | 0 | 0 | 0 | 0 | 0 | 0 | 0 | 0 | 0 | 0 | 0 | 0 | 0 | 0 | 0 | 0 | 0 | 0 | 0 | 0 | 0 | 0 | 0 | 0 | 0 | 0 | 0 | 0 | 0 | 0 | 0 | 0 | 0 | 0 | 0 | 0 | 0 | 0 | 0 | 0 | 0 | 0 | 0 | 0 | 0 | 0 | 0 | 0 | 0 | 0 | 0 | 0 | 0 | 0 | 0 | 0 | 0 | 0 | 0 | 0 | 0 | 0 | 0 | 0 | 0 | 0 | 0 | 0 | 0 | 0 | 0 | 0 | 0 | 0 | 0 | 0 | 0 | 0 | 0 | 0 | 0 | 0 | 0 | 0 | 0 | 0 | 0 | 0 | 0 | 0 | 0 | 0 | 0 | 0 | 0 | 0 | 0 | 0 | 0 | 0 | 0 | 0 | 0 | 0 | 0 | 0 | 0 | 0 | 0 | 0 | 0 | 0 | 0 | 0 | 0 | 0 | 0 | 0 | 0 | 0 | 0 | 0 | 0 | 0 | 0 | 0 | 0 | 0 | 0 | 0 | 0 | 0 | 0 | 0 | 0 | 0 | 0 | 0 | 0 | 0 | 0 | 0 | 0 | 0 | 0 | 0 | 0 | 0 | 0 | 0 | 0 | 0 | 0 | 0 | 0 | 0 | 0 | 0 | 0 | 0 | 0 | 0 | 0 | 0 | 0 | 0 | 0 | 0 | 0 | 0 | 0 | 0 | 0 | 0 | 0 | 0 | 0 | 0 | 0 | 0 | 0 | 0 | 0 | 0 | 0 | 0 | 0 | 0 | 0 | 0 | 0 | 0 | 0 | 0 | 0 | 0 | 0 | 0 | 0 | 0 | 0 | 0 | 0 | 0 | 0 | 0 | 0 | 0 | 0 | 0 | 0 | 0 | 0 | 0 | 0 | 0 | 0 | 0 | 0 | 0 | 0 | 0 | 0 | 0 | 0 | 0 | 0 | 0 | 0 | 0 | 0 | 0 | 0 | 0 | 0 | 0 | 0 | 0 | 0 | 0 | 0 | 0 | 0 | 0 | 0 | 0 | 0 | 0 | 0 | 0 | 0 | 0 | 0 | 0 | 0 | 0 | 0 | 0 | 0 | 0 | 0 | 0 | 0 | 0 | 0 | 0 | 0 | 0 | 0 | 0 | 0 | 0 | 0 | 0 | 0 | 0 | 0 | 0 | 0 | 0 | 0 | 0 | 0 | 0 | 0 | 0 | 0 | 0 | 0 | 0 | 0 | 0 | 0 | 0 | 0 | 0 | 0 | 0 | 0 | 0 | 0 | 0 | 0 | 0 | 0 | 0 | 0 | 0 | 0 | 0 | 0 | 0 | 0 | 0 | 0 | 0 | 0 | 0 | 0 | 0 | 0 | 0 | 0 | 0 | 0 | 0 | 0 | 0 | 0 | 0 | 0 | 0 | 0 | 0 | 0 | 0 | 0 | 0 | 0 | 0 | 0 | 0 | 0 | 0 | 0 | 0 | 0 | 0 | 0 | 0 | 0 | 0 | 0 | 0 | 0 | 0 | 0 | 0 | 0 | 0 | 0 | 0 | 0 | 0 | 0 | 0 | 0 | 0 | 0 | 0 | 0 | 0 | 0 | 0 | 0 | 0 | 0 | 0 | 0 | 0 | 0 | 0 | 0 | 0 | 0 | 0 | 0 | 0 | 0 | 0 | 0 | 0 | 0 | 0 | 0 | 0 | 0 | 0 | 0 | 0 | 0 | 0 | 0 | 0 | 0 | 0 | 0 | 0 | 0 | 0 | 0 | 0 | 0 | 0 | 0 | 0 | 0 | 0 | 0 | 0 | 0 | 0 | 0 | 0 | 0 | 0 | 0 | 0 | 0 | 0 | 0 | 0 | 0 | 0 | 0 | 0 | 0 | 0 | 0 | 0 | 0 | 0 | 0 | 0 | 0 | 0 | 0 | 0 | 0 | 0 | 0 | 0 | 0 | 0 | 0 | 0 | 0 | 0 | 0 | 0 | 0 | 0 | 0 | 0 | 0 | 0 | 0 | 0 | 0 | 0 | 0 | 0 | 0 | 0 | 0 | 0 | 0 | 0 | 0 | 0 | 0 | 0 | 0 | 0 | 0 | 0 | 0 | 0 | 0 | 0 | 0 | 0 | 0 | 0 | 0 | 0 | 0 | 0 | 0 | 0 | 0 | 0 | 0 | 0 | 0 | 0 | 0 | 0 | 0 | 0 | 0 | 0 | 0 | 0 | 0 | 0 | 0 | 0 | 0 | 0 | 0 | 0 | 0 | 0 | 0 | 0 | 0 | 0 | 0 | 0 | 0 | 0 | 0 | 0 | 0 | 0 | 0 | 0 | 0 | 0 | 0 | 0 | 0 | 0 | 0 | 0 | 0 | 0 | 0 | 0 | 0 | 0 | 0 | 0 | 0 | 0 | 0 | 0 | 0 | 0 | 0 | 0 | 0 | 0 | 0 | 0 | 0 | 0 | 0 | 0 | 0 | 0 | 0 | 0 | 0 | 0 | 0 | 0 | 0 | 0 | 0 | 0 | 0 | 0 | 0 | 0 | 0 | 0 | 0 | 0 | 0 | 0 | 0 | 0 | 0 | 0 | 0 | 0 | 0 | 0 | 0 | 0 | 0 | 0 | 0 | 0 | 0 | 0 | 0 | 0 | 0 | 0 | 0 | 0 | 0 | 0 | 0 | 0 | 0 | 0 | 0 | 0 | 0 | 0 | 0 | 0 | 0 | 0 | 0 | 0 | 0 | 0 | 0 | 0 | 0 | 0 | 0 | 0 | 0 | 0 | 0 | 0 | 0 | 0 | 0 | 0 | 0 | 0 | 0 | 0 | 0 | 0 | 0 | 0 | 0 | 0 | 0 | 0 | 0 | 0 | 0 | 0 | 0 | 0 | 0 | 0 | 0 | 0 | 0 | 0 | 0 | 0 | 0 | 0 | 0 | 0 | 0 | 0 | 0 | 0 | 0 | 0 | 0 | 0 | 0 | 0 | 0 | 0 | 0 | 0 | 0 | 0 | 0 | 0 | 0 | 0 | 0 | 0 | 0 | 0 | 0 | 0 | 0 | 0 | 0 | 0 | 0 | 0 | 0 | 0 | 0 | 0 | 0 | 0 | 0 | 0 | 0 | 0 | 0 | 0 | 0 | 0 | 0 | 0 | 0 | 0 | 0 | 0 | 0 | 0 | 0 | 0 | 0 | 0 | 0 | 0 | 0 | 0 | 0 | 0 | 0 | 0 | 0 | 0 | 0 | 0 | 0 | 0 | 0 | 0 | 0 | 0 | 0 | 0 | 0 | 0 | 0 | 0 | 0 | 0 | 0 | 0 | 0 | 0 | 0 | 0 | 0 | 0 | 0 | 0 | 0 | 0 | 0 | 0 | 0 | 0 | 0 | 0 | 0 | 0 | 0 | 0 | 0 | 0 | 0 | 0 | 0 | 0 | 0 | 0 | 0 | 0 | 0 | 0 | 0 | 0 | 0 | 0 | 0 | 0 | 0 | 0 | 0 | 0 | 0 | 0 | 0 | 0 | 0 | 0 | 0 | 0 | 0 | 0 | 0 | 0 | 0 | 0 | 0 | 0 | 0 | 0 | 0 | 0 | 0 | 0 | 0 | 0 | 0 | 0 | 0 | 0 | 0 | 0 | 0 | 0 | 0 | 0 | 0 | 0 | 0 | 0 | 0 | 0 | 0 | 0 | 0 | 0 | 0 | 0 | 0 | 0 | 0 | 0 | 0 | 0 | 0 | 0 | 0 | 0 | 0 | 0 | 0 | 0 | 0 | 0 | 0 | 0 | 0 | 0 | 0 | 0 | 0 | 0 | 0 | 0 | 0 | 0 | 0 | 0 | 0 | 0 | 0 | 0 | 0 | 0 | 0 | 0 | 0 | 0 | 0 | 0 | 0 | 0 | 0 | 0 | 0 | 0 | 0 | 0 | 0 | 0 | 0 | 0 | 0 | 0 | 0 | 0 | 0 | 0 | 0 | 0 | 0 | 0 | 0 | 0 | 0 | 0 | 0 | 0 | 0 | 0 | 0 | 0 | 0 | 0 | 0 | 0 | 0 | 0 | 0 | 0 | 0 | 0 | 0 | 0 | 0 | 0 | 0 | 0 | 0 | 0 | 0 | 0 | 0 | 0 | 0 | 0 | 0 | 0 | 0 | 0 | 0 | 0 | 0 | 0 | 0 | 0 | 0 | 0 | 0 | 0 | 0 | 0 | 0 | 0 | 0 | 0 | 0 | 0 | 0 | 0 | 0 | 0 | 0 | 0 | 0 | 0 | 0 | 0 | 0 | 0 | 0 | 0 | 0 | 0 | 0 | 0 | 0 | 0 | 0 | 0 | 0 | 0 | 0 | 0 | 0 | 0 | 0 | 0 | 0 | 0 | 0 | 0 | 0 | 0 | 0 | 0 | 0 | 0 | 0 | 0 | 0 | 0 | 0 | 0 | 0 | 0 | 0 | 0 | 0 | 0 | 0 | 0 | 0 | 0 | 0 | 0 | 0 | 0 | 0 | 0 | 0 | 0 | 0 | 0 | 0 | 0 | 0 | 0 | 0 | 0 | 0 | 0 | 0 | 0 | 0 | 0 | 0 | 0 | 0 | 0 | 0 | 0 | 0 | 0 | 0 | 0 | 0 | 0 | 0 | 0 | 0 | 0 | 0 | 0 | 0 | 0 | 0 | 0 | 0 | 0 | 0 | 0 | 0 | 0 | 0 | 0 | 0 | 0 | 0 | 0 | 0 | 0 | 0 | 0 | 0 | 0 | 0 | 0 | 0 | 0 | 0 | 0 | 0 | 0 | 0 | 0 | 0 | 0 | 0 | 0 | 0 | 0 | 0 | 0 | 0 | 0 | 0 | 0 | 0 | 0 | 0 | 0 | 0 | 0 | 0 | 0 | 0 | 0 | 0 | 0 | 0 | 0 | 0 | 0 | 0 | 0 | 0 | 0 | 0 | 0 | 0 | 0 | 0 | 0 | 0 | 0 | 0 | 0 | 0 | 0 | 0 | 0 | 0 | 0 | 0 | 0 | 0 | 0 | 0 | 0 | 0 | 0 | 0 | 0 | 0 | 0 | 0 | 0 | 0 | 0 | 0 | 0 | 0 | 0 | 0 | 0 | 0 | 0 | 0 | 0 | 0 | 0 | 0 | 0 | 0 | 0 | 0 | 0 | 0 | 0 | 0 | 0 | 0 | 0 | 0 | 0 | 0 | 0 | 0 | 0 | 0 | 0 | 0 | 0 | 0 | 0 | 0 | 0 | 0 | 0 | 0 | 0 | 0 | 0 | 0 | 0 | 0 | 0 | 0 | 0 | 0 | 0 | 0 | 0 | 0 | 0 | 0 | 0 | 0 | 0 | 0 | 0 | 0 | 0 | 0 | 0 | 0 | 0 | 0 | 0 | 0 | 0 | 0 | 0 | 0 | 0 | 0 | 0 | 0 | 0 | 0 | 0 | 0 | 0 | 0 | 0 | 0 | 0 | 0 | 0 | 0 | 0 | 0 | 0 | 0 | 0 | 0 | 0 | 0 | 0 | 0 | 0 | 0 | 0 | 0 | 0 | 0 | 0 | 0 | 0 | 0 | 0 | 0 | 0 | 0 | 0 | 0 | 0 | 0 | 0 | 0 | 0 | 0 | 0 | 0 | 0 | 0 | 0 | 0 | 0 | 0 | 0 | 0 | 0 | 0 | 0 | 0 | 0 | 0 | 0 | 0 | 0 | 0 | 0 | 0 | 0 | 0 | 0 | 0 | 0 | 0 | 0 | 0 | 0 | 0 | 0 | 0 | 0 | 0 | 0 | 0 | 0 | 0 | 0 | 0 | 0 | 0 | 0 | 0 | 0 | 0 | 0 | 0 | 0 | 0 | 0 | 0 | 0 | 0 | 0 | 0 | 0 | 0 | 0 | 0 | 0 | 0 | 0 | 0 | 0 | 0 | 0 | 0 | 0 | 0 | 0 | 0 | 0 | 0 | 0 | 0 | 0 | 0 | 0 | 0 | 0 | 0 | 0 | 0 | 0 | 0 | 0 | 0 | 0 | 0 | 0 | 0 | 0 | 0 | 0 | 0 | 0 | 0 | 0 | 0 | 0 | 0 | 0 | 0 | 0 | 0 | 0 | 0 | 0 | 0 | 0 | 0 | 0 | 0 | 0 | 0 | 0 | 0 | 0 | 0 | 0 | 0 | 0 | 0 | 0 | 0 | 0 | 0 | 0 | 0 | 0 | 0 | 0 | 0 | 0 | 0 | 0 | 0 | 0 | 0 | 0 | 0 | 0 | 0 | 0 | 0 | 0 | 0 | 0 | 0 | 0 | 0 | 0 | 0 | 0 | 0 | 0 | 0 | 0 | 0 | 0 | 0 | 0 | 0 | 0 | 0 | 0 | 0 | 0 | 0 | 0 | 0 | 0 | 0 | 0 | 0 | 0 | 0 | 0 | 0 | 0 | 0 | 0 | 0 | 0 | 0 | 0 | 0 | 0 | 0 | 0 | 0 | 0 | 0 | 0 | 0 | 0 | 0 | 0 | 0 | 0 | 0 | 0 | 0 | 0 | 0 | 0 | 0 | 0 | 0 | 0 | 0 | 0 | 0 | 0 | 0 | 0 | 0 | 0 | 0 | 0 | 0 | 0 | 0 | 0 | 0 | 0 | 0 | 0 | 0 | 0 | 0 | 0 | 0 | 0 | 0 | 0 | 0 | 0 | 0 | 0 | 0 | 0 | 0 | 0 | 0 | 0 | 0 | 0 | 0 | 0 | 0 | 0 | 0 | 0 | 0 | 0 | 0 | 0 | 0 | 0 | 0 | 0 | 0 | 0 | 0 | 0 | 0 | 0 | 0 | 0 | 0 | 0 | 0 | 0 | 0 | 0 | 0 | 0 | 0 | 0 | 0 | 0 | 0 | 0 | 0 | 0 | 0 | 0 | 0 | 0 | 0 | 0 | 0 | 0 | 0 | 0 | 0 | 0 | 0 | 0 | 0 | 0 | 0 | 0 | 0 | 0 | 0 | 0 | 0 | 0 | 0 | 0 | 0 | 0 | 0 | 0 | 0 | 0 | 0 | 0 | 0 | 0 | 0 | 0 | 0 | 0 | 0 | 0 | 0 | 0 | 0 | 0 | 0 | 0 | 0 | 0 | 0 | 0 | 0 | 0 | 0 | 0 | 0 | 0 | 0 | 0 | 0 | 0 | 0 | 0 | 0 | 0 | 0 | 0 | 0 | 0 | 0 | 0 | 0 | 0 | 0 | 0 | 0 | 0 | 0 | 0 | 0 | 0 | 0 | 0 | 0 | 0 | 0 | 0 | 0 | 0 | 0 | 0 | 0 | 0 | 0 | 0 | 0 | 0 | 0 | 0 | 0 | 0 | 0 | 0 | 0 | 0 | 0 | 0 | 0 | 0 | 0 | 0 | 0 | 0 | 0 | 0 | 0 | 0 | 0 | 0 | 0 | 0 | 0 | 0 | 0 | 0 | 0 | 0 | 0 | 0 | 0 | 0 | 0 | 0 | 0 | 0 | 0 | 0 | 0 | 0 | 0 | 0 | 0 | 0 | 0 | 0 | 0 | 0 | 0 | 0 | 0 | 0 | 0 | 0 | 0 | 0 | 0 | 0 | 0 | 0 | 0 | 0 | 0 | 0 | 0 | 0 | 0 | 0 | 0 | 0 | 0 | 0 | 0 | 0 | 0 | 0 | 0 | 0 | 0 | 0 | 0 | 0 | 0 | 0 | 0 | 0 | 0 | 0 | 0 | 0 | 0 | 0 | 0 | 0 | 0 | 0 | 0 | 0 | 0 | 0 | 0 | 0 | 0 | 0 | 0 | 0 | 0 | 0 | 0 | 0 | 0 | 0 | 0 | 0 | 0 | 0 | 0 | 0 | 0 | 0 | 0 | 0 | 0 | 0 | 0 | 0 | 0 | 0 | 0 | 0 | 0 | 0 | 0 | 0 | 0 | 0 | 0 | 0 | 0 | 0 | 0 | 0 | 0 | 0 | 0 | 0 | 0 | 0 | 0 | 0 | 0 | 0 | 0 | 0 | 0 | 0 | 0 | 0 | 0 | 0 | 0 | 0 | 0 | 0 | 0 | 0 | 0 | 0 | 0 | 0 | 0 | 0 | 0 | 0 | 0 | 0 | 0 | 0 | 0 | 0 | 0 | 0 | 0 | 0 | 0 | 0 | 0 | 0 | 0 | 0 | 0 | 0 | 0 | 0 | 0 | 0 | 0 | 0 | 0 | 0 | 0 | 0 | 0 | 0 | 0 | 0 | 0 | 0 | 0 | 0 | 0 | 0 | 0 | 0 | 0 | 0 | 0 | 0 | 0 | 0 | 0 | 0 | 0 | 0 | 0 | 0 | 0 | 0 | 0 | 0 | 0 | 0 | 0 | 0 | 0 | 0 | 0 | 0 | 0 | 0 | 0 | 0 | 0 | 0 | 0 | 0 | 0 | 0 | 0 | 0 | 0 | 0 | 0 | 0 | 0 | 0 | 0 | 0 | 0 | 0 | 0 | 0 | 0 | 0 | 0 | 0 | 0 | 0 | 0 | 0 | 0 | 0 | 0 | 0 | 0 | 0 | 0 | 0 | 0 | 0 | 0 | 0 | 0 | 0 | 0 | 0 | 0 | 0 | 0 | 0 | 0 | 0 | 0 | 0 | 0 | 0 | 0 | 0 | 0 | 0 | 0 | 0 | 0 | 0 | 0 | 0 | 0 | 0 | 0 | 0 | 0 | 0 | 0 | 0 | 0 | 0 | 0 | 0 | 0 | 0 | 0 | 0 | 0 | 0 | 0 | 0 | 0 | 0 | 0 | 0 | 0 | 0 | 0 | 0 | 0 | 0 | 0 | 0 | 0 | 0 | 0 | 0 | 0 | 0 | 0 | 0 | 0 | 0 | 0 | 0 | 0 | 0 | 0 | 0 | 0 | 0 | 0 | 0 | 0 | 0 | 0 | 0 | 0 | 0 | 0 | 0 | 0 | 0 | 0 | 0 | 0 | 0 | 0 | 0 | 0 | 0 | 0 | 0 | 0 | 0 | 0 | 0 | 0 | 0 | 0 | 0 | 0 | 0 | 0 | 0 | 0 | 0 | 0 | 0 | 0 | 0 | 0 | 0 | 0 | 0 | 0 | 0 | 0 | 0 | 0 | 0 | 0 | 0 | 0 | 0 | 0 | 0 | 0 | 0 | 0 | 0 | 0 | 0 | 0 | 0 | 0 | 0 | 0 | 0 | 0 | 0 | 0 | 0 | 0 | 0 | 0 | 0 | 0 | 0 | 0 | 0 | 0 | 0 | 0 | 0 | 0 | 0 | 0 | 0 | 0 | 0 | 0 | 0 | 0 | 0 | 0 | 0 | 0 | 0 | 0 | 0 | 0 | 0 | 0 | 0 | 0 | 0 | 0 | 0 | 0 | 0 | 0 | 0 | 0 | 0 | 0 | 0 | 0 | 0 | 0 | 0 | 0 | 0 | 0 | 0 | 0 | 0 | 0 | 0 | 0 | 0 | 0 | 0 | 0 | 0 | 0 | 0 | 0 | 0 | 0 | 0 | 0 | 0 | 0 | 0 | 0 | 0 | 0 | 0 | 0 | 0 | 0 | 0 | 0 | 0 | 0 | 0 | 0 | 0 | 0 | 0 | 0 | 0 | 0 | 0 | 0 | 0 | 0 | 0 | 0 | 0 | 0 | 0 | 0 | 0 | 0 | 0 | 0 | 0 | 0 | 0 | 0 | 0 | 0 | 0 | 0 | 0 | 0 | 0 | 0 | 0 | 0 | 0 | 0 | 0 | 0 | 0 | 0 | 0 | 0 | 0 | 0 | 0 | 0 | 0 | 0 | 0 | 0 | 0 | 0 | 0 | 0 | 0 | 0 | 0 | 0 | 0 | 0 | 0 | 0 | 0 | 0 | 0 | 0 | 0 | 0 | 0 | 0 | 0 | 0 | 0 | 0 | 0 | 0 | 0 | 0 | 0 | 0 | 0 | 0 | 0 | 0 | 0 | 0 | 0 | 0 | 0 | 0 | 0 | 0 | 0 | 0 | 0 | 0 | 0 | 0 | 0 | 0 | 0 | 0 | 0 | 0 | 0 | 0 | 0 | 0 | 0 | 0 | 0 | 0 | 0 | 0 | 0 | 0 | 0 | 0 | 0 | 0 | 0 | 0 | 0 | 0 | 0 | 0 | 0 | 0 | 0 | 0 | 0 | 0 | 0 | 0 | 0 | 0 | 0 | 0 | 0 | 0 | 0 | 0 | 0 | 0 | 0 | 0 | 0 | 0 | 0 | 0 | 0 | 0 | 0 | 0 | 0 | 0 | 0 | 0 | 0 | 0 | 0 | 0 | 0 | 0 | 0 | 0 | 0 | 0 | 0 | 0 | 0 | 0 | 0 | 0 | 0 | 0 | 0 | 0 | 0 | 0 | 0 | 0 | 0 | 0 | 0 | 0 | 0 | 0 | 0 | 0 | 0 | 0 | 0 | 0 | 0 | 0 | 0 | 0 | 0 | 0 | 0 | 0 | 0 | 0 | 0 | 0 | 0 | 0 | 0 | 0 | 0 | 0 | 0 | 0 | 0 | 0 | 0 | 0 | 0 | 0 | 0 | 0 | 0 | 0 | 0 | 0 | 0 | 0 | 0 | 0 | 0 | 0 | 0 | 0 | 0 | 0 | 0 | 0 | 0 | 0 | 0 | 0 | 0 | 0 | 0 | 0 | 0 | 0 | 0 | 0 | 0 | 0 | 0 | 0 | 0 | 0 | 0 | 0 | 0 | 0 | 0 | 0 | 0 | 0 | 0 | 0 | 0 | 0 | 0 | 0 | 0 | 0 | 0 | 0 | 0 | 0 | 0 | 0 | 0 | 0 | 0 | 0 | 0 | 0 | 0 | 0 | 0 | 0 | 0 | 0 | 0 | 0 | 0 | 0 | 0 | 0 | 0 | 0 | 0 | 0 | 0 | 0 | 0 | 0 | 0 | 0 | 0 | 0 | 0 | 0 | 0 | 0 | 0 | 0 | 0 | 0 | 0 | 0 | 0 | 0 | 0 | 0 | 0 | 0 | 0 | 0 | 0 | 0 | 0 | 0 | 0 | 0 | 0 | 0 | 0 | 0 | 0 | 0 | 0 | 0 | 0 | 0 | 0 | 0 | 0 | 0 | 0 | 0 | 0 | 0 | 0 | 0 | 0 | 0 | 0 | 0 | 0 | 0 | 0 | 0 | 0 | 0 | 0 | 0 | 0 | 0 | 0 | 0 | 0 | 0 | 0 | 0 | 0 | 0 | 0 | 0 | 0 | 0 | 0 | 0 | 0 | 0 | 0 | 0 | 0 | 0 | 0 | 0 | 0 | 0 | 0 | 0 | 0 | 0 | 0 | 0 | 0 | 0 | 0 | 0 | 0 | 0 | 0 | 0 | 0 | 0 | 0 | 0 | 0 | 0 | 0 | 0 | 0 | 0 | 0 | 0 | 0 | 0 | 0 | 0 | 0 | 0 | 0 | 0 | 0 | 0 | 0 | 0 | 0 | 0 | 0 | 0 | 0 | 0 | 0 | 0 | 0 | 0 | 0 | 0 | 0 | 0 | 0 | 0 | 0 | 0 | 0 | 0 | 0 | 0 | 0 | 0 | 0 | 0 | 0 | 0 | 0 | 0 | 0 | 0 | 0 | 0 | 0 | 0 | 0 | 0 | 0 | 0 | 0 | 0 | 0 | 0 | 0 | 0 | 0 | 0 | 0 | 0 | 0 | 0 | 0 | 0 | 0 | 0 | 0 | 0 | 0 | 0 | 0 | 0 | 0 | 0 | 0 | 0 | 0 | 0 | 0 | 0 | 0 | 0 | 0 | 0 | 0 | 0 | 0 | 0 | 0 | 0 | 0 | 0 | 0 | 0 | 0 | 0 | 0 | 0 | 0 | 0 | 0 | 0 | 0 | 0 | 0 | 0 | 0 | 0 | 0 | 0 | 0 | 0 | 0 | 0 | 0 | 0 | 0 | 0 | 0 | 0 | 0 | 0 | 0 | 0 | 0 | 0 | 0 | 0 | 0 | 0 | 0 | 0 | 0 | 0 | 0 | 0 | 0 | 0 | 0 | 0 | 0 | 0 | 0 | 0 | 0 | 0 | 0 | 0 | 0 | 0 | 0 | 0 | 0 | 0 | 0 | 0 | 0 | 0 | 0 | 0 | 0 | 0 | 0 | 0 | 0 | 0 | 0 | 0 | 0 | 0 | 0 | 0 | 0 | 0 | 0 | 0 | 0 | 0 | 0 | 0 | 0 | 0 | 0 | 0 | 0 | 0 | 0 | 0 | 0 | 0 | 0 | 0 | 0 | 0 | 0 | 0 | 0 | 0 | 0 | 0 | 0 | 0 | 0 | 0 | 0 | 0 | 0 | 0 | 0 | 0 | 0 | 0 | 0 | 0 | 0 | 0 | 0 | 0 | 0 | 0 | 0 | 0 | 0 | 0 | 0 | 0 | 0 | 0 | 0 | 0 | 0 | 0 | 0 | 0 | 0 | 0 | 0 | 0 | 0 | 0 | 0 | 0 | 0 | 0 | 0 | 0 | 0 | 0 | 0 | 0 | 0 | 0 | 0 | 0 | 0 | 0 | 0 | 0 | 0 | 0 | 0 | 0 | 0 | 0 | 0 | 0 | 0 | 0 | 0 | 0 | 0 | 0 | 0 | 0 | 0 | 0 | 0 | 0 | 0 | 0 | 0 | 0 | 0 | 0 | 0 | 0 | 0 | 0 | 0 | 0 | 0 | 0 | 0 | 0 | 0 | 0 | 0 | 0 | 0 | 0 | 0 | 0 | 0 | 0 | 0 | 0 | 0 | 0 | 0 | 0 | 0 | 0 | 0 | 0 | 0 | 0 | 0 | 0 | 0 | 0 | 0 | 0 | 0 | 0 | 0 | 0 | 0 | 0 | 0 | 0 | 0 | 0 | 0 | 0 | 0 | 0 | 0 | 0 | 0 | 0 | 0 | 0 | 0 | 0 | 0 | 0 | 0 | 0 | 0 | 0 | 0 | 0 | 0 | 0 | 0 | 0 | 0 | 0 | 0 | 0 | 0 | 0 | 0 | 0 | 0 | 0 | 0 | 0 | 0 | 0 | 0 | 0 | 0 | 0 | 0 | 0 | 0 | 0 | 0 | 0 | 0 | 0 | 0 | 0 | 0 | 0 | 0 | 0 | 0 | 0 | 0 | 0 | 0 | 0 | 0 | 0 | 0 | 0 | 0 | 0 | 0 | 0 | 0 | 0 | 0 | 0 | 0 | 0 | 0 | 0 | 0 | 0 | 0 | 0 | 0 | 0 | 0 | 0 | 0 | 0 | 0 | 0 | 0 | 0 | 0 | 0 | 0 | 0 | 0 | 0 | 0 | 0 | 0 | 0 | 0 | 0 | 0 | 0 | 0 | 0 | 0 | 0 | 0 | 0 | 0 | 0 | 0 | 0 | 0 | 0 | 0 | 0 | 0 | 0 | 0 | 0 | 0 | 0 | 0 | 0 | 0 | 0 | 0 | 0 | 0 | 0 | 0 | 0 | 0 | 0 | 0 | 0 | 0 | 0 | 0 | 0 | 0 | 0 | 0 | 0 | 0 | 0 | 0 | 0 | 0 | 0 | 0 | 0 | 0 | 0 | 0 | 0 | 0 | 0 | 0 | 0 | 0 | 0 | 0 | 0 | 0 | 0 | 0 | 0 | 0 | 0 | 0 | 0 | 0 | 0 | 0 | 0 | 0 | 0 | 0 | 0 | 0 | 0 | 0 | 0 | 0 | 0 | 0 | 0 | 0 | 0 | 0 | 0 | 0 | 0 | 0 | 0 | 0 | 0 | 0 | 0 | 0 | 0 | 0 | 0 | 0 | 0 | 0 | 0 | 0 | 0 | 0 | 0 | 0 | 0 | 0 | 0 | 0 | 0 | 0 | 0 | 0 | 0 | 0 | 0 | 0 | 0 | 0 | 0 | 0 | 0 | 0 | 0 | 0 | 0 | 0 | 0 | 0 | 0 | 0 | 0 | 0 | 0 | 0 | 0 | 0 | 0 | 0 | 0 | 0 | 0 | 0 | 0 | 0 | 0 | 0 | 0 | 0 | 0 | 0 | 0 | 0 | 0 | 0 | 0 | 0 | 0 | 0 | 0 | 0 | 0 | 0 | 0 | 0 | 0 | 0 | 0 | 0 | 0 | 0 | 0 | 0 | 0 | 0 | 0 | 0 | 0 | 0 | 0 | 0 | 0 | 0 | 0 | 0 | 0 | 0 | 0 | 0 | 0 | 0 | 0 | 0 | 0 | 0 | 0 | 0 | 0 | 0 | 0 | 0 | 0 | 0 | 0 | 0 | 0 | 0 | 0 | 0 | 0 | 0 | 0 | 0 | 0 | 0 | 0 | 0 | 0 | 0 | 0 | 0 | 0 | 0 | 0 | 0 | 0 | 0 | 0 | 0 | 0 | 0 | 0 | 0 | 0 | 0 | 0 | 0 | 0 | 0 | 0 | 0 | 0 | 0 | 0 | 0 | 0 | 0 | 0 | 0 | 0 | 0 | 0 | 0 | 0 | 0 | 0 | 0 | 0 | 0 | 0 | 0 | 0 | 0 | 0 | 0 | 0 | 0 | 0 | 0 | 0 | 0 | 0 | 0 | 0 | 0 | 0 | 0 | 0 | 0 | 0 | 0 | 0 | 0 | 0 | 0 | 0 | 0 | 0 | 0 | 0 | 0 | 0 | 0 | 0 | 0 | 0 | 0 | 0 | 0 | 0 | 0 | 0 | 0 | 0 | 0 | 0 | 0 | 0 | 0 | 0 | 0 | 0 | 0 | 0 | 0 | 0 | 0 | 0 | 0 | 0 | 0 | 0 | 0 | 0 | 0 | 0 | 0 | 0 | 0 | 0 | 0 | 0 | 0 | 0 | 0 | 0 | 0 | 0 | 0 | 0 | 0 | 0 | 0 | 0 | 0 | 0 | 0 | 0 | 0 | 0 | 0 | 0 | 0 | 0 | 0 | 0 | 0 | 0 | 0 | 0 | 0 | 0 | 0 | 0 | 0 | 0 | 0 | 0 | 0 | 0 | 0 | 0 | 0 | 0 | 0 | 0 | 0 | 0 | 0 | 0 | 0 | 0 | 0 | 0 | 0 | 0 | 0 | 0 | 0 | 0 | 0 | 0 | 0 | 0 | 0 | 0 | 0 | 0 | 0 | 0 | 0 | 0 | 0 | 0 | 0 | 0 | 0 | 0 | 0 | 0 | 0 | 0 | 0 | 0 | 0 | 0 | 0 | 0 | 0 | 0 | 0 | 0 | 0 | 0 | 0 | 0 | 0 | 0 | 0 | 0 | 0 | 0 | 0 | 0 | 0 | 0 | 0 | 0 | 0 | 0 | 0 | 0 | 0 | 0 | 0 | 0 | 0 | 0 | 0 | 0 | 0 | 0 | 0 | 0 | 0 | 0 | 0 | 0 | 0 | 0 | 0 | 0 | 0 | 0 | 0 | 0 | 0 | 0 | 0 | 0 | 0 | 0 | 0 | 0 | 0 | 0 | 0 | 0 | 0 | 0 | 0 | 0 | 0 | 0 | 0 | 0 | 0 | 0 | 0 | 0 | 0 | 0 | 0 | 0 | 0 | 0 | 0 | 0 | 0 | 0 | 0 | 0 | 0 | 0 | 0 | 0 | 0 | 0 | 0 | 0 | 0 | 0 | 0 | 0 | 0 | 0 | 0 | 0 | 0 | 0 | 0 | 0 | 0 | 0 | 0 | 0 | 0 | 0 | 0 | 0 | 0 | 0 | 0 | 0 | 0 | 0 | 0 | 0 | 0 | 0 | 0 | 0 | 0 | 0 | 0 | 0 | 0 | 0 | 0 | 0 | 0 | 0 | 0 | 0 | 0 | 0 | 0 | 0 | 0 | 0 | 0 | 0 | 0 | 0 | 0 | 0 | 0 | 0 | 0 | 0 | 0 | 0 | 0 | 0 | 0 | 0 | 0 | 0 | 0 | 0 | 0 | 0 | 0 | 0 | 0 | 0 | 0 | 0 | 0 | 0 | 0 | 0 | 0 | 0 | 0 | 0 | 0 | 0 | 0 | 0 | 0 | 0 | 0 | 0 | 0 | 0 | 0 | 0 | 0 | 0 | 0 | 0 | 0 | 0 | 0 | 0 | 0 | 0 | 0 | 0 | 0 | 0 | 0 | 0 | 0 | 0 | 0 | 0 | 0 | 0 | 0 | 0 | 0 | 0 | 0 | 0 | 0 | 0 | 0 | 0 | 0 | 0 | 0 | 0 | 0 | 0 | 0 | 0 | 0 | 0 | 0 | 0 | 0 | 0 | 0 | 0 | 0 | 0 | 0 | 0 | 0 | 0 | 0 | 0 | 0 | 0 | 0 | 0 | 0 | 0 | 0 | 0 | 0 | 0 | 0 | 0 | 0 | 0 | 0 | 0 | 0 | 0 | 0 | 0 | 0 | 0 | 0 | 0 | 0 | 0 | 0 | 0 | 0 | 0 | 0 | 0 | 0 | 0 | 0 | 0 | 0 | 0 | 0 | 0 | 0 | 0 | 0 | 0 | 0 | 0 | 0 | 0 | 0 | 0 | 0 | 0 | 0 | 0 | 0 | 0 | 0 | 0 | 0 | 0 | 0 | 0 | 0 | 0 | 0 | 0 | 0 | 0 | 0 | 0 | 0 | 0 | 0 | 0 | 0 | 0 | 0 | 0 | 0 | 0 | 0 | 0 | 0 | 0 | 0 | 0 | 0 | 0 | 0 | 0 | 0 | 0 | 0 | 0 | 0 | 0 | 0 | 0 | 0 | 0 | 0 | 0 | 0 | 0 | 0 | 0 | 0 | 0 | 0 | 0 | 0 | 0 | 0 | 0 | 0 | 0 | 0 | 0 | 0 | 0 | 0 | 0 | 0 | 0 | 0 | 0 | 0 | 0 | 0 | 0 | 0 | 0 | 0 | 0 | 0 | 0 | 0 | 0 | 0 | 0 | 0 | 0 | 0 | 0 | 0 | 0 | 0 | 0 | 0 | 0 | 0 | 0 | 0 | 0 | 0 | 0 | 0 | 0 | 0 | 0 | 0 | 0 | 0 | 0 | 0 | 0 | 0 | 0 | 0 | 0 | 0 | 0 | 0 | 0 | 0 | 0 | 0 | 0 | 0 | 0 | 0 | 0 | 0 | 0 | 0 | 0 | 0 | 0 | 0 | 0 | 0 | 0 | 0 | 0 | 0 | 0 | 0 | 0 | 0 | 0 | 0 | 0 | 0 | 0 | 0 | 0 | 0 | 0 | 0 | 0 | 0 | 0 | 0 | 0 | 0 | 0 | 0 | 0 | 0 | 0 | 0 | 0 | 0 | 0 | 0 | 0 | 0 | 0 | 0 | 0 | 0 | 0 | 0 | 0 | 0 | 0 | 0 | 0 | 0 | 0 | 0 | 0 | 0 | 0 | 0 | 0 | 0 | 0 | 0 | 0 | 0 | 0 | 0 | 0 | 0 | 0 | 0 | 0 | 0 | 0 | 0 | 0 | 0 | 0 | 0 | 0 | 0 | 0 | 0 | 0 | 0 | 0 | 0 | 0 | 0 | 0 | 0 | 0 | 0 | 0 | 0 | 0 | 0 | 0 | 0 | 0 | 0 | 0 | 0 | 0 | 0 | 0 | 0 | 0 | 0 | 0 | 0 | 0 | 0 | 0 | 0 | 0 | 0 | 0 | 0 | 0 | 0 | 0 | 0 | 0 | 0 | 0 | 0 | 0 | 0 | 0 | 0 | 0 | 0 | 0 | 0 | 0 | 0 | 0 | 0 | 0 | 0 | 0 | 0 | 0 | 0 | 0 | 0 | 0 | 0 | 0 | 0 | 0 | 0 | 0 | 0 | 0 | 0 | 0 | 0 | 0 | 0 | 0 | 0 | 0 | 0 | 0 | 0 | 0 | 0 | 0 | 0 | 0 | 0 | 0 | 0 | 0 | 0 | 0 | 0 | 0 | 0 | 0 | 0 | 0 | 0 | 0 | 0 | 0 | 0 | 0 | 0 | 0 | 0 | 0 | 0 | 0 | 0 | 0 | 0 | 0 | 0 | 0 | 0 | 0 | 0 | 0 | 0 | 0 | 0 | 0 | 0 | 0 | 0 | 0 | 0 | 0 | 0 | 0 | 0 | 0 | 0 | 0 | 0 | 0 | 0 | 0 | 0 | 0 | 0 | 0 | 0 | 0 | 0 | 0 | 0 | 0 | 0 | 0 | 0 | 0 | 0 | 0 | 0 | 0 | 0 | 0 | 0 | 0 | 0 | 0 | 0 | 0 | 0 | 0 | 0 | 0 | 0 | 0 | 0 | 0 | 0 | 0 | 0 | 0 | 0 | 0 | 0 | 0 | 0 | 0 | 0 | 0 | 0 | 0 | 0 | 0 | 0 | 0 | 0 | 0 | 0 | 0 | 0 | 0 | 0 | 0 | 0 | 0 | 0 | 0 | 0 | 0 | 0 | 0 | 0 | 0 | 0 | 0 | 0 | 0 | 0 | 0 | 0 | 0 | 0 | 0 | 0 | 0 | 0 | 0 | 0 | 0 | 0 | 0 | 0 | 0 | 0 | 0 | 0 | 0 | 0 | 0 | 0 | 0 | 0 | 0 | 0 | 0 | 0 | 0 | 0 | 0 | 0 | 0 | 0 | 0 | 0 | 0 | 0 | 0 | 0 | 0 | 0 | 0 | 0 | 0 | 0 | 0 | 0 | 0 | 0 | 0 | 0 | 0 | 0 | 0 | 0 | 0 | 0 | 0 | 0 | 0 | 0 | 0 | 0 | 0 | 0 | 0 | 0 | 0 | 0 | 0 | 0 | 0 | 0 | 0 | 0 | 0 | 0 | 0 | 0 | 0 | 0 | 0 | 0 | 0 | 0 | 0 | 0 | 0 | 0 | 0 | 0 | 0 | 0 | 0 | 0 | 0 | 0 | 0 | 0 | 0 | 0 | 0 | 0 | 0 | 0 | 0 | 0 | 0 | 0 | 0 | 0 | 0 | 0 | 0 | 0 | 0 | 0 | 0 | 0 | 0 | 0 | 0 | 0 | 0 | 0 | 0 | 0 | 0 | 0 | 0 | 0 | 0 | 0 | 0 | 0 | 0 | 0 | 0 | 0 | 0 | 0 | 0 | 0 | 0 | 0 | 0 | 0 | 0 | 0 | 0 | 0 | 0 | 0 | 0 | 0 | 0 | 0 | 0 | 0 | 0 | 0 | 0 | 0 | 0 | 0 | 0 | 0 | 0 | 0 | 0 | 0 | 0 | 0 | 0 | 0 | 0 | 0 | 0 | 0 | 0 | 0 | 0 | 0 | 0 | 0 | 0 | 0 | 0 | 0 | 0 | 0 | 0 | 0 | 0 | 0 | 0 | 0 | 0 | 0 | 0 | 0 | 0 | 0 | 0 | 0 | 0 | 0 | 0 | 0 | 0 | 0 | 0 | 0 | 0 | 0 | 0 | 0 | 0 | 0 | 0 | 0 | 0 | 0 | 0 | 0 | 0 | 0 | 0 | 0 | 0 | 0 | 0 | 0 | 0 | 0 | 0 | 0 | 0 | 0 | 0 | 0 | 0 | 0 | 0 | 0 | 0 | 0 | 0 | 0 | 0 | 0 | 0 | 0 | 0 | 0 | 0 | 0 | 0 | 0 | 0 | 0 | 0 | 0 | 0 | 0 | 0 | 0 | 0 | 0 | 0 | 0 | 0 | 0 | 0 | 0 | 0 | 0 | 0 | 0 | 0 | 0 | 0 | 0 | 0 | 0 | 0 | 0 | 0 | 0 | 0 | 0 | 0 | 0 | 0 | 0 | 0 | 0 | 0 | 0 | 0 | 0 | 0 | 0 | 0 | 0 | 0 | 0 | 0 | 0 | 0 | 0 | 0 | 0 | 0 | 0 | 0 | 0 | 0 | 0 | 0 | 0 | 0 | 0 | 0 | 0 | 0 | 0 | 0 | 0 | 0 | 0 | 0 | 0 | 0 | 0 | 0 | 0 | 0 | 0 | 0 | 0 | 0 | 0 | 0 | 0 | 0 | 0 | 0 | 0 | 0 | 0 | 0 | 0 | 0 | 0 | 0 | 0 | 0 | 0 | 0 | 0 | 0 | 0 | 0 | 0 | 0 | 0 | 0 | 0 | 0 | 0 | 0 | 0 | 0 | 0 | 0 | 0 | 0 | 0 | 0 | 0 | 0 | 0 | 0 | 0 | 0 | 0 | 0 | 0 | 0 | 0 | 0 | 0 | 0 | 0 | 0 | 0 | 0 | 0 | 0 | 0 | 0 | 0 | 0 | 0 | 0 | 0 | 0 | 0 | 0 | 0 | 0 | 0 | 0 | 0 | 0 | 0 | 0 | 0 | 0 | 0 | 0 | 0 | 0 | 0 | 0 | 0 | 0 | 0 | 0 | 0 | 0 | 0 | 0 | 0 | 0 | 0 | 0 | 0 | 0 | 0 | 0 | 0 | 0 | 0 | 0 | 0 | 0 | 0 | 0 | 0 | 0 | 0 | 0 | 0 | 0 | 0 | 0 | 0 | 0 | 0 | 0 | 0 | 0 | 0 | 0 | 0 | 0 | 0 | 0 | 0 | 0 | 0 | 0 | 0 | 0 | 0 | 0 | 0 | 0 | 0 | 0 | 0 | 0 | 0 | 0 | 0 | 0 | 0 | 0 | 0 | 0 | 0 | 0 | 0 | 0 | 0 | 0 | 0 | 0 | 0 | 0 | 0 | 0 | 0 | 0 | 0 | 0 | 0 | 0 | 0 | 0 | 0 | 0 | 0 | 0 | 0 | 0 | 0 | 0 | 0 | 0 | 0 | 0 | 0 | 0 | 0 | 0 | 0 | 0 | 0 | 0 | 0 | 0 | 0 | 0 | 0 | 0 | 0 | 0 | 0 | 0 | 0 | 0 | 0 | 0 | 0 | 0 | 0 | 0 | 0 | 0 | 0 | 0 | 0 | 0 | 0 | 0 | 0 | 0 | 0 | 0 | 0 | 0 | 0 | 0 | 0 | 0 | 0 | 0 | 0 | 0 | 0 | 0 | 0 | 0 | 0 | 0 | 0 | 0 | 0 | 0 | 0 | 0 | 0 | 0 | 0 | 0 | 0 | 0 | 0 | 0 | 0 | 0 | 0 | 0 | 0 | 0 | 0 | 0 | 0 | 0 | 0 | 0 | 0 | 0 | 0 | 0 | 0 | 0 | 0 | 0 | 0 | 0 | 0 | 0 | 0 | 0 | 0 | 0 | 0 | 0 | 0 | 0 | 0 | 0 | 0 | 0 | 0 | 0 | 0 | 0 | 0 | 0 | 0 | 0 | 0 | 0 | 0 | 0 | 0 | 0 | 0 | 0 | 0 | 0 | 0 | 0 | 0 | 0 | 0 | 0 | 0 | 0 | 0 | 0 | 0 | 0 | 0 | 0 | 0 | 0 | 0 | 0 | 0 | 0 | 0 | 0 | 0 | 0 | 0 | 0 | 0 | 0 | 0 | 0 | 0 | 0 | 0 | 0 | 0 | 0 | 0 | 0 | 0 | 0 | 0 | 0 | 0 | 0 | 0 | 0 | 0 | 0 | 0 | 0 | 0 | 0 | 0 | 0 | 0 | 0 | 0 | 0 | 0 | 0 | 0 | 0 | 0 | 0 | 0 | 0 | 0 | 0 | 0 | 0 | 0 | 0 | 0 | 0 | 0 | 0 | 0 | 0 | 0 | 0 | 0 | 0 | 0 | 0 | 0 | 0 | 0 | 0 | 0 | 0 | 0 | 0 | 0 | 0 | 0 | 0 | 0 | 0 | 0 | 0 | 0 | 0 | 0 | 0 | 0 | 0 | 0 | 0 | 0 | 0 | 0 | 0 | 0 | 0 | 0 | 0 | 0 | 0 | 0 | 0 | 0 | 0 | 0 | 0 | 0 | 0 | 0 | 0 | 0 | 0 | 0 | 0 | 0 | 0 | 0 | 0 | 0 | 0 | 0 | 0 | 0 | 0 | 0 | 0 | 0 | 0 | 0 | 0 | 0 | 0 | 0 | 0 | 0 | 0 | 0 | 0 | 0 | 0 | 0 | 0 | 0 | 0 | 0 | 0 | 0 | 0 | 0 | 0 | 0 | 0 | 0 | 0 | 0 | 0 | 0 | 0 | 0 | 0 | 0 | 0 | 0 | 0 | 0 | 0 | 0 | 0 | 0 | 0 | 0 | 0 | 0 | 0 | 0 | 0 | 0 | 0 | 0 | 0 | 0 | 0 | 0 | 0 | 0 | 0 | 0 | 0 | 0 | 0 | 0 | 0 | 0 | 0 | 0 | 0 | 0 | 0 | 0 | 0 | 0 | 0 | 0 | 0 | 0 | 0 | 0 | 0 | 0 | 0 | 0 | 0 | 0 | 0 | 0 | 0 | 0 | 0 | 0 | 0 | 0 | 0 | 0 | 0 | 0 | 0 | 0 | 0 | 0 | 0 | 0 | 0 | 0 | 0 | 0 | 0 | 0 | 0 | 0 | 0 | 0 | 0 | 0 | 0 | 0 | 0 | 0 | 0 | 0 | 0 | 0 | 0 | 0 | 0 | 0 | 0 | 0 | 0 | 0 | 0 | 0 | 0 | 0 | 0 | 0 | 0 | 0 | 0 | 0 | 0 | 0 | 0 | 0 | 0 | 0 | 0 | 0 | 0 | 0 | 0 | 0 | 0 | 0 | 0 | 0 | 0 | 0 | 0 | 0 | 0 | 0 | 0 | 0 | 0 | 0 | 0 | 0 | 0 | 0 | 0 | 0 | 0 | 0 | 0 | 0 | 0 | 0 | 0 | 0 | 0 | 0 | 0 | 0 | 0 | 0 | 0 | 0 | 0 | 0 | 0 | 0 | 0 | 0 | 0 | 0 | 0 | 0 | 0 | 0 | 0 | 0 | 0 | 0 | 0 | 0 | 0 | 0 | 0 | 0 | 0 | 0 | 0 | 0 | 0 | 0 | 0 | 0 | 0 | 0 | 0 | 0 | 0 | 0 | 0 | 0 | 0 | 0 | 0 | 0 | 0 | 0 | 0 | 0 | 0 | 0 | 0 | 0 | 0 | 0 | 0 | 0 | 0 | 0 | 0 | 0 | 0 | 0 | 0 | 0 | 0 | 0 | 0 | 0 | 0 | 0 | 0 | 0 | 0 | 0 | 0 | 0 | 0 | 0 | 0 | 0 | 0 | 0 | 0 | 0 | 0 | 0 | 0 | 0 | 0 | 0 | 0 | 0 | 0 | 0 | 0 | 0 | 0 | 0 | 0 | 0 | 0 | 0 | 0 | 0 | 0 | 0 | 0 | 0 | 0 | 0 | 0 | 0 | 0 | 0 | 0 | 0 | 0 | 0 | 0 | 0 | 0 | 0 | 0 | 0 | 0 | 0 | 0 | 0 | 0 | 0 | 0 | 0 | 0 | 0 | 0 | 0 | 0 | 0 | 0 | 0 | 0 | 0 | 0 | 0 | 0 | 0 | 0 | 0 | 0 | 0 | 0 | 0 | 0 | 0 | 0 | 0 | 0 | 0 | 0 | 0 | 0 | 0 | 0 | 0 | 0 | 0 | 0 | 0 | 0 | 0 | 0 | 0 | 0 | 0 | 0 | 0 | 0 | 0 | 0 | 0 | 0 | 0 | 0 | 0 | 0 | 0 | 0 | 0 | 0 | 0 | 0 | 0 | 0 | 0 | 0 | 0 | 0 | 0 | 0 | 0 | 0 | 0 | 0 | 0 | 0 | 0 | 0 | 0 | 0 | 0 | 0 | 0 | 0 | 0 | 0 | 0 | 0 | 0 | 0 | 0 | 0 | 0 | 0 | 0 | 0 | 0 | 0 | 0 | 0 | 0 | 0 | 0 | 0 | 0 | 0 | 0 | 0 | 0 | 0 | 0 | 0 | 0 | 0 | 0 | 0 | 0 | 0 | 0 | 0 | 0 | 0 | 0 | 0 | 0 | 0 | 0 | 0 | 0 | 0 | 0 | 0 | 0 | 0 | 0 | 0 | 0 | 0 | 0 | 0 | 0 | 0 | 0 | 0 | 0 | 0 | 0 | 0 | 0 | 0 | 0 | 0 | 0 | 0 | 0 | 0 | 0 | 0 | 0 | 0 | 0 | 0 | 0 | 0 | 0 | 0 | 0 | 0 | 0 | 0 | 0 | 0 | 0 | 0 | 0 | 0 | 0 | 0 | 0 | 0 | 0 | 0 | 0 | 0 | 0 | 0 | 0 | 0 | 0 | 0 | 0 | 0 | 0 | 0 | 0 | 0 | 0 | 0 | 0 | 0 | 0 | 0 | 0 | 0 | 0 | 0 | 0 | 0 | 0 | 0 | 0 | 0 | 0 | 0 | 0 | 0 | 0 | 0 | 0 | 0 | 0 | 0 | 0 | 0 | 0 | 0 | 0 | 0 | 0 | 0 | 0 | 0 | 0 | 0 | 0 | 0 | 0 | 0 | 0 | 0 | 0 | 0 | 0 | 0 | 0 | 0 | 0 | 0 | 0 | 0 | 0 | 0 | 0 | 0 | 0 | 0 | 0 | 0 | 0 | 0 | 0 | 0 | 0 | 0 | 0 | 0 | 0 | 0 | 0 | 0 | 0 | 0 | 0 | 0 | 0 | 0 | 0 | 0 | 0 | 0 | 0 | 0 | 0 | 0 | 0 | 0 | 0 | 0 | 0 | 0 | 0 | 0 | 0 | 0 | 0 | 0 | 0 | 0 | 0 | 0 | 0 | 0 | 0 | 0 | 0 | 0 | 0 | 0 | 0 | 0 | 0 | 0 | 0 | 0 | 0 | 0 | 0 | 0 | 0 | 0 | 0 | 0 | 0 | 0 | 0 | 0 | 0 | 0 | 0 | 0 | 0 | 0 | 0 | 0 | 0 | 0 | 0 | 0 | 0 | 0 | 0 | 0 | 0 | 0 | 0 | 0 | 0 | 0 | 0 | 0 | 0 | 0 | 0 | 0 | 0 | 0 | 0 | 0 | 0 | 0 | 0 | 0 | 0 | 0 | 0 | 0 | 0 | 0 | 0 | 0 | 0 | 0 | 0 | 0 | 0 | 0 | 0 | 0 | 0 | 0 | 0 | 0 | 0 | 0 | 0 | 0 | 0 | 0 | 0 | 0 | 0 | 0 | 0 | 0 | 0 | 0 | 0 | 0 | 0 | 0 | 0 | 0 | 0 | 0 | 0 | 0 | 0 | 0 | 0 | 0 | 0 | 0 | 0 | 0 | 0 | 0 | 0 | 0 | 0 | 0 | 0 | 0 | 0 | 0 | 0 | 0 | 0 | 0 | 0 | 0 | 0 | 0 | 0 | 0 | 0 | 0 | 0 | 0 | 0 | 0 | 0 | 0 | 0 | 0 | 0 | 0 | 0 | 0 | 0 | 0 | 0 | 0 | 0 | 0 | 0 | 0 | 0 | 0 | 0 | 0 | 0 | 0 | 0 | 0 | 0 | 0 | 0 | 0 | 0 | 0 | 0 | 0 | 0 | 0 | 0 | 0 | 0 | 0 | 0 | 0 | 0 | 0 | 0 | 0 | 0 | 0 | 0 | 0 | 0 | 0 | 0 | 0 | 0 | 0 | 0 | 0 | 0 | 0 | 0 | 0 | 0 | 0 | 0 | 0 | 0 | 0 | 0 | 0 | 0 | 0 | 0 | 0 | 0 | 0 | 0 | 0 | 0 | 0 | 0 | 0 | 0 | 0 | 0 | 0 | 0 | 0 | 0 | 0 | 0 | 0 | 0 | 0 | 0 | 0 | 0 | 0 | 0 | 0 | 0 | 0 | 0 | 0 | 0 | 0 | 0 | 0 | 0 | 0 | 0 | 0 | 0 | 0 | 0 | 0 | 0 | 0 | 0 | 0 | 0 | 0 | 0 | 0 | 0 | 0 | 0 | 0 | 0 | 0 | 0 | 0 | 0 | 0 | 0 | 0 | 0 | 0 | 0 | 0 | 0 | 0 | 0 | 0 | 0 | 0 | 0 | 0 | 0 | 0 | 0 | 0 | 0 | 0 | 0 | 0 | 0 | 0 | 0 | 0 | 0 | 0 | 0 | 0 | 0 | 0 | 0 | 0 | 0 | 0 | 0 | 0 | 0 | 0 | 0 | 0 | 0 | 0 | 0 | 0 | 0 | 0 | 0 | 0 | 0 | 0 | 0 | 0 | 0 | 0 | 0 | 0 | 0 | 0 | 0 | 0 | 0 | 0 | 0 | 0 | 0 | 0 | 0 | 0 | 0 | 0 | 0 | 0 | 0 | 0 | 0 | 0 | 0 | 0 | 0 | 0 | 0 | 0 | 0 | 0 | 0 | 0 | 0 | 0 | 0 | 0 | 0 | 0 | 0 | 0 | 0 | 0 | 0 | 0 | 0 | 0 | 0 | 0 | 0 | 0 | 0 | 0 | 0 | 0 | 0 | 0 | 0 | 0 | 0 | 0 | 0 | 0 | 0 | 0 | 0 | 0 | 0 | 0 | 0 | 0 | 0 | 0 | 0 | 0 | 0 | 0 | 0 | 0 | 0 | 0 | 0 | 0 | 0 | 0 | 0 | 0 | 0 | 0 | 0 | 0 | 0 | 0 | 0 | 0 | 0 | 0 | 0 | 0 | 0 | 0 | 0 | 0 | 0 | 0 | 0 | 0 | 0 | 0 | 0 | 0 | 0 | 0 | 0 | 0 | 0 | 0 | 0 | 0 | 0 | 0 | 0 | 0 | 0 | 0 | 0 | 0 | 0 | 0 | 0 | 0 | 0 | 0 | 0 | 0 | 0 | 0 | 0 | 0 | 0 | 0 | 0 | 0 | 0 | 0 | 0 | 0 | 0 | 0 | 0 | 0 | 0 | 0 | 0 | 0 | 0 | 0 | 0 | 0 | 0 | 0 | 0 | 0 | 0 | 0 | 0 | 0 | 0 | 0 | 0 | 0 | 0 | 0 | 0 | 0 | 0 | 0 | 0 | 0 | 0 | 0 | 0 | 0 | 0 | 0 | 0 | 0 | 0 | 0 | 0 | 0 | 0 | 0 | 0 | 0 | 0 | 0 | 0 | 0 | 0 | 0 | 0 | 0 | 0 | 0 | 0 | 0 | 0 | 0 | 0 | 0 | 0 | 0 | 0 | 0 | 0 | 0 | 0 | 0 | 0 | 0 | 0 | 0 | 0 | 0 | 0 | 0 | 0 | 0 | 0 | 0 | 0 | 0 | 0 | 0 | 0 | 0 | 0 | 0 | 0 | 0 | 0 | 0 | 0 | 0 | 0 | 0 | 0 | 0 | 0 | 0 | 0 | 0 | 0 | 0 | 0 | 0 | 0 | 0 | 0 | 0 | 0 | 0 | 0 | 0 | 0 | 0 | 0 | 0 | 0 | 0 | 0 | 0 | 0 | 0 | 0 | 0 | 0 | 0 | 0 | 0 | 0 | 0 | 0 | 0 | 0 | 0 | 0 | 0 | 0 | 0 | 0 | 0 | 0 | 0 | 0 | 0 | 0 | 0 | 0 | 0 | 0 | 0 | 0 | 0 | 0 | 0 | 0 | 0 | 0 | 0 | 0 | 0 | 0 | 0 | 0 | 0 | 0 | 0 | 0 | 0 | 0 | 0 | 0 | 0 | 0 | 0 | 0 | 0 | 0 | 0 | 0 | 0 | 0 | 0 | 0 | 0 | 0 | 0 | 0 | 0 | 0 | 0 | 0 | 0 | 0 | 0 | 0 | 0 | 0 | 0 | 0 | 0 | 0 | 0 | 0 | 0 | 0 | 0 | 0 | 0 | 0 | 0 | 0 | 0 | 0 | 0 | 0 | 0 | 0 | 0 | 0 | 0 | 0 | 0 | 0 | 0 | 0 | 0 | 0 | 0 | 0 | 0 | 0 | 0 | 0 | 0 | 0 | 0 | 0 | 0 | 0 | 0 | 0 | 0 | 0 | 0 | 0 | 0 | 0 | 0 | 0 | 0 | 0 | 0 | 0 | 0 | 0 | 0 | 0 | 0 | 0 | 0 | 0 | 0 | 0 | 0 | 0 | 0 | 0 | 0 | 0 | 0 | 0 | 0 | 0 | 0 | 0 | 0 | 0 | 0 | 0 | 0 | 0 | 0 | 0 | 0 | 0 | 0 | 0 | 0 | 0 | 0 | 0 | 0 | 0 | 0 | 0 | 0 | 0 | 0 | 0 | 0 | 0 | 0 | 0 | 0 | 0 | 0 | 0 | 0 | 0 | 0 | 0 | 0 | 0 | 0 | 0 | 0 | 0 | 0 | 0 | 0 | 0 | 0 | 0 | 0 | 0 | 0 | 0 | 0 | 0 | 0 | 0 | 0 | 0 | 0 | 0 | 0 | 0 | 0 | 0 | 0 | 0 | 0 | 0 | 0 | 0 | 0 | 0 | 0 | 0 | 0 | 0 | 0 | 0 | 0 | 0 | 0 | 0 | 0 | 0 | 0 | 0 | 0 | 0 | 0 | 0 | 0 | 0 | 0 | 0 | 0 | 0 | 0 | 0 | 0 | 0 | 0 | 0 | 0 | 0 | 0 | 0 | 0 | 0 | 0 | 0 | 0 | 0 | 0 | 0 | 0 | 0 | 0 | 0 | 0 | 0 | 0 | 0 | 0 | 0 | 0 | 0 | 0 | 0 | 0 | 0 | 0 | 0 | 0 | 0 | 0 | 0 | 0 | 0 | 0 | 0 | 0 | 0 | 0 | 0 | 0 | 0 | 0 | 0 | 0 | 0 | 0 | 0 | 0 | 0 | 0 | 0 | 0 | 0 | 0 | 0 | 0 | 0 | 0 | 0 | 0 | 0 | 0 | 0 | 0 | 0 | 0 | 0 | 0 | 0 | 0 | 0 | 0 | 0 | 0 | 0 | 0 | 0 | 0 | 0 | 0 | 0 | 0 | 0 | 0 | 0 | 0 | 0 | 0 | 0 | 0 | 0 | 0 | 0 | 0 | 0 | 0 | 0 | 0 | 0 | 0 | 0 | 0 | 0 | 0 | 0 | 0 | 0 | 0 | 0 | 0 | 0 | 0 | 0 | 0 | 0 | 0 | 0 | 0 | 0 | 0 | 0 | 0 | 0 | 0 | 0 | 0 | 0 | 0 | 0 | 0 | 0 | 0 | 0 | 0 | 0 | 0 | 0 | 0 | 0 | 0 | 0 | 0 | 0 | 0 | 0 | 0 | 0 | 0 | 0 | 0 | 0 | 0 | 0 | 0 | 0 | 0 | 0 | 0 | 0 | 0 | 0 | 0 | 0 | 0 | 0 | 0 | 0 | 0 | 0 | 0 | 0 | 0 | 0 | 0 | 0 | 0 | 0 | 0 | 0 | 0 | 0 | 0 | 0 | 0 | 0 | 0 | 0 | 0 | 0 | 0 | 0 | 0 | 0 | 0 | 0 | 0 | 0 | 0 | 0 | 0 | 0 | 0 | 0 | 0 | 0 | 0 | 0 | 0 | 0 | 0 | 0 | 0 | 0 | 0 | 0 | 0 | 0 | 0 | 0 | 0 | 0 | 0 | 0 | 0 | 0 | 0 | 0 | 0 | 0 | 0 | 0 | 0 | 0 | 0 | 0 | 0 | 0 | 0 | 0 | 0 | 0 | 0 | 0 | 0 | 0 | 0 | 0 | 0 | 0 | 0 | 0 | 0 | 0 | 0 | 0 | 0 | 0 | 0 | 0 | 0 | 0 | 0 | 0 | 0 | 0 | 0 | 0 | 0 | 0 | 0 | 0 | 0 | 0 | 0 | 0 | 0 | 0 | 0 | 0 | 0 | 0 | 0 | 0 | 0 | 0 | 0 | 0 | 0 | 0 | 0 | 0 | 0 | 0 | 0 | 0 | 0 | 0 | 0 | 0 | 0 | 0 | 0 | 0 | 0 | 0 | 0 | 0 | 0 | 0 | 0 | 0 | 0 | 0 | 0 | 0 | 0 | 0 | 0 | 0 | 0 | 0 | 0 | 0 | 0 | 0 | 0 | 0 | 0 | 0 | 0 | 0 | 0 | 0 | 0 | 0 | 0 | 0 | 0 | 0 | 0 | 0 | 0 | 0 | 0 | 0 | 0 | 0 | 0 | 0 | 0 | 0 | 0 | 0 | 0 | 0 | 0 | 0 | 0 | 0 | 0 | 0 | 0 | 0 | 0 | 0 | 0 | 0 | 0 | 0 | 0 | 0 | 0 | 0 | 0 | 0 | 0 | 0 | 0 | 0 | 0 | 0 | 0 | 0 | 0 | 0 | 0 | 0 | 0 | 0 | 0 | 0 | 0 | 0 | 0 | 0 | 0 | 0 | 0 | 0 | 0 | 0 | 0 | 0 | 0 | 0 | 0 | 0 | 0 | 0 | 0 | 0 | 0 | 0 | 0 | 0 | 0 | 0 | 0 | 0 | 0 | 0 | 0 | 0 | 0 | 0 | 0 | 0 | 0 | 0 | 0 | 0 | 0 | 0 | 0 | 0 | 0 | 0 | 0 | 0 | 0 | 0 | 0 | 0 | 0 | 0 | 0 | 0 | 0 | 0 | 0 | 0 | 0 | 0 | 0 | 0 | 0 | 0 | 0 | 0 | 0 | 0 | 0 | 0 | 0 | 0 | 0 | 0 | 0 | 0 | 0 | 0 | 0 | 0 | 0 | 0 | 0 | 0 | 0 | 0 | 0 | 0 | 0 | 0 | 0 | 0 | 0 | 0 | 0 | 0 | 0 | 0 | 0 | 0 | 0 | 0 | 0 | 0 | 0 | 0 | 0 | 0 | 0 | 0 | 0 | 0 | 0 | 0 | 0 | 0 | 0 | 0 | 0 | 0 | 0 | 0 | 0 | 0 | 0 | 0 | 0 | 0 | 0 | 0 | 0 | 0 | 0 | 0 | 0 | 0 | 0 | 0 | 0 | 0 | 0 | 0 | 0 | 0 | 0 | 0 | 0 | 0 | 0 | 0 | 0 | 0 | 0 | 0 | 0 | 0 | 0 | 0 | 0 | 0 | 0 | 0 | 0 | 0 | 0 | 0 | 0 | 0 | 0 | 0 | 0 | 0 | 0 | 0 | 0 | 0 | 0 | 0 | 0 | 0 | 0 | 0 | 0 | 0 | 0 | 0 | 0 | 0 | 0 | 0 | 0 | 0 | 0 | 0 | 0 | 0 | 0 | 0 | 0 | 0 | 0 | 0 | 0 | 0 | 0 | 0 | 0 | 0 | 0 | 0 | 0 | 0 | 0 | 0 | 0 | 0 | 0 | 0 | 0 | 0 | 0 | 0 | 0 | 0 | 0 | 0 | 0 | 0 | 0 | 0 | 0 | 0 | 0 | 0 | 0 | 0 | 0 | 0 | 0 | 0 | 0 | 0 | 0 | 0 | 0 | 0 | 0 | 0 | 0 | 0 | 0 | 0 | 0 | 0 | 0 | 0 | 0 | 0 | 0 | 0 | 0 | 0 | 0 | 0 | 0 | 0 | 0 | 0 | 0 | 0 | 0 | 0 | 0 | 0 | 0 | 0 | 0 | 0 | 0 | 0 | 0 | 0 | 0 | 0 | 0 | 0 | 0 | 0 | 0 | 0 | 0 | 0 | 0 | 0 | 0 | 0 | 0 | 0 | 0 | 0 | 0 | 0 | 0 | 0 | 0 | 0 | 0 | 0 | 0 | 0 | 0 | 0 | 0 | 0 | 0 | 0 | 0 | 0 | 0 | 0 | 0 | 0 | 0 | 0 | 0 | 0 | 0 | 0 | 0 | 0 | 0 | 0 | 0 | 0 | 0 | 0 | 0 | 0 | 0 | 0 | 0 | 0 | 0 | 0 | 0 | 0 | 0 | 0 | 0 | 0 | 0 | 0 | 0 | 0 | 0 | 0 | 0 | 0 | 0 | 0 | 0 | 0 | 0 | 0 | 0 | 0 | 0 | 0 | 0 | 0 | 0 | 0 | 0 | 0 | 0 | 0 | 0 | 0 | 0 | 0 | 0 | 0 | 0 | 0 | 0 | 0 | 0 | 0 | 0 | 0 | 0 | 0 | 0 | 0 | 0 | 0 | 0 | 0 | 0 | 0 | 0 | 0 | 0 | 0 | 0 | 0 | 0 | 0 | 0 | 0 | 0 | 0 | 0 | 0 | 0 | 0 | 0 | 0 | 0 | 0 | 0 | 0 | 0 | 0 | 0 | 0 | 0 | 0 | 0 | 0 | 0 | 0 | 0 | 0 | 0 | 0 | 0 | 0 | 0 | 0 | 0 | 0 | 0 | 0 | 0 | 0 | 0 | 0 | 0 | 0 | 0 | 0 | 0 | 0 | 0 | 0 | 0 | 0 | 0 | 0 | 0 | 0 | 0 | 0 | 0 | 0 | 0 | 0 | 0 | 0 | 0 | 0 | 0 | 0 | 0 | 0 | 0 | 0 | 0 | 0 | 0 | 0 | 0 | 0 | 0 | 0 | 0 | 0 | 0 | 0 | 0 | 0 | 0 | 0 | 0 | 0 | 0 | 0 | 0 | 0 | 0 | 0 | 0 | 0 | 0 | 0 | 0 | 0 | 0 | 0 | 0 | 0 | 0 | 0 | 0 | 0 | 0 | 0 | 0 | 0 | 0 | 0 | 0 | 0 | 0 | 0 | 0 | 0 | 0 | 0 | 0 | 0 | 0 | 0 | 0 | 0 | 0 | 0 | 0 | 0 | 0 | 0 | 0 | 0 | 0 | 0 | 0 | 0 | 0 | 0 | 0 | 0 | 0 | 0 | 0 | 0 | 0 | 0 | 0 | 0 | 0 | 0 | 0 | 0 | 0 | 0 | 0 | 0 | 0 | 0 | 0 | 0 | 0 | 0 | 0 | 0 | 0 | 0 | 0 | 0 | 0 | 0 | 0 | 0 | 0 | 0 | 0 | 0 | 0 | 0 | 0 | 0 | 0 | 0 | 0 | 0 | 0 | 0 | 0 | 0 | 0 | 0 | 0 | 0 | 0 | 0 | 0 | 0 | 0 | 0 | 0 | 0 | 0 | 0 | 0 | 0 | 0 | 0 | 0 | 0 | 0 | 0 | 0 | 0 | 0 | 0 | 0 | 0 | 0 | 0 | 0 | 0 | 0 | 0 | 0 | 0 | 0 | 0 | 0 | 0 | 0 | 0 | 0 | 0 | 0 | 0 | 0 | 0 | 0 | 0 | 0 | 0 | 0 | 0 | 0 | 0 | 0 | 0 | 0 | 0 | 0 | 0 | 0 | 0 | 0 | 0 | 0 | 0 | 0 | 0 | 0 | 0 | 0 | 0 | 0 | 0 | 0 | 0 | 0 | 0 | 0 | 0 | 0 | 0 | 0 | 0 | 0 | 0 | 0 | 0 | 0 | 0 | 0 | 0 | 0 | 0 | 0 | 0 | 0 | 0 | 0 | 0 | 0 | 0 | 0 | 0 | 0 | 0 | 0 | 0 | 0 | 0 | 0 | 0 | 0 | 0 | 0 | 0 | 0 | 0 | 0 | 0 | 0 | 0 | 0 | 0 | 0 | 0 | 0 | 0 | 0 | 0 | 0 | 0 | 0 | 0 | 0 | 0 | 0 | 0 | 0 | 0 | 0 | 0 | 0 | 0 | 0 | 0 | 0 | 0 | 0 | 0 | 0 | 0 | 0 | 0 | 0 | 0 | 0 | 0 | 0 | 0 | 0 | 0 | 0 | 0 | 0 | 0 | 0 | 0 | 0 | 0 | 0 | 0 | 0 | 0 | 0 | 0 | 0 | 0 | 0 | 0 | 0 | 0 | 0 | 0 | 0 | 0 | 0 | 0 | 0 | 0 | 0 | 0 | 0 | 0 | 0 | 0 | 0 | 0 | 0 | 0 | 0 | 0 | 0 | 0 | 0 | 0 | 0 | 0 | 0 | 0 | 0 | 0 | 0 | 0 | 0 | 0 | 0 | 0 | 0 | 0 | 0 | 0 | 0 | 0 | 0 | 0 | 0 | 0 | 0 | 0 | 0 | 0 | 0 | 0 | 0 | 0 | 0 | 0 | 0 | 0 | 0 | 0 | 0 | 0 | 0 | 0 | 0 | 0 | 0 | 0 | 0 | 0 | 0 | 0 | 0 | 0 | 0 | 0 | 0 | 0 | 0 | 0 | 0 | 0 | 0 | 0 | 0 | 0 | 0 | 0 | 0 | 0 | 0 | 0 | 0 | 0 | 0 | 0 | 0 | 0 | 0 | 0 | 0 | 0 | 0 | 0 | 0 | 0 | 0 | 0 | 0 | 0 | 0 | 0 | 0 | 0 | 0 | 0 | 0 | 0 | 0 | 0 | 0 | 0 | 0 | 0 | 0 | 0 | 0 | 0 | 0 | 0 | 0 | 0 | 0 | 0 | 0 | 0 | 0 | 0 | 0 | 0 | 0 | 0 | 0 | 0 | 0 | 0 | 0 | 0 | 0 | 0 | 0 | 0 | 0 | 0 | 0 | 0 | 0 | 0 | 0 | 0 | 0 | 0 | 0 | 0 | 0 | 0 | 0 | 0 | 0 | 0 | 0 | 0 | 0 | 0 | 0 | 0 | 0 | 0 | 0 | 0 | 0 | 0 | 0 | 0 | 0 | 0 | 0 | 0 | 0 | 0 | 0 | 0 | 0 | 0 | 0 | 0 | 0 | 0 | 0 | 0 | 0 | 0 | 0 | 0 | 0 | 0 | 0 | 0 | 0 | 0 | 0 | 0 | 0 | 0 | 0 | 0 | 0 | 0 | 0 | 0 | 0 | 0 | 0 | 0 | 0 | 0 | 0 | 0 | 0 | 0 | 0 | 0 | 0 | 0 | 0 | 0 | 0 | 0 | 0 | 0 | 0 | 0 | 0 | 0 | 0 | 0 | 0 | 0 | 0 | 0 | 0 | 0 | 0 | 0 | 0 | 0 | 0 | 0 | 0 | 0 | 0 | 0 | 0 | 0 | 0 | 0 | 0 | 0 | 0 | 0 | 0 | 0 | 0 | 0 | 0 | 0 | 0 | 0 | 0 | 0 | 0 | 0 | 0 | 0 | 0 | 0 | 0 | 0 | 0 | 0 | 0 | 0 | 0 | 0 | 0 | 0 | 0 | 0 | 0 | 0 | 0 | 0 | 0 | 0 | 0 | 0 | 0 | 0 | 0 | 0 | 0 | 0 | 0 | 0 | 0 | 0 | 0 | 0 | 0 | 0 | 0 | 0 | 0 | 0 | 0 | 0 | 0 | 0 | 0 | 0 | 0 | 0 | 0 | 0 | 0 | 0 | 0 | 0 | 0 | 0 | 0 | 0 | 0 | 0 | 0 | 0 | 0 | 0 | 0 | 0 | 0 | 0 | 0 | 0 | 0 | 0 | 0 | 0 | 0 | 0 | 0 | 0 | 0 | 0 | 0 | 0 | 0 | 0 | 0 | 0 | 0 | 0 | 0 | 0 | 0 | 0 | 0 | 0 | 0 | 0 | 0 | 0 | 0 | 0 | 0 | 0 | 0 | 0 | 0 | 0 | 0 | 0 | 0 | 0 | 0 | 0 | 0 | 0 | 0 | 0 | 0 | 0 | 0 | 0 | 0 | 0 | 0 | 0 | 0 | 0 | 0 | 0 | 0 | 0 | 0 | 0 | 0 | 0 | 0 | 0 | 0 | 0 | 0 | 0 | 0 | 0 | 0 | 0 | 0 | 0 | 0 | 0 | 0 | 0 | 0 | 0 | 0 | 0 | 0 | 0 | 0 | 0 | 0 | 0 | 0 | 0 | 0 | 0 | 0 | 0 | 0 | 0 | 0 | 0 | 0 | 0 | 0 | 0 | 0 | 0 | 0 | 0 | 0 | 0 | 0 | 0 | 0 | 0 | 0 | 0 | 0 | 0 | 0 | 0 | 0 | 0 | 0 | 0 | 0 | 0 | 0 | 0 | 0 | 0 | 0 | 0 | 0 | 0 | 0 | 0 | 0 | 0 | 0 | 0 | 0 | 0 | 0 | 0 | 0 | 0 | 0 | 0 | 0 | 0 | 0 | 0 | 0 | 0 | 0 | 0 | 0 | 0 | 0 | 0 | 0 | 0 | 0 | 0 | 0 | 0 | 0 | 0 | 0 | 0 | 0 | 0 | 0 | 0 | 0 | 0 | 0 | 0 | 0 | 0 | 0 | 0 | 0 | 0 | 0 | 0 | 0 | 0 | 0 | 0 | 0 | 0 | 0 | 0 | 0 | 0 | 0 | 0 | 0 | 0 | 0 | 0 | 0 | 0 | 0 | 0 | 0 | 0 | 0 | 0 | 0 | 0 | 0 | 0 | 0 | 0 | 0 | 0 | 0 | 0 | 0 | 0 | 0 | 0 | 0 | 0 | 0 | 0 | 0 | 0 | 0 | 0 | 0 | 0 | 0 | 0 | 0 | 0 | 0 | 0 | 0 | 0 | 0 | 0 | 0 | 0 | 0 | 0 | 0 | 0 | 0 | 0 | 0 | 0 | 0 | 0 | 0 | 0 | 0 | 0 | 0 | 0 | 0 | 0 | 0 | 0 | 0 | 0 | 0 | 0 | 0 | 0 | 0 | 0 | 0 | 0 | 0 | 0 | 0 | 0 | 0 | 0 | 0 | 0 | 0 | 0 | 0 | 0 | 0 | 0 | 0 | 0 | 0 | 0 | 0 | 0 | 0 | 0 | 0 | 0 | 0 | 0 | 0 | 0 | 0 | 0 | 0 | 0 | 0 | 0 | 0 | 0 | 0 | 0 | 0 | 0 | 0 | 0 | 0 | 0 | 0 | 0 | 0 | 0 | 0 | 0 | 0 | 0 | 0 | 0 | 0 | 0 | 0 | 0 | 0 | 0 | 0 | 0 | 0 | 0 | 0 | 0 | 0 | 0 | 0 | 0 | 0 | 0 | 0 | 0 | 0 | 0 | 0 | 0 | 0 | 0 | 0 | 0 | 0 | 0 | 0 | 0 | 0 | 0 | 0 | 0 | 0 | 0 | 0 | 0 | 0 | 0 | 0 | 0 | 0 | 0 | 0 | 0 | 0 | 0 | 0 | 0 | 0 | 0 | 0 | 0 | 0 | 0 | 0 | 0 | 0 | 0 | 0 | 0 | 0 | 0 | 0 | 0 | 0 | 0 | 0 | 0 | 0 | 0 | 0 | 0 | 0 | 0 | 0 | 0 | 0 | 0 | 0 | 0 | 0 | 0 | 0 | 0 | 0 | 0 | 0 | 0 | 0 | 0 | 0 | 0 | 0 | 0 | 0 | 0 | 0 | 0 | 0 | 0 | 0 | 0 | 0 | 0 | 0 | 0 | 0 | 0 | 0 | 0 | 0 | 0 | 0 | 0 | 0 | 0 | 0 | 0 | 0 | 0 | 0 | 0 | 0 | 0 | 0 | 0 | 0 | 0 | 0 | 0 | 0 | 0 | 0 | 0 | 0 | 0 | 0 | 0 | 0 | 0 | 0 | 0 | 0 | 0 | 0 | 0 | 0 | 0 | 0 | 0 | 0 | 0 | 0 | 0 | 0 | 0 | 0 | 0 | 0 | 0 | 0 | 0 | 0 | 0 | 0 | 0 | 0 | 0 | 0 | 0 | 0 | 0 | 0 | 0 | 0 | 0 | 0 | 0 | 0 | 0 | 0 | 0 | 0 | 0 | 0 | 0 | 0 | 0 | 0 | 0 | 0 | 0 | 0 | 0 | 0 | 0 | 0 | 0 | 0 | 0 | 0 | 0 | 0 | 0 | 0 | 0 | 0 | 0 | 0 | 0 | 0 | 0 | 0 | 0 | 0 | 0 | 0 | 0 | 0 | 0 | 0 | 0 | 0 | 0 | 0 | 0 | 0 | 0 | 0 | 0 | 0 | 0 | 0 | 0 | 0 | 0 | 0 | 0 | 0 | 0 | 0 | 0 | 0 | 0 | 0 | 0 | 0 | 0 | 0 | 0 | 0 | 0 | 0 | 0 | 0 | 0 | 0 | 0 | 0 | 0 | 0 | 0 | 0 | 0 | 0 | 0 | 0 | 0 | 0 | 0 | 0 | 0 | 0 | 0 | 0 | 0 | 0 | 0 | 0 | 0 | 0 | 0 | 0 | 0 | 0 | 0 | 0 | 0 | 0 | 0 | 0 | 0 | 0 | 0 | 0 | 0 | 0 | 0 | 0 | 0 | 0 | 0 | 0 | 0 | 0 | 0 | 0 | 0 | 0 | 0 | 0 | 0 | 0 | 0 | 0 | 0 | 0 | 0 | 0 | 0 | 0 | 0 | 0 | 0 | 0 | 0 | 0 | 0 | 0 | 0 | 0 | 0 | 0 | 0 | 0 | 0 | 0 | 0 | 0 | 0 | 0 | 0 | 0 | 0 | 0 | 0 | 0 | 0 | 0 | 0 | 0 | 0 | 0 | 0 | 0 | 0 | 0 | 0 | 0 | 0 | 0 | 0 | 0 | 0 | 0 | 0 | 0 | 0 | 0 | 0 | 0 | 0 | 0 | 0 | 0 | 0 | 0 | 0 | 0 | 0 | 0 | 0 | 0 | 0 | 0 | 0 | 0 | 0 | 0 | 0 | 0 | 0 | 0 | 0 | 0 | 0 | 0 | 0 | 0 | 0 | 0 | 0 | 0 | 0 | 0 | 0 | 0 | 0 | 0 | 0 | 0 | 0 | 0 | 0 | 0 | 0 | 0 | 0 | 0 | 0 | 0 | 0 | 0 | 0 | 0 | 0 | 0 | 0 | 0 | 0 | 0 | 0 | 0 | 0 | 0 | 0 | 0 | 0 | 0 | 0 | 0 | 0 | 0 | 0 | 0 | 0 | 0 | 0 | 0 | 0 | 0 | 0 | 0 | 0 | 0 | 0 | 0 | 0 | 0 | 0 | 0 | 0 | 0 | 0 | 0 | 0 | 0 | 0 | 0 | 0 | 0 | 0 | 0 | 0 | 0 | 0 | 0 | 0 | 0 | 0 | 0 | 0 | 0 | 0 | 0 | 0 | 0 | 0 | 0 | 0 | 0 | 0 | 0 | 0 | 0 | 0 | 0 | 0 | 0 | 0 | 0 | 0 | 0 | 0 | 0 | 0 | 0 | 0 | 0 | 0 | 0 | 0 | 0 | 0 | 0 | 0 | 0 | 0 | 0 | 0 | 0 | 0 | 0 | 0 | 0 | 0 | 0 | 0 | 0 | 0 | 0 | 0 | 0 | 0 | 0 | 0 | 0 | 0 | 0 | 0 | 0 | 0 | 0 | 0 | 0 | 0 | 0 | 0 | 0 | 0 | 0 | 0 | 0 | 0 | 0 | 0 | 0 | 0 | 0 | 0 | 0 | 0 | 0 | 0 | 0 | 0 | 0 | 0 | 0 | 0 | 0 | 0 | 0 | 0 | 0 | 0 | 0 | 0 | 0 | 0 | 0 | 0 | 0 | 0 | 0 | 0 | 0 | 0 | 0 | 0 | 0 | 0 | 0 | 0 | 0 | 0 | 0 | 0 | 0 | 0 | 0 | 0 | 0 | 0 | 0 | 0 | 0 | 0 | 0 | 0 | 0 | 0 | 0 | 0 | 0 | 0 | 0 | 0 | 0 | 0 | 0 | 0 | 0 | 0 | 0 | 0 | 0 | 0 | 0 | 0 | 0 | 0 | 0 | 0 | 0 | 0 | 0 | 0 | 0 | 0 | 0 | 0 | 0 | 0 | 0 | 0 | 0 | 0 | 0 | 0 | 0 | 0 | 0 | 0 | 0 | 0 | 0 | 0 | 0 | 0 | 0 | 0 | 0 | 0 | 0 | 0 | 0 | 0 | 0 | 0 | 0 | 0 | 0 | 0 | 0 | 0 | 0 | 0 | 0 | 0 | 0 | 0 | 0 | 0 | 0 | 0 | 0 | 0 | 0 | 0 | 0 | 0 | 0 | 0 | 0 | 0 | 0 | 0 | 0 | 0 | 0 | 0 | 0 | 0 | 0 | 0 | 0 | 0 | 0 | 0 | 0 | 0 | 0 | 0 | 0 | 0 | 0 | 0 | 0 | 0 | 0 | 0 | 0 | 0 | 0 | 0 | 0 | 0 | 0 | 0 | 0 | 0 | 0 | 0 | 0 | 0 | 0 | 0 | 0 | 0 | 0 | 0 | 0 | 0 | 0 | 0 | 0 | 0 | 0 | 0 | 0 | 0 | 0 | 0 | 0 | 0 | 0 | 0 | 0 | 0 | 0 | 0 | 0 | 0 | 0 | 0 | 0 | 0 | 0 | 0 | 0 | 0 | 0 | 0 | 0 | 0 | 0 | 0 | 0 | 0 | 0 | 0 | 0 | 0 | 0 | 0 | 0 | 0 | 0 | 0 | 0 | 0 | 0 | 0 | 0 | 0 | 0 | 0 | 0 | 0 | 0 | 0 | 0 | 0 | 0 | 0 | 0 | 0 | 0 | 0 | 0 | 0 | 0 | 0 | 0 | 0 | 0 | 0 | 0 | 0 | 0 | 0 | 0 | 0 | 0 | 0 | 0 | 0 | 0 | 0 | 0 | 0 | 0 | 0 | 0 | 0 | 0 | 0 | 0 | 0 | 0 | 0 | 0 | 0 | 0 | 0 | 0 | 0 | 0 | 0 | 0 | 0 | 0 | 0 | 0 | 0 | 0 | 0 | 0 | 0 | 0 | 0 | 0 | 0 | 0 | 0 | 0 | 0 | 0 | 0 | 0 | 0 | 0 | 0 | 0 | 0 | 0 | 0 | 0 | 0 | 0 | 0 | 0 | 0 | 0 | 0 | 0 | 0 | 0 | 0 | 0 | 0 | 0 | 0 | 0 | 0 | 0 | 0 | 0 | 0 | 0 | 0 | 0 | 0 | 0 | 0 | 0 | 0 | 0 | 0 | 0 | 0 | 0 | 0 | 0 | 0 | 0 | 0 | 0 | 0 | 0 | 0 | 0 | 0 | 0 | 0 | 0 | 0 | 0 | 0 | 0 | 0 | 0 | 0 | 0 | 0 | 0 | 0 | 0 | 0 | 0 | 0 | 0 | 0 | 0 | 0 | 0 | 0 | 0 | 0 | 0 | 0 | 0 | 0 | 0 | 0 | 0 | 0 | 0 | 0 | 0 | 0 | 0 | 0 | 0 | 0 | 0 | 0 | 0 | 0 | 0 | 0 | 0 | 0 | 0 | 0 | 0 | 0 | 0 | 0 | 0 | 0 | 0 | 0 | 0 | 0 | 0 | 0 | 0 | 0 | 0 | 0 | 0 | 0 | 0 | 0 | 0 | 0 | 0 | 0 | 0 | 0 | 0 | 0 | 0 | 0 | 0 | 0 | 0 | 0 | 0 | 0 | 0 | 0 | 0 | 0 | 0 | 0 | 0 | 0 | 0 | 0 | 0 | 0 | 0 | 0 | 0 | 0 | 0 | 0 | 0 | 0 | 0 | 0 | 0 | 0 | 0 | 0 | 0 | 0 | 0 | 0 | 0 | 0 | 0 | 0 | 0 | 0 | 0 | 0 | 0 | 0 | 0 | 0 | 0 | 0 | 0 | 0 | 0 | 0 | 0 | 0 | 0 | 0 | 0 | 0 | 0 | 0 | 0 | 0 | 0 | 0 | 0 | 0 | 0 | 0 | 0 | 0 | 0 | 0 | 0 | 0 | 0 | 0 | 0 | 0 | 0 | 0 | 0 | 0 | 0 | 0 | 0 | 0 | 0 | 0 | 0 | 0 | 0 | 0 | 0 | 0 | 0 | 0 | 0 | 0 | 0 | 0 | 0 | 0 | 0 | 0 | 0 | 0 | 0 | 0 | 0 | 0 | 0 | 0 | 0 | 0 | 0 | 0 | 0 | 0 | 0 | 0 | 0 | 0 | 0 | 0 | 0 | 0 | 0 | 0 | 0 | 0 | 0 | 0 | 0 | 0 | 0 | 0 | 0 | 0 | 0 | 0 | 0 | 0 | 0 | 0 | 0 | 0 | 0 | 0 | 0 | 0 | 0 | 0 | 0 | 0 | 0 | 0 | 0 | 0 | 0 | 0 | 0 | 0 | 0 | 0 | 0 | 0 | 0 | 0 | 0 | 0 | 0 | 0 | 0 | 0 | 0 | 0 | 0 | 0 | 0 | 0 | 0 | 0 | 0 | 0 | 0 | 0 | 0 | 0 | 0 | 0 | 0 | 0 | 0 | 0 | 0 | 0 | 0 | 0 | 0 | 0 | 0 | 0 | 0 | 0 | 0 | 0 | 0 | 0 | 0 | 0 | 0 | 0 | 0 | 0 | 0 | 0 | 0 | 0 | 0 | 0 | 0 | 0 | 0 | 0 | 0 | 0 | 0 | 0 | 0 | 0 | 0 | 0 | 0 | 0 | 0 | 0 | 0 | 0 | 0 | 0 | 0 | 0 | 0 | 0 | 0 | 0 | 0 | 0 | 0 | 0 | 0 | 0 | 0 | 0 | 0 | 0 | 0 | 0 | 0 | 0 | 0 | 0 | 0 | 0 | 0 | 0 | 0 | 0 | 0 | 0 | 0 | 0 | 0 | 0 | 0 | 0 | 0 | 0 | 0 | 0 | 0 | 0 | 0 | 0 | 0 | 0 | 0 | 0 | 0 | 0 | 0 | 0 | 0 | 0 | 0 | 0 | 0 | 0 | 0 | 0 | 0 | 0 | 0 | 0 | 0 | 0 | 0 | 0 | 0 | 0 | 0 | 0 | 0 | 0 | 0 | 0 | 0 | 0 | 0 | 0 | 0 | 0 | 0 | 0 | 0 | 0 | 0 | 0 | 0 | 0 | 0 | 0 | 0 | 0 | 0 | 0 | 0 | 0 | 0 | 0 | 0 | 0 | 0 | 0 | 0 | 0 | 0 | 0 | 0 | 0 | 0 | 0 | 0 | 0 | 0 | 0 | 0 | 0 | 0 | 0 | 0 | 0 | 0 | 0 | 0 | 0 | 0 | 0 | 0 | 0 | 0 | 0 | 0 | 0 | 0 | 0 | 0 | 0 | 0 | 0 | 0 | 0 | 0 | 0 | 0 | 0 | 0 | 0 | 0 | 0 | 0 | 0 | 0 | 0 | 0 | 0 | 0 | 0 | 0 | 0 | 0 | 0 | 0 | 0 | 0 | 0 | 0 | 0 | 0 | 0 | 0 | 0 | 0 | 0 | 0 | 0 | 0 | 0 | 0 | 0 | 0 | 0 | 0 | 0 | 0 | 0 | 0 | 0 | 0 | 0 | 0 | 0 | 0 | 0 | 0 | 0 | 0 | 0 | 0 | 0 | 0 | 0 | 0 | 0 | 0 | 0 | 0 | 0 | 0 | 0 | 0 | 0 | 0 | 0 | 0 | 0 | 0 | 0 | 0 | 0 | 0 | 0 | 0 | 0 | 0 | 0 | 0 | 0 | 0 | 0 | 0 | 0 | 0 | 0 | 0 | 0 | 0 | 0 | 0 | 0 | 0 | 0 | 0 | 0 | 0 | 0 | 0 | 0 | 0 | 0 | 0 | 0 | 0 | 0 | 0 | 0 | 0 | 0 | 0 | 0 | 0 | 0 | 0 | 0 | 0 | 0 | 0 | 0 | 0 | 0 | 0 | 0 | 0 | 0 | 0 | 0 | 0 | 0 | 0 | 0 | 0 | 0 | 0 | 0 | 0 | 0 | 0 | 0 | 0 | 0 | 0 | 0 | 0 | 0 | 0 | 0 | 0 | 0 | 0 | 0 | 0 | 0 | 0 | 0 | 0 | 0 | 0 | 0 | 0 | 0 | 0 | 0 | 0 | 0 | 0 | 0 | 0 | 0 | 0 | 0 | 0 | 0 | 0 | 0 | 0 | 0 | 0 | 0 | 0 | 0 | 0 | 0 | 0 | 0 | 0 | 0 | 0 | 0 | 0 | 0 | 0 | 0 | 0 | 0 | 0 | 0 | 0 | 0 | 0 | 0 | 0 | 0 | 0 | 0 | 0 | 0 | 0 | 0 | 0 | 0 | 0 | 0 | 0 | 0 | 0 | 0 | 0 | 0 | 0 | 0 | 0 | 0 | 0 | 0 | 0 | 0 | 0 | 0 | 0 | 0 | 0 | 0 | 0 | 0 | 0 | 0 | 0 | 0 | 0 | 0 | 0 | 0 | 0 | 0 | 0 | 0 | 0 | 0 | 0 | 0 | 0 | 0 | 0 | 0 | 0 | 0 | 0 | 0 | 0 | 0 | 0 | 0 | 0 | 0 | 0 | 0 | 0 | 0 | 0 | 0 | 0 | 0 | 0 | 0 | 0 | 0 | 0 | 0 | 0 | 0 | 0 | 0 | 0 | 0 | 0 | 0 | 0 | 0 | 0 | 0 | 0 | 0 | 0 | 0 | 0 | 0 | 0 | 0 | 0 | 0 | 0 | 0 | 0 | 0 | 0 | 0 | 0 | 0 | 0 | 0 | 0 | 0 | 0 | 0 | 0 | 0 | 0 | 0 | 0 | 0 | 0 | 0 | 0 | 0 | 0 | 0 | 0 | 0 | 0 | 0 | 0 | 0 | 0 | 0 | 0 | 0 | 0 | 0 | 0 | 0 | 0 | 0 | 0 | 0 | 0 | 0 | 0 | 0 | 0 | 0 | 0 | 0 | 0 | 0 | 0 | 0 | 0 | 0 | 0 | 0 | 0 | 0 | 0 | 0 | 0 | 0 | 0 | 0 | 0 | 0 | 0 | 0 | 0 | 0 | 0 | 0 | 0 | 0 | 0 | 0 | 0 | 0 | 0 | 0 | 0 | 0 | 0 | 0 | 0 | 0 | 0 | 0 | 0 | 0 | 0 | 0 | 0 | 0 | 0 | 0 | 0 | 0 | 0 | 0 | 0 | 0 | 0 | 0 | 0 | 0 | 0 | 0 | 0 | 0 | 0 | 0 | 0 | 0 | 0 | 0 | 0 | 0 | 0 | 0 | 0 | 0 | 0 | 0 | 0 | 0 | 0 | 0 | 0 | 0 | 0 | 0 | 0 | 0 | 0 | 0 | 0 | 0 | 0 | 0 | 0 | 0 | 0 | 0 | 0 | 0 | 0 | 0 | 0 | 0 | 0 | 0 | 0 | 0 | 0 | 0 | 0 | 0 | 0 | 0 | 0 | 0 | 0 | 0 | 0 | 0 | 0 | 0 | 0 | 0 | 0 | 0 | 0 | 0 | 0 | 0 | 0 | 0 | 0 | 0 | 0 | 0 | 0 | 0 | 0 | 0 | 0 | 0 | 0 | 0 | 0 | 0 | 0 | 0 | 0 | 0 | 0 | 0 | 0 | 0 | 0 | 0 | 0 | 0 | 0 | 0 | 0 | 0 | 0 | 0 | 0 | 0 | 0 | 0 | 0 | 0 | 0 | 0 | 0 | 0 | 0 | 0 | 0 | 0 | 0 | 0 | 0 | 0 | 0 | 0 | 0 | 0 | 0 | 0 | 0 | 0 | 0 | 0 | 0 | 0 | 0 | 0 | 0 | 0 | 0 | 0 | 0 | 0 | 0 | 0 | 0 | 0 | 0 | 0 | 0 | 0 | 0 | 0 | 0 | 0 | 0 | 0 | 0 | 0 | 0 | 0 | 0 | 0 | 0 | 0 | 0 | 0 | 0 | 0 | 0 | 0 | 0 | 0 | 0 | 0 | 0 | 0 | 0 | 0 | 0 | 0 | 0 | 0 | 0 | 0 | 0 | 0 | 0 | 0 | 0 | 0 | 0 | 0 | 0 | 0 | 0 | 0 | 0 | 0 | 0 | 0 | 0 | 0 | 0 | 0 | 0 | 0 | 0 | 0 | 0 | 0 | 0 | 0 | 0 | 0 | 0 | 0 | 0 | 0 | 0 | 0 | 0 | 0 | 0 | 0 | 0 | 0 | 0 | 0 | 0 | 0 | 0 | 0 | 0 | 0 | 0 | 0 | 0 | 0 | 0 | 0 | 0 | 0 | 0 | 0 | 0 | 0 | 0 | 0 | 0 | 0 | 0 | 0 | 0 | 0 | 0 | 0 | 0 | 0 | 0 | 0 | 0 | 0 | 0 | 0 | 0 | 0 | 0 | 0 | 0 | 0 | 0 | 0 | 0 | 0 | 0 | 0 | 0 | 0 | 0 | 0 | 0 | 0 | 0 | 0 | 0 | 0 | 0 | 0 | 0 | 0 | 0 | 0 | 0 | 0 | 0 | 0 | 0 | 0 | 0 | 0 | 0 | 0 | 0 | 0 | 0 | 0 | 0 | 0 | 0 | 0 | 0 | 0 | 0 | 0 | 0 | 0 | 0 | 0 | 0 | 0 | 0 | 0 | 0 | 0 | 0 | 0 | 0 | 0 | 0 | 0 | 0 | 0 | 0 | 0 | 0 | 0 | 0 | 0 | 0 | 0 | 0 | 0 | 0 | 0 | 0 | 0 | 0 | 0 | 0 | 0 | 0 | 0 | 0 | 0 | 0 | 0 | 0 | 0 | 0 | 0 | 0 | 0 | 0 | 0 | 0 | 0 | 0 | 0 | 0 | 0 | 0 | 0 | 0 | 0 | 0 | 0 | 0 | 0 | 0 | 0 | 0 | 0 | 0 | 0 | 0 | 0 | 0 | 0 | 0 | 0 | 0 | 0 | 0 | 0 | 0 | 0 | 0 | 0 | 0 | 0 | 0 | 0 | 0 | 0 | 0 | 0 | 0 | 0 | 0 | 0 | 0 | 0 | 0 | 0 | 0 | 0 | 0 | 0 | 0 | 0 | 0 | 0 | 0 | 0 | 0 | 0 | 0 | 0 | 0 | 0 | 0 | 0 | 0 | 0 | 0 | 0 | 0 | 0 | 0 | 0 | 0 | 0 | 0 | 0 | 0 | 0 | 0 | 0 | 0 | 0 | 0 | 0 | 0 | 0 | 0 | 0 | 0 | 0 | 0 | 0 | 0 | 0 | 0 | 0 | 0 | 0 | 0 | 0 | 0 | 0 | 0 | 0 | 0 | 0 | 0 | 0 | 0 | 0 | 0 | 0 | 0 | 0 | 0 | 0 | 0 | 0 | 0 | 0 | 0 | 0 | 0 | 0 | 0 | 0 | 0 | 0 | 0 | 0 | 0 | 0 | 0 | 0 | 0 | 0 | 0 | 0 | 0 | 0 | 0 | 0 | 0 | 0 | 0 | 0 | 0 | 0 | 0 | 0 | 0 | 0 | 0 | 0 | 0 | 0 | 0 | 0 | 0 | 0 | 0 | 0 | 0 | 0 | 0 | 0 | 0 | 0 | 0 | 0 | 0 | 0 | 0 | 0 | 0 | 0 | 0 | 0 | 0 | 0 | 0 | 0 | 0 | 0 | 0 | 0 | 0 | 0 | 0 | 0 | 0 | 0 | 0 | 0 | 0 | 0 | 0 | 0 | 0 | 0 | 0 | 0 | 0 | 0 | 0 | 0 | 0 | 0 | 0 | 0 | 0 | 0 | 0 | 0 | 0 | 0 | 0 | 0 | 0 | 0 | 0 | 0 | 0 | 0 | 0 | 0 | 0 | 0 | 0 | 0 | 0 | 0 | 0 | 0 | 0 | 0 | 0 | 0 | 0 | 0 | 0 | 0 | 0 | 0 | 0 | 0 | 0 | 0 | 0 | 0 | 0 | 0 | 0 | 0 | 0 | 0 | 0 | 0 | 0 | 0 | 0 | 0 | 0 | 0 | 0 | 0 | 0 | 0 | 0 | 0 | 0 | 0 | 0 | 0 | 0 | 0 | 0 | 0 | 0 | 0 | 0 | 0 | 0 | 0 | 0 | 0 | 0 | 0 | 0 | 0 | 0 | 0 | 0 | 0 | 0 | 0 | 0 | 0 | 0 | 0 | 0 | 0 | 0 | 0 | 0 | 0 | 0 | 0 | 0 | 0 | 0 | 0 | 0 | 0 | 0 | 0 | 0 | 0 | 0 | 0 | 0 | 0 | 0 | 0 | 0 | 0 | 0 | 0 | 0 | 0 | 0 | 0 | 0 | 0 | 0 | 0 | 0 | 0 | 0 | 0 | 0 | 0 | 0 | 0 | 0 | 0 | 0 | 0 | 0 | 0 | 0 | 0 | 0 | 0 | 0 | 0 | 0 | 0 | 0 | 0 | 0 | 0 | 0 | 0 | 0 | 0 | 0 | 0 | 0 | 0 | 0 | 0 | 0 | 0 | 0 | 0 | 0 | 0 | 0 | 0 | 0 | 0 | 0 | 0 | 0 | 0 | 0 | 0 | 0 | 0 | 0 | 0 | 0 | 0 | 0 | 0 | 0 | 0 | 0 | 0 | 0 | 0 | 0 | 0 | 0 | 0 | 0 | 0 | 0 | 0 | 0 | 0 | 0 | 0 | 0 | 0 | 0 | 0 | 0 | 0 | 0 | 0 | 0 | 0 | 0 | 0 | 0 | 0 | 0 | 0 | 0 | 0 | 0 | 0 | 0 | 0 | 0 | 0 | 0 | 0 | 0 | 0 | 0 | 0 | 0 | 0 | 0 | 0 | 0 | 0 | 0 | 0 | 0 | 0 | 0 | 0 | 0 | 0 | 0 | 0 | 0 | 0 | 0 | 0 | 0 | 0 | 0 | 0 | 0 | 0 | 0 | 0 | 0 | 0 | 0 | 0 | 0 | 0 | 0 | 0 | 0 | 0 | 0 | 0 | 0 | 0 | 0 | 0 | 0 | 0 | 0 | 0 | 0 | 0 | 0 | 0 | 0 | 0 | 0 | 0 | 0 | 0 | 0 | 0 | 0 | 0 | 0 | 0 | 0 | 0 | 0 | 0 | 0 | 0 | 0 | 0 | 0 | 0 | 0 | 0 | 0 | 0 | 0 | 0 | 0 | 0 | 0 | 0 | 0 | 0 | 0 | 0 | 0 | 0 | 0 | 0 | 0 | 0 | 0 | 0 | 0 | 0 | 0 | 0 | 0 | 0 | 0 | 0 | 0 | 0 | 0 | 0 | 0 | 0 | 0 | 0 | 0 | 0 | 0 | 0 | 0 | 0 | 0 | 0 | 0 | 0 | 0 | 0 | 0 | 0 | 0 | 0 | 0 | 0 | 0 | 0 | 0 | 0 | 0 | 0 | 0 | 0 | 0 | 0 | 0 | 0 | 0 | 0 | 0 | 0 | 0 | 0 | 0 | 0 | 0 | 0 | 0 | 0 | 0 | 0 | 0 | 0 | 0 | 0 | 0 | 0 | 0 | 0 | 0 | 0 | 0 | 0 | 0 | 0 | 0 | 0 | 0 | 0 | 0 | 0 | 0 | 0 | 0 | 0 | 0 | 0 | 0 | 0 | 0 | 0 | 0 | 0 | 0 | 0 | 0 | 0 | 0 | 0 | 0 | 0 | 0 | 0 | 0 | 0 | 0 | 0 | 0 | 0 | 0 | 0 | 0 | 0 | 0 | 0 | 0 | 0 | 0 | 0 | 0 | 0 | 0 | 0 | 0 | 0 | 0 | 0 | 0 | 0 | 0 | 0 | 0 | 0 | 0 | 0 | 0 | 0 | 0 | 0 | 0 | 0 | 0 | 0 | 0 | 0 | 0 | 0 | 0 | 0 | 0 | 0 | 0 | 0 | 0 | 0 | 0 | 0 | 0 | 0 | 0 | 0 | 0 | 0 | 0 | 0 | 0 | 0 | 0 | 0 | 0 | 0 | 0 | 0 | 0 | 0 | 0 | 0 | 0 | 0 | 0 | 0 | 0 | 0 | 0 | 0 | 0 | 0 | 0 | 0 | 0 | 0 | 0 | 0 | 0 | 0 | 0 | 0 | 0 | 0 | 0 | 0 | 0 | 0 | 0 | 0 | 0 | 0 | 0 | 0 | 0 | 0 | 0 | 0 | 0 | 0 | 0 | 0 | 0 | 0 | 0 | 0 | 0 | 0 | 0 | 0 | 0 | 0 | 0 | 0 | 0 | 0 | 0 | 0 | 0 | 0 | 0 | 0 | 0 | 0 | 0 | 0 | 0 | 0 | 0 | 0 | 0 | 0 | 0 | 0 | 0 | 0 | 0 | 0 | 0 | 0 | 0 | 0 | 0 | 0 | 0 | 0 | 0 | 0 | 0 | 0 | 0 | 0 | 0 | 0 | 0 | 0 | 0 | 0 | 0 | 0 | 0 | 0 | 0 | 0 | 0 | 0 | 0 | 0 | 0 | 0 | 0 | 0 | 0 | 0 | 0 | 0 | 0 | 0 | 0 | 0 | 0 | 0 | 0 | 0 | 0 | 0 | 0 | 0 | 0 | 0 | 0 | 0 | 0 | 0 | 0 | 0 | 0 | 0 | 0 | 0 | 0 | 0 | 0 | 0 | 0 | 0 | 0 | 0 | 0 | 0 | 0 | 0 | 0 | 0 | 0 | 0 | 0 | 0 | 0 | 0 | 0 | 0 | 0 | 0 | 0 | 0 | 0 | 0 | 0 | 0 | 0 | 0 | 0 | 0 | 0 | 0 | 0 | 0 | 0 | 0 | 0 | 0 | 0 | 0 | 0 | 0 | 0 | 0 | 0 | 0 | 0 | 0 | 0 | 0 | 0 | 0 | 0 | 0 | 0 | 0 | 0 | 0 | 0 | 0 | 0 | 0 | 0 | 0 | 0 | 0 | 0 | 0 | 0 | 0 | 0 | 0 | 0 | 0 | 0 | 0 | 0 | 0 | 0 | 0 | 0 | 0 | 0 | 0 | 0 | 0 | 0 | 0 | 0 | 0 | 0 | 0 | 0 | 0 | 0 | 0 | 0 | 0 | 0 | 0 | 0 | 0 | 0 | 0 | 0 | 0 | 0 | 0 | 0 | 0 | 0 | 0 | 0 | 0 | 0 | 0 | 0 | 0 | 0 | 0 | 0 | 0 | 0 | 0 | 0 | 0 | 0 | 0 | 0 | 0 | 0 | 0 | 0 | 0 | 0 | 0 | 0 | 0 | 0 | 0 | 0 | 0 | 0 | 0 | 0 | 0 | 0 | 0 | 0 | 0 | 0 | 0 | 0 | 0 | 0 | 0 | 0 | 0 | 0 | 0 | 0 | 0 | 0 | 0 | 0 | 0 | 0 | 0 | 0 | 0 | 0 | 0 | 0 | 0 | 0 | 0 | 0 | 0 | 0 | 0 | 0 | 0 | 0 | 0 | 0 | 0 | 0 | 0 | 0 | 0 | 0 | 0 | 0 | 0 | 0 | 0 | 0 | 0 | 0 | 0 | 0 | 0 | 0 | 0 | 0 | 0 | 0 | 0 | 0 | 0 | 0 | 0 | 0 | 0 | 0 | 0 | 0 | 0 | 0 | 0 | 0 | 0 | 0 | 0 | 0 | 0 | 0 | 0 | 0 | 0 | 0 | 0 | 0 | 0 | 0 | 0 | 0 | 0 | 0 | 0 | 0 | 0 | 0 | 0 | 0 | 0 | 0 | 0 | 0 | 0 | 0 | 0 | 0 | 0 | 0 | 0 | 0 | 0 | 0 | 0 | 0 | 0 | 0 | 0 | 0 | 0 | 0 | 0 | 0 | 0 | 0 | 0 | 0 | 0 | 0 | 0 | 0 | 0 | 0 | 0 | 0 | 0 | 0 | 0 | 0 | 0 | 0 | 0 | 0 | 0 | 0 | 0 | 0 | 0 | 0 | 0 | 0 | 0 | 0 | 0 | 0 | 0 | 0 | 0 | 0 | 0 | 0 | 0 | 0 | 0 | 0 | 0 | 0 | 0 | 0 | 0 | 0 | 0 | 0 | 0 | 0 | 0 | 0 | 0 | 0 | 0 | 0 | 0 | 0 | 0 | 0 | 0 | 0 | 0 | 0 | 0 | 0 | 0 | 0 | 0 | 0 | 0 | 0 | 0 | 0 | 0 | 0 | 0 | 0 | 0 | 0 | 0 | 0 | 0 | 0 | 0 | 0 | 0 | 0 | 0 | 0 | 0 | 0 | 0 | 0 | 0 | 0 | 0 | 0 | 0 | 0 | 0 | 0 | 0 | 0 | 0 | 0 | 0 | 0 | 0 | 0 | 0 | 0 | 0 | 0 | 0 | 0 | 0 | 0 | 0 | 0 | 0 | 0 | 0 | 0 | 0 | 0 | 0 | 0 | 0 | 0 | 0 | 0 | 0 | 0 | 0 | 0 | 0 | 0 | 0 | 0 | 0 | 0 | 0 | 0 | 0 | 0 | 0 | 0 | 0 | 0 | 0 | 0 | 0 | 0 | 0 | 0 | 0 | 0 | 0 | 0 | 0 | 0 | 0 | 0 | 0 | 0 | 0 | 0 | 0 | 0 | 0 | 0 | 0 | 0 | 0 | 0 | 0 | 0 | 0 | 0 | 0 | 0 | 0 | 0 | 0 | 0 | 0 | 0 | 0 | 0 | 0 | 0 | 0 | 0 | 0 | 0 | 0 | 0 | 0 | 0 | 0 | 0 | 0 | 0 | 0 | 0 | 0 | 0 | 0 | 0 | 0 | 0 | 0 | 0 | 0 | 0 | 0 | 0 | 0 | 0 | 0 | 0 | 0 | 0 | 0 | 0 | 0 | 0 | 0 | 0 | 0 | 0 | 0 | 0 | 0 | 0 | 0 | 0 | 0 | 0 | 0 | 0 | 0 | 0 | 0 | 0 | 0 | 0 | 0 | 0 | 0 | 0 | 0 | 0 | 0 | 0 | 0 | 0 | 0 | 0 | 0 | 0 | 0 | 0 | 0 | 0 | 0 | 0 | 0 | 0 | 0 | 0 | 0 | 0 | 0 | 0 | 0 | 0 | 0 | 0 | 0 | 0 | 0 | 0 | 0 | 0 | 0 | 0 | 0 | 0 | 0 | 0 | 0 | 0 | 0 | 0 | 0 | 0 | 0 | 0 | 0 | 0 | 0 | 0 | 0 | 0 | 0 | 0 | 0 | 0 | 0 | 0 | 0 | 0 | 0 | 0 | 0 | 0 | 0 | 0 | 0 | 0 | 0 | 0 | 0 | 0 | 0 | 0 | 0 | 0 | 0 | 0 | 0 | 0 | 0 | 0 | 0 | 0 | 0 | 0 | 0 | 0 | 0 | 0 | 0 | 0 | 0 | 0 | 0 | 0 | 0 | 0 | 0 | 0 | 0 | 0 | 0 | 0 | 0 | 0 | 0 | 0 | 0 | 0 | 0 | 0 | 0 | 0 | 0 | 0 | 0 | 0 | 0 | 0 | 0 | 0 | 0 | 0 | 0 | 0 | 0 | 0 | 0 | 0 | 0 | 0 | 0 | 0 | 0 | 0 | 0 | 0 | 0 | 0 | 0 | 0 | 0 | 0 | 0 | 0 | 0 | 0 | 0 | 0 | 0 | 0 | 0 | 0 | 0 | 0 | 0 | 0 | 0 | 0 | 0 | 0 | 0 | 0 | 0 | 0 | 0 | 0 | 0 | 0 | 0 | 0 | 0 | 0 | 0 | 0 | 0 | 0 | 0 | 0 | 0 | 0 | 0 | 0 | 0 | 0 | 0 | 0 | 0 | 0 | 0 | 0 | 0 | 0 | 0 | 0 | 0 | 0 | 0 | 0 | 0 | 0 | 0 | 0 | 0 | 0 | 0 | 0 | 0 | 0 | 0 | 0 | 0 | 0 | 0 | 0 | 0 | 0 | 0 | 0 | 0 | 0 | 0 | 0 | 0 | 0 | 0 | 0 | 0 | 0 | 0 | 0 | 0 | 0 | 0 | 0 | 0 | 0 | 0 | 0 | 0 | 0 | 0 | 0 | 0 | 0 | 0 | 0 | 0 | 0 | 0 | 0 | 0 | 0 | 0 | 0 | 0 | 0 | 0 | 0 | 0 | 0 | 0 | 0 | 0 | 0 | 0 | 0 | 0 | 0 | 0 | 0 | 0 | 0 | 0 | 0 | 0 | 0 | 0 | 0 | 0 | 0 | 0 | 0 | 0 | 0 | 0 | 0 | 0 | 0 | 0 | 0 | 0 | 0 | 0 | 0 | 0 | 0 | 0 | 0 | 0 | 0 | 0 | 0 | 0 | 0 | 0 | 0 | 0 | 0 | 0 | 0 | 0 | 0 | 0 | 0 | 0 | 0 | 0 | 0 | 0 | 0 | 0 | 0 | 0 | 0 | 0 | 0 | 0 | 0 | 0 | 0 | 0 | 0 | 0 | 0 | 0 | 0 | 0 | 0 | 0 | 0 | 0 | 0 | 0 | 0 | 0 | 0 | 0 | 0 | 0 | 0 | 0 | 0 | 0 | 0 | 0 | 0 | 0 | 0 | 0 | 0 | 0 | 0 | 0 | 0 | 0 | 0 | 0 | 0 | 0 | 0 | 0 | 0 | 0 | 0 | 0 | 0 | 0 | 0 | 0 | 0 | 0 | 0 | 0 | 0 | 0 | 0 | 0 | 0 | 0 | 0 | 0 | 0 | 0 | 0 | 0 | 0 | 0 | 0 | 0 | 0 | 0 | 0 | 0 | 0 | 0 | 0 | 0 | 0 | 0 | 0 | 0 | 0 | 0 | 0 | 0 | 0 | 0 | 0 | 0 | 0 | 0 | 0 | 0 | 0 | 0 | 0 | 0 | 0 | 0 | 0 | 0 | 0 | 0 | 0 | 0 | 0 | 0 | 0 | 0 | 0 | 0 | 0 | 0 | 0 | 0 | 0 | 0 | 0 | 0 | 0 | 0 | 0 | 0 | 0 | 0 | 0 | 0 | 0 | 0 | 0 | 0 | 0 | 0 | 0 | 0 | 0 | 0 | 0 | 0 | 0 | 0 | 0 | 0 | 0 | 0 | 0 | 0 | 0 | 0 | 0 | 0 | 0 | 0 | 0 | 0 | 0 | 0 | 0 | 0 | 0 | 0 | 0 | 0 | 0 | 0 | 0 | 0 | 0 | 0 | 0 | 0 | 0 | 0 | 0 | 0 | 0 | 0 | 0 | 0 | 0 | 0 | 0 | 0 | 0 | 0 | 0 | 0 | 0 | 0 | 0 | 0 | 0 | 0 | 0 | 0 | 0 | 0 | 0 | 0 | 0 | 0 | 0 | 0 | 0 | 0 | 0 | 0 | 0 | 0 | 0 | 0 | 0 | 0 | 0 | 0 | 0 | 0 | 0 | 0 | 0 | 0 | 0 | 0 | 0 | 0 | 0 | 0 | 0 | 0 | 0 | 0 | 0 | 0 | 0 | 0 | 0 | 0 | 0 | 0 | 0 | 0 | 0 | 0 | 0 | 0 | 0 | 0 | 0 | 0 | 0 | 0 | 0 | 0 | 0 | 0 | 0 | 0 | 0 | 0 | 0 | 0 | 0 | 0 | 0 | 0 | 0 | 0 | 0 | 0 | 0 | 0 | 0 | 0 | 0 | 0 | 0 | 0 | 0 | 0 | 0 | 0 | 0 | 0 | 0 | 0 | 0 | 0 | 0 | 0 | 0 | 0 | 0 | 0 | 0 | 0 | 0 | 0 | 0 | 0 | 0 | 0 | 0 | 0 | 0 | 0 | 0 | 0 | 0 | 0 | 0 | 0 | 0 | 0 | 0 | 0 | 0 | 0 | 0 | 0 | 0 | 0 | 0 | 0 | 0 | 0 | 0 | 0 | 0 | 0 | 0 | 0 | 0 | 0 | 0 | 0 | 0 | 0 | 0 | 0 | 0 | 0 | 0 | 0 | 0 | 0 | 0 | 0 | 0 | 0 | 0 | 0 | 0 | 0 | 0 | 0 | 0 | 0 | 0 | 0 | 0 | 0 | 0 | 0 | 0 | 0 | 0 | 0 | 0 | 0 | 0 | 0 | 0 | 0 | 0 | 0 | 0 | 0 | 0 | 0 | 0 | 0 | 0 | 0 | 0 | 0 | 0 | 0 | 0 | 0 | 0 | 0 | 0 | 0 | 0 | 0 | 0 | 0 | 0 | 0 | 0 | 0 | 0 | 0 | 0 | 0 | 0 | 0 | 0 | 0 | 0 | 0 | 0 | 0 | 0 | 0 | 0 | 0 | 0 | 0 | 0 | 0 | 0 | 0 | 0 | 0 | 0 | 0 | 0 | 0 | 0 | 0 | 0 | 0 | 0 | 0 | 0 | 0 | 0 | 0 | 0 | 0 | 0 | 0 | 0 | 0 | 0 | 0 | 0 | 0 | 0 | 0 | 0 | 0 | 0 | 0 | 0 | 0 | 0 | 0 | 0 | 0 | 0 | 0 | 0 | 0 | 0 | 0 | 0 | 0 | 0 | 0 | 0 | 0 | 0 | 0 | 0 | 0 | 0 | 0 | 0 | 0 | 0 | 0 | 0 | 0 | 0 | 0 | 0 | 0 | 0 | 0 | 0 | 0 | 0 | 0 | 0 | 0 | 0 | 0 | 0 | 0 | 0 | 0 | 0 | 0 | 0 | 0 | 0 | 0 | 0 | 0 | 0 | 0 | 0 | 0 | 0 | 0 | 0 | 0 | 0 | 0 | 0 | 0 | 0 | 0 | 0 | 0 | 0 | 0 | 0 | 0 | 0 | 0 | 0 | 0 | 0 | 0 | 0 | 0 | 0 | 0 | 0 | 0 | 0 | 0 | 0 | 0 | 0 | 0 | 0 | 0 | 0 | 0 | 0 | 0 | 0 | 0 | 0 | 0 | 0 | 0 | 0 | 0 | 0 | 0 | 0 | 0 | 0 | 0 | 0 | 0 | 0 | 0 | 0 | 0 | 0 | 0 | 0 | 0 | 0 | 0 | 0 | 0 | 0 | 0 | 0 | 0 | 0 | 0 | 0 | 0 | 0 | 0 | 0 | 0 | 0 | 0 | 0 | 0 | 0 | 0 | 0 | 0 | 0 | 0 | 0 | 0 | 0 | 0 | 0 | 0 | 0 | 0 | 0 | 0 | 0 | 0 | 0 | 0 | 0 | 0 | 0 | 0 | 0 | 0 | 0 | 0 | 0 | 0 | 0 | 0 | 0 | 0 | 0 | 0 | 0 | 0 | 0 | 0 | 0 | 0 | 0 | 0 | 0 | 0 | 0 | 0 | 0 | 0 | 0 | 0 | 0 | 0 | 0 | 0 | 0 | 0 | 0 | 0 | 0 | 0 | 0 | 0 | 0 | 0 | 0 | 0 | 0 | 0 | 0 | 0 | 0 | 0 | 0 | 0 | 0 | 0 | 0 | 0 | 0 | 0 | 0 | 0 | 0 | 0 | 0 | 0 | 0 | 0 | 0 | 0 | 0 | 0 | 0 | 0 | 0 | 0 | 0 | 0 | 0 | 0 | 0 | 0 | 0 | 0 | 0 | 0 | 0 | 0 | 0 | 0 | 0 | 0 | 0 | 0 | 0 | 0 | 0 | 0 | 0 | 0 | 0 | 0 | 0 | 0 | 0 | 0 | 0 | 0 | 0 | 0 | 0 | 0 | 0 | 0 | 0 | 0 | 0 | 0 | 0 | 0 | 0 | 0 | 0 | 0 | 0 | 0 | 0 | 0 | 0 | 0 | 0 | 0 | 0 | 0 | 0 | 0 | 0 | 0 | 0 | 0 | 0 | 0 | 0 | 0 | 0 | 0 | 0 | 0 | 0 | 0 | 0 | 0 | 0 | 0 | 0 | 0 | 0 | 0 | 0 | 0 | 0 | 0 | 0 | 0 | 0 | 0 | 0 | 0 | 0 | 0 | 0 | 0 | 0 | 0 | 0 | 0 | 0 | 0 | 0 | 0 | 0 | 0 | 0 | 0 | 0 | 0 | 0 | 0 | 0 | 0 | 0 | 0 | 0 | 0 | 0 | 0 | 0 | 0 | 0 | 0 | 0 | 0 | 0 | 0 | 0 | 0 | 0 | 0 | 0 | 0 | 0 | 0 | 0 | 0 | 0 | 0 | 0 | 0 | 0 | 0 | 0 | 0 | 0 | 0 | 0 | 0 | 0 | 0 | 0 | 0 | 0 | 0 | 0 | 0 | 0 | 0 | 0 | 0 | 0 | 0 | 0 | 0 | 0 | 0 | 0 | 0 | 0 | 0 | 0 | 0 | 0 | 0 | 0 | 0 | 0 | 0 | 0 | 0 | 0 | 0 | 0 | 0 | 0 | 0 | 0 | 0 | 0 | 0 | 0 | 0 | 0 | 0 | 0 | 0 | 0 | 0 | 0 | 0 | 0 | 0 | 0 | 0 | 0 | 0 | 0 | 0 | 0 | 0 | 0 | 0 | 0 | 0 | 0 | 0 | 0 | 0 | 0 | 0 | 0 | 0 | 0 | 0 | 0 | 0 | 0 | 0 | 0 | 0 | 0 | 0 | 0 | 0 | 0 | 0 | 0 | 0 | 0 | 0 | 0 | 0 | 0 | 0 | 0 | 0 | 0 | 0 | 0 | 0 | 0 | 0 | 0 | 0 | 0 | 0 | 0 | 0 | 0 | 0 | 0 | 0 | 0 | 0 | 0 | 0 | 0 | 0 | 0 | 0 | 0 | 0 | 0 | 0 | 0 | 0 | 0 | 0 | 0 | 0 | 0 | 0 | 0 | 0 | 0 | 0 | 0 | 0 | 0 | 0 | 0 | 0 | 0 | 0 | 0 | 0 | 0 | 0 | 0 | 0 | 0 | 0 | 0 | 0 | 0 | 0 | 0 | 0 | 0 | 0 | 0 | 0 | 0 | 0 | 0 | 0 | 0 | 0 | 0 | 0 | 0 | 0 | 0 | 0 | 0 | 0 | 0 | 0 | 0 | 0 | 0 | 0 | 0 | 0 | 0 | 0 | 0 | 0 | 0 | 0 | 0 | 0 | 0 | 0 | 0 | 0 | 0 | 0 | 0 | 0 | 0 | 0 | 0 | 0 | 0 | 0 | 0 | 0 | 0 | 0 | 0 | 0 | 0 | 0 | 0 | 0 | 0 | 0 | 0 | 0 | 0 | 0 | 0 | 0 | 0 | 0 | 0 | 0 | 0 | 0 | 0 | 0 | 0 | 0 | 0 | 0 | 0 | 0 | 0 | 0 | 0 | 0 | 0 | 0 | 0 | 0 | 0 | 0 | 0 | 0 | 0 | 0 | 0 | 0 | 0 | 0 | 0 | 0 | 0 | 0 | 0 | 0 | 0 | 0 | 0 | 0 | 0 | 0 | 0 | 0 | 0 | 0 | 0 | 0 | 0 | 0 | 0 | 0 | 0 | 0 | 0 | 0 | 0 | 0 | 0 | 0 | 0 | 0 | 0 | 0 | 0 | 0 | 0 | 0 | 0 | 0 | 0 | 0 | 0 | 0 | 0 | 0 | 0 | 0 | 0 | 0 | 0 | 0 | 0 | 0 | 0 | 0 | 0 | 0 | 0 | 0 | 0 | 0 | 0 | 0 | 0 | 0 | 0 | 0 | 0 | 0 | 0 | 0 | 0 | 0 | 0 | 0 | 0 | 0 | 0 | 0 | 0 | 0 | 0 | 0 | 0 | 0 | 0 | 0 | 0 | 0 | 0 | 0 | 0 | 0 | 0 | 0 | 0 | 0 | 0 | 0 | 0 | 0 | 0 | 0 | 0 | 0 | 0 | 0 | 0 | 0 | 0 | 0 | 0 | 0 | 0 | 0 | 0 | 0 | 0 | 0 | 0 | 0 | 0 | 0 | 0 | 0 | 0 | 0 | 0 | 0 | 0 | 0 | 0 | 0 | 0 | 0 | 0 | 0 | 0 | 0 | 0 | 0 | 0 | 0 | 0 | 0 | 0 | 0 | 0 | 0 | 0 | 0 | 0 | 0 | 0 | 0 | 0 | 0 | 0 | 0 | 0 | 0 | 0 | 0 | 0 | 0 | 0 | 0 | 0 | 0 | 0 | 0 | 0 | 0 | 0 | 0 | 0 | 0 | 0 | 0 | 0 | 0 | 0 | 0 | 0 | 0 | 0 | 0 | 0 | 0 | 0 | 0 | 0 | 0 | 0 | 0 | 0 | 0 | 0 | 0 | 0 | 0 | 0 | 0 | 0 | 0 | 0 | 0 | 0 | 0 | 0 | 0 | 0 | 0 | 0 | 0 | 0 | 0 | 0 | 0 | 0 | 0 | 0 | 0 | 0 | 0 | 0 | 0 | 0 | 0 | 0 | 0 | 0 | 0 | 0 | 0 | 0 | 0 | 0 | 0 | 0 | 0 | 0 | 0 | 0 | 0 | 0 | 0 | 0 | 0 | 0 | 0 | 0 | 0 | 0 | 0 | 0 | 0 | 0 | 0 | 0 | 0 | 0 | 0 | 0 | 0 | 0 | 0 | 0 | 0 | 0 | 0 | 0 | 0 | 0 | 0 | 0 | 0 | 0 | 0 | 0 | 0 | 0 | 0 | 0 | 0 | 0 | 0 | 0 | 0 | 0 | 0 | 0 | 0 | 0 | 0 | 0 | 0 | 0 | 0 | 0 | 0 | 0 | 0 | 0 | 0 | 0 | 0 | 0 | 0 | 0 | 0 | 0 | 0 | 0 | 0 | 0 | 0 | 0 | 0 | 0 | 0 | 0 | 0 | 0 | 0 | 0 | 0 | 0 | 0 | 0 | 0 | 0 | 0 | 0 | 0 | 0 | 0 | 0 | 0 | 0 | 0 | 0 | 0 | 0 | 0 | 0 | 0 | 0 | 0 | 0 | 0 | 0 | 0 | 0 | 0 | 0 | 0 | 0 | 0 | 0 | 0 | 0 | 0 | 0 | 0 | 0 | 0 | 0 | 0 | 0 | 0 | 0 | 0 | 0 | 0 | 0 | 0 | 0 | 0 | 0 | 0 | 0 | 0 | 0 | 0 | 0 | 0 | 0 | 0 | 0 | 0 | 0 | 0 | 0 | 0 | 0 | 0 | 0 | 0 | 0 | 0 | 0 | 0 | 0 | 0 | 0 | 0 | 0 | 0 | 0 | 0 | 0 | 0 | 0 | 0 | 0 | 0 | 0 | 0 | 0 | 0 | 0 | 0 | 0 | 0 | 0 | 0 | 0 | 0 | 0 | 0 | 0 | 0 | 0 | 0 | 0 | 0 | 0 | 0 | 0 | 0 | 0 | 0 | 0 | 0 | 0 | 0 | 0 | 0 | 0 | 0 | 0 | 0 | 0 | 0 | 0 | 0 | 0 | 0 | 0 | 0 | 0 | 0 | 0 | 0 | 0 | 0 | 0 | 0 | 0 | 0 | 0 | 0 | 0 | 0 | 0 | 0 | 0 | 0 | 0 | 0 | 0 | 0 | 0 | 0 | 0 | 0 | 0 | 0 | 0 | 0 | 0 | 0 | 0 | 0 | 0 | 0 | 0 | 0 | 0 | 0 | 0 | 0 | 0 | 0 | 0 | 0 | 0 | 0 | 0 | 0 | 0 | 0 | 0 | 0 | 0 | 0 | 0 | 0 | 0 | 0 | 0 | 0 | 0 | 0 | 0 | 0 | 0 | 0 | 0 | 0 | 0 | 0 | 0 | 0 | 0 | 0 | 0 | 0 | 0 | 0 | 0 | 0 | 0 | 0 | 0 | 0 | 0 | 0 | 0 | 0 | 0 | 0 | 0 | 0 | 0 | 0 | 0 | 0 | 0 | 0 | 0 | 0 | 0 | 0 | 0 | 0 | 0 | 0 | 0 | 0 | 0 | 0 | 0 | 0 | 0 | 0 | 0 | 0 | 0 | 0 | 0 | 0 | 0 | 0 | 0 | 0 | 0 | 0 | 0 | 0 | 0 | 0 | 0 | 0 | 0 | 0 | 0 | 0 | 0 | 0 | 0 | 0 | 0 | 0 | 0 | 0 | 0 | 0 | 0 | 0 | 0 | 0 | 0 | 0 | 0 | 0 | 0 | 0 | 0 | 0 | 0 | 0 | 0 | 0 | 0 | 0 | 0 | 0 | 0 | 0 | 0 | 0 | 0 | 0 | 0 | 0 | 0 | 0 | 0 | 0 | 0 | 0 | 0 | 0 | 0 | 0 | 0 | 0 | 0 | 0 | 0 | 0 | 0 | 0 | 0 | 0 | 0 | 0 | 0 | 0 | 0 | 0 | 0 | 0 | 0 | 0 | 0 | 0 | 0 | 0 | 0 | 0 | 0 | 0 | 0 | 0 | 0 | 0 | 0 | 0 | 0 | 0 | 0 | 0 | 0 | 0 | 0 | 0 | 0 | 0 | 0 | 0 | 0 | 0 | 0 | 0 | 0 | 0 | 0 | 0 | 0 | 0 | 0 | 0 | 0 | 0 | 0 | 0 | 0 | 0 | 0 | 0 | 0 | 0 | 0 | 0 | 0 | 0 | 0 | 0 | 0 | 0 | 0 | 0 | 0 | 0 | 0 | 0 | 0 | 0 | 0 | 0 | 0 | 0 | 0 | 0 | 0 | 0 | 0 | 0 | 0 | 0 | 0 | 0 | 0 | 0 | 0 | 0 | 0 | 0 | 0 | 0 | 0 | 0 | 0 | 0 | 0 | 0 | 0 | 0 | 0 | 0 | 0 | 0 | 0 | 0 | 0 | 0 | 0 | 0 | 0 | 0 | 0 | 0 | 0 | 0 | 0 | 0 | 0 | 0 | 0 | 0 | 0 | 0 | 0 | 0 | 0 | 0 | 0 | 0 | 0 | 0 | 0 | 0 | 0 | 0 | 0 | 0 | 0 | 0 | 0 | 0 | 0 | 0 | 0 | 0 | 0 | 0 | 0 | 0 | 0 | 0 | 0 | 0 | 0 | 0 | 0 | 0 | 0 | 0 | 0 | 0 | 0 | 0 | 0 | 0 | 0 | 0 | 0 | 0 | 0 | 0 | 0 | 0 | 0 | 0 | 0 | 0 | 0 | 0 | 0 | 0 | 0 | 0 | 0 | 0 | 0 | 0 | 0 | 0 | 0 | 0 | 0 | 0 | 0 | 0 | 0 | 0 | 0 | 0 | 0 | 0 | 0 | 0 | 0 | 0 | 0 | 0 | 0 | 0 | 0 | 0 | 0 | 0 | 0 | 0 | 0 | 0 | 0 | 0 | 0 | 0 | 0 | 0 | 0 | 0 | 0 | 0 | 0 | 0 | 0 | 0 | 0 | 0 | 0 | 0 | 0 | 0 | 0 | 0 | 0 | 0 | 0 | 0 | 0 | 0 | 0 | 0 | 0 | 0 | 0 | 0 | 0 | 0 | 0 | 0 | 0 | 0 | 0 | 0 | 0 | 0 | 0 | 0 | 0 | 0 | 0 | 0 | 0 | 0 | 0 | 0 | 0 | 0 | 0 | 0 | 0 | 0 | 0 | 0 | 0 | 0 | 0 | 0 | 0 | 0 | 0 | 0 | 0 | 0 | 0 | 0 | 0 | 0 | 0 | 0 | 0 | 0 | 0 | 0 | 0 | 0 | 0 | 0 | 0 | 0 | 0 | 0 | 0 | 0 | 0 | 0 | 0 | 0 | 0 | 0 | 0 | 0 | 0 | 0 | 0 | 0 | 0 | 0 | 0 | 0 | 0 | 0 | 0 | 0 | 0 | 0 | 0 | 0 | 0 | 0 | 0 | 0 | 0 | 0 | 0 | 0 | 0 | 0 | 0 | 0 | 0 | 0 | 0 | 0 | 0 | 0 | 0 | 0 | 0 | 0 | 0 | 0 | 0 | 0 | 0 | 0 | 0 | 0 | 0 | 0 | 0 | 0 | 0 | 0 | 0 | 0 | 0 | 0 | 0 | 0 | 0 | 0 | 0 | 0 | 0 | 0 | 0 | 0 | 0 | 0 | 0 | 0 | 0 | 0 | 0 | 0 | 0 | 0 | 0 | 0 | 0 | 0 | 0 | 0 | 0 | 0 | 0 | 0 | 0 | 0 | 0 | 0 | 0 | 0 | 0 | 0 | 0 | 0 | 0 | 0 | 0 | 0 | 0 | 0 | 0 | 0 | 0 | 0 | 0 | 0 | 0 | 0 | 0 | 0 | 0 | 0 | 0 | 0 | 0 | 0 | 0 | 0 | 0 | 0 | 0 | 0 | 0 | 0 | 0 | 0 | 0 | 0 | 0 | 0 | 0 | 0 | 0 | 0 | 0 | 0 | 0 | 0 | 0 | 0 | 0 | 0 | 0 | 0 | 0 | 0 | 0 | 0 | 0 | 0 | 0 | 0 | 0 | 0 | 0 | 0 | 0 | 0 | 0 | 0 | 0 | 0 | 0 | 0 | 0 | 0 | 0 | 0 | 0 | 0 | 0 | 0 | 0 | 0 | 0 | 0 | 0 | 0 | 0 | 0 | 0 | 0 | 0 | 0 | 0 | 0 | 0 | 0 | 0 | 0 | 0 | 0 | 0 | 0 | 0 | 0 | 0 | 0 | 0 | 0 | 0 | 0 | 0 | 0 | 0 | 0 | 0 | 0 | 0 | 0 | 0 | 0 | 0 | 0 | 0 | 0 | 0 | 0 | 0 | 0 | 0 | 0 | 0 | 0 | 0 | 0 | 0 | 0 | 0 | 0 | 0 | 0 | 0 | 0 | 0 | 0 | 0 | 0 | 0 | 0 | 0 | 0 | 0 | 0 | 0 | 0 | 0 | 0 | 0 | 0 | 0 | 0 | 0 | 0 | 0 | 0 | 0 | 0 | 0 | 0 | 0 | 0 | 0 | 0 | 0 | 0 | 0 | 0 | 0 | 0 | 0 | 0 | 0 | 0 | 0 | 0 | 0 | 0 | 0 | 0 | 0 | 0 | 0 | 0 | 0 | 0 | 0 | 0 | 0 | 0 | 0 | 0 | 0 | 0 | 0 | 0 | 0 | 0 | 0 | 0 | 0 | 0 | 0 | 0 | 0 | 0 | 0 | 0 | 0 | 0 | 0 | 0 | 0 | 0 | 0 | 0 | 0 | 0 | 0 | 0 | 0 | 0 | 0 | 0 | 0 | 0 | 0 | 0 | 0 | 0 | 0 | 0 | 0 | 0 | 0 | 0 | 0 | 0 | 0 | 0 | 0 | 0 | 0 | 0 | 0 | 0 | 0 | 0 | 0 | 0 | 0 | 0 | 0 | 0 | 0 | 0 | 0 | 0 | 0 | 0 | 0 | 0 | 0 | 0 | 0 | 0 | 0 | 0 | 0 | 0 | 0 | 0 | 0 | 0 | 0 | 0 | 0 | 0 | 0 | 0 | 0 | 0 | 0 | 0 | 0 | 0 | 0 | 0 | 0 | 0 | 0 | 0 | 0 | 0 | 0 | 0 | 0 | 0 | 0 | 0 | 0 | 0 | 0 | 0 | 0 | 0 | 0 | 0 | 0 | 0 | 0 | 0 | 0 | 0 | 0 | 0 | 0 | 0 | 0 | 0 | 0 | 0 | 0 | 0 | 0 | 0 | 0 | 0 | 0 | 0 | 0 | 0 | 0 | 0 | 0 | 0 | 0 | 0 | 0 | 0 | 0 | 0 | 0 | 0 | 0 | 0 | 0 | 0 | 0 | 0 | 0 | 0 | 0 | 0 | 0 | 0 | 0 | 0 | 0 | 0 | 0 | 0 | 0 | 0 | 0 | 0 | 0 | 0 | 0 | 0 | 0 | 0 | 0 | 0 | 0 | 0 | 0 | 0 | 0 | 0 | 0 | 0 | 0 | 0 | 0 | 0 | 0 | 0 | 0 | 0 | 0 | 0 | 0 | 0 | 0 | 0 | 0 | 0 | 0 | 0 | 0 | 0 | 0 | 0 | 0 | 0 | 0 | 0 | 0 | 0 | 0 | 0 | 0 | 0 | 0 | 0 | 0 | 0 | 0 | 0 | 0 | 0 | 0 | 0 | 0 | 0 | 0 | 0 | 0 | 0 | 0 | 0 | 0 | 0 | 0 | 0 | 0 | 0 | 0 | 0 | 0 | 0 | 0 | 0 | 0 | 0 | 0 | 0 | 0 | 0 | 0 | 0 | 0 | 0 | 0 | 0 | 0 | 0 | 0 | 0 | 0 | 0 | 0 | 0 | 0 | 0 | 0 | 0 | 0 | 0 | 0 | 0 | 0 | 0 | 0 | 0 | 0 | 0 | 0 | 0 | 0 | 0 | 0 | 0 | 0 | 0 | 0 | 0 | 0 | 0 | 0 | 0 | 0 | 0 | 0 | 0 | 0 | 0 | 0 | 0 | 0 | 0 | 0 | 0 | 0 | 0 | 0 | 0 | 0 | 0 | 0 | 0 | 0 | 0 | 0 | 0 | 0 | 0 | 0 | 0 | 0 | 0 | 0 | 0 | 0 | 0 | 0 | 0 | 0 | 0 | 0 | 0 | 0 | 0 | 0 | 0 | 0 | 0 | 0 | 0 | 0 | 0 | 0 | 0 | 0 | 0 | 0 | 0 | 0 | 0 | 0 | 0 | 0 | 0 | 0 | 0 | 0 | 0 | 0 | 0 | 0 | 0 | 0 | 0 | 0 | 0 | 0 | 0 | 0 | 0 | 0 | 0 | 0 | 0 | 0 | 0 | 0 | 0 | 0 | 0 | 0 | 0 | 0 | 0 | 0 | 0 | 0 | 0 | 0 | 0 | 0 | 0 | 0 | 0 | 0 | 0 | 0 | 0 | 0 | 0 | 0 | 0 | 0 | 0 | 0 | 0 | 0 | 0 | 0 | 0 | 0 | 0 | 0 | 0 | 0 | 0 | 0 | 0 | 0 | 0 | 0 | 0 | 0 | 0 | 0 | 0 | 0 | 0 | 0 | 0 | 0 | 0 | 0 | 0 | 0 | 0 | 0 | 0 | 0 | 0 | 0 | 0 | 0 | 0 | 0 | 0 | 0 | 0 | 0 | 0 | 0 | 0 | 0 | 0
YoY change Incremental growth in total energy demand
| YoY change Incremental Growth Residential | 10^3M^3/Yr |  | 0
| YoY change Incremental Growth Small Commercial | 10^3M^3/Yr |  | 5708.37 | 2023 1: 475.6975; 2024 2: 951.395; 2025 3: 951.395; 2026 4: 951.395; 2027 5: 951.395; 2028 6: 951.395; 2029 7: 475.6975
| YoY change Incremental Growth Large Commercial | 10^3M^3/Yr |  | 3357.84 | 2023 1: 279.82; 2024 2: 559.64; 2025 3: 559.64; 2026 4: 559.64; 2027 5: 559.64; 2028 6: 559.64; 2029 7: 279.82
| YoY change Incremental Growth Small Industrial | 10^3M^3/Yr |  | 0
| Total YoY Gen Serv Incremental Growth | 10^3M^3/Yr |  | 9066.21 | 755.5175 | 1511.035 | 1511.035 | 1511.035 | 1511.035 | 1511.035 | 755.5175 | 0 | 0 | 0 | 0 | 0 | 0 | 0 | 0 | 0 | 0 | 0 | 0 | 0 | 0 | 0 | 0 | 0 | 0 | 0 | 0 | 0 | 0 | 0 | 0 | 0 | 0 | 0 | 0 | 0 | 0 | 0 | 0 | 0 | 0 | 0 | 0 | 0 | 0 | 0 | 0 | 0 | 0 | 0 | 0 | 0 | 0 | 0 | 0 | 0 | 0 | 0 | 0 | 0
| Cumulative Growth Residential | 10^3M^3/Yr |  | 0 | 0 | 0 | 0 | 0 | 0 | 0 | 0 | 0 | 0 | 0 | 0 | 0 | 0 | 0 | 0 | 0 | 0 | 0 | 0 | 0 | 0 | 0 | 0 | 0 | 0 | 0 | 0 | 0 | 0 | 0 | 0 | 0 | 0 | 0 | 0 | 0 | 0 | 0 | 0 | 0 | 0 | 0 | 0 | 0 | 0 | 0 | 0 | 0 | 0 | 0 | 0 | 0 | 0 | 0 | 0 | 0 | 0 | 0 | 0 | 0 | 0 | 0 | 0 | 0 | 0 | 0 | 0 | 0 | 0 | 0 | 0 | 0 | 0 | 0 | 0 | 0 | 0 | 0 | 0 | 0 | 0 | 0 | 0 | 0 | 0 | 0 | 0 | 0 | 0 | 0 | 0 | 0 | 0 | 0 | 0 | 0 | 0 | 0 | 0 | 0 | 0 | 0 | 0 | 0 | 0 | 0 | 0 | 0 | 0 | 0 | 0 | 0 | 0 | 0 | 0 | 0 | 0 | 0 | 0 | 0 | 0 | 0 | 0 | 0 | 0 | 0 | 0 | 0 | 0 | 0 | 0 | 0 | 0 | 0 | 0 | 0 | 0 | 0 | 0 | 0 | 0 | 0 | 0 | 0 | 0 | 0 | 0 | 0 | 0 | 0 | 0 | 0 | 0 | 0 | 0 | 0 | 0 | 0 | 0 | 0 | 0 | 0 | 0 | 0 | 0 | 0 | 0 | 0 | 0 | 0 | 0 | 0 | 0 | 0 | 0 | 0 | 0 | 0 | 0 | 0 | 0 | 0 | 0 | 0 | 0 | 0 | 0 | 0 | 0 | 0 | 0 | 0 | 0 | 0 | 0 | 0 | 0 | 0 | 0 | 0 | 0 | 0 | 0 | 0 | 0 | 0 | 0 | 0 | 0 | 0 | 0 | 0 | 0 | 0 | 0 | 0 | 0 | 0 | 0 | 0 | 0 | 0 | 0 | 0 | 0 | 0 | 0 | 0 | 0 | 0 | 0 | 0 | 0 | 0 | 0 | 0 | 0 | 0 | 0 | 0 | 0 | 0 | 0 | 0 | 0 | 0 | 0 | 0 | 0 | 0 | 0 | 0 | 0 | 0 | 0 | 0 | 0 | 0 | 0 | 0 | 0 | 0 | 0 | 0 | 0 | 0 | 0 | 0 | 0 | 0 | 0 | 0 | 0 | 0 | 0 | 0 | 0 | 0 | 0 | 0 | 0 | 0 | 0 | 0 | 0 | 0 | 0 | 0 | 0 | 0 | 0 | 0 | 0 | 0 | 0 | 0 | 0 | 0 | 0 | 0 | 0 | 0 | 0 | 0 | 0 | 0 | 0 | 0 | 0 | 0 | 0 | 0 | 0 | 0 | 0 | 0 | 0 | 0 | 0 | 0 | 0 | 0 | 0 | 0 | 0 | 0 | 0 | 0 | 0 | 0 | 0 | 0 | 0 | 0 | 0 | 0 | 0 | 0 | 0 | 0 | 0 | 0 | 0 | 0 | 0 | 0 | 0 | 0 | 0 | 0 | 0 | 0 | 0 | 0 | 0 | 0 | 0 | 0 | 0 | 0 | 0 | 0 | 0 | 0 | 0 | 0 | 0 | 0 | 0 | 0 | 0 | 0 | 0 | 0 | 0 | 0 | 0 | 0 | 0 | 0 | 0 | 0 | 0 | 0 | 0 | 0 | 0 | 0 | 0 | 0 | 0 | 0 | 0 | 0 | 0 | 0 | 0 | 0 | 0 | 0 | 0 | 0 | 0 | 0 | 0 | 0 | 0 | 0 | 0 | 0 | 0 | 0 | 0 | 0 | 0 | 0 | 0 | 0 | 0 | 0 | 0 | 0 | 0 | 0 | 0 | 0 | 0 | 0 | 0 | 0 | 0 | 0 | 0 | 0 | 0 | 0 | 0 | 0 | 0 | 0 | 0 | 0 | 0 | 0 | 0 | 0 | 0 | 0 | 0 | 0 | 0 | 0 | 0 | 0 | 0 | 0 | 0 | 0 | 0 | 0 | 0 | 0 | 0 | 0 | 0 | 0 | 0 | 0 | 0 | 0 | 0 | 0 | 0 | 0 | 0 | 0 | 0 | 0 | 0 | 0 | 0 | 0 | 0 | 0 | 0 | 0 | 0 | 0 | 0 | 0 | 0 | 0 | 0 | 0 | 0 | 0 | 0 | 0 | 0 | 0 | 0 | 0 | 0 | 0 | 0 | 0 | 0 | 0 | 0 | 0 | 0 | 0 | 0 | 0 | 0 | 0 | 0 | 0 | 0 | 0 | 0 | 0 | 0 | 0 | 0 | 0 | 0 | 0 | 0 | 0 | 0 | 0 | 0 | 0 | 0 | 0 | 0 | 0 | 0 | 0 | 0 | 0 | 0 | 0 | 0 | 0 | 0 | 0 | 0 | 0 | 0 | 0 | 0 | 0 | 0 | 0 | 0 | 0 | 0 | 0 | 0 | 0 | 0 | 0 | 0 | 0 | 0 | 0 | 0 | 0 | 0 | 0 | 0 | 0 | 0 | 0 | 0 | 0 | 0 | 0 | 0 | 0 | 0 | 0 | 0 | 0 | 0 | 0 | 0 | 0 | 0 | 0 | 0 | 0 | 0 | 0 | 0 | 0 | 0 | 0 | 0 | 0 | 0 | 0 | 0 | 0 | 0 | 0 | 0 | 0 | 0 | 0 | 0 | 0 | 0 | 0 | 0 | 0 | 0 | 0 | 0 | 0 | 0 | 0 | 0 | 0 | 0 | 0 | 0 | 0 | 0 | 0 | 0 | 0 | 0 | 0 | 0 | 0 | 0 | 0 | 0 | 0 | 0 | 0 | 0 | 0 | 0 | 0 | 0 | 0 | 0 | 0 | 0 | 0 | 0 | 0 | 0 | 0 | 0 | 0 | 0 | 0 | 0 | 0 | 0 | 0 | 0 | 0 | 0 | 0 | 0 | 0 | 0 | 0 | 0 | 0 | 0 | 0 | 0 | 0 | 0 | 0 | 0 | 0 | 0 | 0 | 0 | 0 | 0 | 0 | 0 | 0 | 0 | 0 | 0 | 0 | 0 | 0 | 0 | 0 | 0 | 0 | 0 | 0 | 0 | 0 | 0 | 0 | 0 | 0 | 0 | 0 | 0 | 0 | 0 | 0 | 0 | 0 | 0 | 0 | 0 | 0 | 0 | 0 | 0 | 0 | 0 | 0 | 0 | 0 | 0 | 0 | 0 | 0 | 0 | 0 | 0 | 0 | 0 | 0 | 0 | 0 | 0 | 0 | 0 | 0 | 0 | 0 | 0 | 0 | 0 | 0 | 0 | 0 | 0 | 0 | 0 | 0 | 0 | 0 | 0 | 0 | 0 | 0 | 0 | 0 | 0 | 0 | 0 | 0 | 0 | 0 | 0 | 0 | 0 | 0 | 0 | 0 | 0 | 0 | 0 | 0 | 0 | 0 | 0 | 0 | 0 | 0 | 0 | 0 | 0 | 0 | 0 | 0 | 0 | 0 | 0 | 0 | 0 | 0 | 0 | 0 | 0 | 0 | 0 | 0 | 0 | 0 | 0 | 0 | 0 | 0 | 0 | 0 | 0 | 0 | 0 | 0 | 0 | 0 | 0 | 0 | 0 | 0 | 0 | 0 | 0 | 0 | 0 | 0 | 0 | 0 | 0 | 0 | 0 | 0 | 0 | 0 | 0 | 0 | 0 | 0 | 0 | 0 | 0 | 0 | 0 | 0 | 0 | 0 | 0 | 0 | 0 | 0 | 0 | 0 | 0 | 0 | 0 | 0 | 0 | 0 | 0 | 0 | 0 | 0 | 0 | 0 | 0 | 0 | 0 | 0 | 0 | 0 | 0 | 0 | 0 | 0 | 0 | 0 | 0 | 0 | 0 | 0 | 0 | 0 | 0 | 0 | 0 | 0 | 0 | 0 | 0 | 0 | 0 | 0 | 0 | 0 | 0 | 0 | 0 | 0 | 0 | 0 | 0 | 0 | 0 | 0 | 0 | 0 | 0 | 0 | 0 | 0 | 0 | 0 | 0 | 0 | 0 | 0 | 0 | 0 | 0 | 0 | 0 | 0 | 0 | 0 | 0 | 0 | 0 | 0 | 0 | 0 | 0 | 0 | 0 | 0 | 0 | 0 | 0 | 0 | 0 | 0 | 0 | 0 | 0 | 0 | 0 | 0 | 0 | 0 | 0 | 0 | 0 | 0 | 0 | 0 | 0 | 0 | 0 | 0 | 0 | 0 | 0 | 0 | 0 | 0 | 0 | 0 | 0 | 0 | 0 | 0 | 0 | 0 | 0 | 0 | 0 | 0 | 0 | 0 | 0 | 0 | 0 | 0 | 0 | 0 | 0 | 0 | 0 | 0 | 0 | 0 | 0 | 0 | 0 | 0 | 0 | 0 | 0 | 0 | 0 | 0 | 0 | 0 | 0 | 0 | 0 | 0 | 0 | 0 | 0 | 0 | 0 | 0 | 0 | 0 | 0 | 0 | 0 | 0 | 0 | 0 | 0 | 0 | 0 | 0 | 0 | 0 | 0 | 0 | 0 | 0 | 0 | 0 | 0 | 0 | 0 | 0 | 0 | 0 | 0 | 0 | 0 | 0 | 0 | 0 | 0 | 0 | 0 | 0 | 0 | 0 | 0 | 0 | 0 | 0 | 0 | 0 | 0 | 0 | 0 | 0 | 0 | 0 | 0 | 0 | 0 | 0 | 0 | 0 | 0 | 0 | 0 | 0 | 0 | 0 | 0 | 0 | 0 | 0 | 0 | 0 | 0 | 0 | 0 | 0 | 0 | 0 | 0 | 0 | 0 | 0 | 0 | 0 | 0 | 0 | 0 | 0 | 0 | 0 | 0 | 0 | 0 | 0 | 0 | 0 | 0 | 0 | 0 | 0 | 0 | 0 | 0 | 0 | 0 | 0 | 0 | 0 | 0 | 0 | 0 | 0 | 0 | 0 | 0 | 0 | 0 | 0 | 0 | 0 | 0 | 0 | 0 | 0 | 0 | 0 | 0 | 0 | 0 | 0 | 0 | 0 | 0 | 0 | 0 | 0 | 0 | 0 | 0 | 0 | 0 | 0 | 0 | 0 | 0 | 0 | 0 | 0 | 0 | 0 | 0 | 0 | 0 | 0 | 0 | 0 | 0 | 0 | 0 | 0 | 0 | 0 | 0 | 0 | 0 | 0 | 0 | 0 | 0 | 0 | 0 | 0 | 0 | 0 | 0 | 0 | 0 | 0 | 0 | 0 | 0 | 0 | 0 | 0 | 0 | 0 | 0 | 0 | 0 | 0 | 0 | 0 | 0 | 0 | 0 | 0 | 0 | 0 | 0 | 0 | 0 | 0 | 0 | 0 | 0 | 0 | 0 | 0 | 0 | 0 | 0 | 0 | 0 | 0 | 0 | 0 | 0 | 0 | 0 | 0 | 0 | 0 | 0 | 0 | 0 | 0 | 0 | 0 | 0 | 0 | 0 | 0 | 0 | 0 | 0 | 0 | 0 | 0 | 0 | 0 | 0 | 0 | 0 | 0 | 0 | 0 | 0 | 0 | 0 | 0 | 0 | 0 | 0 | 0 | 0 | 0 | 0 | 0 | 0 | 0 | 0 | 0 | 0 | 0 | 0 | 0 | 0 | 0 | 0 | 0 | 0 | 0 | 0 | 0 | 0 | 0 | 0 | 0 | 0 | 0 | 0 | 0 | 0 | 0 | 0 | 0 | 0 | 0 | 0 | 0 | 0 | 0 | 0 | 0 | 0 | 0 | 0 | 0 | 0 | 0 | 0 | 0 | 0 | 0 | 0 | 0 | 0 | 0 | 0 | 0 | 0 | 0 | 0 | 0 | 0 | 0 | 0 | 0 | 0 | 0 | 0 | 0 | 0 | 0 | 0 | 0 | 0 | 0 | 0 | 0 | 0 | 0 | 0 | 0 | 0 | 0 | 0 | 0 | 0 | 0 | 0 | 0 | 0 | 0 | 0 | 0 | 0 | 0 | 0 | 0 | 0 | 0 | 0 | 0 | 0 | 0 | 0 | 0 | 0 | 0 | 0 | 0 | 0 | 0 | 0 | 0 | 0 | 0 | 0 | 0 | 0 | 0 | 0 | 0 | 0 | 0 | 0 | 0 | 0 | 0 | 0 | 0 | 0 | 0 | 0 | 0 | 0 | 0 | 0 | 0 | 0 | 0 | 0 | 0 | 0 | 0 | 0 | 0 | 0 | 0 | 0 | 0 | 0 | 0 | 0 | 0 | 0 | 0 | 0 | 0 | 0 | 0 | 0 | 0 | 0 | 0 | 0 | 0 | 0 | 0 | 0 | 0 | 0 | 0 | 0 | 0 | 0 | 0 | 0 | 0 | 0 | 0 | 0 | 0 | 0 | 0 | 0 | 0 | 0 | 0 | 0 | 0 | 0 | 0 | 0 | 0 | 0 | 0 | 0 | 0 | 0 | 0 | 0 | 0 | 0 | 0 | 0 | 0 | 0 | 0 | 0 | 0 | 0 | 0 | 0 | 0 | 0 | 0 | 0 | 0 | 0 | 0 | 0 | 0 | 0 | 0 | 0 | 0 | 0 | 0 | 0 | 0 | 0 | 0 | 0 | 0 | 0 | 0 | 0 | 0 | 0 | 0 | 0 | 0 | 0 | 0 | 0 | 0 | 0 | 0 | 0 | 0 | 0 | 0 | 0 | 0 | 0 | 0 | 0 | 0 | 0 | 0 | 0 | 0 | 0 | 0 | 0 | 0 | 0 | 0 | 0 | 0 | 0 | 0 | 0 | 0 | 0 | 0 | 0 | 0 | 0 | 0 | 0 | 0 | 0 | 0 | 0 | 0 | 0 | 0 | 0 | 0 | 0 | 0 | 0 | 0 | 0 | 0 | 0 | 0 | 0 | 0 | 0 | 0 | 0 | 0 | 0 | 0 | 0 | 0 | 0 | 0 | 0 | 0 | 0 | 0 | 0 | 0 | 0 | 0 | 0 | 0 | 0 | 0 | 0 | 0 | 0 | 0 | 0 | 0 | 0 | 0 | 0 | 0 | 0 | 0 | 0 | 0 | 0 | 0 | 0 | 0 | 0 | 0 | 0 | 0 | 0 | 0 | 0 | 0 | 0 | 0 | 0 | 0 | 0 | 0 | 0 | 0 | 0 | 0 | 0 | 0 | 0 | 0 | 0 | 0 | 0 | 0 | 0 | 0 | 0 | 0 | 0 | 0 | 0 | 0 | 0 | 0 | 0 | 0 | 0 | 0 | 0 | 0 | 0 | 0 | 0 | 0 | 0 | 0 | 0 | 0 | 0 | 0 | 0 | 0 | 0 | 0 | 0 | 0 | 0 | 0 | 0 | 0 | 0 | 0 | 0 | 0 | 0 | 0 | 0 | 0 | 0 | 0 | 0 | 0 | 0 | 0 | 0 | 0 | 0 | 0 | 0 | 0 | 0 | 0 | 0 | 0 | 0 | 0 | 0 | 0 | 0 | 0 | 0 | 0 | 0 | 0 | 0 | 0 | 0 | 0 | 0 | 0 | 0 | 0 | 0 | 0 | 0 | 0 | 0 | 0 | 0 | 0 | 0 | 0 | 0 | 0 | 0 | 0 | 0 | 0 | 0 | 0 | 0 | 0 | 0 | 0 | 0 | 0 | 0 | 0 | 0 | 0 | 0 | 0 | 0 | 0 | 0 | 0 | 0 | 0 | 0 | 0 | 0 | 0 | 0 | 0 | 0 | 0 | 0 | 0 | 0 | 0 | 0 | 0 | 0 | 0 | 0 | 0 | 0 | 0 | 0 | 0 | 0 | 0 | 0 | 0 | 0 | 0 | 0 | 0 | 0 | 0 | 0 | 0 | 0 | 0 | 0 | 0 | 0 | 0 | 0 | 0 | 0 | 0 | 0 | 0 | 0 | 0 | 0 | 0 | 0 | 0 | 0 | 0 | 0 | 0 | 0 | 0 | 0 | 0 | 0 | 0 | 0 | 0 | 0 | 0 | 0 | 0 | 0 | 0 | 0 | 0 | 0 | 0 | 0 | 0 | 0 | 0 | 0 | 0 | 0 | 0 | 0 | 0 | 0 | 0 | 0 | 0 | 0 | 0 | 0 | 0 | 0 | 0 | 0 | 0 | 0 | 0 | 0 | 0 | 0 | 0 | 0 | 0 | 0 | 0 | 0 | 0 | 0 | 0 | 0 | 0 | 0 | 0 | 0 | 0 | 0 | 0 | 0 | 0 | 0 | 0 | 0 | 0 | 0 | 0 | 0 | 0 | 0 | 0 | 0 | 0 | 0 | 0 | 0 | 0 | 0 | 0 | 0 | 0 | 0 | 0 | 0 | 0 | 0 | 0 | 0 | 0 | 0 | 0 | 0 | 0 | 0 | 0 | 0 | 0 | 0 | 0 | 0 | 0 | 0 | 0 | 0 | 0 | 0 | 0 | 0 | 0 | 0 | 0 | 0 | 0 | 0 | 0 | 0 | 0 | 0 | 0 | 0 | 0 | 0 | 0 | 0 | 0 | 0 | 0 | 0 | 0 | 0 | 0 | 0 | 0 | 0 | 0 | 0 | 0 | 0 | 0 | 0 | 0 | 0 | 0 | 0 | 0 | 0 | 0 | 0 | 0 | 0 | 0 | 0 | 0 | 0 | 0 | 0 | 0 | 0 | 0 | 0 | 0 | 0 | 0 | 0 | 0 | 0 | 0 | 0 | 0 | 0 | 0 | 0 | 0 | 0 | 0 | 0 | 0 | 0 | 0 | 0 | 0 | 0 | 0 | 0 | 0 | 0 | 0 | 0 | 0 | 0 | 0 | 0 | 0 | 0 | 0 | 0 | 0 | 0 | 0 | 0 | 0 | 0 | 0 | 0 | 0 | 0 | 0 | 0 | 0 | 0 | 0 | 0 | 0 | 0 | 0 | 0 | 0 | 0 | 0 | 0 | 0 | 0 | 0 | 0 | 0 | 0 | 0 | 0 | 0 | 0 | 0 | 0 | 0 | 0 | 0 | 0 | 0 | 0 | 0 | 0 | 0 | 0 | 0 | 0 | 0 | 0 | 0 | 0 | 0 | 0 | 0 | 0 | 0 | 0 | 0 | 0 | 0 | 0 | 0 | 0 | 0 | 0 | 0 | 0 | 0 | 0 | 0 | 0 | 0 | 0 | 0 | 0 | 0 | 0 | 0 | 0 | 0 | 0 | 0 | 0 | 0 | 0 | 0 | 0 | 0 | 0 | 0 | 0 | 0 | 0 | 0 | 0 | 0 | 0 | 0 | 0 | 0 | 0 | 0 | 0 | 0 | 0 | 0 | 0 | 0 | 0 | 0 | 0 | 0 | 0 | 0 | 0 | 0 | 0 | 0 | 0 | 0 | 0 | 0 | 0 | 0 | 0 | 0 | 0 | 0 | 0 | 0 | 0 | 0 | 0 | 0 | 0 | 0 | 0 | 0 | 0 | 0 | 0 | 0 | 0 | 0 | 0 | 0 | 0 | 0 | 0 | 0 | 0 | 0 | 0 | 0 | 0 | 0 | 0 | 0 | 0 | 0 | 0 | 0 | 0 | 0 | 0 | 0 | 0 | 0 | 0 | 0 | 0 | 0 | 0 | 0 | 0 | 0 | 0 | 0 | 0 | 0 | 0 | 0 | 0 | 0 | 0 | 0 | 0 | 0 | 0 | 0 | 0 | 0 | 0 | 0 | 0 | 0 | 0 | 0 | 0 | 0 | 0 | 0 | 0 | 0 | 0 | 0 | 0 | 0 | 0 | 0 | 0 | 0 | 0 | 0 | 0 | 0 | 0 | 0 | 0 | 0 | 0 | 0 | 0 | 0 | 0 | 0 | 0 | 0 | 0 | 0 | 0 | 0 | 0 | 0 | 0 | 0 | 0 | 0 | 0 | 0 | 0 | 0 | 0 | 0 | 0 | 0 | 0 | 0 | 0 | 0 | 0 | 0 | 0 | 0 | 0 | 0 | 0 | 0 | 0 | 0 | 0 | 0 | 0 | 0 | 0 | 0 | 0 | 0 | 0 | 0 | 0 | 0 | 0 | 0 | 0 | 0 | 0 | 0 | 0 | 0 | 0 | 0 | 0 | 0 | 0 | 0 | 0 | 0 | 0 | 0 | 0 | 0 | 0 | 0 | 0 | 0 | 0 | 0 | 0 | 0 | 0 | 0 | 0 | 0 | 0 | 0 | 0 | 0 | 0 | 0 | 0 | 0 | 0 | 0 | 0 | 0 | 0 | 0 | 0 | 0 | 0 | 0 | 0 | 0 | 0 | 0 | 0 | 0 | 0 | 0 | 0 | 0 | 0 | 0 | 0 | 0 | 0 | 0 | 0 | 0 | 0 | 0 | 0 | 0 | 0 | 0 | 0 | 0 | 0 | 0 | 0 | 0 | 0 | 0 | 0 | 0 | 0 | 0 | 0 | 0 | 0 | 0 | 0 | 0 | 0 | 0 | 0 | 0 | 0 | 0 | 0 | 0 | 0 | 0 | 0 | 0 | 0 | 0 | 0 | 0 | 0 | 0 | 0 | 0 | 0 | 0 | 0 | 0 | 0 | 0 | 0 | 0 | 0 | 0 | 0 | 0 | 0 | 0 | 0 | 0 | 0 | 0 | 0 | 0 | 0 | 0 | 0 | 0 | 0 | 0 | 0 | 0 | 0 | 0 | 0 | 0 | 0 | 0 | 0 | 0 | 0 | 0 | 0 | 0 | 0 | 0 | 0 | 0 | 0 | 0 | 0 | 0 | 0 | 0 | 0 | 0 | 0 | 0 | 0 | 0 | 0 | 0 | 0 | 0 | 0 | 0 | 0 | 0 | 0 | 0 | 0 | 0 | 0 | 0 | 0 | 0 | 0 | 0 | 0 | 0 | 0 | 0 | 0 | 0 | 0 | 0 | 0 | 0 | 0 | 0 | 0 | 0 | 0 | 0 | 0 | 0 | 0 | 0 | 0 | 0 | 0 | 0 | 0 | 0 | 0 | 0 | 0 | 0 | 0 | 0 | 0 | 0 | 0 | 0 | 0 | 0 | 0 | 0 | 0 | 0 | 0 | 0 | 0 | 0 | 0 | 0 | 0 | 0 | 0 | 0 | 0 | 0 | 0 | 0 | 0 | 0 | 0 | 0 | 0 | 0 | 0 | 0 | 0 | 0 | 0 | 0 | 0 | 0 | 0 | 0 | 0 | 0 | 0 | 0 | 0 | 0 | 0 | 0 | 0 | 0 | 0 | 0 | 0 | 0 | 0 | 0 | 0 | 0 | 0 | 0 | 0 | 0 | 0 | 0 | 0 | 0 | 0 | 0 | 0 | 0 | 0 | 0 | 0 | 0 | 0 | 0 | 0 | 0 | 0 | 0 | 0 | 0 | 0 | 0 | 0 | 0 | 0 | 0 | 0 | 0 | 0 | 0 | 0 | 0 | 0 | 0 | 0 | 0 | 0 | 0 | 0 | 0 | 0 | 0 | 0 | 0 | 0 | 0 | 0 | 0 | 0 | 0 | 0 | 0 | 0 | 0 | 0 | 0 | 0 | 0 | 0 | 0 | 0 | 0 | 0 | 0 | 0 | 0 | 0 | 0 | 0 | 0 | 0 | 0 | 0 | 0 | 0 | 0 | 0 | 0 | 0 | 0 | 0 | 0 | 0 | 0 | 0 | 0 | 0 | 0 | 0 | 0 | 0 | 0 | 0 | 0 | 0 | 0 | 0 | 0 | 0 | 0 | 0 | 0 | 0 | 0 | 0 | 0 | 0 | 0 | 0 | 0 | 0 | 0 | 0 | 0 | 0 | 0 | 0 | 0 | 0 | 0 | 0 | 0 | 0 | 0 | 0 | 0 | 0 | 0 | 0 | 0 | 0 | 0 | 0 | 0 | 0 | 0 | 0 | 0 | 0 | 0 | 0 | 0 | 0 | 0 | 0 | 0 | 0 | 0 | 0 | 0 | 0 | 0 | 0 | 0 | 0 | 0 | 0 | 0 | 0 | 0 | 0 | 0 | 0 | 0 | 0 | 0 | 0 | 0 | 0 | 0 | 0 | 0 | 0 | 0 | 0 | 0 | 0 | 0 | 0 | 0 | 0 | 0 | 0 | 0 | 0 | 0 | 0 | 0 | 0 | 0 | 0 | 0 | 0 | 0 | 0 | 0 | 0 | 0 | 0 | 0 | 0 | 0 | 0 | 0 | 0 | 0 | 0 | 0 | 0 | 0 | 0 | 0 | 0 | 0 | 0 | 0 | 0 | 0 | 0 | 0 | 0 | 0 | 0 | 0 | 0 | 0 | 0 | 0 | 0 | 0 | 0 | 0 | 0 | 0 | 0 | 0 | 0 | 0 | 0 | 0 | 0 | 0 | 0 | 0 | 0 | 0 | 0 | 0 | 0 | 0 | 0 | 0 | 0 | 0 | 0 | 0 | 0 | 0 | 0 | 0 | 0 | 0 | 0 | 0 | 0 | 0 | 0 | 0 | 0 | 0 | 0 | 0 | 0 | 0 | 0 | 0 | 0 | 0 | 0 | 0 | 0 | 0 | 0 | 0 | 0 | 0 | 0 | 0 | 0 | 0 | 0 | 0 | 0 | 0 | 0 | 0 | 0 | 0 | 0 | 0 | 0 | 0 | 0 | 0 | 0 | 0 | 0 | 0 | 0 | 0 | 0 | 0 | 0 | 0 | 0 | 0 | 0 | 0 | 0 | 0 | 0 | 0 | 0 | 0 | 0 | 0 | 0 | 0 | 0 | 0 | 0 | 0 | 0 | 0 | 0 | 0 | 0 | 0 | 0 | 0 | 0 | 0 | 0 | 0 | 0 | 0 | 0 | 0 | 0 | 0 | 0 | 0 | 0 | 0 | 0 | 0 | 0 | 0 | 0 | 0 | 0 | 0 | 0 | 0 | 0 | 0 | 0 | 0 | 0 | 0 | 0 | 0 | 0 | 0 | 0 | 0 | 0 | 0 | 0 | 0 | 0 | 0 | 0 | 0 | 0 | 0 | 0 | 0 | 0 | 0 | 0 | 0 | 0 | 0 | 0 | 0 | 0 | 0 | 0 | 0 | 0 | 0 | 0 | 0 | 0 | 0 | 0 | 0 | 0 | 0 | 0 | 0 | 0 | 0 | 0 | 0 | 0 | 0 | 0 | 0 | 0 | 0 | 0 | 0 | 0 | 0 | 0 | 0 | 0 | 0 | 0 | 0 | 0 | 0 | 0 | 0 | 0 | 0 | 0 | 0 | 0 | 0 | 0 | 0 | 0 | 0 | 0 | 0 | 0 | 0 | 0 | 0 | 0 | 0 | 0 | 0 | 0 | 0 | 0 | 0 | 0 | 0 | 0 | 0 | 0 | 0 | 0 | 0 | 0 | 0 | 0 | 0 | 0 | 0 | 0 | 0 | 0 | 0 | 0 | 0 | 0 | 0 | 0 | 0 | 0 | 0 | 0 | 0 | 0 | 0 | 0 | 0 | 0 | 0 | 0 | 0 | 0 | 0 | 0 | 0 | 0 | 0 | 0 | 0 | 0 | 0 | 0 | 0 | 0 | 0 | 0 | 0 | 0 | 0 | 0 | 0 | 0 | 0 | 0 | 0 | 0 | 0 | 0 | 0 | 0 | 0 | 0 | 0 | 0 | 0 | 0 | 0 | 0 | 0 | 0 | 0 | 0 | 0 | 0 | 0 | 0 | 0 | 0 | 0 | 0 | 0 | 0 | 0 | 0 | 0 | 0 | 0 | 0 | 0 | 0 | 0 | 0 | 0 | 0 | 0 | 0 | 0 | 0 | 0 | 0 | 0 | 0 | 0 | 0 | 0 | 0 | 0 | 0 | 0 | 0 | 0 | 0 | 0 | 0 | 0 | 0 | 0 | 0 | 0 | 0 | 0 | 0 | 0 | 0 | 0 | 0 | 0 | 0 | 0 | 0 | 0 | 0 | 0 | 0 | 0 | 0 | 0 | 0 | 0 | 0 | 0 | 0 | 0 | 0 | 0 | 0 | 0 | 0 | 0 | 0 | 0 | 0 | 0 | 0 | 0 | 0 | 0 | 0 | 0 | 0 | 0 | 0 | 0 | 0 | 0 | 0 | 0 | 0 | 0 | 0 | 0 | 0 | 0 | 0 | 0 | 0 | 0 | 0 | 0 | 0 | 0 | 0 | 0 | 0 | 0 | 0 | 0 | 0 | 0 | 0 | 0 | 0 | 0 | 0 | 0 | 0 | 0 | 0 | 0 | 0 | 0 | 0 | 0 | 0 | 0 | 0 | 0 | 0 | 0 | 0 | 0 | 0 | 0 | 0 | 0 | 0 | 0 | 0 | 0 | 0 | 0 | 0 | 0 | 0 | 0 | 0 | 0 | 0 | 0 | 0 | 0 | 0 | 0 | 0 | 0 | 0 | 0 | 0 | 0 | 0 | 0 | 0 | 0 | 0 | 0 | 0 | 0 | 0 | 0 | 0 | 0 | 0 | 0 | 0 | 0 | 0 | 0 | 0 | 0 | 0 | 0 | 0 | 0 | 0 | 0 | 0 | 0 | 0 | 0 | 0 | 0 | 0 | 0 | 0 | 0 | 0 | 0 | 0 | 0 | 0 | 0 | 0 | 0 | 0 | 0 | 0 | 0 | 0 | 0 | 0 | 0 | 0 | 0 | 0 | 0 | 0 | 0 | 0 | 0 | 0 | 0 | 0 | 0 | 0 | 0 | 0 | 0 | 0 | 0 | 0 | 0 | 0 | 0 | 0 | 0 | 0 | 0 | 0 | 0 | 0 | 0 | 0 | 0 | 0 | 0 | 0 | 0 | 0 | 0 | 0 | 0 | 0 | 0 | 0 | 0 | 0 | 0 | 0 | 0 | 0 | 0 | 0 | 0 | 0 | 0 | 0 | 0 | 0 | 0 | 0 | 0 | 0 | 0 | 0 | 0 | 0 | 0 | 0 | 0 | 0 | 0 | 0 | 0 | 0 | 0 | 0 | 0 | 0 | 0 | 0 | 0 | 0 | 0 | 0 | 0 | 0 | 0 | 0 | 0 | 0 | 0 | 0 | 0 | 0 | 0 | 0 | 0 | 0 | 0 | 0 | 0 | 0 | 0 | 0 | 0 | 0 | 0 | 0 | 0 | 0 | 0 | 0 | 0 | 0 | 0 | 0 | 0 | 0 | 0 | 0 | 0 | 0 | 0 | 0 | 0 | 0 | 0 | 0 | 0 | 0 | 0 | 0 | 0 | 0 | 0 | 0 | 0 | 0 | 0 | 0 | 0 | 0 | 0 | 0 | 0 | 0 | 0 | 0 | 0 | 0 | 0 | 0 | 0 | 0 | 0 | 0 | 0 | 0 | 0 | 0 | 0 | 0 | 0 | 0 | 0 | 0 | 0 | 0 | 0 | 0 | 0 | 0 | 0 | 0 | 0 | 0 | 0 | 0 | 0 | 0 | 0 | 0 | 0 | 0 | 0 | 0 | 0 | 0 | 0 | 0 | 0 | 0 | 0 | 0 | 0 | 0 | 0 | 0 | 0 | 0 | 0 | 0 | 0 | 0 | 0 | 0 | 0 | 0 | 0 | 0 | 0 | 0 | 0 | 0 | 0 | 0 | 0 | 0 | 0 | 0 | 0 | 0 | 0 | 0 | 0 | 0 | 0 | 0 | 0 | 0 | 0 | 0 | 0 | 0 | 0 | 0 | 0 | 0 | 0 | 0 | 0 | 0 | 0 | 0 | 0 | 0 | 0 | 0 | 0 | 0 | 0 | 0 | 0 | 0 | 0 | 0 | 0 | 0 | 0 | 0 | 0 | 0 | 0 | 0 | 0 | 0 | 0 | 0 | 0 | 0 | 0 | 0 | 0 | 0 | 0 | 0 | 0 | 0 | 0 | 0 | 0 | 0 | 0 | 0 | 0 | 0 | 0 | 0 | 0 | 0 | 0 | 0 | 0 | 0 | 0 | 0 | 0 | 0 | 0 | 0 | 0 | 0 | 0 | 0 | 0 | 0 | 0 | 0 | 0 | 0 | 0 | 0 | 0 | 0 | 0 | 0 | 0 | 0 | 0 | 0 | 0 | 0 | 0 | 0 | 0 | 0 | 0 | 0 | 0 | 0 | 0 | 0 | 0 | 0 | 0 | 0 | 0 | 0 | 0 | 0 | 0 | 0 | 0 | 0 | 0 | 0 | 0 | 0 | 0 | 0 | 0 | 0 | 0 | 0 | 0 | 0 | 0 | 0 | 0 | 0 | 0 | 0 | 0 | 0 | 0 | 0 | 0 | 0 | 0 | 0 | 0 | 0 | 0 | 0 | 0 | 0 | 0 | 0 | 0 | 0 | 0 | 0 | 0 | 0 | 0 | 0 | 0 | 0 | 0 | 0 | 0 | 0 | 0 | 0 | 0 | 0 | 0 | 0 | 0 | 0 | 0 | 0 | 0 | 0 | 0 | 0 | 0 | 0 | 0 | 0 | 0 | 0 | 0 | 0 | 0 | 0 | 0 | 0 | 0 | 0 | 0 | 0 | 0 | 0 | 0 | 0 | 0 | 0 | 0 | 0 | 0 | 0 | 0 | 0 | 0 | 0 | 0 | 0 | 0 | 0 | 0 | 0 | 0 | 0 | 0 | 0 | 0 | 0 | 0 | 0 | 0 | 0 | 0 | 0 | 0 | 0 | 0 | 0 | 0 | 0 | 0 | 0 | 0 | 0 | 0 | 0 | 0 | 0 | 0 | 0 | 0 | 0 | 0 | 0 | 0 | 0 | 0 | 0 | 0 | 0 | 0 | 0 | 0 | 0 | 0 | 0 | 0 | 0 | 0 | 0 | 0 | 0 | 0 | 0 | 0 | 0 | 0 | 0 | 0 | 0 | 0 | 0 | 0 | 0 | 0 | 0 | 0 | 0 | 0 | 0 | 0 | 0 | 0 | 0 | 0 | 0 | 0 | 0 | 0 | 0 | 0 | 0 | 0 | 0 | 0 | 0 | 0 | 0 | 0 | 0 | 0 | 0 | 0 | 0 | 0 | 0 | 0 | 0 | 0 | 0 | 0 | 0 | 0 | 0 | 0 | 0 | 0 | 0 | 0 | 0 | 0 | 0 | 0 | 0 | 0 | 0 | 0 | 0 | 0 | 0 | 0 | 0 | 0 | 0 | 0 | 0 | 0 | 0 | 0 | 0 | 0 | 0 | 0 | 0 | 0 | 0 | 0 | 0 | 0 | 0 | 0 | 0 | 0 | 0 | 0 | 0 | 0 | 0 | 0 | 0 | 0 | 0 | 0 | 0 | 0 | 0 | 0 | 0 | 0 | 0 | 0 | 0 | 0 | 0 | 0 | 0 | 0 | 0 | 0 | 0 | 0 | 0 | 0 | 0 | 0 | 0 | 0 | 0 | 0 | 0 | 0 | 0 | 0 | 0 | 0 | 0 | 0 | 0 | 0 | 0 | 0 | 0 | 0 | 0 | 0 | 0 | 0 | 0 | 0 | 0 | 0 | 0 | 0 | 0 | 0 | 0 | 0 | 0 | 0 | 0 | 0 | 0 | 0 | 0 | 0 | 0 | 0 | 0 | 0 | 0 | 0 | 0 | 0 | 0 | 0 | 0 | 0 | 0 | 0 | 0 | 0 | 0 | 0 | 0 | 0 | 0 | 0 | 0 | 0 | 0 | 0 | 0 | 0 | 0 | 0 | 0 | 0 | 0 | 0 | 0 | 0 | 0 | 0 | 0 | 0 | 0 | 0 | 0 | 0 | 0 | 0 | 0 | 0 | 0 | 0 | 0 | 0 | 0 | 0 | 0 | 0 | 0 | 0 | 0 | 0 | 0 | 0 | 0 | 0 | 0 | 0 | 0 | 0 | 0 | 0 | 0 | 0 | 0 | 0 | 0 | 0 | 0 | 0 | 0 | 0 | 0 | 0 | 0 | 0 | 0 | 0 | 0 | 0 | 0 | 0 | 0 | 0 | 0 | 0 | 0 | 0 | 0 | 0 | 0 | 0 | 0 | 0 | 0 | 0 | 0 | 0 | 0 | 0 | 0 | 0 | 0 | 0 | 0 | 0 | 0 | 0 | 0 | 0 | 0 | 0 | 0 | 0 | 0 | 0 | 0 | 0 | 0 | 0 | 0 | 0 | 0 | 0 | 0 | 0 | 0 | 0 | 0 | 0 | 0 | 0 | 0 | 0 | 0 | 0 | 0 | 0 | 0 | 0 | 0 | 0 | 0 | 0 | 0 | 0 | 0 | 0 | 0 | 0 | 0 | 0 | 0 | 0 | 0 | 0 | 0 | 0 | 0 | 0 | 0 | 0 | 0 | 0 | 0 | 0 | 0 | 0 | 0 | 0 | 0 | 0 | 0 | 0 | 0 | 0 | 0 | 0 | 0 | 0 | 0 | 0 | 0 | 0 | 0 | 0 | 0 | 0 | 0 | 0 | 0 | 0 | 0 | 0 | 0 | 0 | 0 | 0 | 0 | 0 | 0 | 0 | 0 | 0 | 0 | 0 | 0 | 0 | 0 | 0 | 0 | 0 | 0 | 0 | 0 | 0 | 0 | 0 | 0 | 0 | 0 | 0 | 0 | 0 | 0 | 0 | 0 | 0 | 0 | 0 | 0 | 0 | 0 | 0 | 0 | 0 | 0 | 0 | 0 | 0 | 0 | 0 | 0 | 0 | 0 | 0 | 0 | 0 | 0 | 0 | 0 | 0 | 0 | 0 | 0 | 0 | 0 | 0 | 0 | 0 | 0 | 0 | 0 | 0 | 0 | 0 | 0 | 0 | 0 | 0 | 0 | 0 | 0 | 0 | 0 | 0 | 0 | 0 | 0 | 0 | 0 | 0 | 0 | 0 | 0 | 0 | 0 | 0 | 0 | 0 | 0 | 0 | 0 | 0 | 0 | 0 | 0 | 0 | 0 | 0 | 0 | 0 | 0 | 0 | 0 | 0 | 0 | 0 | 0 | 0 | 0 | 0 | 0 | 0 | 0 | 0 | 0 | 0 | 0 | 0 | 0 | 0 | 0 | 0 | 0 | 0 | 0 | 0 | 0 | 0 | 0 | 0 | 0 | 0 | 0 | 0 | 0 | 0 | 0 | 0 | 0 | 0 | 0 | 0 | 0 | 0 | 0 | 0 | 0 | 0 | 0 | 0 | 0 | 0 | 0 | 0 | 0 | 0 | 0 | 0 | 0 | 0 | 0 | 0 | 0 | 0 | 0 | 0 | 0 | 0 | 0 | 0 | 0 | 0 | 0 | 0 | 0 | 0 | 0 | 0 | 0 | 0 | 0 | 0 | 0 | 0 | 0 | 0 | 0 | 0 | 0 | 0 | 0 | 0 | 0 | 0 | 0 | 0 | 0 | 0 | 0 | 0 | 0 | 0 | 0 | 0 | 0 | 0 | 0 | 0 | 0 | 0 | 0 | 0 | 0 | 0 | 0 | 0 | 0 | 0 | 0 | 0 | 0 | 0 | 0 | 0 | 0 | 0 | 0 | 0 | 0 | 0 | 0 | 0 | 0 | 0 | 0 | 0 | 0 | 0 | 0 | 0 | 0 | 0 | 0 | 0 | 0 | 0 | 0 | 0 | 0 | 0 | 0 | 0 | 0 | 0 | 0 | 0 | 0 | 0 | 0 | 0 | 0 | 0 | 0 | 0 | 0 | 0 | 0 | 0 | 0 | 0 | 0 | 0 | 0 | 0 | 0 | 0 | 0 | 0 | 0 | 0 | 0 | 0 | 0 | 0 | 0 | 0 | 0 | 0 | 0 | 0 | 0 | 0 | 0 | 0 | 0 | 0 | 0 | 0 | 0 | 0 | 0 | 0 | 0 | 0 | 0 | 0 | 0 | 0 | 0 | 0 | 0 | 0 | 0 | 0 | 0 | 0 | 0 | 0 | 0 | 0 | 0 | 0 | 0 | 0 | 0 | 0 | 0 | 0 | 0 | 0 | 0 | 0 | 0 | 0 | 0 | 0 | 0 | 0 | 0 | 0 | 0 | 0 | 0 | 0 | 0 | 0 | 0 | 0 | 0 | 0 | 0 | 0 | 0 | 0 | 0 | 0 | 0 | 0 | 0 | 0 | 0 | 0 | 0 | 0 | 0 | 0 | 0 | 0 | 0 | 0 | 0 | 0 | 0 | 0 | 0 | 0 | 0 | 0 | 0 | 0 | 0 | 0 | 0 | 0 | 0 | 0 | 0 | 0 | 0 | 0 | 0 | 0 | 0 | 0 | 0 | 0 | 0 | 0 | 0 | 0 | 0 | 0 | 0 | 0 | 0 | 0 | 0 | 0 | 0 | 0 | 0 | 0 | 0 | 0 | 0 | 0 | 0 | 0 | 0 | 0 | 0 | 0 | 0 | 0 | 0 | 0 | 0 | 0 | 0 | 0 | 0 | 0 | 0 | 0 | 0 | 0 | 0 | 0 | 0 | 0 | 0 | 0 | 0 | 0 | 0 | 0 | 0 | 0 | 0 | 0 | 0 | 0 | 0 | 0 | 0 | 0 | 0 | 0 | 0 | 0 | 0 | 0 | 0 | 0 | 0 | 0 | 0 | 0 | 0 | 0 | 0 | 0 | 0 | 0 | 0 | 0 | 0 | 0 | 0 | 0 | 0 | 0 | 0 | 0 | 0 | 0 | 0 | 0 | 0 | 0 | 0 | 0 | 0 | 0 | 0 | 0 | 0 | 0 | 0 | 0 | 0 | 0 | 0 | 0 | 0 | 0 | 0 | 0 | 0 | 0 | 0 | 0 | 0 | 0 | 0 | 0 | 0 | 0 | 0 | 0 | 0 | 0 | 0 | 0 | 0 | 0 | 0 | 0 | 0 | 0 | 0 | 0 | 0 | 0 | 0 | 0 | 0 | 0 | 0 | 0 | 0 | 0 | 0 | 0 | 0 | 0 | 0 | 0 | 0 | 0 | 0 | 0 | 0 | 0 | 0 | 0 | 0 | 0 | 0 | 0 | 0 | 0 | 0 | 0 | 0 | 0 | 0 | 0 | 0 | 0 | 0 | 0 | 0 | 0 | 0 | 0 | 0 | 0 | 0 | 0 | 0 | 0 | 0 | 0 | 0 | 0 | 0 | 0 | 0 | 0 | 0 | 0 | 0 | 0 | 0 | 0 | 0 | 0 | 0 | 0 | 0 | 0 | 0 | 0 | 0 | 0 | 0 | 0 | 0 | 0 | 0 | 0 | 0 | 0 | 0 | 0 | 0 | 0 | 0 | 0 | 0 | 0 | 0 | 0 | 0 | 0 | 0 | 0 | 0 | 0 | 0 | 0 | 0 | 0 | 0 | 0 | 0 | 0 | 0 | 0 | 0 | 0 | 0 | 0 | 0 | 0 | 0 | 0 | 0 | 0 | 0 | 0 | 0 | 0 | 0 | 0 | 0 | 0 | 0 | 0 | 0 | 0 | 0 | 0 | 0 | 0 | 0 | 0 | 0 | 0 | 0 | 0 | 0 | 0 | 0 | 0 | 0 | 0 | 0 | 0 | 0 | 0 | 0 | 0 | 0 | 0 | 0 | 0 | 0 | 0 | 0 | 0 | 0 | 0 | 0 | 0 | 0 | 0 | 0 | 0 | 0 | 0 | 0 | 0 | 0 | 0 | 0 | 0 | 0 | 0 | 0 | 0 | 0 | 0 | 0 | 0 | 0 | 0 | 0 | 0 | 0 | 0 | 0 | 0 | 0 | 0 | 0 | 0 | 0 | 0 | 0 | 0 | 0 | 0 | 0 | 0 | 0 | 0 | 0 | 0 | 0 | 0 | 0 | 0 | 0 | 0 | 0 | 0 | 0 | 0 | 0 | 0 | 0 | 0 | 0 | 0 | 0 | 0 | 0 | 0 | 0 | 0 | 0 | 0 | 0 | 0 | 0 | 0 | 0 | 0 | 0 | 0 | 0 | 0 | 0 | 0 | 0 | 0 | 0 | 0 | 0 | 0 | 0 | 0 | 0 | 0 | 0 | 0 | 0 | 0 | 0 | 0 | 0 | 0 | 0 | 0 | 0 | 0 | 0 | 0 | 0 | 0 | 0 | 0 | 0 | 0 | 0 | 0 | 0 | 0 | 0 | 0 | 0 | 0 | 0 | 0 | 0 | 0 | 0 | 0 | 0 | 0 | 0 | 0 | 0 | 0 | 0 | 0 | 0 | 0 | 0 | 0 | 0 | 0 | 0 | 0 | 0 | 0 | 0 | 0 | 0 | 0 | 0 | 0 | 0 | 0 | 0 | 0 | 0 | 0 | 0 | 0 | 0 | 0 | 0 | 0 | 0 | 0 | 0 | 0 | 0 | 0 | 0 | 0 | 0 | 0 | 0 | 0 | 0 | 0 | 0 | 0 | 0 | 0 | 0 | 0 | 0 | 0 | 0 | 0 | 0 | 0 | 0 | 0 | 0 | 0 | 0 | 0 | 0 | 0 | 0 | 0 | 0 | 0 | 0 | 0 | 0 | 0 | 0 | 0 | 0 | 0 | 0 | 0 | 0 | 0 | 0 | 0 | 0 | 0 | 0 | 0 | 0 | 0 | 0 | 0 | 0 | 0 | 0 | 0 | 0 | 0 | 0 | 0 | 0 | 0 | 0 | 0 | 0 | 0 | 0 | 0 | 0 | 0 | 0 | 0 | 0 | 0 | 0 | 0 | 0 | 0 | 0 | 0 | 0 | 0 | 0 | 0 | 0 | 0 | 0 | 0 | 0 | 0 | 0 | 0 | 0 | 0 | 0 | 0 | 0 | 0 | 0 | 0 | 0 | 0 | 0 | 0 | 0 | 0 | 0 | 0 | 0 | 0 | 0 | 0 | 0 | 0 | 0 | 0 | 0 | 0 | 0 | 0 | 0 | 0 | 0 | 0 | 0 | 0 | 0 | 0 | 0 | 0 | 0 | 0 | 0 | 0 | 0 | 0 | 0 | 0 | 0 | 0 | 0 | 0 | 0 | 0 | 0 | 0 | 0 | 0 | 0 | 0 | 0 | 0 | 0 | 0 | 0 | 0 | 0 | 0 | 0 | 0 | 0 | 0 | 0 | 0 | 0 | 0 | 0 | 0 | 0 | 0 | 0 | 0 | 0 | 0 | 0 | 0 | 0 | 0 | 0 | 0 | 0 | 0 | 0 | 0 | 0 | 0 | 0 | 0 | 0 | 0 | 0 | 0 | 0 | 0 | 0 | 0 | 0 | 0 | 0 | 0 | 0 | 0 | 0 | 0 | 0 | 0 | 0 | 0 | 0 | 0 | 0 | 0 | 0 | 0 | 0 | 0 | 0 | 0 | 0 | 0 | 0 | 0 | 0 | 0 | 0 | 0 | 0 | 0 | 0 | 0 | 0 | 0 | 0 | 0 | 0 | 0 | 0 | 0 | 0 | 0 | 0 | 0 | 0 | 0 | 0 | 0 | 0 | 0 | 0 | 0 | 0 | 0 | 0 | 0 | 0 | 0 | 0 | 0 | 0 | 0 | 0 | 0 | 0 | 0 | 0 | 0 | 0 | 0 | 0 | 0 | 0 | 0 | 0 | 0 | 0 | 0 | 0 | 0 | 0 | 0 | 0 | 0 | 0 | 0 | 0 | 0 | 0 | 0 | 0 | 0 | 0 | 0 | 0 | 0 | 0 | 0 | 0 | 0 | 0 | 0 | 0 | 0 | 0 | 0 | 0 | 0 | 0 | 0 | 0 | 0 | 0 | 0 | 0 | 0 | 0 | 0 | 0 | 0 | 0 | 0 | 0 | 0 | 0 | 0 | 0 | 0 | 0 | 0 | 0 | 0 | 0 | 0 | 0 | 0 | 0 | 0 | 0 | 0 | 0 | 0 | 0 | 0 | 0 | 0 | 0 | 0 | 0 | 0 | 0 | 0 | 0 | 0 | 0 | 0 | 0 | 0 | 0 | 0 | 0 | 0 | 0 | 0 | 0 | 0 | 0 | 0 | 0 | 0 | 0 | 0 | 0 | 0 | 0 | 0 | 0 | 0 | 0 | 0 | 0 | 0 | 0 | 0 | 0 | 0 | 0 | 0 | 0 | 0 | 0 | 0 | 0 | 0 | 0 | 0 | 0 | 0 | 0 | 0 | 0 | 0 | 0 | 0 | 0 | 0 | 0 | 0 | 0 | 0 | 0 | 0 | 0 | 0 | 0 | 0 | 0 | 0 | 0 | 0 | 0 | 0 | 0 | 0 | 0 | 0 | 0 | 0 | 0 | 0 | 0 | 0 | 0 | 0 | 0 | 0 | 0 | 0 | 0 | 0 | 0 | 0 | 0 | 0 | 0 | 0 | 0 | 0 | 0 | 0 | 0 | 0 | 0 | 0 | 0 | 0 | 0 | 0 | 0 | 0 | 0 | 0 | 0 | 0 | 0 | 0 | 0 | 0 | 0 | 0 | 0 | 0 | 0 | 0 | 0 | 0 | 0 | 0 | 0 | 0 | 0 | 0 | 0 | 0 | 0 | 0 | 0 | 0 | 0 | 0 | 0 | 0 | 0 | 0 | 0 | 0 | 0 | 0 | 0 | 0 | 0 | 0 | 0 | 0 | 0 | 0 | 0 | 0 | 0 | 0 | 0 | 0 | 0 | 0 | 0 | 0 | 0 | 0 | 0 | 0 | 0 | 0 | 0 | 0 | 0 | 0 | 0 | 0 | 0 | 0 | 0 | 0 | 0 | 0 | 0 | 0 | 0 | 0 | 0 | 0 | 0 | 0 | 0 | 0 | 0 | 0 | 0 | 0 | 0 | 0 | 0 | 0 | 0 | 0 | 0 | 0 | 0 | 0 | 0 | 0 | 0 | 0 | 0 | 0 | 0 | 0 | 0 | 0 | 0 | 0 | 0 | 0 | 0 | 0 | 0 | 0 | 0 | 0 | 0 | 0 | 0 | 0 | 0 | 0 | 0 | 0 | 0 | 0 | 0 | 0 | 0 | 0 | 0 | 0 | 0 | 0 | 0 | 0 | 0 | 0 | 0 | 0 | 0 | 0 | 0 | 0 | 0 | 0 | 0 | 0 | 0 | 0 | 0 | 0 | 0 | 0 | 0 | 0 | 0 | 0 | 0 | 0 | 0 | 0 | 0 | 0 | 0 | 0 | 0 | 0 | 0 | 0 | 0 | 0 | 0 | 0 | 0 | 0 | 0 | 0 | 0 | 0 | 0 | 0 | 0 | 0 | 0 | 0 | 0 | 0 | 0 | 0 | 0 | 0 | 0 | 0 | 0 | 0 | 0 | 0 | 0 | 0 | 0 | 0 | 0 | 0 | 0 | 0 | 0 | 0 | 0 | 0 | 0 | 0 | 0 | 0 | 0 | 0 | 0 | 0 | 0 | 0 | 0 | 0 | 0 | 0 | 0 | 0 | 0 | 0 | 0 | 0 | 0 | 0 | 0 | 0 | 0 | 0 | 0 | 0 | 0 | 0 | 0 | 0 | 0 | 0 | 0 | 0 | 0 | 0 | 0 | 0 | 0 | 0 | 0 | 0 | 0 | 0 | 0 | 0 | 0 | 0 | 0 | 0 | 0 | 0 | 0 | 0 | 0 | 0 | 0 | 0 | 0 | 0 | 0 | 0 | 0 | 0 | 0 | 0 | 0 | 0 | 0 | 0 | 0 | 0 | 0 | 0 | 0 | 0 | 0 | 0 | 0 | 0 | 0 | 0 | 0 | 0 | 0 | 0 | 0 | 0 | 0 | 0 | 0 | 0 | 0 | 0 | 0 | 0 | 0 | 0 | 0 | 0 | 0 | 0 | 0 | 0 | 0 | 0 | 0 | 0 | 0 | 0 | 0 | 0 | 0 | 0 | 0 | 0 | 0 | 0 | 0 | 0 | 0 | 0 | 0 | 0 | 0 | 0 | 0 | 0 | 0 | 0 | 0 | 0 | 0 | 0 | 0 | 0 | 0 | 0 | 0 | 0 | 0 | 0 | 0 | 0 | 0 | 0 | 0 | 0 | 0 | 0 | 0 | 0 | 0 | 0 | 0 | 0 | 0 | 0 | 0 | 0 | 0 | 0 | 0 | 0 | 0 | 0 | 0 | 0 | 0 | 0 | 0 | 0 | 0 | 0 | 0 | 0 | 0 | 0 | 0 | 0 | 0 | 0 | 0 | 0 | 0 | 0 | 0 | 0 | 0 | 0 | 0 | 0 | 0 | 0 | 0 | 0 | 0 | 0 | 0 | 0 | 0 | 0 | 0 | 0 | 0 | 0 | 0 | 0 | 0 | 0 | 0 | 0 | 0 | 0 | 0 | 0 | 0 | 0 | 0 | 0 | 0 | 0 | 0 | 0 | 0 | 0 | 0 | 0 | 0 | 0 | 0 | 0 | 0 | 0 | 0 | 0 | 0 | 0 | 0 | 0 | 0 | 0 | 0 | 0 | 0 | 0 | 0 | 0 | 0 | 0 | 0 | 0 | 0 | 0 | 0 | 0 | 0 | 0 | 0 | 0 | 0 | 0 | 0 | 0 | 0 | 0 | 0 | 0 | 0 | 0 | 0 | 0 | 0 | 0 | 0 | 0 | 0 | 0 | 0 | 0 | 0 | 0 | 0 | 0 | 0 | 0 | 0 | 0 | 0 | 0 | 0 | 0 | 0 | 0 | 0 | 0 | 0 | 0 | 0 | 0 | 0 | 0 | 0 | 0 | 0 | 0 | 0 | 0 | 0 | 0 | 0 | 0 | 0 | 0 | 0 | 0 | 0 | 0 | 0 | 0 | 0 | 0 | 0 | 0 | 0 | 0 | 0 | 0 | 0 | 0 | 0 | 0 | 0 | 0 | 0 | 0 | 0 | 0 | 0 | 0 | 0 | 0 | 0 | 0 | 0 | 0 | 0 | 0 | 0 | 0 | 0 | 0 | 0 | 0 | 0 | 0 | 0 | 0 | 0 | 0 | 0 | 0 | 0 | 0 | 0 | 0 | 0 | 0 | 0 | 0 | 0 | 0 | 0 | 0 | 0 | 0 | 0 | 0 | 0 | 0 | 0 | 0 | 0 | 0 | 0 | 0 | 0 | 0 | 0 | 0 | 0 | 0 | 0 | 0 | 0 | 0 | 0 | 0 | 0 | 0 | 0 | 0 | 0 | 0 | 0 | 0 | 0 | 0 | 0 | 0 | 0 | 0 | 0 | 0 | 0 | 0 | 0 | 0 | 0 | 0 | 0 | 0 | 0 | 0 | 0 | 0 | 0 | 0 | 0 | 0 | 0 | 0 | 0 | 0 | 0 | 0 | 0 | 0 | 0 | 0 | 0 | 0 | 0 | 0 | 0 | 0 | 0 | 0 | 0 | 0 | 0 | 0 | 0 | 0 | 0 | 0 | 0 | 0 | 0 | 0 | 0 | 0 | 0 | 0 | 0 | 0 | 0 | 0 | 0 | 0 | 0 | 0 | 0 | 0 | 0 | 0 | 0 | 0 | 0 | 0 | 0 | 0 | 0 | 0 | 0 | 0 | 0 | 0 | 0 | 0 | 0 | 0 | 0 | 0 | 0 | 0 | 0 | 0 | 0 | 0 | 0 | 0 | 0 | 0 | 0 | 0 | 0 | 0 | 0 | 0 | 0 | 0 | 0 | 0 | 0 | 0 | 0 | 0 | 0 | 0 | 0 | 0 | 0 | 0 | 0 | 0 | 0 | 0 | 0 | 0 | 0 | 0 | 0 | 0 | 0 | 0 | 0 | 0 | 0 | 0 | 0 | 0 | 0 | 0 | 0 | 0 | 0 | 0 | 0 | 0 | 0 | 0 | 0 | 0 | 0 | 0 | 0 | 0 | 0 | 0 | 0 | 0 | 0 | 0 | 0 | 0 | 0 | 0 | 0 | 0 | 0 | 0 | 0 | 0 | 0 | 0 | 0 | 0 | 0 | 0 | 0 | 0 | 0 | 0 | 0 | 0 | 0 | 0 | 0 | 0 | 0 | 0 | 0 | 0 | 0 | 0 | 0 | 0 | 0 | 0 | 0 | 0 | 0 | 0 | 0 | 0 | 0 | 0 | 0 | 0 | 0 | 0 | 0 | 0 | 0 | 0 | 0 | 0 | 0 | 0 | 0 | 0 | 0 | 0 | 0 | 0 | 0 | 0 | 0 | 0 | 0 | 0 | 0 | 0 | 0 | 0 | 0 | 0 | 0 | 0 | 0 | 0 | 0 | 0 | 0 | 0 | 0 | 0 | 0 | 0 | 0 | 0 | 0 | 0 | 0 | 0 | 0 | 0 | 0 | 0 | 0 | 0 | 0 | 0 | 0 | 0 | 0 | 0 | 0 | 0 | 0 | 0 | 0 | 0 | 0 | 0 | 0 | 0 | 0 | 0 | 0 | 0 | 0 | 0 | 0 | 0 | 0 | 0 | 0 | 0 | 0 | 0 | 0 | 0 | 0 | 0 | 0 | 0 | 0 | 0 | 0 | 0 | 0 | 0 | 0 | 0 | 0 | 0 | 0 | 0 | 0 | 0 | 0 | 0 | 0 | 0 | 0 | 0 | 0 | 0 | 0 | 0 | 0 | 0 | 0 | 0 | 0 | 0 | 0 | 0 | 0 | 0 | 0 | 0 | 0 | 0 | 0 | 0 | 0 | 0 | 0 | 0 | 0 | 0 | 0 | 0 | 0 | 0 | 0 | 0 | 0 | 0 | 0 | 0 | 0 | 0 | 0 | 0 | 0 | 0 | 0 | 0 | 0 | 0 | 0 | 0 | 0 | 0 | 0 | 0 | 0 | 0 | 0 | 0 | 0 | 0 | 0 | 0 | 0 | 0 | 0 | 0 | 0 | 0 | 0 | 0 | 0 | 0 | 0 | 0 | 0 | 0 | 0 | 0 | 0 | 0 | 0 | 0 | 0 | 0 | 0 | 0 | 0 | 0 | 0 | 0 | 0 | 0 | 0 | 0 | 0 | 0 | 0 | 0 | 0 | 0 | 0 | 0 | 0 | 0 | 0 | 0 | 0 | 0 | 0 | 0 | 0 | 0 | 0 | 0 | 0 | 0 | 0 | 0 | 0 | 0 | 0 | 0 | 0 | 0 | 0 | 0 | 0 | 0 | 0 | 0 | 0 | 0 | 0 | 0 | 0 | 0 | 0 | 0 | 0 | 0 | 0 | 0 | 0 | 0 | 0 | 0 | 0 | 0 | 0 | 0 | 0 | 0 | 0 | 0 | 0 | 0 | 0 | 0 | 0 | 0 | 0 | 0 | 0 | 0 | 0 | 0 | 0 | 0 | 0 | 0 | 0 | 0 | 0 | 0 | 0 | 0 | 0 | 0 | 0 | 0 | 0 | 0 | 0 | 0 | 0 | 0 | 0 | 0 | 0 | 0 | 0 | 0 | 0 | 0 | 0 | 0 | 0 | 0 | 0 | 0 | 0 | 0 | 0 | 0 | 0 | 0 | 0 | 0 | 0 | 0 | 0 | 0 | 0 | 0 | 0 | 0 | 0 | 0 | 0 | 0 | 0 | 0 | 0 | 0 | 0 | 0 | 0 | 0 | 0 | 0 | 0 | 0 | 0 | 0 | 0 | 0 | 0 | 0 | 0 | 0 | 0 | 0 | 0 | 0 | 0 | 0 | 0 | 0 | 0 | 0 | 0 | 0 | 0 | 0 | 0 | 0 | 0 | 0 | 0 | 0 | 0 | 0 | 0 | 0 | 0 | 0 | 0 | 0 | 0 | 0 | 0 | 0 | 0 | 0 | 0 | 0 | 0 | 0 | 0 | 0 | 0 | 0 | 0 | 0 | 0 | 0 | 0 | 0 | 0 | 0 | 0 | 0 | 0 | 0 | 0 | 0 | 0 | 0 | 0 | 0 | 0 | 0 | 0 | 0 | 0 | 0 | 0 | 0 | 0 | 0 | 0 | 0 | 0 | 0 | 0 | 0 | 0 | 0 | 0 | 0 | 0 | 0 | 0 | 0 | 0 | 0 | 0 | 0 | 0 | 0 | 0 | 0 | 0 | 0 | 0 | 0 | 0 | 0 | 0 | 0 | 0 | 0 | 0 | 0 | 0 | 0 | 0 | 0 | 0 | 0 | 0 | 0 | 0 | 0 | 0 | 0 | 0 | 0 | 0 | 0 | 0 | 0 | 0 | 0 | 0 | 0 | 0 | 0 | 0 | 0 | 0 | 0 | 0 | 0 | 0 | 0 | 0 | 0 | 0 | 0 | 0 | 0 | 0 | 0 | 0 | 0 | 0 | 0 | 0 | 0 | 0 | 0 | 0 | 0 | 0 | 0 | 0 | 0 | 0 | 0 | 0 | 0 | 0 | 0 | 0 | 0 | 0 | 0 | 0 | 0 | 0 | 0 | 0 | 0 | 0 | 0 | 0 | 0 | 0 | 0 | 0 | 0 | 0 | 0 | 0 | 0 | 0 | 0 | 0 | 0 | 0 | 0 | 0 | 0 | 0 | 0 | 0 | 0 | 0 | 0 | 0 | 0 | 0 | 0 | 0 | 0 | 0 | 0 | 0 | 0 | 0 | 0 | 0 | 0 | 0 | 0 | 0 | 0 | 0 | 0 | 0 | 0 | 0 | 0 | 0 | 0 | 0 | 0 | 0 | 0 | 0 | 0 | 0 | 0 | 0 | 0 | 0 | 0 | 0 | 0 | 0 | 0 | 0 | 0 | 0 | 0 | 0 | 0 | 0 | 0 | 0 | 0 | 0 | 0 | 0 | 0 | 0 | 0 | 0 | 0 | 0 | 0 | 0 | 0 | 0 | 0 | 0 | 0 | 0 | 0 | 0 | 0 | 0 | 0 | 0 | 0 | 0 | 0 | 0 | 0 | 0 | 0 | 0 | 0 | 0 | 0 | 0 | 0 | 0 | 0 | 0 | 0 | 0 | 0 | 0 | 0 | 0 | 0 | 0 | 0 | 0 | 0 | 0 | 0 | 0 | 0 | 0 | 0 | 0 | 0 | 0 | 0 | 0 | 0 | 0 | 0 | 0 | 0 | 0 | 0 | 0 | 0 | 0 | 0 | 0 | 0 | 0 | 0 | 0 | 0 | 0 | 0 | 0 | 0 | 0 | 0 | 0 | 0 | 0 | 0 | 0 | 0 | 0 | 0 | 0 | 0 | 0 | 0 | 0 | 0 | 0 | 0 | 0 | 0 | 0 | 0 | 0 | 0 | 0 | 0 | 0 | 0 | 0 | 0 | 0 | 0 | 0 | 0 | 0 | 0 | 0 | 0 | 0 | 0 | 0 | 0 | 0 | 0 | 0 | 0 | 0 | 0 | 0 | 0 | 0 | 0 | 0 | 0 | 0 | 0 | 0 | 0 | 0 | 0 | 0 | 0 | 0 | 0 | 0 | 0 | 0 | 0 | 0 | 0 | 0 | 0 | 0 | 0 | 0 | 0 | 0 | 0 | 0 | 0 | 0 | 0 | 0 | 0 | 0 | 0 | 0 | 0 | 0 | 0 | 0 | 0 | 0 | 0 | 0 | 0 | 0 | 0 | 0 | 0 | 0 | 0 | 0 | 0 | 0 | 0 | 0 | 0 | 0 | 0 | 0 | 0 | 0 | 0 | 0 | 0 | 0 | 0 | 0 | 0 | 0 | 0 | 0 | 0 | 0 | 0 | 0 | 0 | 0 | 0 | 0 | 0 | 0 | 0 | 0 | 0 | 0 | 0 | 0 | 0 | 0 | 0 | 0 | 0 | 0 | 0 | 0 | 0 | 0 | 0 | 0 | 0 | 0 | 0 | 0 | 0 | 0 | 0 | 0 | 0 | 0 | 0 | 0 | 0 | 0 | 0 | 0 | 0 | 0 | 0 | 0 | 0 | 0 | 0 | 0 | 0 | 0 | 0 | 0 | 0 | 0 | 0 | 0 | 0 | 0 | 0 | 0 | 0 | 0 | 0 | 0 | 0 | 0 | 0 | 0 | 0 | 0 | 0 | 0 | 0 | 0 | 0 | 0 | 0 | 0 | 0 | 0 | 0 | 0 | 0 | 0 | 0 | 0 | 0 | 0 | 0 | 0 | 0 | 0 | 0 | 0 | 0 | 0 | 0 | 0 | 0 | 0 | 0 | 0 | 0 | 0 | 0 | 0 | 0 | 0 | 0 | 0 | 0 | 0 | 0 | 0 | 0 | 0 | 0 | 0 | 0 | 0 | 0 | 0 | 0 | 0 | 0 | 0 | 0 | 0 | 0 | 0 | 0 | 0 | 0 | 0 | 0 | 0 | 0 | 0 | 0 | 0 | 0 | 0 | 0 | 0 | 0 | 0 | 0 | 0 | 0 | 0 | 0 | 0 | 0 | 0 | 0 | 0 | 0 | 0 | 0 | 0 | 0 | 0 | 0 | 0 | 0 | 0 | 0 | 0 | 0 | 0 | 0 | 0 | 0 | 0 | 0 | 0 | 0 | 0 | 0 | 0 | 0 | 0 | 0 | 0 | 0 | 0 | 0 | 0 | 0 | 0 | 0 | 0 | 0 | 0 | 0 | 0 | 0 | 0 | 0 | 0 | 0 | 0 | 0 | 0 | 0 | 0 | 0 | 0 | 0 | 0 | 0 | 0 | 0 | 0 | 0 | 0 | 0 | 0 | 0 | 0 | 0 | 0 | 0 | 0 | 0 | 0 | 0 | 0 | 0 | 0 | 0 | 0 | 0 | 0 | 0 | 0 | 0 | 0 | 0 | 0 | 0 | 0 | 0 | 0 | 0 | 0 | 0 | 0 | 0 | 0 | 0 | 0 | 0 | 0 | 0 | 0 | 0 | 0 | 0 | 0 | 0 | 0 | 0 | 0 | 0 | 0 | 0 | 0 | 0 | 0 | 0 | 0 | 0 | 0 | 0 | 0 | 0 | 0 | 0 | 0 | 0 | 0 | 0 | 0 | 0 | 0 | 0 | 0 | 0 | 0 | 0 | 0 | 0 | 0 | 0 | 0 | 0 | 0 | 0 | 0 | 0 | 0 | 0 | 0 | 0 | 0 | 0 | 0 | 0 | 0 | 0 | 0 | 0 | 0 | 0 | 0 | 0 | 0 | 0 | 0 | 0 | 0 | 0 | 0 | 0 | 0 | 0 | 0 | 0 | 0 | 0 | 0 | 0 | 0 | 0 | 0 | 0 | 0 | 0 | 0 | 0 | 0 | 0 | 0 | 0 | 0 | 0 | 0 | 0 | 0 | 0 | 0 | 0 | 0 | 0 | 0 | 0 | 0 | 0 | 0 | 0 | 0 | 0 | 0 | 0 | 0 | 0 | 0 | 0 | 0 | 0 | 0 | 0 | 0 | 0 | 0 | 0 | 0 | 0 | 0 | 0 | 0 | 0 | 0 | 0 | 0 | 0 | 0 | 0 | 0 | 0 | 0 | 0 | 0 | 0 | 0 | 0 | 0 | 0 | 0 | 0 | 0 | 0 | 0 | 0 | 0 | 0 | 0 | 0 | 0 | 0 | 0 | 0 | 0 | 0 | 0 | 0 | 0 | 0 | 0 | 0 | 0 | 0 | 0 | 0 | 0 | 0 | 0 | 0 | 0 | 0 | 0 | 0 | 0 | 0 | 0 | 0 | 0 | 0 | 0 | 0 | 0 | 0 | 0 | 0 | 0 | 0 | 0 | 0 | 0 | 0 | 0 | 0 | 0 | 0 | 0 | 0 | 0 | 0 | 0 | 0 | 0 | 0 | 0 | 0 | 0 | 0 | 0 | 0 | 0 | 0 | 0 | 0 | 0 | 0 | 0 | 0 | 0 | 0 | 0 | 0 | 0 | 0 | 0 | 0 | 0 | 0 | 0 | 0 | 0 | 0 | 0 | 0 | 0 | 0 | 0 | 0 | 0 | 0 | 0 | 0 | 0 | 0 | 0 | 0 | 0 | 0 | 0 | 0 | 0 | 0 | 0 | 0 | 0 | 0 | 0 | 0 | 0 | 0 | 0 | 0 | 0 | 0 | 0 | 0 | 0 | 0 | 0 | 0 | 0 | 0 | 0 | 0 | 0 | 0 | 0 | 0 | 0 | 0 | 0 | 0 | 0 | 0 | 0 | 0 | 0 | 0 | 0 | 0 | 0 | 0 | 0 | 0 | 0 | 0 | 0 | 0 | 0 | 0 | 0 | 0 | 0 | 0 | 0 | 0 | 0 | 0 | 0 | 0 | 0 | 0 | 0 | 0 | 0 | 0 | 0 | 0 | 0 | 0 | 0 | 0 | 0 | 0 | 0 | 0 | 0 | 0 | 0 | 0 | 0 | 0 | 0 | 0 | 0 | 0 | 0 | 0 | 0 | 0 | 0 | 0 | 0 | 0 | 0 | 0 | 0 | 0 | 0 | 0 | 0 | 0 | 0 | 0 | 0 | 0 | 0 | 0 | 0 | 0 | 0 | 0 | 0 | 0 | 0 | 0 | 0 | 0 | 0 | 0 | 0 | 0 | 0 | 0 | 0 | 0 | 0 | 0 | 0 | 0 | 0 | 0 | 0 | 0 | 0 | 0 | 0 | 0 | 0 | 0 | 0 | 0 | 0 | 0 | 0 | 0 | 0 | 0 | 0 | 0 | 0 | 0 | 0 | 0 | 0 | 0 | 0 | 0 | 0 | 0 | 0 | 0 | 0 | 0 | 0 | 0 | 0 | 0 | 0 | 0 | 0 | 0 | 0 | 0 | 0 | 0 | 0 | 0 | 0 | 0 | 0 | 0 | 0 | 0 | 0 | 0 | 0 | 0 | 0 | 0 | 0 | 0 | 0 | 0 | 0 | 0 | 0 | 0 | 0 | 0 | 0 | 0 | 0 | 0 | 0 | 0 | 0 | 0 | 0 | 0 | 0 | 0 | 0 | 0 | 0 | 0 | 0 | 0 | 0 | 0 | 0 | 0 | 0 | 0 | 0 | 0 | 0 | 0 | 0 | 0 | 0 | 0 | 0 | 0 | 0 | 0 | 0 | 0 | 0 | 0 | 0 | 0 | 0 | 0 | 0 | 0 | 0 | 0 | 0 | 0 | 0 | 0 | 0 | 0 | 0 | 0 | 0 | 0 | 0 | 0 | 0 | 0 | 0 | 0 | 0 | 0 | 0 | 0 | 0 | 0 | 0 | 0 | 0 | 0 | 0 | 0 | 0 | 0 | 0 | 0 | 0 | 0 | 0 | 0 | 0 | 0 | 0 | 0 | 0 | 0 | 0 | 0 | 0 | 0 | 0 | 0 | 0 | 0 | 0 | 0 | 0 | 0 | 0 | 0 | 0 | 0 | 0 | 0 | 0 | 0 | 0 | 0 | 0 | 0 | 0 | 0 | 0 | 0 | 0 | 0 | 0 | 0 | 0 | 0 | 0 | 0 | 0 | 0 | 0 | 0 | 0 | 0 | 0 | 0 | 0 | 0 | 0 | 0 | 0 | 0 | 0 | 0 | 0 | 0 | 0 | 0 | 0 | 0 | 0 | 0 | 0 | 0 | 0 | 0 | 0 | 0 | 0 | 0 | 0 | 0 | 0 | 0 | 0 | 0 | 0 | 0 | 0 | 0 | 0 | 0 | 0 | 0 | 0 | 0 | 0 | 0 | 0 | 0 | 0 | 0 | 0 | 0 | 0 | 0 | 0 | 0 | 0 | 0 | 0 | 0 | 0 | 0 | 0 | 0 | 0 | 0 | 0 | 0 | 0 | 0 | 0 | 0 | 0 | 0 | 0 | 0 | 0 | 0 | 0 | 0 | 0 | 0 | 0 | 0 | 0 | 0 | 0 | 0 | 0 | 0 | 0 | 0 | 0 | 0 | 0 | 0 | 0 | 0 | 0 | 0 | 0 | 0 | 0 | 0 | 0 | 0 | 0 | 0 | 0 | 0 | 0 | 0 | 0 | 0 | 0 | 0 | 0 | 0 | 0 | 0 | 0 | 0 | 0 | 0 | 0 | 0 | 0 | 0 | 0 | 0 | 0 | 0 | 0 | 0 | 0 | 0 | 0 | 0 | 0 | 0 | 0 | 0 | 0 | 0 | 0 | 0 | 0 | 0 | 0 | 0 | 0 | 0 | 0 | 0 | 0 | 0 | 0 | 0 | 0 | 0 | 0 | 0 | 0 | 0 | 0 | 0 | 0 | 0 | 0 | 0 | 0 | 0 | 0 | 0 | 0 | 0 | 0 | 0 | 0 | 0 | 0 | 0 | 0 | 0 | 0 | 0 | 0 | 0 | 0 | 0 | 0 | 0 | 0 | 0 | 0 | 0 | 0 | 0 | 0 | 0 | 0 | 0 | 0 | 0 | 0 | 0 | 0 | 0 | 0 | 0 | 0 | 0 | 0 | 0 | 0 | 0 | 0 | 0 | 0 | 0 | 0 | 0 | 0 | 0 | 0 | 0 | 0 | 0 | 0 | 0 | 0 | 0 | 0 | 0 | 0 | 0 | 0 | 0 | 0 | 0 | 0 | 0 | 0 | 0 | 0 | 0 | 0 | 0 | 0 | 0 | 0 | 0 | 0 | 0 | 0 | 0 | 0 | 0 | 0 | 0 | 0 | 0 | 0 | 0 | 0 | 0 | 0 | 0 | 0 | 0 | 0 | 0 | 0 | 0 | 0 | 0 | 0 | 0 | 0 | 0 | 0 | 0 | 0 | 0 | 0 | 0 | 0 | 0 | 0 | 0 | 0 | 0 | 0 | 0 | 0 | 0 | 0 | 0 | 0 | 0 | 0 | 0 | 0 | 0 | 0 | 0 | 0 | 0 | 0 | 0 | 0 | 0 | 0 | 0 | 0 | 0 | 0 | 0 | 0 | 0 | 0 | 0 | 0 | 0 | 0 | 0 | 0 | 0 | 0 | 0 | 0 | 0 | 0 | 0 | 0 | 0 | 0 | 0 | 0 | 0 | 0 | 0 | 0 | 0 | 0 | 0 | 0 | 0 | 0 | 0 | 0 | 0 | 0 | 0 | 0 | 0 | 0 | 0 | 0 | 0 | 0 | 0 | 0 | 0 | 0 | 0 | 0 | 0 | 0 | 0 | 0 | 0 | 0 | 0 | 0 | 0 | 0 | 0 | 0 | 0 | 0 | 0 | 0 | 0 | 0 | 0 | 0 | 0 | 0 | 0 | 0 | 0 | 0 | 0 | 0 | 0 | 0 | 0 | 0 | 0 | 0 | 0 | 0 | 0 | 0 | 0 | 0 | 0 | 0 | 0 | 0 | 0 | 0 | 0 | 0 | 0 | 0 | 0 | 0 | 0 | 0 | 0 | 0 | 0 | 0 | 0 | 0 | 0 | 0 | 0 | 0 | 0 | 0 | 0 | 0 | 0 | 0 | 0 | 0 | 0 | 0 | 0 | 0 | 0 | 0 | 0 | 0 | 0 | 0 | 0 | 0 | 0 | 0 | 0 | 0 | 0 | 0 | 0 | 0 | 0 | 0 | 0 | 0 | 0 | 0 | 0 | 0 | 0 | 0 | 0 | 0 | 0 | 0 | 0 | 0 | 0 | 0 | 0 | 0 | 0 | 0 | 0 | 0 | 0 | 0 | 0 | 0 | 0 | 0 | 0 | 0 | 0 | 0 | 0 | 0 | 0 | 0 | 0 | 0 | 0 | 0 | 0 | 0 | 0 | 0 | 0 | 0 | 0 | 0 | 0 | 0 | 0 | 0 | 0 | 0 | 0 | 0 | 0 | 0 | 0 | 0 | 0 | 0 | 0 | 0 | 0 | 0 | 0 | 0 | 0 | 0 | 0 | 0 | 0 | 0 | 0 | 0 | 0 | 0 | 0 | 0 | 0 | 0 | 0 | 0 | 0 | 0 | 0 | 0 | 0 | 0 | 0 | 0 | 0 | 0 | 0 | 0 | 0 | 0 | 0 | 0 | 0 | 0 | 0 | 0 | 0 | 0 | 0 | 0 | 0 | 0 | 0 | 0 | 0 | 0 | 0 | 0 | 0 | 0 | 0 | 0 | 0 | 0 | 0 | 0 | 0 | 0 | 0 | 0 | 0 | 0 | 0 | 0 | 0 | 0 | 0 | 0 | 0 | 0 | 0 | 0 | 0 | 0 | 0 | 0 | 0 | 0 | 0 | 0 | 0 | 0 | 0 | 0 | 0 | 0 | 0 | 0 | 0 | 0 | 0 | 0 | 0 | 0 | 0 | 0 | 0 | 0 | 0 | 0 | 0 | 0 | 0 | 0 | 0 | 0 | 0 | 0 | 0 | 0 | 0 | 0 | 0 | 0 | 0 | 0 | 0 | 0 | 0 | 0 | 0 | 0 | 0 | 0 | 0 | 0 | 0 | 0 | 0 | 0 | 0 | 0 | 0 | 0 | 0 | 0 | 0 | 0 | 0 | 0 | 0 | 0 | 0 | 0 | 0 | 0 | 0 | 0 | 0 | 0 | 0 | 0 | 0 | 0 | 0 | 0 | 0 | 0 | 0 | 0 | 0 | 0 | 0 | 0 | 0 | 0 | 0 | 0 | 0 | 0 | 0 | 0 | 0 | 0 | 0 | 0 | 0 | 0 | 0 | 0 | 0 | 0 | 0 | 0 | 0 | 0 | 0 | 0 | 0 | 0 | 0 | 0 | 0 | 0 | 0 | 0 | 0 | 0 | 0 | 0 | 0 | 0 | 0 | 0 | 0 | 0 | 0 | 0 | 0 | 0 | 0 | 0 | 0 | 0 | 0 | 0 | 0 | 0 | 0 | 0 | 0 | 0 | 0 | 0 | 0 | 0 | 0 | 0 | 0 | 0 | 0 | 0 | 0 | 0 | 0 | 0 | 0 | 0 | 0 | 0 | 0 | 0 | 0 | 0 | 0 | 0 | 0 | 0 | 0 | 0 | 0 | 0 | 0 | 0 | 0 | 0 | 0 | 0 | 0 | 0 | 0 | 0 | 0 | 0 | 0 | 0 | 0 | 0 | 0 | 0 | 0 | 0 | 0 | 0 | 0 | 0 | 0 | 0 | 0 | 0 | 0 | 0 | 0 | 0 | 0 | 0 | 0 | 0 | 0 | 0 | 0 | 0 | 0 | 0 | 0 | 0 | 0 | 0 | 0 | 0 | 0 | 0 | 0 | 0 | 0 | 0 | 0 | 0 | 0 | 0 | 0 | 0 | 0 | 0 | 0 | 0 | 0 | 0 | 0 | 0 | 0 | 0 | 0 | 0 | 0 | 0 | 0 | 0 | 0 | 0 | 0 | 0 | 0 | 0 | 0 | 0 | 0 | 0 | 0 | 0 | 0 | 0 | 0 | 0 | 0 | 0 | 0 | 0 | 0 | 0 | 0 | 0 | 0 | 0 | 0 | 0 | 0 | 0 | 0 | 0 | 0 | 0 | 0 | 0 | 0 | 0 | 0 | 0 | 0 | 0 | 0 | 0 | 0 | 0 | 0 | 0 | 0 | 0 | 0 | 0 | 0 | 0 | 0 | 0 | 0 | 0 | 0 | 0 | 0 | 0 | 0 | 0 | 0 | 0 | 0 | 0 | 0 | 0 | 0 | 0 | 0 | 0 | 0 | 0 | 0 | 0 | 0 | 0 | 0 | 0 | 0 | 0 | 0 | 0 | 0 | 0 | 0 | 0 | 0 | 0 | 0 | 0 | 0 | 0 | 0 | 0 | 0 | 0 | 0 | 0 | 0 | 0 | 0 | 0 | 0 | 0 | 0 | 0 | 0 | 0 | 0 | 0 | 0 | 0 | 0 | 0 | 0 | 0 | 0 | 0 | 0 | 0 | 0 | 0 | 0 | 0 | 0 | 0 | 0 | 0 | 0 | 0 | 0 | 0 | 0 | 0 | 0 | 0 | 0 | 0 | 0 | 0 | 0 | 0 | 0 | 0 | 0 | 0 | 0 | 0 | 0 | 0 | 0 | 0 | 0 | 0 | 0 | 0 | 0 | 0 | 0 | 0 | 0 | 0 | 0 | 0 | 0 | 0 | 0 | 0 | 0 | 0 | 0 | 0 | 0 | 0 | 0 | 0 | 0 | 0 | 0 | 0 | 0 | 0 | 0 | 0 | 0 | 0 | 0 | 0 | 0 | 0 | 0 | 0 | 0 | 0 | 0 | 0 | 0 | 0 | 0 | 0 | 0 | 0 | 0 | 0 | 0 | 0 | 0 | 0 | 0 | 0 | 0 | 0 | 0 | 0 | 0 | 0 | 0 | 0 | 0 | 0 | 0 | 0 | 0 | 0 | 0 | 0 | 0 | 0 | 0 | 0 | 0 | 0 | 0 | 0 | 0 | 0 | 0 | 0 | 0 | 0 | 0 | 0 | 0 | 0 | 0 | 0 | 0 | 0 | 0 | 0 | 0 | 0 | 0 | 0 | 0 | 0 | 0 | 0 | 0 | 0 | 0 | 0 | 0 | 0 | 0 | 0 | 0 | 0 | 0 | 0 | 0 | 0 | 0 | 0 | 0 | 0 | 0 | 0 | 0 | 0 | 0 | 0 | 0 | 0 | 0 | 0 | 0 | 0 | 0 | 0 | 0 | 0 | 0 | 0 | 0 | 0 | 0 | 0 | 0 | 0 | 0 | 0 | 0 | 0 | 0 | 0 | 0 | 0 | 0 | 0 | 0 | 0 | 0 | 0 | 0 | 0 | 0 | 0 | 0 | 0 | 0 | 0 | 0 | 0 | 0 | 0 | 0 | 0 | 0 | 0 | 0 | 0 | 0 | 0 | 0 | 0 | 0 | 0 | 0 | 0 | 0 | 0 | 0 | 0 | 0 | 0 | 0 | 0 | 0 | 0 | 0 | 0 | 0 | 0 | 0 | 0 | 0 | 0 | 0 | 0 | 0 | 0 | 0 | 0 | 0 | 0 | 0 | 0 | 0 | 0 | 0 | 0 | 0 | 0 | 0 | 0 | 0 | 0 | 0 | 0 | 0 | 0 | 0 | 0 | 0 | 0 | 0 | 0 | 0 | 0 | 0 | 0 | 0 | 0 | 0 | 0 | 0 | 0 | 0 | 0 | 0 | 0 | 0 | 0 | 0 | 0 | 0 | 0 | 0 | 0 | 0 | 0 | 0 | 0 | 0 | 0 | 0 | 0 | 0 | 0 | 0 | 0 | 0 | 0 | 0 | 0 | 0 | 0 | 0 | 0 | 0 | 0 | 0 | 0 | 0 | 0 | 0 | 0 | 0 | 0 | 0 | 0 | 0 | 0 | 0 | 0 | 0 | 0 | 0 | 0 | 0 | 0 | 0 | 0 | 0 | 0 | 0 | 0 | 0 | 0 | 0 | 0 | 0 | 0 | 0 | 0 | 0 | 0 | 0 | 0 | 0 | 0 | 0 | 0 | 0 | 0 | 0 | 0 | 0 | 0 | 0 | 0 | 0 | 0 | 0 | 0 | 0 | 0 | 0 | 0 | 0 | 0 | 0 | 0 | 0 | 0 | 0 | 0 | 0 | 0 | 0 | 0 | 0 | 0 | 0 | 0 | 0 | 0 | 0 | 0 | 0 | 0 | 0 | 0 | 0 | 0 | 0 | 0 | 0 | 0 | 0 | 0 | 0 | 0 | 0 | 0 | 0 | 0 | 0 | 0 | 0 | 0 | 0 | 0 | 0 | 0 | 0 | 0 | 0 | 0 | 0 | 0 | 0 | 0 | 0 | 0 | 0 | 0 | 0 | 0 | 0 | 0 | 0 | 0 | 0 | 0 | 0 | 0 | 0 | 0 | 0 | 0 | 0 | 0 | 0 | 0 | 0 | 0 | 0 | 0 | 0 | 0 | 0 | 0 | 0 | 0 | 0 | 0 | 0 | 0 | 0 | 0 | 0 | 0 | 0 | 0 | 0 | 0 | 0 | 0 | 0 | 0 | 0 | 0 | 0 | 0 | 0 | 0 | 0 | 0 | 0 | 0 | 0 | 0 | 0 | 0 | 0 | 0 | 0 | 0 | 0 | 0 | 0 | 0 | 0 | 0 | 0 | 0 | 0 | 0 | 0 | 0 | 0 | 0 | 0 | 0 | 0 | 0 | 0 | 0 | 0 | 0 | 0 | 0 | 0 | 0 | 0 | 0 | 0 | 0 | 0 | 0 | 0 | 0 | 0 | 0 | 0 | 0 | 0 | 0 | 0 | 0 | 0 | 0 | 0 | 0 | 0 | 0 | 0 | 0 | 0 | 0 | 0 | 0 | 0 | 0 | 0 | 0 | 0 | 0 | 0 | 0 | 0 | 0 | 0 | 0 | 0 | 0 | 0 | 0 | 0 | 0 | 0 | 0 | 0 | 0 | 0 | 0 | 0 | 0 | 0 | 0 | 0 | 0 | 0 | 0 | 0 | 0 | 0 | 0 | 0 | 0 | 0 | 0 | 0 | 0 | 0 | 0 | 0 | 0 | 0 | 0 | 0 | 0 | 0 | 0 | 0 | 0 | 0 | 0 | 0 | 0 | 0 | 0 | 0 | 0 | 0 | 0 | 0 | 0 | 0 | 0 | 0 | 0 | 0 | 0 | 0 | 0 | 0 | 0 | 0 | 0 | 0 | 0 | 0 | 0 | 0 | 0 | 0 | 0 | 0 | 0 | 0 | 0 | 0 | 0 | 0 | 0 | 0 | 0 | 0 | 0 | 0 | 0 | 0 | 0 | 0 | 0 | 0 | 0 | 0 | 0 | 0 | 0 | 0 | 0 | 0 | 0 | 0 | 0 | 0 | 0 | 0 | 0 | 0 | 0 | 0 | 0 | 0 | 0 | 0 | 0 | 0 | 0 | 0 | 0 | 0 | 0 | 0 | 0 | 0 | 0 | 0 | 0 | 0 | 0 | 0 | 0 | 0 | 0 | 0 | 0 | 0 | 0 | 0 | 0 | 0 | 0 | 0 | 0 | 0 | 0 | 0 | 0 | 0 | 0 | 0 | 0 | 0 | 0 | 0 | 0 | 0 | 0 | 0 | 0 | 0 | 0 | 0 | 0 | 0 | 0 | 0 | 0 | 0 | 0 | 0 | 0 | 0 | 0 | 0 | 0 | 0 | 0 | 0 | 0 | 0 | 0 | 0 | 0 | 0 | 0 | 0 | 0 | 0 | 0 | 0 | 0 | 0 | 0 | 0 | 0 | 0 | 0 | 0 | 0 | 0 | 0 | 0 | 0 | 0 | 0 | 0 | 0 | 0 | 0 | 0 | 0 | 0 | 0 | 0 | 0 | 0 | 0 | 0 | 0 | 0 | 0 | 0 | 0 | 0 | 0 | 0 | 0 | 0 | 0 | 0 | 0 | 0 | 0 | 0 | 0 | 0 | 0 | 0 | 0 | 0 | 0 | 0 | 0 | 0 | 0 | 0 | 0 | 0 | 0 | 0 | 0 | 0 | 0 | 0 | 0 | 0 | 0 | 0 | 0 | 0 | 0 | 0 | 0 | 0 | 0 | 0 | 0 | 0 | 0 | 0 | 0 | 0 | 0 | 0 | 0 | 0 | 0 | 0 | 0 | 0 | 0 | 0 | 0 | 0 | 0 | 0 | 0 | 0 | 0 | 0 | 0 | 0 | 0 | 0 | 0 | 0 | 0 | 0 | 0 | 0 | 0 | 0 | 0 | 0 | 0 | 0 | 0 | 0 | 0 | 0 | 0 | 0 | 0 | 0 | 0 | 0 | 0 | 0 | 0 | 0 | 0 | 0 | 0 | 0 | 0 | 0 | 0 | 0 | 0 | 0 | 0 | 0 | 0 | 0 | 0 | 0 | 0 | 0 | 0 | 0 | 0 | 0 | 0 | 0 | 0 | 0 | 0 | 0 | 0 | 0 | 0 | 0 | 0 | 0 | 0 | 0 | 0 | 0 | 0 | 0 | 0 | 0 | 0 | 0 | 0 | 0 | 0 | 0 | 0 | 0 | 0 | 0 | 0 | 0 | 0 | 0 | 0 | 0 | 0 | 0 | 0 | 0 | 0 | 0 | 0 | 0 | 0 | 0 | 0 | 0 | 0 | 0 | 0 | 0 | 0 | 0 | 0 | 0 | 0 | 0 | 0 | 0 | 0 | 0 | 0 | 0 | 0 | 0 | 0 | 0 | 0 | 0 | 0 | 0 | 0 | 0 | 0 | 0 | 0 | 0 | 0 | 0 | 0 | 0 | 0 | 0 | 0 | 0 | 0 | 0 | 0 | 0 | 0 | 0 | 0 | 0 | 0 | 0 | 0 | 0 | 0 | 0 | 0 | 0 | 0 | 0 | 0 | 0 | 0 | 0 | 0 | 0 | 0 | 0 | 0 | 0 | 0 | 0 | 0 | 0 | 0 | 0 | 0 | 0 | 0 | 0 | 0 | 0 | 0 | 0 | 0 | 0 | 0 | 0 | 0 | 0 | 0 | 0 | 0 | 0 | 0 | 0 | 0 | 0 | 0 | 0 | 0 | 0 | 0 | 0 | 0 | 0 | 0 | 0 | 0 | 0 | 0 | 0 | 0 | 0 | 0 | 0 | 0 | 0 | 0 | 0 | 0 | 0 | 0 | 0 | 0 | 0 | 0 | 0 | 0 | 0 | 0 | 0 | 0 | 0 | 0 | 0 | 0 | 0 | 0 | 0 | 0 | 0 | 0 | 0 | 0 | 0 | 0 | 0 | 0 | 0 | 0 | 0 | 0 | 0 | 0 | 0 | 0 | 0 | 0 | 0 | 0 | 0 | 0 | 0 | 0 | 0 | 0 | 0 | 0 | 0 | 0 | 0 | 0 | 0 | 0 | 0 | 0 | 0 | 0 | 0 | 0 | 0 | 0 | 0 | 0 | 0 | 0 | 0 | 0 | 0 | 0 | 0 | 0 | 0 | 0 | 0 | 0 | 0 | 0 | 0 | 0 | 0 | 0 | 0 | 0 | 0 | 0 | 0 | 0 | 0 | 0 | 0 | 0 | 0 | 0 | 0 | 0 | 0 | 0 | 0 | 0 | 0 | 0 | 0 | 0 | 0 | 0 | 0 | 0 | 0 | 0 | 0 | 0 | 0 | 0 | 0 | 0 | 0 | 0 | 0 | 0 | 0 | 0 | 0 | 0 | 0 | 0 | 0 | 0 | 0 | 0 | 0 | 0 | 0 | 0 | 0 | 0 | 0 | 0 | 0 | 0 | 0 | 0 | 0 | 0 | 0 | 0 | 0 | 0 | 0 | 0 | 0 | 0 | 0 | 0 | 0 | 0 | 0 | 0 | 0 | 0 | 0 | 0 | 0 | 0 | 0 | 0 | 0 | 0 | 0 | 0 | 0 | 0 | 0 | 0 | 0 | 0 | 0 | 0 | 0 | 0 | 0 | 0 | 0 | 0 | 0 | 0 | 0 | 0 | 0 | 0 | 0 | 0 | 0 | 0 | 0 | 0 | 0 | 0 | 0 | 0 | 0 | 0 | 0 | 0 | 0 | 0 | 0 | 0 | 0 | 0 | 0 | 0 | 0 | 0 | 0 | 0 | 0 | 0 | 0 | 0 | 0 | 0 | 0 | 0 | 0 | 0 | 0 | 0 | 0 | 0 | 0 | 0 | 0 | 0 | 0 | 0 | 0 | 0 | 0 | 0 | 0 | 0 | 0 | 0 | 0 | 0 | 0 | 0 | 0 | 0 | 0 | 0 | 0 | 0 | 0 | 0 | 0 | 0 | 0 | 0 | 0 | 0 | 0 | 0 | 0 | 0 | 0 | 0 | 0 | 0 | 0 | 0 | 0 | 0 | 0 | 0 | 0 | 0 | 0 | 0 | 0 | 0 | 0 | 0 | 0 | 0 | 0 | 0 | 0 | 0 | 0 | 0 | 0 | 0 | 0 | 0 | 0 | 0 | 0 | 0 | 0 | 0 | 0 | 0 | 0 | 0 | 0 | 0 | 0 | 0 | 0 | 0 | 0 | 0 | 0 | 0 | 0 | 0 | 0 | 0 | 0 | 0 | 0 | 0 | 0 | 0 | 0 | 0 | 0 | 0 | 0 | 0 | 0 | 0 | 0 | 0 | 0 | 0 | 0 | 0 | 0 | 0 | 0 | 0 | 0 | 0 | 0 | 0 | 0 | 0 | 0 | 0 | 0 | 0 | 0 | 0 | 0 | 0 | 0 | 0 | 0 | 0 | 0 | 0 | 0 | 0 | 0 | 0 | 0 | 0 | 0 | 0 | 0 | 0 | 0 | 0 | 0 | 0 | 0 | 0 | 0 | 0 | 0 | 0 | 0 | 0 | 0 | 0 | 0 | 0 | 0 | 0 | 0 | 0 | 0 | 0 | 0 | 0 | 0 | 0 | 0 | 0 | 0 | 0 | 0 | 0 | 0 | 0 | 0 | 0 | 0 | 0 | 0 | 0 | 0 | 0 | 0 | 0 | 0 | 0 | 0 | 0 | 0 | 0 | 0 | 0 | 0 | 0 | 0 | 0 | 0 | 0 | 0 | 0 | 0 | 0 | 0 | 0 | 0 | 0 | 0 | 0 | 0 | 0 | 0 | 0 | 0 | 0 | 0 | 0 | 0 | 0 | 0 | 0 | 0 | 0 | 0 | 0 | 0 | 0 | 0 | 0 | 0 | 0 | 0 | 0 | 0 | 0 | 0 | 0 | 0 | 0 | 0 | 0 | 0 | 0 | 0 | 0 | 0 | 0 | 0 | 0 | 0 | 0 | 0 | 0 | 0 | 0 | 0 | 0 | 0 | 0 | 0 | 0 | 0 | 0 | 0 | 0 | 0 | 0 | 0 | 0 | 0 | 0 | 0 | 0 | 0 | 0 | 0 | 0 | 0 | 0 | 0 | 0 | 0 | 0 | 0 | 0 | 0 | 0 | 0 | 0 | 0 | 0 | 0 | 0 | 0 | 0 | 0 | 0 | 0 | 0 | 0 | 0 | 0 | 0 | 0 | 0 | 0 | 0 | 0 | 0 | 0 | 0 | 0 | 0 | 0 | 0 | 0 | 0 | 0 | 0 | 0 | 0 | 0 | 0 | 0 | 0 | 0 | 0 | 0 | 0 | 0 | 0 | 0 | 0 | 0 | 0 | 0 | 0 | 0 | 0 | 0 | 0 | 0 | 0 | 0 | 0 | 0 | 0 | 0 | 0 | 0 | 0 | 0 | 0 | 0 | 0 | 0 | 0 | 0 | 0 | 0 | 0 | 0 | 0 | 0 | 0 | 0 | 0 | 0 | 0 | 0 | 0 | 0 | 0 | 0 | 0 | 0 | 0 | 0 | 0 | 0 | 0 | 0 | 0 | 0 | 0 | 0 | 0 | 0 | 0 | 0 | 0 | 0 | 0 | 0 | 0 | 0 | 0 | 0 | 0 | 0 | 0 | 0 | 0 | 0 | 0 | 0 | 0 | 0 | 0 | 0 | 0 | 0 | 0 | 0 | 0 | 0 | 0 | 0 | 0 | 0 | 0 | 0 | 0 | 0 | 0 | 0 | 0 | 0 | 0 | 0 | 0 | 0 | 0 | 0 | 0 | 0 | 0 | 0 | 0 | 0 | 0 | 0 | 0 | 0 | 0 | 0 | 0 | 0 | 0 | 0 | 0 | 0 | 0 | 0 | 0 | 0 | 0 | 0 | 0 | 0 | 0 | 0 | 0 | 0 | 0 | 0 | 0 | 0 | 0 | 0 | 0 | 0 | 0 | 0 | 0 | 0 | 0 | 0 | 0 | 0 | 0 | 0 | 0 | 0 | 0 | 0 | 0 | 0 | 0 | 0 | 0 | 0 | 0 | 0 | 0 | 0 | 0 | 0 | 0 | 0 | 0 | 0 | 0 | 0 | 0 | 0 | 0 | 0 | 0 | 0 | 0 | 0 | 0 | 0 | 0 | 0 | 0 | 0 | 0 | 0 | 0 | 0 | 0 | 0 | 0 | 0 | 0 | 0 | 0 | 0 | 0 | 0 | 0 | 0 | 0 | 0 | 0 | 0 | 0 | 0 | 0 | 0 | 0 | 0 | 0 | 0 | 0 | 0 | 0 | 0 | 0 | 0 | 0 | 0 | 0 | 0 | 0 | 0 | 0 | 0 | 0 | 0 | 0 | 0 | 0 | 0 | 0 | 0 | 0 | 0 | 0 | 0 | 0 | 0 | 0 | 0 | 0 | 0 | 0 | 0 | 0 | 0 | 0 | 0 | 0 | 0 | 0 | 0 | 0 | 0 | 0 | 0 | 0 | 0 | 0 | 0 | 0 | 0 | 0 | 0 | 0 | 0 | 0 | 0 | 0 | 0 | 0 | 0 | 0 | 0 | 0 | 0 | 0 | 0 | 0 | 0 | 0 | 0 | 0 | 0 | 0 | 0 | 0 | 0 | 0 | 0 | 0 | 0 | 0 | 0 | 0 | 0 | 0 | 0 | 0 | 0 | 0 | 0 | 0 | 0 | 0 | 0 | 0 | 0 | 0 | 0 | 0 | 0 | 0 | 0 | 0 | 0 | 0 | 0 | 0 | 0 | 0 | 0 | 0 | 0 | 0 | 0 | 0 | 0 | 0 | 0 | 0 | 0 | 0 | 0 | 0 | 0 | 0 | 0 | 0 | 0 | 0 | 0 | 0 | 0 | 0 | 0 | 0 | 0 | 0 | 0 | 0 | 0 | 0 | 0 | 0 | 0 | 0 | 0 | 0 | 0 | 0 | 0 | 0 | 0 | 0 | 0 | 0 | 0 | 0 | 0 | 0 | 0 | 0 | 0 | 0 | 0 | 0 | 0 | 0 | 0 | 0 | 0 | 0 | 0 | 0 | 0 | 0 | 0 | 0 | 0 | 0 | 0 | 0 | 0 | 0 | 0 | 0 | 0 | 0 | 0 | 0 | 0 | 0 | 0 | 0 | 0 | 0 | 0 | 0 | 0 | 0 | 0 | 0 | 0 | 0 | 0 | 0 | 0 | 0 | 0 | 0 | 0 | 0 | 0 | 0 | 0 | 0 | 0 | 0 | 0 | 0 | 0 | 0 | 0 | 0 | 0 | 0 | 0 | 0 | 0 | 0 | 0 | 0 | 0 | 0 | 0 | 0 | 0 | 0 | 0 | 0 | 0 | 0 | 0 | 0 | 0 | 0 | 0 | 0 | 0 | 0 | 0 | 0 | 0 | 0 | 0 | 0 | 0 | 0 | 0 | 0 | 0 | 0 | 0 | 0 | 0 | 0 | 0 | 0 | 0 | 0 | 0 | 0 | 0 | 0 | 0 | 0 | 0 | 0 | 0 | 0 | 0 | 0 | 0 | 0 | 0 | 0 | 0 | 0 | 0 | 0 | 0 | 0 | 0 | 0 | 0 | 0 | 0 | 0 | 0 | 0 | 0 | 0 | 0 | 0 | 0 | 0 | 0 | 0 | 0 | 0 | 0 | 0 | 0 | 0 | 0 | 0 | 0 | 0 | 0 | 0 | 0 | 0 | 0 | 0 | 0 | 0 | 0 | 0 | 0 | 0 | 0 | 0 | 0 | 0 | 0 | 0 | 0 | 0 | 0 | 0 | 0 | 0 | 0 | 0 | 0 | 0 | 0 | 0 | 0 | 0 | 0 | 0 | 0 | 0 | 0 | 0 | 0 | 0 | 0 | 0 | 0 | 0 | 0 | 0 | 0 | 0 | 0 | 0 | 0 | 0 | 0 | 0 | 0 | 0 | 0 | 0 | 0 | 0 | 0 | 0 | 0 | 0 | 0 | 0 | 0 | 0 | 0 | 0 | 0 | 0 | 0 | 0 | 0 | 0 | 0 | 0 | 0 | 0 | 0 | 0 | 0 | 0 | 0 | 0 | 0 | 0 | 0 | 0 | 0 | 0 | 0 | 0 | 0 | 0 | 0 | 0 | 0 | 0 | 0 | 0 | 0 | 0 | 0 | 0 | 0 | 0 | 0 | 0 | 0 | 0 | 0 | 0 | 0 | 0 | 0 | 0 | 0 | 0 | 0 | 0 | 0 | 0 | 0 | 0 | 0 | 0 | 0 | 0 | 0 | 0 | 0 | 0 | 0 | 0 | 0 | 0 | 0 | 0 | 0 | 0 | 0 | 0 | 0 | 0 | 0 | 0 | 0 | 0 | 0 | 0 | 0 | 0 | 0 | 0 | 0 | 0 | 0 | 0 | 0 | 0 | 0 | 0 | 0 | 0 | 0 | 0 | 0 | 0 | 0 | 0 | 0 | 0 | 0 | 0 | 0 | 0 | 0 | 0 | 0 | 0 | 0 | 0 | 0 | 0 | 0 | 0 | 0 | 0 | 0 | 0 | 0 | 0 | 0 | 0 | 0 | 0 | 0 | 0 | 0 | 0 | 0 | 0 | 0 | 0 | 0 | 0 | 0 | 0 | 0 | 0 | 0 | 0 | 0 | 0 | 0 | 0 | 0 | 0 | 0 | 0 | 0 | 0 | 0 | 0 | 0 | 0 | 0 | 0 | 0 | 0 | 0 | 0 | 0 | 0 | 0 | 0 | 0 | 0 | 0 | 0 | 0 | 0 | 0 | 0 | 0 | 0 | 0 | 0 | 0 | 0 | 0 | 0 | 0 | 0 | 0 | 0 | 0 | 0 | 0 | 0 | 0 | 0 | 0 | 0 | 0 | 0 | 0 | 0 | 0 | 0 | 0 | 0 | 0 | 0 | 0 | 0 | 0 | 0 | 0 | 0 | 0 | 0 | 0 | 0 | 0 | 0 | 0 | 0 | 0 | 0 | 0 | 0 | 0 | 0 | 0 | 0 | 0 | 0 | 0 | 0 | 0 | 0 | 0 | 0 | 0 | 0 | 0 | 0 | 0 | 0 | 0 | 0 | 0 | 0 | 0 | 0 | 0 | 0 | 0 | 0 | 0 | 0 | 0 | 0 | 0 | 0 | 0 | 0 | 0 | 0 | 0 | 0 | 0 | 0 | 0 | 0 | 0 | 0 | 0 | 0 | 0 | 0 | 0 | 0 | 0 | 0 | 0 | 0 | 0 | 0 | 0 | 0 | 0 | 0 | 0 | 0 | 0 | 0 | 0 | 0 | 0 | 0 | 0 | 0 | 0 | 0 | 0 | 0 | 0 | 0 | 0 | 0 | 0 | 0 | 0 | 0 | 0 | 0 | 0 | 0 | 0 | 0 | 0 | 0 | 0 | 0 | 0 | 0 | 0 | 0 | 0 | 0 | 0 | 0 | 0 | 0 | 0 | 0 | 0 | 0 | 0 | 0 | 0 | 0 | 0 | 0 | 0 | 0 | 0 | 0 | 0 | 0 | 0 | 0 | 0 | 0 | 0 | 0 | 0 | 0 | 0 | 0 | 0 | 0 | 0 | 0 | 0 | 0 | 0 | 0 | 0 | 0 | 0 | 0 | 0 | 0 | 0 | 0 | 0 | 0 | 0 | 0 | 0 | 0 | 0 | 0 | 0 | 0 | 0 | 0 | 0 | 0 | 0 | 0 | 0 | 0 | 0 | 0 | 0 | 0 | 0 | 0 | 0 | 0 | 0 | 0 | 0 | 0 | 0 | 0 | 0 | 0 | 0 | 0 | 0 | 0 | 0 | 0 | 0 | 0 | 0 | 0 | 0 | 0 | 0 | 0 | 0 | 0 | 0 | 0 | 0 | 0 | 0 | 0 | 0 | 0 | 0 | 0 | 0 | 0 | 0 | 0 | 0 | 0 | 0 | 0 | 0 | 0 | 0 | 0 | 0 | 0 | 0 | 0 | 0 | 0 | 0 | 0 | 0 | 0 | 0 | 0 | 0 | 0 | 0 | 0 | 0 | 0 | 0 | 0 | 0 | 0 | 0 | 0 | 0 | 0 | 0 | 0 | 0 | 0 | 0 | 0 | 0 | 0 | 0 | 0 | 0 | 0 | 0 | 0 | 0 | 0 | 0 | 0 | 0 | 0 | 0 | 0 | 0 | 0 | 0 | 0 | 0 | 0 | 0 | 0 | 0 | 0 | 0 | 0 | 0 | 0 | 0 | 0 | 0 | 0 | 0 | 0 | 0 | 0 | 0 | 0 | 0 | 0 | 0 | 0 | 0 | 0 | 0 | 0 | 0 | 0 | 0 | 0 | 0 | 0 | 0 | 0 | 0 | 0 | 0 | 0 | 0 | 0 | 0 | 0 | 0 | 0 | 0 | 0 | 0 | 0 | 0 | 0 | 0 | 0 | 0 | 0 | 0 | 0 | 0 | 0 | 0 | 0 | 0 | 0 | 0 | 0 | 0 | 0 | 0 | 0 | 0 | 0 | 0 | 0 | 0 | 0 | 0 | 0 | 0 | 0 | 0 | 0 | 0 | 0 | 0 | 0 | 0 | 0 | 0 | 0 | 0 | 0 | 0 | 0 | 0 | 0 | 0 | 0 | 0 | 0 | 0 | 0 | 0 | 0 | 0 | 0 | 0 | 0 | 0 | 0 | 0 | 0 | 0 | 0 | 0 | 0 | 0 | 0 | 0 | 0 | 0 | 0 | 0 | 0 | 0 | 0 | 0 | 0 | 0 | 0 | 0 | 0 | 0 | 0 | 0 | 0 | 0 | 0 | 0 | 0 | 0 | 0 | 0 | 0 | 0 | 0 | 0 | 0 | 0 | 0 | 0 | 0 | 0 | 0 | 0 | 0 | 0 | 0 | 0 | 0 | 0 | 0 | 0 | 0 | 0 | 0 | 0 | 0 | 0 | 0 | 0 | 0 | 0 | 0 | 0 | 0 | 0 | 0 | 0 | 0 | 0 | 0 | 0 | 0 | 0 | 0 | 0 | 0 | 0 | 0 | 0 | 0 | 0 | 0 | 0 | 0 | 0 | 0 | 0 | 0 | 0 | 0 | 0 | 0 | 0 | 0 | 0 | 0 | 0 | 0 | 0 | 0 | 0 | 0 | 0 | 0 | 0 | 0 | 0 | 0 | 0 | 0 | 0 | 0 | 0 | 0 | 0 | 0 | 0 | 0 | 0 | 0 | 0 | 0 | 0 | 0 | 0 | 0 | 0 | 0 | 0 | 0 | 0 | 0 | 0 | 0 | 0 | 0 | 0 | 0 | 0 | 0 | 0 | 0 | 0 | 0 | 0 | 0 | 0 | 0 | 0 | 0 | 0 | 0 | 0 | 0 | 0 | 0 | 0 | 0 | 0 | 0 | 0 | 0 | 0 | 0 | 0 | 0 | 0 | 0 | 0 | 0 | 0 | 0 | 0 | 0 | 0 | 0 | 0 | 0 | 0 | 0 | 0 | 0 | 0 | 0 | 0 | 0 | 0 | 0 | 0 | 0 | 0 | 0 | 0 | 0 | 0 | 0 | 0 | 0 | 0 | 0 | 0 | 0 | 0 | 0 | 0 | 0 | 0 | 0 | 0 | 0 | 0 | 0 | 0 | 0 | 0 | 0 | 0 | 0 | 0 | 0 | 0 | 0 | 0 | 0 | 0 | 0 | 0 | 0 | 0 | 0 | 0 | 0 | 0 | 0 | 0 | 0 | 0 | 0 | 0 | 0 | 0 | 0 | 0 | 0 | 0 | 0 | 0 | 0 | 0 | 0 | 0 | 0 | 0 | 0 | 0 | 0 | 0 | 0 | 0 | 0 | 0 | 0 | 0 | 0 | 0 | 0 | 0 | 0 | 0 | 0 | 0 | 0 | 0 | 0 | 0 | 0 | 0 | 0 | 0 | 0 | 0 | 0 | 0 | 0 | 0 | 0 | 0 | 0 | 0 | 0 | 0 | 0 | 0 | 0 | 0 | 0 | 0 | 0 | 0 | 0 | 0 | 0 | 0 | 0 | 0 | 0 | 0 | 0 | 0 | 0 | 0 | 0 | 0 | 0 | 0 | 0 | 0 | 0 | 0 | 0 | 0 | 0 | 0 | 0 | 0 | 0 | 0 | 0 | 0 | 0 | 0 | 0 | 0 | 0 | 0 | 0 | 0 | 0 | 0 | 0 | 0 | 0 | 0 | 0 | 0 | 0 | 0 | 0 | 0 | 0 | 0 | 0 | 0 | 0 | 0 | 0 | 0 | 0 | 0 | 0 | 0 | 0 | 0 | 0 | 0 | 0 | 0 | 0 | 0 | 0 | 0 | 0 | 0 | 0 | 0 | 0 | 0 | 0 | 0 | 0 | 0 | 0 | 0 | 0 | 0 | 0 | 0 | 0 | 0 | 0 | 0 | 0 | 0 | 0 | 0 | 0 | 0 | 0 | 0 | 0 | 0 | 0 | 0 | 0 | 0 | 0 | 0 | 0 | 0 | 0 | 0 | 0 | 0 | 0 | 0 | 0 | 0 | 0 | 0 | 0 | 0 | 0 | 0 | 0 | 0 | 0 | 0 | 0 | 0 | 0 | 0 | 0 | 0 | 0 | 0 | 0 | 0 | 0 | 0 | 0 | 0 | 0 | 0 | 0 | 0 | 0 | 0 | 0 | 0 | 0 | 0 | 0 | 0 | 0 | 0 | 0 | 0 | 0 | 0 | 0 | 0 | 0 | 0 | 0 | 0 | 0 | 0 | 0 | 0 | 0 | 0 | 0 | 0 | 0 | 0 | 0 | 0 | 0 | 0 | 0 | 0 | 0 | 0 | 0 | 0 | 0 | 0 | 0 | 0 | 0 | 0 | 0 | 0 | 0 | 0 | 0 | 0 | 0 | 0 | 0 | 0 | 0 | 0 | 0 | 0 | 0 | 0 | 0 | 0 | 0 | 0 | 0 | 0 | 0 | 0 | 0 | 0 | 0 | 0 | 0 | 0 | 0 | 0 | 0 | 0 | 0 | 0 | 0 | 0 | 0 | 0 | 0 | 0 | 0 | 0 | 0 | 0 | 0 | 0 | 0 | 0 | 0 | 0 | 0 | 0 | 0 | 0 | 0 | 0 | 0 | 0 | 0 | 0 | 0 | 0 | 0 | 0 | 0 | 0 | 0 | 0 | 0 | 0 | 0 | 0 | 0 | 0 | 0 | 0 | 0 | 0 | 0 | 0 | 0 | 0 | 0 | 0 | 0 | 0 | 0 | 0 | 0 | 0 | 0 | 0 | 0 | 0 | 0 | 0 | 0 | 0 | 0 | 0 | 0 | 0 | 0 | 0 | 0 | 0 | 0 | 0 | 0 | 0 | 0 | 0 | 0 | 0 | 0 | 0 | 0 | 0 | 0 | 0 | 0 | 0 | 0 | 0 | 0 | 0 | 0 | 0 | 0 | 0 | 0 | 0 | 0 | 0 | 0 | 0 | 0 | 0 | 0 | 0 | 0 | 0 | 0 | 0 | 0 | 0 | 0 | 0 | 0 | 0 | 0 | 0 | 0 | 0 | 0 | 0 | 0 | 0 | 0 | 0 | 0 | 0 | 0 | 0 | 0 | 0 | 0 | 0 | 0 | 0 | 0 | 0 | 0 | 0 | 0 | 0 | 0 | 0 | 0 | 0 | 0 | 0 | 0 | 0 | 0 | 0 | 0 | 0 | 0 | 0 | 0 | 0 | 0 | 0 | 0 | 0 | 0 | 0 | 0 | 0 | 0 | 0 | 0 | 0 | 0 | 0 | 0 | 0 | 0 | 0 | 0 | 0 | 0 | 0 | 0 | 0 | 0 | 0 | 0 | 0 | 0 | 0 | 0 | 0 | 0 | 0 | 0 | 0 | 0 | 0 | 0 | 0 | 0 | 0 | 0 | 0 | 0 | 0 | 0 | 0 | 0 | 0 | 0 | 0 | 0 | 0 | 0 | 0 | 0 | 0 | 0 | 0 | 0 | 0 | 0 | 0 | 0 | 0 | 0 | 0 | 0 | 0 | 0 | 0 | 0 | 0 | 0 | 0 | 0 | 0 | 0 | 0 | 0 | 0 | 0 | 0 | 0 | 0 | 0 | 0 | 0 | 0 | 0 | 0 | 0 | 0 | 0 | 0 | 0 | 0 | 0 | 0 | 0 | 0 | 0 | 0 | 0 | 0 | 0 | 0 | 0 | 0 | 0 | 0 | 0 | 0 | 0 | 0 | 0 | 0 | 0 | 0 | 0 | 0 | 0 | 0 | 0 | 0 | 0 | 0 | 0 | 0 | 0 | 0 | 0 | 0 | 0 | 0 | 0 | 0 | 0 | 0 | 0 | 0 | 0 | 0 | 0 | 0 | 0 | 0 | 0 | 0 | 0 | 0 | 0 | 0 | 0 | 0 | 0 | 0 | 0 | 0 | 0 | 0 | 0 | 0 | 0 | 0 | 0 | 0 | 0 | 0 | 0 | 0 | 0 | 0 | 0 | 0 | 0 | 0 | 0 | 0 | 0 | 0 | 0 | 0 | 0 | 0 | 0 | 0 | 0 | 0 | 0 | 0 | 0 | 0 | 0 | 0 | 0 | 0 | 0 | 0 | 0 | 0 | 0 | 0 | 0 | 0 | 0 | 0 | 0 | 0 | 0 | 0 | 0 | 0 | 0 | 0 | 0 | 0 | 0 | 0 | 0 | 0 | 0 | 0 | 0 | 0 | 0 | 0 | 0 | 0 | 0 | 0 | 0 | 0 | 0 | 0 | 0 | 0 | 0 | 0 | 0 | 0 | 0 | 0 | 0 | 0 | 0 | 0 | 0 | 0 | 0 | 0 | 0 | 0 | 0 | 0 | 0 | 0 | 0 | 0 | 0 | 0 | 0 | 0 | 0 | 0 | 0 | 0 | 0 | 0 | 0 | 0 | 0 | 0 | 0 | 0 | 0 | 0 | 0 | 0 | 0 | 0 | 0 | 0 | 0 | 0 | 0 | 0 | 0 | 0 | 0 | 0 | 0 | 0 | 0 | 0 | 0 | 0 | 0 | 0 | 0 | 0 | 0 | 0 | 0 | 0 | 0 | 0 | 0 | 0 | 0 | 0 | 0 | 0 | 0 | 0 | 0 | 0 | 0 | 0 | 0 | 0 | 0 | 0 | 0 | 0 | 0 | 0 | 0 | 0 | 0 | 0 | 0 | 0 | 0 | 0 | 0 | 0 | 0 | 0 | 0 | 0 | 0 | 0 | 0 | 0 | 0 | 0 | 0 | 0 | 0 | 0 | 0 | 0 | 0 | 0 | 0 | 0 | 0 | 0 | 0 | 0 | 0 | 0 | 0 | 0 | 0 | 0 | 0 | 0 | 0 | 0 | 0 | 0 | 0 | 0 | 0 | 0 | 0 | 0 | 0 | 0 | 0 | 0 | 0 | 0 | 0 | 0 | 0 | 0 | 0 | 0 | 0 | 0 | 0 | 0 | 0 | 0 | 0 | 0 | 0 | 0 | 0 | 0 | 0 | 0 | 0 | 0 | 0 | 0 | 0 | 0 | 0 | 0 | 0 | 0 | 0 | 0 | 0 | 0 | 0 | 0 | 0 | 0 | 0 | 0 | 0 | 0 | 0 | 0 | 0 | 0 | 0 | 0 | 0 | 0 | 0 | 0 | 0 | 0 | 0 | 0 | 0 | 0 | 0 | 0 | 0 | 0 | 0 | 0 | 0 | 0 | 0 | 0 | 0 | 0 | 0 | 0 | 0 | 0 | 0 | 0 | 0 | 0 | 0 | 0 | 0 | 0 | 0 | 0 | 0 | 0 | 0 | 0 | 0 | 0 | 0 | 0 | 0 | 0 | 0 | 0 | 0 | 0 | 0 | 0 | 0 | 0 | 0 | 0 | 0 | 0 | 0 | 0 | 0 | 0 | 0 | 0 | 0 | 0 | 0 | 0 | 0 | 0 | 0 | 0 | 0 | 0 | 0 | 0 | 0 | 0 | 0 | 0 | 0 | 0 | 0 | 0 | 0 | 0 | 0 | 0 | 0 | 0 | 0 | 0 | 0 | 0 | 0 | 0 | 0 | 0 | 0 | 0 | 0 | 0 | 0 | 0 | 0 | 0 | 0 | 0 | 0 | 0 | 0 | 0 | 0 | 0 | 0 | 0 | 0 | 0 | 0 | 0 | 0 | 0 | 0 | 0 | 0 | 0 | 0 | 0 | 0 | 0 | 0 | 0 | 0 | 0 | 0 | 0 | 0 | 0 | 0 | 0 | 0 | 0 | 0 | 0 | 0 | 0 | 0 | 0 | 0 | 0 | 0 | 0 | 0 | 0 | 0 | 0 | 0 | 0 | 0 | 0 | 0 | 0 | 0 | 0 | 0 | 0 | 0 | 0 | 0 | 0 | 0 | 0 | 0 | 0 | 0 | 0 | 0 | 0 | 0 | 0 | 0 | 0 | 0 | 0 | 0 | 0 | 0 | 0 | 0 | 0 | 0 | 0 | 0 | 0 | 0 | 0 | 0 | 0 | 0 | 0 | 0 | 0 | 0 | 0 | 0 | 0 | 0 | 0 | 0 | 0 | 0 | 0 | 0 | 0 | 0 | 0 | 0 | 0 | 0 | 0 | 0 | 0 | 0 | 0 | 0 | 0 | 0 | 0 | 0 | 0 | 0 | 0 | 0 | 0 | 0 | 0 | 0 | 0 | 0 | 0 | 0 | 0 | 0 | 0 | 0 | 0 | 0 | 0 | 0 | 0 | 0 | 0 | 0 | 0 | 0 | 0 | 0 | 0 | 0 | 0 | 0 | 0 | 0 | 0 | 0 | 0 | 0 | 0 | 0 | 0 | 0 | 0 | 0 | 0 | 0 | 0 | 0 | 0 | 0 | 0 | 0 | 0 | 0 | 0 | 0 | 0 | 0 | 0 | 0 | 0 | 0 | 0 | 0 | 0 | 0 | 0 | 0 | 0 | 0 | 0 | 0 | 0 | 0 | 0 | 0 | 0 | 0 | 0 | 0 | 0 | 0 | 0 | 0 | 0 | 0 | 0 | 0 | 0 | 0 | 0 | 0 | 0 | 0 | 0 | 0 | 0 | 0 | 0 | 0 | 0 | 0 | 0 | 0 | 0 | 0 | 0 | 0 | 0 | 0 | 0 | 0 | 0 | 0 | 0 | 0 | 0 | 0 | 0 | 0 | 0 | 0 | 0 | 0 | 0 | 0 | 0 | 0 | 0 | 0 | 0 | 0 | 0 | 0 | 0 | 0 | 0 | 0 | 0 | 0 | 0 | 0 | 0 | 0 | 0 | 0 | 0 | 0 | 0 | 0 | 0 | 0 | 0 | 0 | 0 | 0 | 0 | 0 | 0 | 0 | 0 | 0 | 0 | 0 | 0 | 0 | 0 | 0 | 0 | 0 | 0 | 0 | 0 | 0 | 0 | 0 | 0 | 0 | 0 | 0 | 0 | 0 | 0 | 0 | 0 | 0 | 0 | 0 | 0 | 0 | 0 | 0 | 0 | 0 | 0 | 0 | 0 | 0 | 0 | 0 | 0 | 0 | 0 | 0 | 0 | 0 | 0 | 0 | 0 | 0 | 0 | 0 | 0 | 0 | 0 | 0 | 0 | 0 | 0 | 0 | 0 | 0 | 0 | 0 | 0 | 0 | 0 | 0 | 0 | 0 | 0 | 0 | 0 | 0 | 0 | 0 | 0 | 0 | 0 | 0 | 0 | 0 | 0 | 0 | 0 | 0 | 0 | 0 | 0 | 0 | 0 | 0 | 0 | 0 | 0 | 0 | 0 | 0 | 0 | 0 | 0 | 0 | 0 | 0 | 0 | 0 | 0 | 0 | 0 | 0 | 0 | 0 | 0 | 0 | 0 | 0 | 0 | 0 | 0 | 0 | 0 | 0 | 0 | 0 | 0 | 0 | 0 | 0 | 0 | 0 | 0 | 0 | 0 | 0 | 0 | 0 | 0 | 0 | 0 | 0 | 0 | 0 | 0 | 0 | 0 | 0 | 0 | 0 | 0 | 0 | 0 | 0 | 0 | 0 | 0 | 0 | 0 | 0 | 0 | 0 | 0 | 0 | 0 | 0 | 0 | 0 | 0 | 0 | 0 | 0 | 0 | 0 | 0 | 0 | 0 | 0 | 0 | 0 | 0 | 0 | 0 | 0 | 0 | 0 | 0 | 0 | 0 | 0 | 0 | 0 | 0 | 0 | 0 | 0 | 0 | 0 | 0 | 0 | 0 | 0 | 0 | 0 | 0 | 0 | 0 | 0 | 0 | 0 | 0 | 0 | 0 | 0 | 0 | 0 | 0 | 0 | 0 | 0 | 0 | 0 | 0 | 0 | 0 | 0 | 0 | 0 | 0 | 0 | 0 | 0 | 0 | 0 | 0 | 0 | 0 | 0 | 0 | 0 | 0 | 0 | 0 | 0 | 0 | 0 | 0 | 0 | 0 | 0 | 0 | 0 | 0 | 0 | 0 | 0 | 0 | 0 | 0 | 0 | 0 | 0 | 0 | 0 | 0 | 0 | 0 | 0 | 0 | 0 | 0 | 0 | 0 | 0 | 0 | 0 | 0 | 0 | 0 | 0 | 0 | 0 | 0 | 0 | 0 | 0 | 0 | 0 | 0 | 0 | 0 | 0 | 0 | 0 | 0 | 0 | 0 | 0 | 0 | 0 | 0 | 0 | 0 | 0 | 0 | 0 | 0 | 0 | 0 | 0 | 0 | 0 | 0 | 0 | 0 | 0 | 0 | 0 | 0 | 0 | 0 | 0 | 0 | 0 | 0 | 0 | 0 | 0 | 0 | 0 | 0 | 0 | 0 | 0 | 0 | 0 | 0 | 0 | 0 | 0 | 0 | 0 | 0 | 0 | 0 | 0 | 0 | 0 | 0 | 0 | 0 | 0 | 0 | 0 | 0 | 0 | 0 | 0 | 0 | 0 | 0 | 0 | 0 | 0 | 0 | 0 | 0 | 0 | 0 | 0 | 0 | 0 | 0 | 0 | 0 | 0 | 0 | 0 | 0 | 0 | 0 | 0 | 0 | 0 | 0 | 0 | 0 | 0 | 0 | 0 | 0 | 0 | 0 | 0 | 0 | 0 | 0 | 0 | 0 | 0 | 0 | 0 | 0 | 0 | 0 | 0 | 0 | 0 | 0 | 0 | 0 | 0 | 0 | 0 | 0 | 0 | 0 | 0 | 0 | 0 | 0 | 0 | 0 | 0 | 0 | 0 | 0 | 0 | 0 | 0 | 0 | 0 | 0 | 0 | 0 | 0 | 0 | 0 | 0 | 0 | 0 | 0 | 0 | 0 | 0 | 0 | 0 | 0 | 0 | 0 | 0 | 0 | 0 | 0 | 0 | 0 | 0 | 0 | 0 | 0 | 0 | 0 | 0 | 0 | 0 | 0 | 0 | 0 | 0 | 0 | 0 | 0 | 0 | 0 | 0 | 0 | 0 | 0 | 0 | 0 | 0 | 0 | 0 | 0 | 0 | 0 | 0 | 0 | 0 | 0 | 0 | 0 | 0 | 0 | 0 | 0 | 0 | 0 | 0 | 0 | 0 | 0 | 0 | 0 | 0 | 0 | 0 | 0 | 0 | 0 | 0 | 0 | 0 | 0 | 0 | 0 | 0 | 0 | 0 | 0 | 0 | 0 | 0 | 0 | 0 | 0 | 0 | 0 | 0 | 0 | 0 | 0 | 0 | 0 | 0 | 0 | 0 | 0 | 0 | 0 | 0 | 0 | 0 | 0 | 0 | 0 | 0 | 0 | 0 | 0 | 0 | 0 | 0 | 0 | 0 | 0 | 0 | 0 | 0 | 0 | 0 | 0 | 0 | 0 | 0 | 0 | 0 | 0 | 0 | 0 | 0 | 0 | 0 | 0 | 0 | 0 | 0 | 0 | 0 | 0 | 0 | 0 | 0 | 0 | 0 | 0 | 0 | 0 | 0 | 0 | 0 | 0 | 0 | 0 | 0 | 0 | 0 | 0 | 0 | 0 | 0 | 0 | 0 | 0 | 0 | 0 | 0 | 0 | 0 | 0 | 0 | 0 | 0 | 0 | 0 | 0 | 0 | 0 | 0 | 0 | 0 | 0 | 0 | 0 | 0 | 0 | 0 | 0 | 0 | 0 | 0 | 0 | 0 | 0 | 0 | 0 | 0 | 0 | 0 | 0 | 0 | 0 | 0 | 0 | 0 | 0 | 0 | 0 | 0 | 0 | 0 | 0 | 0 | 0 | 0 | 0 | 0 | 0 | 0 | 0 | 0 | 0 | 0 | 0 | 0 | 0 | 0 | 0 | 0 | 0 | 0 | 0 | 0 | 0 | 0 | 0 | 0 | 0 | 0 | 0 | 0 | 0 | 0 | 0 | 0 | 0 | 0 | 0 | 0 | 0 | 0 | 0 | 0 | 0 | 0 | 0 | 0 | 0 | 0 | 0 | 0 | 0 | 0 | 0 | 0 | 0 | 0 | 0 | 0 | 0 | 0 | 0 | 0 | 0 | 0 | 0 | 0 | 0 | 0 | 0 | 0 | 0 | 0 | 0 | 0 | 0 | 0 | 0 | 0 | 0 | 0 | 0 | 0 | 0 | 0 | 0 | 0 | 0 | 0 | 0 | 0 | 0 | 0 | 0 | 0 | 0 | 0 | 0 | 0 | 0 | 0 | 0 | 0 | 0 | 0 | 0 | 0 | 0 | 0 | 0 | 0 | 0 | 0 | 0 | 0 | 0 | 0 | 0 | 0 | 0 | 0 | 0 | 0 | 0 | 0 | 0 | 0 | 0 | 0 | 0 | 0 | 0 | 0 | 0 | 0 | 0 | 0 | 0 | 0 | 0 | 0 | 0 | 0 | 0 | 0 | 0 | 0 | 0 | 0 | 0 | 0 | 0 | 0 | 0 | 0 | 0 | 0 | 0 | 0 | 0 | 0 | 0 | 0 | 0 | 0 | 0 | 0 | 0 | 0 | 0 | 0 | 0 | 0 | 0 | 0 | 0 | 0 | 0 | 0 | 0 | 0 | 0 | 0 | 0 | 0 | 0 | 0 | 0 | 0 | 0 | 0 | 0 | 0 | 0 | 0 | 0 | 0 | 0 | 0 | 0 | 0 | 0 | 0 | 0 | 0 | 0 | 0 | 0 | 0 | 0 | 0 | 0 | 0 | 0 | 0 | 0 | 0 | 0 | 0 | 0 | 0 | 0 | 0 | 0 | 0 | 0 | 0 | 0 | 0 | 0 | 0 | 0 | 0 | 0 | 0 | 0 | 0 | 0 | 0 | 0 | 0 | 0 | 0 | 0 | 0 | 0 | 0 | 0 | 0 | 0 | 0 | 0 | 0 | 0 | 0 | 0 | 0 | 0 | 0 | 0 | 0 | 0 | 0 | 0 | 0 | 0 | 0 | 0 | 0 | 0 | 0 | 0 | 0 | 0 | 0 | 0 | 0 | 0 | 0 | 0 | 0 | 0 | 0 | 0 | 0 | 0 | 0 | 0 | 0 | 0 | 0 | 0 | 0 | 0 | 0 | 0 | 0 | 0 | 0 | 0 | 0 | 0 | 0 | 0 | 0 | 0 | 0 | 0 | 0 | 0 | 0 | 0 | 0 | 0 | 0 | 0 | 0 | 0 | 0 | 0 | 0 | 0 | 0 | 0 | 0 | 0 | 0 | 0 | 0 | 0 | 0 | 0 | 0 | 0 | 0 | 0 | 0 | 0 | 0 | 0 | 0 | 0 | 0 | 0 | 0 | 0 | 0 | 0 | 0 | 0 | 0 | 0 | 0 | 0 | 0 | 0 | 0 | 0 | 0 | 0 | 0 | 0 | 0 | 0 | 0 | 0 | 0 | 0 | 0 | 0 | 0 | 0 | 0 | 0 | 0 | 0 | 0 | 0 | 0 | 0 | 0 | 0 | 0 | 0 | 0 | 0 | 0 | 0 | 0 | 0 | 0 | 0 | 0 | 0 | 0 | 0 | 0 | 0 | 0 | 0 | 0 | 0 | 0 | 0 | 0 | 0 | 0 | 0 | 0 | 0 | 0 | 0 | 0 | 0 | 0 | 0 | 0 | 0 | 0 | 0 | 0 | 0 | 0 | 0 | 0 | 0 | 0 | 0 | 0 | 0 | 0 | 0 | 0 | 0 | 0 | 0 | 0 | 0 | 0 | 0 | 0 | 0 | 0 | 0 | 0 | 0 | 0 | 0 | 0 | 0 | 0 | 0 | 0 | 0 | 0 | 0 | 0 | 0 | 0 | 0 | 0 | 0 | 0 | 0 | 0 | 0 | 0 | 0 | 0 | 0 | 0 | 0 | 0 | 0 | 0 | 0 | 0 | 0 | 0 | 0 | 0 | 0 | 0 | 0 | 0 | 0 | 0 | 0 | 0 | 0 | 0 | 0 | 0 | 0 | 0 | 0 | 0 | 0 | 0 | 0 | 0 | 0 | 0 | 0 | 0 | 0 | 0 | 0 | 0 | 0 | 0 | 0 | 0 | 0 | 0 | 0 | 0 | 0 | 0 | 0 | 0 | 0 | 0 | 0 | 0 | 0 | 0 | 0 | 0 | 0 | 0 | 0 | 0 | 0 | 0 | 0 | 0 | 0 | 0 | 0 | 0 | 0 | 0 | 0 | 0 | 0 | 0 | 0 | 0 | 0 | 0 | 0 | 0 | 0 | 0 | 0 | 0 | 0 | 0 | 0 | 0 | 0 | 0 | 0 | 0 | 0 | 0 | 0 | 0 | 0 | 0 | 0 | 0 | 0 | 0 | 0 | 0 | 0 | 0 | 0 | 0 | 0 | 0 | 0 | 0 | 0 | 0 | 0 | 0 | 0 | 0 | 0 | 0 | 0 | 0 | 0 | 0 | 0 | 0 | 0 | 0 | 0 | 0 | 0 | 0 | 0 | 0 | 0 | 0 | 0 | 0 | 0 | 0 | 0 | 0 | 0 | 0 | 0 | 0 | 0 | 0 | 0 | 0 | 0 | 0 | 0 | 0 | 0 | 0 | 0 | 0 | 0 | 0 | 0 | 0 | 0 | 0 | 0 | 0 | 0 | 0 | 0 | 0 | 0 | 0 | 0 | 0 | 0 | 0 | 0 | 0 | 0 | 0 | 0 | 0 | 0 | 0 | 0 | 0 | 0 | 0 | 0 | 0 | 0 | 0 | 0 | 0 | 0 | 0 | 0 | 0 | 0 | 0 | 0 | 0 | 0 | 0 | 0 | 0 | 0 | 0 | 0 | 0 | 0 | 0 | 0 | 0 | 0 | 0 | 0 | 0 | 0 | 0 | 0 | 0 | 0 | 0 | 0 | 0 | 0 | 0 | 0 | 0 | 0 | 0 | 0 | 0 | 0 | 0 | 0 | 0 | 0 | 0 | 0 | 0 | 0 | 0 | 0 | 0 | 0 | 0 | 0 | 0 | 0 | 0 | 0 | 0 | 0 | 0 | 0 | 0 | 0 | 0 | 0 | 0 | 0 | 0 | 0 | 0 | 0 | 0 | 0 | 0 | 0 | 0 | 0 | 0 | 0 | 0 | 0 | 0 | 0 | 0 | 0 | 0 | 0 | 0 | 0 | 0 | 0 | 0 | 0 | 0 | 0 | 0 | 0 | 0 | 0 | 0 | 0 | 0 | 0 | 0 | 0 | 0 | 0 | 0 | 0 | 0 | 0 | 0 | 0 | 0 | 0 | 0 | 0 | 0 | 0 | 0 | 0 | 0 | 0 | 0 | 0 | 0 | 0 | 0 | 0 | 0 | 0 | 0 | 0 | 0 | 0 | 0 | 0 | 0 | 0 | 0 | 0 | 0 | 0 | 0 | 0 | 0 | 0 | 0 | 0 | 0 | 0 | 0 | 0 | 0 | 0 | 0 | 0 | 0 | 0 | 0 | 0 | 0 | 0 | 0 | 0 | 0 | 0 | 0 | 0 | 0 | 0 | 0 | 0 | 0 | 0 | 0 | 0 | 0 | 0 | 0 | 0 | 0 | 0 | 0 | 0 | 0 | 0 | 0 | 0 | 0 | 0 | 0 | 0 | 0 | 0 | 0 | 0 | 0 | 0 | 0 | 0 | 0 | 0 | 0 | 0 | 0 | 0 | 0 | 0 | 0 | 0 | 0 | 0 | 0 | 0 | 0 | 0 | 0 | 0 | 0 | 0 | 0 | 0 | 0 | 0 | 0 | 0 | 0 | 0 | 0 | 0 | 0 | 0 | 0 | 0 | 0 | 0 | 0 | 0 | 0 | 0 | 0 | 0 | 0 | 0 | 0 | 0 | 0 | 0 | 0 | 0 | 0 | 0 | 0 | 0 | 0 | 0 | 0 | 0 | 0 | 0 | 0 | 0 | 0 | 0 | 0 | 0 | 0 | 0 | 0 | 0 | 0 | 0 | 0 | 0 | 0 | 0 | 0 | 0 | 0 | 0 | 0 | 0 | 0 | 0 | 0 | 0 | 0 | 0 | 0 | 0 | 0 | 0 | 0 | 0 | 0 | 0 | 0 | 0 | 0 | 0 | 0 | 0 | 0 | 0 | 0 | 0 | 0 | 0 | 0 | 0 | 0 | 0 | 0 | 0 | 0 | 0 | 0 | 0 | 0 | 0 | 0 | 0 | 0 | 0 | 0 | 0 | 0 | 0 | 0 | 0 | 0 | 0 | 0 | 0 | 0 | 0 | 0 | 0 | 0 | 0 | 0 | 0 | 0 | 0 | 0 | 0 | 0 | 0 | 0 | 0 | 0 | 0 | 0 | 0 | 0 | 0 | 0 | 0 | 0 | 0 | 0 | 0 | 0 | 0 | 0 | 0 | 0 | 0 | 0 | 0 | 0 | 0 | 0 | 0 | 0 | 0 | 0 | 0 | 0 | 0 | 0 | 0 | 0 | 0 | 0 | 0 | 0 | 0 | 0 | 0 | 0 | 0 | 0 | 0 | 0 | 0 | 0 | 0 | 0 | 0 | 0 | 0 | 0 | 0 | 0 | 0 | 0 | 0 | 0 | 0 | 0 | 0 | 0 | 0 | 0 | 0 | 0 | 0 | 0 | 0 | 0 | 0 | 0 | 0 | 0 | 0 | 0 | 0 | 0 | 0 | 0 | 0 | 0 | 0 | 0 | 0 | 0 | 0 | 0 | 0 | 0 | 0 | 0 | 0 | 0 | 0 | 0 | 0 | 0 | 0 | 0 | 0 | 0 | 0 | 0 | 0 | 0 | 0 | 0 | 0 | 0 | 0 | 0 | 0 | 0 | 0 | 0 | 0 | 0 | 0 | 0 | 0 | 0 | 0 | 0 | 0 | 0 | 0 | 0 | 0 | 0 | 0 | 0 | 0 | 0 | 0 | 0 | 0 | 0 | 0 | 0 | 0 | 0 | 0 | 0 | 0 | 0 | 0 | 0 | 0 | 0 | 0 | 0 | 0 | 0 | 0 | 0 | 0 | 0 | 0 | 0 | 0 | 0 | 0 | 0 | 0 | 0 | 0 | 0 | 0 | 0 | 0 | 0 | 0 | 0 | 0 | 0 | 0 | 0 | 0 | 0 | 0 | 0 | 0 | 0 | 0 | 0 | 0 | 0 | 0 | 0 | 0 | 0 | 0 | 0 | 0 | 0 | 0 | 0 | 0 | 0 | 0 | 0 | 0 | 0 | 0 | 0 | 0 | 0 | 0 | 0 | 0 | 0 | 0 | 0 | 0 | 0 | 0 | 0 | 0 | 0 | 0 | 0 | 0 | 0 | 0 | 0 | 0 | 0 | 0 | 0 | 0 | 0 | 0 | 0 | 0 | 0 | 0 | 0 | 0 | 0 | 0 | 0 | 0 | 0 | 0 | 0 | 0 | 0 | 0 | 0 | 0 | 0 | 0 | 0 | 0 | 0 | 0 | 0 | 0 | 0 | 0 | 0 | 0 | 0 | 0 | 0 | 0 | 0 | 0 | 0 | 0 | 0 | 0 | 0 | 0 | 0 | 0 | 0 | 0 | 0 | 0 | 0 | 0 | 0 | 0 | 0 | 0 | 0 | 0 | 0 | 0 | 0 | 0 | 0 | 0 | 0 | 0 | 0 | 0 | 0 | 0 | 0 | 0 | 0 | 0 | 0 | 0 | 0 | 0 | 0 | 0 | 0 | 0 | 0 | 0 | 0 | 0 | 0 | 0 | 0 | 0 | 0 | 0 | 0 | 0 | 0 | 0 | 0 | 0 | 0 | 0 | 0 | 0 | 0 | 0 | 0 | 0 | 0 | 0 | 0 | 0 | 0 | 0 | 0 | 0 | 0 | 0 | 0 | 0 | 0 | 0 | 0 | 0 | 0 | 0 | 0 | 0 | 0 | 0 | 0 | 0 | 0 | 0 | 0 | 0 | 0 | 0 | 0 | 0 | 0 | 0 | 0 | 0 | 0 | 0 | 0 | 0 | 0 | 0 | 0 | 0 | 0 | 0 | 0 | 0 | 0 | 0 | 0 | 0 | 0 | 0 | 0 | 0 | 0 | 0 | 0 | 0 | 0 | 0 | 0 | 0 | 0 | 0 | 0 | 0 | 0 | 0 | 0 | 0 | 0 | 0 | 0 | 0 | 0 | 0 | 0 | 0 | 0 | 0 | 0 | 0 | 0 | 0 | 0 | 0 | 0 | 0 | 0 | 0 | 0 | 0 | 0 | 0 | 0 | 0 | 0 | 0 | 0 | 0 | 0 | 0 | 0 | 0 | 0 | 0 | 0 | 0 | 0 | 0 | 0 | 0 | 0 | 0 | 0 | 0 | 0 | 0 | 0 | 0 | 0 | 0 | 0 | 0 | 0 | 0 | 0 | 0 | 0 | 0 | 0 | 0 | 0 | 0 | 0 | 0 | 0 | 0 | 0 | 0 | 0 | 0 | 0 | 0 | 0 | 0 | 0 | 0 | 0 | 0 | 0 | 0 | 0 | 0 | 0 | 0 | 0 | 0 | 0 | 0 | 0 | 0 | 0 | 0 | 0 | 0 | 0 | 0 | 0 | 0 | 0 | 0 | 0 | 0 | 0 | 0 | 0 | 0 | 0 | 0 | 0 | 0 | 0 | 0 | 0 | 0 | 0 | 0 | 0 | 0 | 0 | 0 | 0 | 0 | 0 | 0 | 0 | 0 | 0 | 0 | 0 | 0 | 0 | 0 | 0 | 0 | 0 | 0 | 0 | 0 | 0 | 0 | 0 | 0 | 0 | 0 | 0 | 0 | 0 | 0 | 0 | 0 | 0 | 0 | 0 | 0 | 0 | 0 | 0 | 0 | 0 | 0 | 0 | 0 | 0 | 0 | 0 | 0 | 0 | 0 | 0 | 0 | 0 | 0 | 0 | 0 | 0 | 0 | 0 | 0 | 0 | 0 | 0 | 0 | 0 | 0 | 0 | 0 | 0 | 0 | 0 | 0 | 0 | 0 | 0 | 0 | 0 | 0 | 0 | 0 | 0 | 0 | 0 | 0 | 0 | 0 | 0 | 0 | 0 | 0 | 0 | 0 | 0 | 0 | 0 | 0 | 0 | 0 | 0 | 0 | 0 | 0 | 0 | 0 | 0 | 0 | 0 | 0 | 0 | 0 | 0 | 0 | 0 | 0 | 0 | 0 | 0 | 0 | 0 | 0 | 0 | 0 | 0 | 0 | 0 | 0 | 0 | 0 | 0 | 0 | 0 | 0 | 0 | 0 | 0 | 0 | 0 | 0 | 0 | 0 | 0 | 0 | 0 | 0 | 0 | 0 | 0 | 0 | 0 | 0 | 0 | 0 | 0 | 0 | 0 | 0 | 0 | 0 | 0 | 0 | 0 | 0 | 0 | 0 | 0 | 0 | 0 | 0 | 0 | 0 | 0 | 0 | 0 | 0 | 0 | 0 | 0 | 0 | 0 | 0 | 0 | 0 | 0 | 0 | 0 | 0 | 0 | 0 | 0 | 0 | 0 | 0 | 0 | 0 | 0 | 0 | 0 | 0 | 0 | 0 | 0 | 0 | 0 | 0 | 0 | 0 | 0 | 0 | 0 | 0 | 0 | 0 | 0 | 0 | 0 | 0 | 0 | 0 | 0 | 0 | 0 | 0 | 0 | 0 | 0 | 0 | 0 | 0 | 0 | 0 | 0 | 0 | 0 | 0 | 0 | 0 | 0 | 0 | 0 | 0 | 0 | 0 | 0 | 0 | 0 | 0 | 0 | 0 | 0 | 0 | 0 | 0 | 0 | 0 | 0 | 0 | 0 | 0 | 0 | 0 | 0 | 0 | 0 | 0 | 0 | 0 | 0 | 0 | 0 | 0 | 0 | 0 | 0 | 0 | 0 | 0 | 0 | 0 | 0 | 0 | 0 | 0 | 0 | 0 | 0 | 0 | 0 | 0 | 0 | 0 | 0 | 0 | 0 | 0 | 0 | 0 | 0 | 0 | 0 | 0 | 0 | 0 | 0 | 0 | 0 | 0 | 0 | 0 | 0 | 0 | 0 | 0 | 0 | 0 | 0 | 0 | 0 | 0 | 0 | 0 | 0 | 0 | 0 | 0 | 0 | 0 | 0 | 0 | 0 | 0 | 0 | 0 | 0 | 0 | 0 | 0 | 0 | 0 | 0 | 0 | 0 | 0 | 0 | 0 | 0 | 0 | 0 | 0 | 0 | 0 | 0 | 0 | 0 | 0 | 0 | 0 | 0 | 0 | 0 | 0 | 0 | 0 | 0 | 0 | 0 | 0 | 0 | 0 | 0 | 0 | 0 | 0 | 0 | 0 | 0 | 0 | 0 | 0 | 0 | 0 | 0 | 0 | 0 | 0 | 0 | 0 | 0 | 0 | 0 | 0 | 0 | 0 | 0 | 0 | 0 | 0 | 0 | 0 | 0 | 0 | 0 | 0 | 0 | 0 | 0 | 0 | 0 | 0 | 0 | 0 | 0 | 0 | 0 | 0 | 0 | 0 | 0 | 0 | 0 | 0 | 0 | 0 | 0 | 0 | 0 | 0 | 0 | 0 | 0 | 0 | 0 | 0 | 0 | 0 | 0 | 0 | 0 | 0 | 0 | 0 | 0 | 0 | 0 | 0 | 0 | 0 | 0 | 0 | 0 | 0 | 0 | 0 | 0 | 0 | 0 | 0 | 0 | 0 | 0 | 0 | 0 | 0 | 0 | 0 | 0 | 0 | 0 | 0 | 0 | 0 | 0 | 0 | 0 | 0 | 0 | 0 | 0 | 0 | 0 | 0 | 0 | 0 | 0 | 0 | 0 | 0 | 0 | 0 | 0 | 0 | 0 | 0 | 0 | 0 | 0 | 0 | 0 | 0 | 0 | 0 | 0 | 0 | 0 | 0 | 0 | 0 | 0 | 0 | 0 | 0 | 0 | 0 | 0 | 0 | 0 | 0 | 0 | 0 | 0 | 0 | 0 | 0 | 0 | 0 | 0 | 0 | 0 | 0 | 0 | 0 | 0 | 0 | 0 | 0 | 0 | 0 | 0 | 0 | 0 | 0 | 0 | 0 | 0 | 0 | 0 | 0 | 0 | 0 | 0 | 0 | 0 | 0 | 0 | 0 | 0 | 0 | 0 | 0 | 0 | 0 | 0 | 0 | 0 | 0 | 0 | 0 | 0 | 0 | 0 | 0 | 0 | 0 | 0 | 0 | 0 | 0 | 0 | 0 | 0 | 0 | 0 | 0 | 0 | 0 | 0 | 0 | 0 | 0 | 0 | 0 | 0 | 0 | 0 | 0 | 0 | 0 | 0 | 0 | 0 | 0 | 0 | 0 | 0 | 0 | 0 | 0 | 0 | 0 | 0 | 0 | 0 | 0 | 0 | 0 | 0 | 0 | 0 | 0 | 0 | 0 | 0 | 0 | 0 | 0 | 0 | 0 | 0 | 0 | 0 | 0 | 0 | 0 | 0 | 0 | 0 | 0 | 0 | 0 | 0 | 0 | 0 | 0 | 0 | 0 | 0 | 0 | 0 | 0 | 0 | 0 | 0 | 0 | 0 | 0 | 0 | 0 | 0 | 0 | 0 | 0 | 0 | 0 | 0 | 0 | 0 | 0 | 0 | 0 | 0 | 0 | 0 | 0 | 0 | 0 | 0 | 0 | 0 | 0 | 0 | 0 | 0 | 0 | 0 | 0 | 0 | 0 | 0 | 0 | 0 | 0 | 0 | 0 | 0 | 0 | 0 | 0 | 0 | 0 | 0 | 0 | 0 | 0 | 0 | 0 | 0 | 0 | 0 | 0 | 0 | 0 | 0 | 0 | 0 | 0 | 0 | 0 | 0 | 0 | 0 | 0 | 0 | 0 | 0 | 0 | 0 | 0 | 0 | 0 | 0 | 0 | 0 | 0 | 0 | 0 | 0 | 0 | 0 | 0 | 0 | 0 | 0 | 0 | 0 | 0 | 0 | 0 | 0 | 0 | 0 | 0 | 0 | 0 | 0 | 0 | 0 | 0 | 0 | 0 | 0 | 0 | 0 | 0 | 0 | 0 | 0 | 0 | 0 | 0 | 0 | 0 | 0 | 0 | 0 | 0 | 0 | 0 | 0 | 0 | 0 | 0 | 0 | 0 | 0 | 0 | 0 | 0 | 0 | 0 | 0 | 0 | 0 | 0 | 0 | 0 | 0 | 0 | 0 | 0 | 0 | 0 | 0 | 0 | 0 | 0 | 0 | 0 | 0 | 0 | 0 | 0 | 0 | 0 | 0 | 0 | 0 | 0 | 0 | 0 | 0 | 0 | 0 | 0 | 0 | 0 | 0 | 0 | 0 | 0 | 0 | 0 | 0 | 0 | 0 | 0 | 0 | 0 | 0 | 0 | 0 | 0 | 0 | 0 | 0 | 0 | 0 | 0 | 0 | 0 | 0 | 0 | 0 | 0 | 0 | 0 | 0 | 0 | 0 | 0 | 0 | 0 | 0 | 0 | 0 | 0 | 0 | 0 | 0 | 0 | 0 | 0 | 0 | 0 | 0 | 0 | 0 | 0 | 0 | 0 | 0 | 0 | 0 | 0 | 0 | 0 | 0 | 0
| Cumulative Growth Small Commercial | 10^3M^3/Yr |  | 325377.09 | 475.6975 | 1427.0925 | 2378.4875 | 3329.8825 | 4281.2775 | 5232.6725 | 5708.37 | 5708.37 | 5708.37 | 5708.37 | 5708.37 | 5708.37 | 5708.37 | 5708.37 | 5708.37 | 5708.37 | 5708.37 | 5708.37 | 5708.37 | 5708.37 | 5708.37 | 5708.37 | 5708.37 | 5708.37 | 5708.37 | 5708.37 | 5708.37 | 5708.37 | 5708.37 | 5708.37 | 5708.37 | 5708.37 | 5708.37 | 5708.37 | 5708.37 | 5708.37 | 5708.37 | 5708.37 | 5708.37 | 5708.37 | 5708.37 | 5708.37 | 5708.37 | 5708.37 | 5708.37 | 5708.37 | 5708.37 | 5708.37 | 5708.37 | 5708.37 | 5708.37 | 5708.37 | 5708.37 | 5708.37 | 5708.37 | 5708.37 | 5708.37 | 5708.37 | 5708.37 | 5708.37 | 5708.37 | 5708.37 | 5708.37 | 5708.37 | 5708.37 | 5708.37 | 5708.37 | 5708.37 | 5708.37 | 5708.37 | 5708.37 | 5708.37 | 5708.37 | 5708.37 | 5708.37 | 5708.37 | 5708.37 | 5708.37 | 5708.37 | 5708.37 | 5708.37 | 5708.37 | 5708.37 | 5708.37 | 5708.37 | 5708.37 | 5708.37 | 5708.37 | 5708.37 | 5708.37 | 5708.37 | 5708.37 | 5708.37 | 5708.37 | 5708.37 | 5708.37 | 5708.37 | 5708.37 | 5708.37 | 5708.37 | 5708.37 | 5708.37 | 5708.37 | 5708.37 | 5708.37 | 5708.37 | 5708.37 | 5708.37 | 5708.37 | 5708.37 | 5708.37 | 5708.37 | 5708.37 | 5708.37 | 5708.37 | 5708.37 | 5708.37 | 5708.37 | 5708.37 | 5708.37 | 5708.37 | 5708.37 | 5708.37 | 5708.37 | 5708.37 | 5708.37 | 5708.37 | 5708.37 | 5708.37 | 5708.37 | 5708.37 | 5708.37 | 5708.37 | 5708.37 | 5708.37 | 5708.37 | 5708.37 | 5708.37 | 5708.37 | 5708.37 | 5708.37 | 5708.37 | 5708.37 | 5708.37 | 5708.37 | 5708.37 | 5708.37 | 5708.37 | 5708.37 | 5708.37 | 5708.37 | 5708.37 | 5708.37 | 5708.37 | 5708.37 | 5708.37 | 5708.37 | 5708.37 | 5708.37 | 5708.37 | 5708.37 | 5708.37 | 5708.37 | 5708.37 | 5708.37 | 5708.37 | 5708.37 | 5708.37 | 5708.37 | 5708.37 | 5708.37 | 5708.37 | 5708.37 | 5708.37 | 5708.37 | 5708.37 | 5708.37 | 5708.37 | 5708.37 | 5708.37 | 5708.37 | 5708.37 | 5708.37 | 5708.37 | 5708.37 | 5708.37 | 5708.37 | 5708.37 | 5708.37 | 5708.37 | 5708.37 | 5708.37 | 5708.37 | 5708.37 | 5708.37 | 5708.37 | 5708.37 | 5708.37 | 5708.37 | 5708.37 | 5708.37 | 5708.37 | 5708.37 | 5708.37 | 5708.37 | 5708.37 | 5708.37 | 5708.37 | 5708.37 | 5708.37 | 5708.37 | 5708.37 | 5708.37 | 5708.37 | 5708.37 | 5708.37 | 5708.37 | 5708.37 | 5708.37 | 5708.37 | 5708.37 | 5708.37 | 5708.37 | 5708.37 | 5708.37 | 5708.37 | 5708.37 | 5708.37 | 5708.37 | 5708.37 | 5708.37 | 5708.37 | 5708.37 | 5708.37 | 5708.37 | 5708.37 | 5708.37 | 5708.37 | 5708.37 | 5708.37 | 5708.37 | 5708.37 | 5708.37 | 5708.37 | 5708.37 | 5708.37 | 5708.37 | 5708.37 | 5708.37 | 5708.37 | 5708.37 | 5708.37 | 5708.37 | 5708.37 | 5708.37 | 5708.37 | 5708.37 | 5708.37 | 5708.37 | 5708.37 | 5708.37 | 5708.37 | 5708.37 | 5708.37 | 5708.37 | 5708.37 | 5708.37 | 5708.37 | 5708.37 | 5708.37 | 5708.37 | 5708.37 | 5708.37 | 5708.37 | 5708.37 | 5708.37 | 5708.37 | 5708.37 | 5708.37 | 5708.37 | 5708.37 | 5708.37 | 5708.37 | 5708.37 | 5708.37 | 5708.37 | 5708.37 | 5708.37 | 5708.37 | 5708.37 | 5708.37 | 5708.37 | 5708.37 | 5708.37 | 5708.37 | 5708.37 | 5708.37 | 5708.37 | 5708.37 | 5708.37 | 5708.37 | 5708.37 | 5708.37 | 5708.37 | 5708.37 | 5708.37 | 5708.37 | 5708.37 | 5708.37 | 5708.37 | 5708.37 | 5708.37 | 5708.37 | 5708.37 | 5708.37 | 5708.37 | 5708.37 | 5708.37 | 5708.37 | 5708.37 | 5708.37 | 5708.37 | 5708.37 | 5708.37 | 5708.37 | 5708.37 | 5708.37 | 5708.37 | 5708.37 | 5708.37 | 5708.37 | 5708.37 | 5708.37 | 5708.37 | 5708.37 | 5708.37 | 5708.37 | 5708.37 | 5708.37 | 5708.37 | 5708.37 | 5708.37 | 5708.37 | 5708.37 | 5708.37 | 5708.37 | 5708.37 | 5708.37 | 5708.37 | 5708.37 | 5708.37 | 5708.37 | 5708.37 | 5708.37 | 5708.37 | 5708.37 | 5708.37 | 5708.37 | 5708.37 | 5708.37 | 5708.37 | 5708.37 | 5708.37 | 5708.37 | 5708.37 | 5708.37 | 5708.37 | 5708.37 | 5708.37 | 5708.37 | 5708.37 | 5708.37 | 5708.37 | 5708.37 | 5708.37 | 5708.37 | 5708.37 | 5708.37 | 5708.37 | 5708.37 | 5708.37 | 5708.37 | 5708.37 | 5708.37 | 5708.37 | 5708.37 | 5708.37 | 5708.37 | 5708.37 | 5708.37 | 5708.37 | 5708.37 | 5708.37 | 5708.37 | 5708.37 | 5708.37 | 5708.37 | 5708.37 | 5708.37 | 5708.37 | 5708.37 | 5708.37 | 5708.37 | 5708.37 | 5708.37 | 5708.37 | 5708.37 | 5708.37 | 5708.37 | 5708.37 | 5708.37 | 5708.37 | 5708.37 | 5708.37 | 5708.37 | 5708.37 | 5708.37 | 5708.37 | 5708.37 | 5708.37 | 5708.37 | 5708.37 | 5708.37 | 5708.37 | 5708.37 | 5708.37 | 5708.37 | 5708.37 | 5708.37 | 5708.37 | 5708.37 | 5708.37 | 5708.37 | 5708.37 | 5708.37 | 5708.37 | 5708.37 | 5708.37 | 5708.37 | 5708.37 | 5708.37 | 5708.37 | 5708.37 | 5708.37 | 5708.37 | 5708.37 | 5708.37 | 5708.37 | 5708.37 | 5708.37 | 5708.37 | 5708.37 | 5708.37 | 5708.37 | 5708.37 | 5708.37 | 5708.37 | 5708.37 | 5708.37 | 5708.37 | 5708.37 | 5708.37 | 5708.37 | 5708.37 | 5708.37 | 5708.37 | 5708.37 | 5708.37 | 5708.37 | 5708.37 | 5708.37 | 5708.37 | 5708.37 | 5708.37 | 5708.37 | 5708.37 | 5708.37 | 5708.37 | 5708.37 | 5708.37 | 5708.37 | 5708.37 | 5708.37 | 5708.37 | 5708.37 | 5708.37 | 5708.37 | 5708.37 | 5708.37 | 5708.37 | 5708.37 | 5708.37 | 5708.37 | 5708.37 | 5708.37 | 5708.37 | 5708.37 | 5708.37 | 5708.37 | 5708.37 | 5708.37 | 5708.37 | 5708.37 | 5708.37 | 5708.37 | 5708.37 | 5708.37 | 5708.37 | 5708.37 | 5708.37 | 5708.37 | 5708.37 | 5708.37 | 5708.37 | 5708.37 | 5708.37 | 5708.37 | 5708.37 | 5708.37 | 5708.37 | 5708.37 | 5708.37 | 5708.37 | 5708.37 | 5708.37 | 5708.37 | 5708.37 | 5708.37 | 5708.37 | 5708.37 | 5708.37 | 5708.37 | 5708.37 | 5708.37 | 5708.37 | 5708.37 | 5708.37 | 5708.37 | 5708.37 | 5708.37 | 5708.37 | 5708.37 | 5708.37 | 5708.37 | 5708.37 | 5708.37 | 5708.37 | 5708.37 | 5708.37 | 5708.37 | 5708.37 | 5708.37 | 5708.37 | 5708.37 | 5708.37 | 5708.37 | 5708.37 | 5708.37 | 5708.37 | 5708.37 | 5708.37 | 5708.37 | 5708.37 | 5708.37 | 5708.37 | 5708.37 | 5708.37 | 5708.37 | 5708.37 | 5708.37 | 5708.37 | 5708.37 | 5708.37 | 5708.37 | 5708.37 | 5708.37 | 5708.37 | 5708.37 | 5708.37 | 5708.37 | 5708.37 | 5708.37 | 5708.37 | 5708.37 | 5708.37 | 5708.37 | 5708.37 | 5708.37 | 5708.37 | 5708.37 | 5708.37 | 5708.37 | 5708.37 | 5708.37 | 5708.37 | 5708.37 | 5708.37 | 5708.37 | 5708.37 | 5708.37 | 5708.37 | 5708.37 | 5708.37 | 5708.37 | 5708.37 | 5708.37 | 5708.37 | 5708.37 | 5708.37 | 5708.37 | 5708.37 | 5708.37 | 5708.37 | 5708.37 | 5708.37 | 5708.37 | 5708.37 | 5708.37 | 5708.37 | 5708.37 | 5708.37 | 5708.37 | 5708.37 | 5708.37 | 5708.37 | 5708.37 | 5708.37 | 5708.37 | 5708.37 | 5708.37 | 5708.37 | 5708.37 | 5708.37 | 5708.37 | 5708.37 | 5708.37 | 5708.37 | 5708.37 | 5708.37 | 5708.37 | 5708.37 | 5708.37 | 5708.37 | 5708.37 | 5708.37 | 5708.37 | 5708.37 | 5708.37 | 5708.37 | 5708.37 | 5708.37 | 5708.37 | 5708.37 | 5708.37 | 5708.37 | 5708.37 | 5708.37 | 5708.37 | 5708.37 | 5708.37 | 5708.37 | 5708.37 | 5708.37 | 5708.37 | 5708.37 | 5708.37 | 5708.37 | 5708.37 | 5708.37 | 5708.37 | 5708.37 | 5708.37 | 5708.37 | 5708.37 | 5708.37 | 5708.37 | 5708.37 | 5708.37 | 5708.37 | 5708.37 | 5708.37 | 5708.37 | 5708.37 | 5708.37 | 5708.37 | 5708.37 | 5708.37 | 5708.37 | 5708.37 | 5708.37 | 5708.37 | 5708.37 | 5708.37 | 5708.37 | 5708.37 | 5708.37 | 5708.37 | 5708.37 | 5708.37 | 5708.37 | 5708.37 | 5708.37 | 5708.37 | 5708.37 | 5708.37 | 5708.37 | 5708.37 | 5708.37 | 5708.37 | 5708.37 | 5708.37 | 5708.37 | 5708.37 | 5708.37 | 5708.37 | 5708.37 | 5708.37 | 5708.37 | 5708.37 | 5708.37 | 5708.37 | 5708.37 | 5708.37 | 5708.37 | 5708.37 | 5708.37 | 5708.37 | 5708.37 | 5708.37 | 5708.37 | 5708.37 | 5708.37 | 5708.37 | 5708.37 | 5708.37 | 5708.37 | 5708.37 | 5708.37 | 5708.37 | 5708.37 | 5708.37 | 5708.37 | 5708.37 | 5708.37 | 5708.37 | 5708.37 | 5708.37 | 5708.37 | 5708.37 | 5708.37 | 5708.37 | 5708.37 | 5708.37 | 5708.37 | 5708.37 | 5708.37 | 5708.37 | 5708.37 | 5708.37 | 5708.37 | 5708.37 | 5708.37 | 5708.37 | 5708.37 | 5708.37 | 5708.37 | 5708.37 | 5708.37 | 5708.37 | 5708.37 | 5708.37 | 5708.37 | 5708.37 | 5708.37 | 5708.37 | 5708.37 | 5708.37 | 5708.37 | 5708.37 | 5708.37 | 5708.37 | 5708.37 | 5708.37 | 5708.37 | 5708.37 | 5708.37 | 5708.37 | 5708.37 | 5708.37 | 5708.37 | 5708.37 | 5708.37 | 5708.37 | 5708.37 | 5708.37 | 5708.37 | 5708.37 | 5708.37 | 5708.37 | 5708.37 | 5708.37 | 5708.37 | 5708.37 | 5708.37 | 5708.37 | 5708.37 | 5708.37 | 5708.37 | 5708.37 | 5708.37 | 5708.37 | 5708.37 | 5708.37 | 5708.37 | 5708.37 | 5708.37 | 5708.37 | 5708.37 | 5708.37 | 5708.37 | 5708.37 | 5708.37 | 5708.37 | 5708.37 | 5708.37 | 5708.37 | 5708.37 | 5708.37 | 5708.37 | 5708.37 | 5708.37 | 5708.37 | 5708.37 | 5708.37 | 5708.37 | 5708.37 | 5708.37 | 5708.37 | 5708.37 | 5708.37 | 5708.37 | 5708.37 | 5708.37 | 5708.37 | 5708.37 | 5708.37 | 5708.37 | 5708.37 | 5708.37 | 5708.37 | 5708.37 | 5708.37 | 5708.37 | 5708.37 | 5708.37 | 5708.37 | 5708.37 | 5708.37 | 5708.37 | 5708.37 | 5708.37 | 5708.37 | 5708.37 | 5708.37 | 5708.37 | 5708.37 | 5708.37 | 5708.37 | 5708.37 | 5708.37 | 5708.37 | 5708.37 | 5708.37 | 5708.37 | 5708.37 | 5708.37 | 5708.37 | 5708.37 | 5708.37 | 5708.37 | 5708.37 | 5708.37 | 5708.37 | 5708.37 | 5708.37 | 5708.37 | 5708.37 | 5708.37 | 5708.37 | 5708.37 | 5708.37 | 5708.37 | 5708.37 | 5708.37 | 5708.37 | 5708.37 | 5708.37 | 5708.37 | 5708.37 | 5708.37 | 5708.37 | 5708.37 | 5708.37 | 5708.37 | 5708.37 | 5708.37 | 5708.37 | 5708.37 | 5708.37 | 5708.37 | 5708.37 | 5708.37 | 5708.37 | 5708.37 | 5708.37 | 5708.37 | 5708.37 | 5708.37 | 5708.37 | 5708.37 | 5708.37 | 5708.37 | 5708.37 | 5708.37 | 5708.37 | 5708.37 | 5708.37 | 5708.37 | 5708.37 | 5708.37 | 5708.37 | 5708.37 | 5708.37 | 5708.37 | 5708.37 | 5708.37 | 5708.37 | 5708.37 | 5708.37 | 5708.37 | 5708.37 | 5708.37 | 5708.37 | 5708.37 | 5708.37 | 5708.37 | 5708.37 | 5708.37 | 5708.37 | 5708.37 | 5708.37 | 5708.37 | 5708.37 | 5708.37 | 5708.37 | 5708.37 | 5708.37 | 5708.37 | 5708.37 | 5708.37 | 5708.37 | 5708.37 | 5708.37 | 5708.37 | 5708.37 | 5708.37 | 5708.37 | 5708.37 | 5708.37 | 5708.37 | 5708.37 | 5708.37 | 5708.37 | 5708.37 | 5708.37 | 5708.37 | 5708.37 | 5708.37 | 5708.37 | 5708.37 | 5708.37 | 5708.37 | 5708.37 | 5708.37 | 5708.37 | 5708.37 | 5708.37 | 5708.37 | 5708.37 | 5708.37 | 5708.37 | 5708.37 | 5708.37 | 5708.37 | 5708.37 | 5708.37 | 5708.37 | 5708.37 | 5708.37 | 5708.37 | 5708.37 | 5708.37 | 5708.37 | 5708.37 | 5708.37 | 5708.37 | 5708.37 | 5708.37 | 5708.37 | 5708.37 | 5708.37 | 5708.37 | 5708.37 | 5708.37 | 5708.37 | 5708.37 | 5708.37 | 5708.37 | 5708.37 | 5708.37 | 5708.37 | 5708.37 | 5708.37 | 5708.37 | 5708.37 | 5708.37 | 5708.37 | 5708.37 | 5708.37 | 5708.37 | 5708.37 | 5708.37 | 5708.37 | 5708.37 | 5708.37 | 5708.37 | 5708.37 | 5708.37 | 5708.37 | 5708.37 | 5708.37 | 5708.37 | 5708.37 | 5708.37 | 5708.37 | 5708.37 | 5708.37 | 5708.37 | 5708.37 | 5708.37 | 5708.37 | 5708.37 | 5708.37 | 5708.37 | 5708.37 | 5708.37 | 5708.37 | 5708.37 | 5708.37 | 5708.37 | 5708.37 | 5708.37 | 5708.37 | 5708.37 | 5708.37 | 5708.37 | 5708.37 | 5708.37 | 5708.37 | 5708.37 | 5708.37 | 5708.37 | 5708.37 | 5708.37 | 5708.37 | 5708.37 | 5708.37 | 5708.37 | 5708.37 | 5708.37 | 5708.37 | 5708.37 | 5708.37 | 5708.37 | 5708.37 | 5708.37 | 5708.37 | 5708.37 | 5708.37 | 5708.37 | 5708.37 | 5708.37 | 5708.37 | 5708.37 | 5708.37 | 5708.37 | 5708.37 | 5708.37 | 5708.37 | 5708.37 | 5708.37 | 5708.37 | 5708.37 | 5708.37 | 5708.37 | 5708.37 | 5708.37 | 5708.37 | 5708.37 | 5708.37 | 5708.37 | 5708.37 | 5708.37 | 5708.37 | 5708.37 | 5708.37 | 5708.37 | 5708.37 | 5708.37 | 5708.37 | 5708.37 | 5708.37 | 5708.37 | 5708.37 | 5708.37 | 5708.37 | 5708.37 | 5708.37 | 5708.37 | 5708.37 | 5708.37 | 5708.37 | 5708.37 | 5708.37 | 5708.37 | 5708.37 | 5708.37 | 5708.37 | 5708.37 | 5708.37 | 5708.37 | 5708.37 | 5708.37 | 5708.37 | 5708.37 | 5708.37 | 5708.37 | 5708.37 | 5708.37 | 5708.37 | 5708.37 | 5708.37 | 5708.37 | 5708.37 | 5708.37 | 5708.37 | 5708.37 | 5708.37 | 5708.37 | 5708.37 | 5708.37 | 5708.37 | 5708.37 | 5708.37 | 5708.37 | 5708.37 | 5708.37 | 5708.37 | 5708.37 | 5708.37 | 5708.37 | 5708.37 | 5708.37 | 5708.37 | 5708.37 | 5708.37 | 5708.37 | 5708.37 | 5708.37 | 5708.37 | 5708.37 | 5708.37 | 5708.37 | 5708.37 | 5708.37 | 5708.37 | 5708.37 | 5708.37 | 5708.37 | 5708.37 | 5708.37 | 5708.37 | 5708.37 | 5708.37 | 5708.37 | 5708.37 | 5708.37 | 5708.37 | 5708.37 | 5708.37 | 5708.37 | 5708.37 | 5708.37 | 5708.37 | 5708.37 | 5708.37 | 5708.37 | 5708.37 | 5708.37 | 5708.37 | 5708.37 | 5708.37 | 5708.37 | 5708.37 | 5708.37 | 5708.37 | 5708.37 | 5708.37 | 5708.37 | 5708.37 | 5708.37 | 5708.37 | 5708.37 | 5708.37 | 5708.37 | 5708.37 | 5708.37 | 5708.37 | 5708.37 | 5708.37 | 5708.37 | 5708.37 | 5708.37 | 5708.37 | 5708.37 | 5708.37 | 5708.37 | 5708.37 | 5708.37 | 5708.37 | 5708.37 | 5708.37 | 5708.37 | 5708.37 | 5708.37 | 5708.37 | 5708.37 | 5708.37 | 5708.37 | 5708.37 | 5708.37 | 5708.37 | 5708.37 | 5708.37 | 5708.37 | 5708.37 | 5708.37 | 5708.37 | 5708.37 | 5708.37 | 5708.37 | 5708.37 | 5708.37 | 5708.37 | 5708.37 | 5708.37 | 5708.37 | 5708.37 | 5708.37 | 5708.37 | 5708.37 | 5708.37 | 5708.37 | 5708.37 | 5708.37 | 5708.37 | 5708.37 | 5708.37 | 5708.37 | 5708.37 | 5708.37 | 5708.37 | 5708.37 | 5708.37 | 5708.37 | 5708.37 | 5708.37 | 5708.37 | 5708.37 | 5708.37 | 5708.37 | 5708.37 | 5708.37 | 5708.37 | 5708.37 | 5708.37 | 5708.37 | 5708.37 | 5708.37 | 5708.37 | 5708.37 | 5708.37 | 5708.37 | 5708.37 | 5708.37 | 5708.37 | 5708.37 | 5708.37 | 5708.37 | 5708.37 | 5708.37 | 5708.37 | 5708.37 | 5708.37 | 5708.37 | 5708.37 | 5708.37 | 5708.37 | 5708.37 | 5708.37 | 5708.37 | 5708.37 | 5708.37 | 5708.37 | 5708.37 | 5708.37 | 5708.37 | 5708.37 | 5708.37 | 5708.37 | 5708.37 | 5708.37 | 5708.37 | 5708.37 | 5708.37 | 5708.37 | 5708.37 | 5708.37 | 5708.37 | 5708.37 | 5708.37 | 5708.37 | 5708.37 | 5708.37 | 5708.37 | 5708.37 | 5708.37 | 5708.37 | 5708.37 | 5708.37 | 5708.37 | 5708.37 | 5708.37 | 5708.37 | 5708.37 | 5708.37 | 5708.37 | 5708.37 | 5708.37 | 5708.37 | 5708.37 | 5708.37 | 5708.37 | 5708.37 | 5708.37 | 5708.37 | 5708.37 | 5708.37 | 5708.37 | 5708.37 | 5708.37 | 5708.37 | 5708.37 | 5708.37 | 5708.37 | 5708.37 | 5708.37 | 5708.37 | 5708.37 | 5708.37 | 5708.37 | 5708.37 | 5708.37 | 5708.37 | 5708.37 | 5708.37 | 5708.37 | 5708.37 | 5708.37 | 5708.37 | 5708.37 | 5708.37 | 5708.37 | 5708.37 | 5708.37 | 5708.37 | 5708.37 | 5708.37 | 5708.37 | 5708.37 | 5708.37 | 5708.37 | 5708.37 | 5708.37 | 5708.37 | 5708.37 | 5708.37 | 5708.37 | 5708.37 | 5708.37 | 5708.37 | 5708.37 | 5708.37 | 5708.37 | 5708.37 | 5708.37 | 5708.37 | 5708.37 | 5708.37 | 5708.37 | 5708.37 | 5708.37 | 5708.37 | 5708.37 | 5708.37 | 5708.37 | 5708.37 | 5708.37 | 5708.37 | 5708.37 | 5708.37 | 5708.37 | 5708.37 | 5708.37 | 5708.37 | 5708.37 | 5708.37 | 5708.37 | 5708.37 | 5708.37 | 5708.37 | 5708.37 | 5708.37 | 5708.37 | 5708.37 | 5708.37 | 5708.37 | 5708.37 | 5708.37 | 5708.37 | 5708.37 | 5708.37 | 5708.37 | 5708.37 | 5708.37 | 5708.37 | 5708.37 | 5708.37 | 5708.37 | 5708.37 | 5708.37 | 5708.37 | 5708.37 | 5708.37 | 5708.37 | 5708.37 | 5708.37 | 5708.37 | 5708.37 | 5708.37 | 5708.37 | 5708.37 | 5708.37 | 5708.37 | 5708.37 | 5708.37 | 5708.37 | 5708.37 | 5708.37 | 5708.37 | 5708.37 | 5708.37 | 5708.37 | 5708.37 | 5708.37 | 5708.37 | 5708.37 | 5708.37 | 5708.37 | 5708.37 | 5708.37 | 5708.37 | 5708.37 | 5708.37 | 5708.37 | 5708.37 | 5708.37 | 5708.37 | 5708.37 | 5708.37 | 5708.37 | 5708.37 | 5708.37 | 5708.37 | 5708.37 | 5708.37 | 5708.37 | 5708.37 | 5708.37 | 5708.37 | 5708.37 | 5708.37 | 5708.37 | 5708.37 | 5708.37 | 5708.37 | 5708.37 | 5708.37 | 5708.37 | 5708.37 | 5708.37 | 5708.37 | 5708.37 | 5708.37 | 5708.37 | 5708.37 | 5708.37 | 5708.37 | 5708.37 | 5708.37 | 5708.37 | 5708.37 | 5708.37 | 5708.37 | 5708.37 | 5708.37 | 5708.37 | 5708.37 | 5708.37 | 5708.37 | 5708.37 | 5708.37 | 5708.37 | 5708.37 | 5708.37 | 5708.37 | 5708.37 | 5708.37 | 5708.37 | 5708.37 | 5708.37 | 5708.37 | 5708.37 | 5708.37 | 5708.37 | 5708.37 | 5708.37 | 5708.37 | 5708.37 | 5708.37 | 5708.37 | 5708.37 | 5708.37 | 5708.37 | 5708.37 | 5708.37 | 5708.37 | 5708.37 | 5708.37 | 5708.37 | 5708.37 | 5708.37 | 5708.37 | 5708.37 | 5708.37 | 5708.37 | 5708.37 | 5708.37 | 5708.37 | 5708.37 | 5708.37 | 5708.37 | 5708.37 | 5708.37 | 5708.37 | 5708.37 | 5708.37 | 5708.37 | 5708.37 | 5708.37 | 5708.37 | 5708.37 | 5708.37 | 5708.37 | 5708.37 | 5708.37 | 5708.37 | 5708.37 | 5708.37 | 5708.37 | 5708.37 | 5708.37 | 5708.37 | 5708.37 | 5708.37 | 5708.37 | 5708.37 | 5708.37 | 5708.37 | 5708.37 | 5708.37 | 5708.37 | 5708.37 | 5708.37 | 5708.37 | 5708.37 | 5708.37 | 5708.37 | 5708.37 | 5708.37 | 5708.37 | 5708.37 | 5708.37 | 5708.37 | 5708.37 | 5708.37 | 5708.37 | 5708.37 | 5708.37 | 5708.37 | 5708.37 | 5708.37 | 5708.37 | 5708.37 | 5708.37 | 5708.37 | 5708.37 | 5708.37 | 5708.37 | 5708.37 | 5708.37 | 5708.37 | 5708.37 | 5708.37 | 5708.37 | 5708.37 | 5708.37 | 5708.37 | 5708.37 | 5708.37 | 5708.37 | 5708.37 | 5708.37 | 5708.37 | 5708.37 | 5708.37 | 5708.37 | 5708.37 | 5708.37 | 5708.37 | 5708.37 | 5708.37 | 5708.37 | 5708.37 | 5708.37 | 5708.37 | 5708.37 | 5708.37 | 5708.37 | 5708.37 | 5708.37 | 5708.37 | 5708.37 | 5708.37 | 5708.37 | 5708.37 | 5708.37 | 5708.37 | 5708.37 | 5708.37 | 5708.37 | 5708.37 | 5708.37 | 5708.37 | 5708.37 | 5708.37 | 5708.37 | 5708.37 | 5708.37 | 5708.37 | 5708.37 | 5708.37 | 5708.37 | 5708.37 | 5708.37 | 5708.37 | 5708.37 | 5708.37 | 5708.37 | 5708.37 | 5708.37 | 5708.37 | 5708.37 | 5708.37 | 5708.37 | 5708.37 | 5708.37 | 5708.37 | 5708.37 | 5708.37 | 5708.37 | 5708.37 | 5708.37 | 5708.37 | 5708.37 | 5708.37 | 5708.37 | 5708.37 | 5708.37 | 5708.37 | 5708.37 | 5708.37 | 5708.37 | 5708.37 | 5708.37 | 5708.37 | 5708.37 | 5708.37 | 5708.37 | 5708.37 | 5708.37 | 5708.37 | 5708.37 | 5708.37 | 5708.37 | 5708.37 | 5708.37 | 5708.37 | 5708.37 | 5708.37 | 5708.37 | 5708.37 | 5708.37 | 5708.37 | 5708.37 | 5708.37 | 5708.37 | 5708.37 | 5708.37 | 5708.37 | 5708.37 | 5708.37 | 5708.37 | 5708.37 | 5708.37 | 5708.37 | 5708.37 | 5708.37 | 5708.37 | 5708.37 | 5708.37 | 5708.37 | 5708.37 | 5708.37 | 5708.37 | 5708.37 | 5708.37 | 5708.37 | 5708.37 | 5708.37 | 5708.37 | 5708.37 | 5708.37 | 5708.37 | 5708.37 | 5708.37 | 5708.37 | 5708.37 | 5708.37 | 5708.37 | 5708.37 | 5708.37 | 5708.37 | 5708.37 | 5708.37 | 5708.37 | 5708.37 | 5708.37 | 5708.37 | 5708.37 | 5708.37 | 5708.37 | 5708.37 | 5708.37 | 5708.37 | 5708.37 | 5708.37 | 5708.37 | 5708.37 | 5708.37 | 5708.37 | 5708.37 | 5708.37 | 5708.37 | 5708.37 | 5708.37 | 5708.37 | 5708.37 | 5708.37 | 5708.37 | 5708.37 | 5708.37 | 5708.37 | 5708.37 | 5708.37 | 5708.37 | 5708.37 | 5708.37 | 5708.37 | 5708.37 | 5708.37 | 5708.37 | 5708.37 | 5708.37 | 5708.37 | 5708.37 | 5708.37 | 5708.37 | 5708.37 | 5708.37 | 5708.37 | 5708.37 | 5708.37 | 5708.37 | 5708.37 | 5708.37 | 5708.37 | 5708.37 | 5708.37 | 5708.37 | 5708.37 | 5708.37 | 5708.37 | 5708.37 | 5708.37 | 5708.37 | 5708.37 | 5708.37 | 5708.37 | 5708.37 | 5708.37 | 5708.37 | 5708.37 | 5708.37 | 5708.37 | 5708.37 | 5708.37 | 5708.37 | 5708.37 | 5708.37 | 5708.37 | 5708.37 | 5708.37 | 5708.37 | 5708.37 | 5708.37 | 5708.37 | 5708.37 | 5708.37 | 5708.37 | 5708.37 | 5708.37 | 5708.37 | 5708.37 | 5708.37 | 5708.37 | 5708.37 | 5708.37 | 5708.37 | 5708.37 | 5708.37 | 5708.37 | 5708.37 | 5708.37 | 5708.37 | 5708.37 | 5708.37 | 5708.37 | 5708.37 | 5708.37 | 5708.37 | 5708.37 | 5708.37 | 5708.37 | 5708.37 | 5708.37 | 5708.37 | 5708.37 | 5708.37 | 5708.37 | 5708.37 | 5708.37 | 5708.37 | 5708.37 | 5708.37 | 5708.37 | 5708.37 | 5708.37 | 5708.37 | 5708.37 | 5708.37 | 5708.37 | 5708.37 | 5708.37 | 5708.37 | 5708.37 | 5708.37 | 5708.37 | 5708.37 | 5708.37 | 5708.37 | 5708.37 | 5708.37 | 5708.37 | 5708.37 | 5708.37 | 5708.37 | 5708.37 | 5708.37 | 5708.37 | 5708.37 | 5708.37 | 5708.37 | 5708.37 | 5708.37 | 5708.37 | 5708.37 | 5708.37 | 5708.37 | 5708.37 | 5708.37 | 5708.37 | 5708.37 | 5708.37 | 5708.37 | 5708.37 | 5708.37 | 5708.37 | 5708.37 | 5708.37 | 5708.37 | 5708.37 | 5708.37 | 5708.37 | 5708.37 | 5708.37 | 5708.37 | 5708.37 | 5708.37 | 5708.37 | 5708.37 | 5708.37 | 5708.37 | 5708.37 | 5708.37 | 5708.37 | 5708.37 | 5708.37 | 5708.37 | 5708.37 | 5708.37 | 5708.37 | 5708.37 | 5708.37 | 5708.37 | 5708.37 | 5708.37 | 5708.37 | 5708.37 | 5708.37 | 5708.37 | 5708.37 | 5708.37 | 5708.37 | 5708.37 | 5708.37 | 5708.37 | 5708.37 | 5708.37 | 5708.37 | 5708.37 | 5708.37 | 5708.37 | 5708.37 | 5708.37 | 5708.37 | 5708.37 | 5708.37 | 5708.37 | 5708.37 | 5708.37 | 5708.37 | 5708.37 | 5708.37 | 5708.37 | 5708.37 | 5708.37 | 5708.37 | 5708.37 | 5708.37 | 5708.37 | 5708.37 | 5708.37 | 5708.37 | 5708.37 | 5708.37 | 5708.37 | 5708.37 | 5708.37 | 5708.37 | 5708.37 | 5708.37 | 5708.37 | 5708.37 | 5708.37 | 5708.37 | 5708.37 | 5708.37 | 5708.37 | 5708.37 | 5708.37 | 5708.37 | 5708.37 | 5708.37 | 5708.37 | 5708.37 | 5708.37 | 5708.37 | 5708.37 | 5708.37 | 5708.37 | 5708.37 | 5708.37 | 5708.37 | 5708.37 | 5708.37 | 5708.37 | 5708.37 | 5708.37 | 5708.37 | 5708.37 | 5708.37 | 5708.37 | 5708.37 | 5708.37 | 5708.37 | 5708.37 | 5708.37 | 5708.37 | 5708.37 | 5708.37 | 5708.37 | 5708.37 | 5708.37 | 5708.37 | 5708.37 | 5708.37 | 5708.37 | 5708.37 | 5708.37 | 5708.37 | 5708.37 | 5708.37 | 5708.37 | 5708.37 | 5708.37 | 5708.37 | 5708.37 | 5708.37 | 5708.37 | 5708.37 | 5708.37 | 5708.37 | 5708.37 | 5708.37 | 5708.37 | 5708.37 | 5708.37 | 5708.37 | 5708.37 | 5708.37 | 5708.37 | 5708.37 | 5708.37 | 5708.37 | 5708.37 | 5708.37 | 5708.37 | 5708.37 | 5708.37 | 5708.37 | 5708.37 | 5708.37 | 5708.37 | 5708.37 | 5708.37 | 5708.37 | 5708.37 | 5708.37 | 5708.37 | 5708.37 | 5708.37 | 5708.37 | 5708.37 | 5708.37 | 5708.37 | 5708.37 | 5708.37 | 5708.37 | 5708.37 | 5708.37 | 5708.37 | 5708.37 | 5708.37 | 5708.37 | 5708.37 | 5708.37 | 5708.37 | 5708.37 | 5708.37 | 5708.37 | 5708.37 | 5708.37 | 5708.37 | 5708.37 | 5708.37 | 5708.37 | 5708.37 | 5708.37 | 5708.37 | 5708.37 | 5708.37 | 5708.37 | 5708.37 | 5708.37 | 5708.37 | 5708.37 | 5708.37 | 5708.37 | 5708.37 | 5708.37 | 5708.37 | 5708.37 | 5708.37 | 5708.37 | 5708.37 | 5708.37 | 5708.37 | 5708.37 | 5708.37 | 5708.37 | 5708.37 | 5708.37 | 5708.37 | 5708.37 | 5708.37 | 5708.37 | 5708.37 | 5708.37 | 5708.37 | 5708.37 | 5708.37 | 5708.37 | 5708.37 | 5708.37 | 5708.37 | 5708.37 | 5708.37 | 5708.37 | 5708.37 | 5708.37 | 5708.37 | 5708.37 | 5708.37 | 5708.37 | 5708.37 | 5708.37 | 5708.37 | 5708.37 | 5708.37 | 5708.37 | 5708.37 | 5708.37 | 5708.37 | 5708.37 | 5708.37 | 5708.37 | 5708.37 | 5708.37 | 5708.37 | 5708.37 | 5708.37 | 5708.37 | 5708.37 | 5708.37 | 5708.37 | 5708.37 | 5708.37 | 5708.37 | 5708.37 | 5708.37 | 5708.37 | 5708.37 | 5708.37 | 5708.37 | 5708.37 | 5708.37 | 5708.37 | 5708.37 | 5708.37 | 5708.37 | 5708.37 | 5708.37 | 5708.37 | 5708.37 | 5708.37 | 5708.37 | 5708.37 | 5708.37 | 5708.37 | 5708.37 | 5708.37 | 5708.37 | 5708.37 | 5708.37 | 5708.37 | 5708.37 | 5708.37 | 5708.37 | 5708.37 | 5708.37 | 5708.37 | 5708.37 | 5708.37 | 5708.37 | 5708.37 | 5708.37 | 5708.37 | 5708.37 | 5708.37 | 5708.37 | 5708.37 | 5708.37 | 5708.37 | 5708.37 | 5708.37 | 5708.37 | 5708.37 | 5708.37 | 5708.37 | 5708.37 | 5708.37 | 5708.37 | 5708.37 | 5708.37 | 5708.37 | 5708.37 | 5708.37 | 5708.37 | 5708.37 | 5708.37 | 5708.37 | 5708.37 | 5708.37 | 5708.37 | 5708.37 | 5708.37 | 5708.37 | 5708.37 | 5708.37 | 5708.37 | 5708.37 | 5708.37 | 5708.37 | 5708.37 | 5708.37 | 5708.37 | 5708.37 | 5708.37 | 5708.37 | 5708.37 | 5708.37 | 5708.37 | 5708.37 | 5708.37 | 5708.37 | 5708.37 | 5708.37 | 5708.37 | 5708.37 | 5708.37 | 5708.37 | 5708.37 | 5708.37 | 5708.37 | 5708.37 | 5708.37 | 5708.37 | 5708.37 | 5708.37 | 5708.37 | 5708.37 | 5708.37 | 5708.37 | 5708.37 | 5708.37 | 5708.37 | 5708.37 | 5708.37 | 5708.37 | 5708.37 | 5708.37 | 5708.37 | 5708.37 | 5708.37 | 5708.37 | 5708.37 | 5708.37 | 5708.37 | 5708.37 | 5708.37 | 5708.37 | 5708.37 | 5708.37 | 5708.37 | 5708.37 | 5708.37 | 5708.37 | 5708.37 | 5708.37 | 5708.37 | 5708.37 | 5708.37 | 5708.37 | 5708.37 | 5708.37 | 5708.37 | 5708.37 | 5708.37 | 5708.37 | 5708.37 | 5708.37 | 5708.37 | 5708.37 | 5708.37 | 5708.37 | 5708.37 | 5708.37 | 5708.37 | 5708.37 | 5708.37 | 5708.37 | 5708.37 | 5708.37 | 5708.37 | 5708.37 | 5708.37 | 5708.37 | 5708.37 | 5708.37 | 5708.37 | 5708.37 | 5708.37 | 5708.37 | 5708.37 | 5708.37 | 5708.37 | 5708.37 | 5708.37 | 5708.37 | 5708.37 | 5708.37 | 5708.37 | 5708.37 | 5708.37 | 5708.37 | 5708.37 | 5708.37 | 5708.37 | 5708.37 | 5708.37 | 5708.37 | 5708.37 | 5708.37 | 5708.37 | 5708.37 | 5708.37 | 5708.37 | 5708.37 | 5708.37 | 5708.37 | 5708.37 | 5708.37 | 5708.37 | 5708.37 | 5708.37 | 5708.37 | 5708.37 | 5708.37 | 5708.37 | 5708.37 | 5708.37 | 5708.37 | 5708.37 | 5708.37 | 5708.37 | 5708.37 | 5708.37 | 5708.37 | 5708.37 | 5708.37 | 5708.37 | 5708.37 | 5708.37 | 5708.37 | 5708.37 | 5708.37 | 5708.37 | 5708.37 | 5708.37 | 5708.37 | 5708.37 | 5708.37 | 5708.37 | 5708.37 | 5708.37 | 5708.37 | 5708.37 | 5708.37 | 5708.37 | 5708.37 | 5708.37 | 5708.37 | 5708.37 | 5708.37 | 5708.37 | 5708.37 | 5708.37 | 5708.37 | 5708.37 | 5708.37 | 5708.37 | 5708.37 | 5708.37 | 5708.37 | 5708.37 | 5708.37 | 5708.37 | 5708.37 | 5708.37 | 5708.37 | 5708.37 | 5708.37 | 5708.37 | 5708.37 | 5708.37 | 5708.37 | 5708.37 | 5708.37 | 5708.37 | 5708.37 | 5708.37 | 5708.37 | 5708.37 | 5708.37 | 5708.37 | 5708.37 | 5708.37 | 5708.37 | 5708.37 | 5708.37 | 5708.37 | 5708.37 | 5708.37 | 5708.37 | 5708.37 | 5708.37 | 5708.37 | 5708.37 | 5708.37 | 5708.37 | 5708.37 | 5708.37 | 5708.37 | 5708.37 | 5708.37 | 5708.37 | 5708.37 | 5708.37 | 5708.37 | 5708.37 | 5708.37 | 5708.37 | 5708.37 | 5708.37 | 5708.37 | 5708.37 | 5708.37 | 5708.37 | 5708.37 | 5708.37 | 5708.37 | 5708.37 | 5708.37 | 5708.37 | 5708.37 | 5708.37 | 5708.37 | 5708.37 | 5708.37 | 5708.37 | 5708.37 | 5708.37 | 5708.37 | 5708.37 | 5708.37 | 5708.37 | 5708.37 | 5708.37 | 5708.37 | 5708.37 | 5708.37 | 5708.37 | 5708.37 | 5708.37 | 5708.37 | 5708.37 | 5708.37 | 5708.37 | 5708.37 | 5708.37 | 5708.37 | 5708.37 | 5708.37 | 5708.37 | 5708.37 | 5708.37 | 5708.37 | 5708.37 | 5708.37 | 5708.37 | 5708.37 | 5708.37 | 5708.37 | 5708.37 | 5708.37 | 5708.37 | 5708.37 | 5708.37 | 5708.37 | 5708.37 | 5708.37 | 5708.37 | 5708.37 | 5708.37 | 5708.37 | 5708.37 | 5708.37 | 5708.37 | 5708.37 | 5708.37 | 5708.37 | 5708.37 | 5708.37 | 5708.37 | 5708.37 | 5708.37 | 5708.37 | 5708.37 | 5708.37 | 5708.37 | 5708.37 | 5708.37 | 5708.37 | 5708.37 | 5708.37 | 5708.37 | 5708.37 | 5708.37 | 5708.37 | 5708.37 | 5708.37 | 5708.37 | 5708.37 | 5708.37 | 5708.37 | 5708.37 | 5708.37 | 5708.37 | 5708.37 | 5708.37 | 5708.37 | 5708.37 | 5708.37 | 5708.37 | 5708.37 | 5708.37 | 5708.37 | 5708.37 | 5708.37 | 5708.37 | 5708.37 | 5708.37 | 5708.37 | 5708.37 | 5708.37 | 5708.37 | 5708.37 | 5708.37 | 5708.37 | 5708.37 | 5708.37 | 5708.37 | 5708.37 | 5708.37 | 5708.37 | 5708.37 | 5708.37 | 5708.37 | 5708.37 | 5708.37 | 5708.37 | 5708.37 | 5708.37 | 5708.37 | 5708.37 | 5708.37 | 5708.37 | 5708.37 | 5708.37 | 5708.37 | 5708.37 | 5708.37 | 5708.37 | 5708.37 | 5708.37 | 5708.37 | 5708.37 | 5708.37 | 5708.37 | 5708.37 | 5708.37 | 5708.37 | 5708.37 | 5708.37 | 5708.37 | 5708.37 | 5708.37 | 5708.37 | 5708.37 | 5708.37 | 5708.37 | 5708.37 | 5708.37 | 5708.37 | 5708.37 | 5708.37 | 5708.37 | 5708.37 | 5708.37 | 5708.37 | 5708.37 | 5708.37 | 5708.37 | 5708.37 | 5708.37 | 5708.37 | 5708.37 | 5708.37 | 5708.37 | 5708.37 | 5708.37 | 5708.37 | 5708.37 | 5708.37 | 5708.37 | 5708.37 | 5708.37 | 5708.37 | 5708.37 | 5708.37 | 5708.37 | 5708.37 | 5708.37 | 5708.37 | 5708.37 | 5708.37 | 5708.37 | 5708.37 | 5708.37 | 5708.37 | 5708.37 | 5708.37 | 5708.37 | 5708.37 | 5708.37 | 5708.37 | 5708.37 | 5708.37 | 5708.37 | 5708.37 | 5708.37 | 5708.37 | 5708.37 | 5708.37 | 5708.37 | 5708.37 | 5708.37 | 5708.37 | 5708.37 | 5708.37 | 5708.37 | 5708.37 | 5708.37 | 5708.37 | 5708.37 | 5708.37 | 5708.37 | 5708.37 | 5708.37 | 5708.37 | 5708.37 | 5708.37 | 5708.37 | 5708.37 | 5708.37 | 5708.37 | 5708.37 | 5708.37 | 5708.37 | 5708.37 | 5708.37 | 5708.37 | 5708.37 | 5708.37 | 5708.37 | 5708.37 | 5708.37 | 5708.37 | 5708.37 | 5708.37 | 5708.37 | 5708.37 | 5708.37 | 5708.37 | 5708.37 | 5708.37 | 5708.37 | 5708.37 | 5708.37 | 5708.37 | 5708.37 | 5708.37 | 5708.37 | 5708.37 | 5708.37 | 5708.37 | 5708.37 | 5708.37 | 5708.37 | 5708.37 | 5708.37 | 5708.37 | 5708.37 | 5708.37 | 5708.37 | 5708.37 | 5708.37 | 5708.37 | 5708.37 | 5708.37 | 5708.37 | 5708.37 | 5708.37 | 5708.37 | 5708.37 | 5708.37 | 5708.37 | 5708.37 | 5708.37 | 5708.37 | 5708.37 | 5708.37 | 5708.37 | 5708.37 | 5708.37 | 5708.37 | 5708.37 | 5708.37 | 5708.37 | 5708.37 | 5708.37 | 5708.37 | 5708.37 | 5708.37 | 5708.37 | 5708.37 | 5708.37 | 5708.37 | 5708.37 | 5708.37 | 5708.37 | 5708.37 | 5708.37 | 5708.37 | 5708.37 | 5708.37 | 5708.37 | 5708.37 | 5708.37 | 5708.37 | 5708.37 | 5708.37 | 5708.37 | 5708.37 | 5708.37 | 5708.37 | 5708.37 | 5708.37 | 5708.37 | 5708.37 | 5708.37 | 5708.37 | 5708.37 | 5708.37 | 5708.37 | 5708.37 | 5708.37 | 5708.37 | 5708.37 | 5708.37 | 5708.37 | 5708.37 | 5708.37 | 5708.37 | 5708.37 | 5708.37 | 5708.37 | 5708.37 | 5708.37 | 5708.37 | 5708.37 | 5708.37 | 5708.37 | 5708.37 | 5708.37 | 5708.37 | 5708.37 | 5708.37 | 5708.37 | 5708.37 | 5708.37 | 5708.37 | 5708.37 | 5708.37 | 5708.37 | 5708.37 | 5708.37 | 5708.37 | 5708.37 | 5708.37 | 5708.37 | 5708.37 | 5708.37 | 5708.37 | 5708.37 | 5708.37 | 5708.37 | 5708.37 | 5708.37 | 5708.37 | 5708.37 | 5708.37 | 5708.37 | 5708.37 | 5708.37 | 5708.37 | 5708.37 | 5708.37 | 5708.37 | 5708.37 | 5708.37 | 5708.37 | 5708.37 | 5708.37 | 5708.37 | 5708.37 | 5708.37 | 5708.37 | 5708.37 | 5708.37 | 5708.37 | 5708.37 | 5708.37 | 5708.37 | 5708.37 | 5708.37 | 5708.37 | 5708.37 | 5708.37 | 5708.37 | 5708.37 | 5708.37 | 5708.37 | 5708.37 | 5708.37 | 5708.37 | 5708.37 | 5708.37 | 5708.37 | 5708.37 | 5708.37 | 5708.37 | 5708.37 | 5708.37 | 5708.37 | 5708.37 | 5708.37 | 5708.37 | 5708.37 | 5708.37 | 5708.37 | 5708.37 | 5708.37 | 5708.37 | 5708.37 | 5708.37 | 5708.37 | 5708.37 | 5708.37 | 5708.37 | 5708.37 | 5708.37 | 5708.37 | 5708.37 | 5708.37 | 5708.37 | 5708.37 | 5708.37 | 5708.37 | 5708.37 | 5708.37 | 5708.37 | 5708.37 | 5708.37 | 5708.37 | 5708.37 | 5708.37 | 5708.37 | 5708.37 | 5708.37 | 5708.37 | 5708.37 | 5708.37 | 5708.37 | 5708.37 | 5708.37 | 5708.37 | 5708.37 | 5708.37 | 5708.37 | 5708.37 | 5708.37 | 5708.37 | 5708.37 | 5708.37 | 5708.37 | 5708.37 | 5708.37 | 5708.37 | 5708.37 | 5708.37 | 5708.37 | 5708.37 | 5708.37 | 5708.37 | 5708.37 | 5708.37 | 5708.37 | 5708.37 | 5708.37 | 5708.37 | 5708.37 | 5708.37 | 5708.37 | 5708.37 | 5708.37 | 5708.37 | 5708.37 | 5708.37 | 5708.37 | 5708.37 | 5708.37 | 5708.37 | 5708.37 | 5708.37 | 5708.37 | 5708.37 | 5708.37 | 5708.37 | 5708.37 | 5708.37 | 5708.37 | 5708.37 | 5708.37 | 5708.37 | 5708.37 | 5708.37 | 5708.37 | 5708.37 | 5708.37 | 5708.37 | 5708.37 | 5708.37 | 5708.37 | 5708.37 | 5708.37 | 5708.37 | 5708.37 | 5708.37 | 5708.37 | 5708.37 | 5708.37 | 5708.37 | 5708.37 | 5708.37 | 5708.37 | 5708.37 | 5708.37 | 5708.37 | 5708.37 | 5708.37 | 5708.37 | 5708.37 | 5708.37 | 5708.37 | 5708.37 | 5708.37 | 5708.37 | 5708.37 | 5708.37 | 5708.37 | 5708.37 | 5708.37 | 5708.37 | 5708.37 | 5708.37 | 5708.37 | 5708.37 | 5708.37 | 5708.37 | 5708.37 | 5708.37 | 5708.37 | 5708.37 | 5708.37 | 5708.37 | 5708.37 | 5708.37 | 5708.37 | 5708.37 | 5708.37 | 5708.37 | 5708.37 | 5708.37 | 5708.37 | 5708.37 | 5708.37 | 5708.37 | 5708.37 | 5708.37 | 5708.37 | 5708.37 | 5708.37 | 5708.37 | 5708.37 | 5708.37 | 5708.37 | 5708.37 | 5708.37 | 5708.37 | 5708.37 | 5708.37 | 5708.37 | 5708.37 | 5708.37 | 5708.37 | 5708.37 | 5708.37 | 5708.37 | 5708.37 | 5708.37 | 5708.37 | 5708.37 | 5708.37 | 5708.37 | 5708.37 | 5708.37 | 5708.37 | 5708.37 | 5708.37 | 5708.37 | 5708.37 | 5708.37 | 5708.37 | 5708.37 | 5708.37 | 5708.37 | 5708.37 | 5708.37 | 5708.37 | 5708.37 | 5708.37 | 5708.37 | 5708.37 | 5708.37 | 5708.37 | 5708.37 | 5708.37 | 5708.37 | 5708.37 | 5708.37 | 5708.37 | 5708.37 | 5708.37 | 5708.37 | 5708.37 | 5708.37 | 5708.37 | 5708.37 | 5708.37 | 5708.37 | 5708.37 | 5708.37 | 5708.37 | 5708.37 | 5708.37 | 5708.37 | 5708.37 | 5708.37 | 5708.37 | 5708.37 | 5708.37 | 5708.37 | 5708.37 | 5708.37 | 5708.37 | 5708.37 | 5708.37 | 5708.37 | 5708.37 | 5708.37 | 5708.37 | 5708.37 | 5708.37 | 5708.37 | 5708.37 | 5708.37 | 5708.37 | 5708.37 | 5708.37 | 5708.37 | 5708.37 | 5708.37 | 5708.37 | 5708.37 | 5708.37 | 5708.37 | 5708.37 | 5708.37 | 5708.37 | 5708.37 | 5708.37 | 5708.37 | 5708.37 | 5708.37 | 5708.37 | 5708.37 | 5708.37 | 5708.37 | 5708.37 | 5708.37 | 5708.37 | 5708.37 | 5708.37 | 5708.37 | 5708.37 | 5708.37 | 5708.37 | 5708.37 | 5708.37 | 5708.37 | 5708.37 | 5708.37 | 5708.37 | 5708.37 | 5708.37 | 5708.37 | 5708.37 | 5708.37 | 5708.37 | 5708.37 | 5708.37 | 5708.37 | 5708.37 | 5708.37 | 5708.37 | 5708.37 | 5708.37 | 5708.37 | 5708.37 | 5708.37 | 5708.37 | 5708.37 | 5708.37 | 5708.37 | 5708.37 | 5708.37 | 5708.37 | 5708.37 | 5708.37 | 5708.37 | 5708.37 | 5708.37 | 5708.37 | 5708.37 | 5708.37 | 5708.37 | 5708.37 | 5708.37 | 5708.37 | 5708.37 | 5708.37 | 5708.37 | 5708.37 | 5708.37 | 5708.37 | 5708.37 | 5708.37 | 5708.37 | 5708.37 | 5708.37 | 5708.37 | 5708.37 | 5708.37 | 5708.37 | 5708.37 | 5708.37 | 5708.37 | 5708.37 | 5708.37 | 5708.37 | 5708.37 | 5708.37 | 5708.37 | 5708.37 | 5708.37 | 5708.37 | 5708.37 | 5708.37 | 5708.37 | 5708.37 | 5708.37 | 5708.37 | 5708.37 | 5708.37 | 5708.37 | 5708.37 | 5708.37 | 5708.37 | 5708.37 | 5708.37 | 5708.37 | 5708.37 | 5708.37 | 5708.37 | 5708.37 | 5708.37 | 5708.37 | 5708.37 | 5708.37 | 5708.37 | 5708.37 | 5708.37 | 5708.37 | 5708.37 | 5708.37 | 5708.37 | 5708.37 | 5708.37 | 5708.37 | 5708.37 | 5708.37 | 5708.37 | 5708.37 | 5708.37 | 5708.37 | 5708.37 | 5708.37 | 5708.37 | 5708.37 | 5708.37 | 5708.37 | 5708.37 | 5708.37 | 5708.37 | 5708.37 | 5708.37 | 5708.37 | 5708.37 | 5708.37 | 5708.37 | 5708.37 | 5708.37 | 5708.37 | 5708.37 | 5708.37 | 5708.37 | 5708.37 | 5708.37 | 5708.37 | 5708.37 | 5708.37 | 5708.37 | 5708.37 | 5708.37 | 5708.37 | 5708.37 | 5708.37 | 5708.37 | 5708.37 | 5708.37 | 5708.37 | 5708.37 | 5708.37 | 5708.37 | 5708.37 | 5708.37 | 5708.37 | 5708.37 | 5708.37 | 5708.37 | 5708.37 | 5708.37 | 5708.37 | 5708.37 | 5708.37 | 5708.37 | 5708.37 | 5708.37 | 5708.37 | 5708.37 | 5708.37 | 5708.37 | 5708.37 | 5708.37 | 5708.37 | 5708.37 | 5708.37 | 5708.37 | 5708.37 | 5708.37 | 5708.37 | 5708.37 | 5708.37 | 5708.37 | 5708.37 | 5708.37 | 5708.37 | 5708.37 | 5708.37 | 5708.37 | 5708.37 | 5708.37 | 5708.37 | 5708.37 | 5708.37 | 5708.37 | 5708.37 | 5708.37 | 5708.37 | 5708.37 | 5708.37 | 5708.37 | 5708.37 | 5708.37 | 5708.37 | 5708.37 | 5708.37 | 5708.37 | 5708.37 | 5708.37 | 5708.37 | 5708.37 | 5708.37 | 5708.37 | 5708.37 | 5708.37 | 5708.37 | 5708.37 | 5708.37 | 5708.37 | 5708.37 | 5708.37 | 5708.37 | 5708.37 | 5708.37 | 5708.37 | 5708.37 | 5708.37 | 5708.37 | 5708.37 | 5708.37 | 5708.37 | 5708.37 | 5708.37 | 5708.37 | 5708.37 | 5708.37 | 5708.37 | 5708.37 | 5708.37 | 5708.37 | 5708.37 | 5708.37 | 5708.37 | 5708.37 | 5708.37 | 5708.37 | 5708.37 | 5708.37 | 5708.37 | 5708.37 | 5708.37 | 5708.37 | 5708.37 | 5708.37 | 5708.37 | 5708.37 | 5708.37 | 5708.37 | 5708.37 | 5708.37 | 5708.37 | 5708.37 | 5708.37 | 5708.37 | 5708.37 | 5708.37 | 5708.37 | 5708.37 | 5708.37 | 5708.37 | 5708.37 | 5708.37 | 5708.37 | 5708.37 | 5708.37 | 5708.37 | 5708.37 | 5708.37 | 5708.37 | 5708.37 | 5708.37 | 5708.37 | 5708.37 | 5708.37 | 5708.37 | 5708.37 | 5708.37 | 5708.37 | 5708.37 | 5708.37 | 5708.37 | 5708.37 | 5708.37 | 5708.37 | 5708.37 | 5708.37 | 5708.37 | 5708.37 | 5708.37 | 5708.37 | 5708.37 | 5708.37 | 5708.37 | 5708.37 | 5708.37 | 5708.37 | 5708.37 | 5708.37 | 5708.37 | 5708.37 | 5708.37 | 5708.37 | 5708.37 | 5708.37 | 5708.37 | 5708.37 | 5708.37 | 5708.37 | 5708.37 | 5708.37 | 5708.37 | 5708.37 | 5708.37 | 5708.37 | 5708.37 | 5708.37 | 5708.37 | 5708.37 | 5708.37 | 5708.37 | 5708.37 | 5708.37 | 5708.37 | 5708.37 | 5708.37 | 5708.37 | 5708.37 | 5708.37 | 5708.37 | 5708.37 | 5708.37 | 5708.37 | 5708.37 | 5708.37 | 5708.37 | 5708.37 | 5708.37 | 5708.37 | 5708.37 | 5708.37 | 5708.37 | 5708.37 | 5708.37 | 5708.37 | 5708.37 | 5708.37 | 5708.37 | 5708.37 | 5708.37 | 5708.37 | 5708.37 | 5708.37 | 5708.37 | 5708.37 | 5708.37 | 5708.37 | 5708.37 | 5708.37 | 5708.37 | 5708.37 | 5708.37 | 5708.37 | 5708.37 | 5708.37 | 5708.37 | 5708.37 | 5708.37 | 5708.37 | 5708.37 | 5708.37 | 5708.37 | 5708.37 | 5708.37 | 5708.37 | 5708.37 | 5708.37 | 5708.37 | 5708.37 | 5708.37 | 5708.37 | 5708.37 | 5708.37 | 5708.37 | 5708.37 | 5708.37 | 5708.37 | 5708.37 | 5708.37 | 5708.37 | 5708.37 | 5708.37 | 5708.37 | 5708.37 | 5708.37 | 5708.37 | 5708.37 | 5708.37 | 5708.37 | 5708.37 | 5708.37 | 5708.37 | 5708.37 | 5708.37 | 5708.37 | 5708.37 | 5708.37 | 5708.37 | 5708.37 | 5708.37 | 5708.37 | 5708.37 | 5708.37 | 5708.37 | 5708.37 | 5708.37 | 5708.37 | 5708.37 | 5708.37 | 5708.37 | 5708.37 | 5708.37 | 5708.37 | 5708.37 | 5708.37 | 5708.37 | 5708.37 | 5708.37 | 5708.37 | 5708.37 | 5708.37 | 5708.37 | 5708.37 | 5708.37 | 5708.37 | 5708.37 | 5708.37 | 5708.37 | 5708.37 | 5708.37 | 5708.37 | 5708.37 | 5708.37 | 5708.37 | 5708.37 | 5708.37 | 5708.37 | 5708.37 | 5708.37 | 5708.37 | 5708.37 | 5708.37 | 5708.37 | 5708.37 | 5708.37 | 5708.37 | 5708.37 | 5708.37 | 5708.37 | 5708.37 | 5708.37 | 5708.37 | 5708.37 | 5708.37 | 5708.37 | 5708.37 | 5708.37 | 5708.37 | 5708.37 | 5708.37 | 5708.37 | 5708.37 | 5708.37 | 5708.37 | 5708.37 | 5708.37 | 5708.37 | 5708.37 | 5708.37 | 5708.37 | 5708.37 | 5708.37 | 5708.37 | 5708.37 | 5708.37 | 5708.37 | 5708.37 | 5708.37 | 5708.37 | 5708.37 | 5708.37 | 5708.37 | 5708.37 | 5708.37 | 5708.37 | 5708.37 | 5708.37 | 5708.37 | 5708.37 | 5708.37 | 5708.37 | 5708.37 | 5708.37 | 5708.37 | 5708.37 | 5708.37 | 5708.37 | 5708.37 | 5708.37 | 5708.37 | 5708.37 | 5708.37 | 5708.37 | 5708.37 | 5708.37 | 5708.37 | 5708.37 | 5708.37 | 5708.37 | 5708.37 | 5708.37 | 5708.37 | 5708.37 | 5708.37 | 5708.37 | 5708.37 | 5708.37 | 5708.37 | 5708.37 | 5708.37 | 5708.37 | 5708.37 | 5708.37 | 5708.37 | 5708.37 | 5708.37 | 5708.37 | 5708.37 | 5708.37 | 5708.37 | 5708.37 | 5708.37 | 5708.37 | 5708.37 | 5708.37 | 5708.37 | 5708.37 | 5708.37 | 5708.37 | 5708.37 | 5708.37 | 5708.37 | 5708.37 | 5708.37 | 5708.37 | 5708.37 | 5708.37 | 5708.37 | 5708.37 | 5708.37 | 5708.37 | 5708.37 | 5708.37 | 5708.37 | 5708.37 | 5708.37 | 5708.37 | 5708.37 | 5708.37 | 5708.37 | 5708.37 | 5708.37 | 5708.37 | 5708.37 | 5708.37 | 5708.37 | 5708.37 | 5708.37 | 5708.37 | 5708.37 | 5708.37 | 5708.37 | 5708.37 | 5708.37 | 5708.37 | 5708.37 | 5708.37 | 5708.37 | 5708.37 | 5708.37 | 5708.37 | 5708.37 | 5708.37 | 5708.37 | 5708.37 | 5708.37 | 5708.37 | 5708.37 | 5708.37 | 5708.37 | 5708.37 | 5708.37 | 5708.37 | 5708.37 | 5708.37 | 5708.37 | 5708.37 | 5708.37 | 5708.37 | 5708.37 | 5708.37 | 5708.37 | 5708.37 | 5708.37 | 5708.37 | 5708.37 | 5708.37 | 5708.37 | 5708.37 | 5708.37 | 5708.37 | 5708.37 | 5708.37 | 5708.37 | 5708.37 | 5708.37 | 5708.37 | 5708.37 | 5708.37 | 5708.37 | 5708.37 | 5708.37 | 5708.37 | 5708.37 | 5708.37 | 5708.37 | 5708.37 | 5708.37 | 5708.37 | 5708.37 | 5708.37 | 5708.37 | 5708.37 | 5708.37 | 5708.37 | 5708.37 | 5708.37 | 5708.37 | 5708.37 | 5708.37 | 5708.37 | 5708.37 | 5708.37 | 5708.37 | 5708.37 | 5708.37 | 5708.37 | 5708.37 | 5708.37 | 5708.37 | 5708.37 | 5708.37 | 5708.37 | 5708.37 | 5708.37 | 5708.37 | 5708.37 | 5708.37 | 5708.37 | 5708.37 | 5708.37 | 5708.37 | 5708.37 | 5708.37 | 5708.37 | 5708.37 | 5708.37 | 5708.37 | 5708.37 | 5708.37 | 5708.37 | 5708.37 | 5708.37 | 5708.37 | 5708.37 | 5708.37 | 5708.37 | 5708.37 | 5708.37 | 5708.37 | 5708.37 | 5708.37 | 5708.37 | 5708.37 | 5708.37 | 5708.37 | 5708.37 | 5708.37 | 5708.37 | 5708.37 | 5708.37 | 5708.37 | 5708.37 | 5708.37 | 5708.37 | 5708.37 | 5708.37 | 5708.37 | 5708.37 | 5708.37 | 5708.37 | 5708.37 | 5708.37 | 5708.37 | 5708.37 | 5708.37 | 5708.37 | 5708.37 | 5708.37 | 5708.37 | 5708.37 | 5708.37 | 5708.37 | 5708.37 | 5708.37 | 5708.37 | 5708.37 | 5708.37 | 5708.37 | 5708.37 | 5708.37 | 5708.37 | 5708.37 | 5708.37 | 5708.37 | 5708.37 | 5708.37 | 5708.37 | 5708.37 | 5708.37 | 5708.37 | 5708.37 | 5708.37 | 5708.37 | 5708.37 | 5708.37 | 5708.37 | 5708.37 | 5708.37 | 5708.37 | 5708.37 | 5708.37 | 5708.37 | 5708.37 | 5708.37 | 5708.37 | 5708.37 | 5708.37 | 5708.37 | 5708.37 | 5708.37 | 5708.37 | 5708.37 | 5708.37 | 5708.37 | 5708.37 | 5708.37 | 5708.37 | 5708.37 | 5708.37 | 5708.37 | 5708.37 | 5708.37 | 5708.37 | 5708.37 | 5708.37 | 5708.37 | 5708.37 | 5708.37 | 5708.37 | 5708.37 | 5708.37 | 5708.37 | 5708.37 | 5708.37 | 5708.37 | 5708.37 | 5708.37 | 5708.37 | 5708.37 | 5708.37 | 5708.37 | 5708.37 | 5708.37 | 5708.37 | 5708.37 | 5708.37 | 5708.37 | 5708.37 | 5708.37 | 5708.37 | 5708.37 | 5708.37 | 5708.37 | 5708.37 | 5708.37 | 5708.37 | 5708.37 | 5708.37 | 5708.37 | 5708.37 | 5708.37 | 5708.37 | 5708.37 | 5708.37 | 5708.37 | 5708.37 | 5708.37 | 5708.37 | 5708.37 | 5708.37 | 5708.37 | 5708.37 | 5708.37 | 5708.37 | 5708.37 | 5708.37 | 5708.37 | 5708.37 | 5708.37 | 5708.37 | 5708.37 | 5708.37 | 5708.37 | 5708.37 | 5708.37 | 5708.37 | 5708.37 | 5708.37 | 5708.37 | 5708.37 | 5708.37 | 5708.37 | 5708.37 | 5708.37 | 5708.37 | 5708.37 | 5708.37 | 5708.37 | 5708.37 | 5708.37 | 5708.37 | 5708.37 | 5708.37 | 5708.37 | 5708.37 | 5708.37 | 5708.37 | 5708.37 | 5708.37 | 5708.37 | 5708.37 | 5708.37 | 5708.37 | 5708.37 | 5708.37 | 5708.37 | 5708.37 | 5708.37 | 5708.37 | 5708.37 | 5708.37 | 5708.37 | 5708.37 | 5708.37 | 5708.37 | 5708.37 | 5708.37 | 5708.37 | 5708.37 | 5708.37 | 5708.37 | 5708.37 | 5708.37 | 5708.37 | 5708.37 | 5708.37 | 5708.37 | 5708.37 | 5708.37 | 5708.37 | 5708.37 | 5708.37 | 5708.37 | 5708.37 | 5708.37 | 5708.37 | 5708.37 | 5708.37 | 5708.37 | 5708.37 | 5708.37 | 5708.37 | 5708.37 | 5708.37 | 5708.37 | 5708.37 | 5708.37 | 5708.37 | 5708.37 | 5708.37 | 5708.37 | 5708.37 | 5708.37 | 5708.37 | 5708.37 | 5708.37 | 5708.37 | 5708.37 | 5708.37 | 5708.37 | 5708.37 | 5708.37 | 5708.37 | 5708.37 | 5708.37 | 5708.37 | 5708.37 | 5708.37 | 5708.37 | 5708.37 | 5708.37 | 5708.37 | 5708.37 | 5708.37 | 5708.37 | 5708.37 | 5708.37 | 5708.37 | 5708.37 | 5708.37 | 5708.37 | 5708.37 | 5708.37 | 5708.37 | 5708.37 | 5708.37 | 5708.37 | 5708.37 | 5708.37 | 5708.37 | 5708.37 | 5708.37 | 5708.37 | 5708.37 | 5708.37 | 5708.37 | 5708.37 | 5708.37 | 5708.37 | 5708.37 | 5708.37 | 5708.37 | 5708.37 | 5708.37 | 5708.37 | 5708.37 | 5708.37 | 5708.37 | 5708.37 | 5708.37 | 5708.37 | 5708.37 | 5708.37 | 5708.37 | 5708.37 | 5708.37 | 5708.37 | 5708.37 | 5708.37 | 5708.37 | 5708.37 | 5708.37 | 5708.37 | 5708.37 | 5708.37 | 5708.37 | 5708.37 | 5708.37 | 5708.37 | 5708.37 | 5708.37 | 5708.37 | 5708.37 | 5708.37 | 5708.37 | 5708.37 | 5708.37 | 5708.37 | 5708.37 | 5708.37 | 5708.37 | 5708.37 | 5708.37 | 5708.37 | 5708.37 | 5708.37 | 5708.37 | 5708.37 | 5708.37 | 5708.37 | 5708.37 | 5708.37 | 5708.37 | 5708.37 | 5708.37 | 5708.37 | 5708.37 | 5708.37 | 5708.37 | 5708.37 | 5708.37 | 5708.37 | 5708.37 | 5708.37 | 5708.37 | 5708.37 | 5708.37 | 5708.37 | 5708.37 | 5708.37 | 5708.37 | 5708.37 | 5708.37 | 5708.37 | 5708.37 | 5708.37 | 5708.37 | 5708.37 | 5708.37 | 5708.37 | 5708.37 | 5708.37 | 5708.37 | 5708.37 | 5708.37 | 5708.37 | 5708.37 | 5708.37 | 5708.37 | 5708.37 | 5708.37 | 5708.37 | 5708.37 | 5708.37 | 5708.37 | 5708.37 | 5708.37 | 5708.37 | 5708.37 | 5708.37 | 5708.37 | 5708.37 | 5708.37 | 5708.37 | 5708.37 | 5708.37 | 5708.37 | 5708.37 | 5708.37 | 5708.37 | 5708.37 | 5708.37 | 5708.37 | 5708.37 | 5708.37 | 5708.37 | 5708.37 | 5708.37 | 5708.37 | 5708.37 | 5708.37 | 5708.37 | 5708.37 | 5708.37 | 5708.37 | 5708.37 | 5708.37 | 5708.37 | 5708.37 | 5708.37 | 5708.37 | 5708.37 | 5708.37 | 5708.37 | 5708.37 | 5708.37 | 5708.37 | 5708.37 | 5708.37 | 5708.37 | 5708.37 | 5708.37 | 5708.37 | 5708.37 | 5708.37 | 5708.37 | 5708.37 | 5708.37 | 5708.37 | 5708.37 | 5708.37 | 5708.37 | 5708.37 | 5708.37 | 5708.37 | 5708.37 | 5708.37 | 5708.37 | 5708.37 | 5708.37 | 5708.37 | 5708.37 | 5708.37 | 5708.37 | 5708.37 | 5708.37 | 5708.37 | 5708.37 | 5708.37 | 5708.37 | 5708.37 | 5708.37 | 5708.37 | 5708.37 | 5708.37 | 5708.37 | 5708.37 | 5708.37 | 5708.37 | 5708.37 | 5708.37 | 5708.37 | 5708.37 | 5708.37 | 5708.37 | 5708.37 | 5708.37 | 5708.37 | 5708.37 | 5708.37 | 5708.37 | 5708.37 | 5708.37 | 5708.37 | 5708.37 | 5708.37 | 5708.37 | 5708.37 | 5708.37 | 5708.37 | 5708.37 | 5708.37 | 5708.37 | 5708.37 | 5708.37 | 5708.37 | 5708.37 | 5708.37 | 5708.37 | 5708.37 | 5708.37 | 5708.37 | 5708.37 | 5708.37 | 5708.37 | 5708.37 | 5708.37 | 5708.37 | 5708.37 | 5708.37 | 5708.37 | 5708.37 | 5708.37 | 5708.37 | 5708.37 | 5708.37 | 5708.37 | 5708.37 | 5708.37 | 5708.37 | 5708.37 | 5708.37 | 5708.37 | 5708.37 | 5708.37 | 5708.37 | 5708.37 | 5708.37 | 5708.37 | 5708.37 | 5708.37 | 5708.37 | 5708.37 | 5708.37 | 5708.37 | 5708.37 | 5708.37 | 5708.37 | 5708.37 | 5708.37 | 5708.37 | 5708.37 | 5708.37 | 5708.37 | 5708.37 | 5708.37 | 5708.37 | 5708.37 | 5708.37 | 5708.37 | 5708.37 | 5708.37 | 5708.37 | 5708.37 | 5708.37 | 5708.37 | 5708.37 | 5708.37 | 5708.37 | 5708.37 | 5708.37 | 5708.37 | 5708.37 | 5708.37 | 5708.37 | 5708.37 | 5708.37 | 5708.37 | 5708.37 | 5708.37 | 5708.37 | 5708.37 | 5708.37 | 5708.37 | 5708.37 | 5708.37 | 5708.37 | 5708.37 | 5708.37 | 5708.37 | 5708.37 | 5708.37 | 5708.37 | 5708.37 | 5708.37 | 5708.37 | 5708.37 | 5708.37 | 5708.37 | 5708.37 | 5708.37 | 5708.37 | 5708.37 | 5708.37 | 5708.37 | 5708.37 | 5708.37 | 5708.37 | 5708.37 | 5708.37 | 5708.37 | 5708.37 | 5708.37 | 5708.37 | 5708.37 | 5708.37 | 5708.37 | 5708.37 | 5708.37 | 5708.37 | 5708.37 | 5708.37 | 5708.37 | 5708.37 | 5708.37 | 5708.37 | 5708.37 | 5708.37 | 5708.37 | 5708.37 | 5708.37 | 5708.37 | 5708.37 | 5708.37 | 5708.37 | 5708.37 | 5708.37 | 5708.37 | 5708.37 | 5708.37 | 5708.37 | 5708.37 | 5708.37 | 5708.37 | 5708.37 | 5708.37 | 5708.37 | 5708.37 | 5708.37 | 5708.37 | 5708.37 | 5708.37 | 5708.37 | 5708.37 | 5708.37 | 5708.37 | 5708.37 | 5708.37 | 5708.37 | 5708.37 | 5708.37 | 5708.37 | 5708.37 | 5708.37 | 5708.37 | 5708.37 | 5708.37 | 5708.37 | 5708.37 | 5708.37 | 5708.37 | 5708.37 | 5708.37 | 5708.37 | 5708.37 | 5708.37 | 5708.37 | 5708.37 | 5708.37 | 5708.37 | 5708.37 | 5708.37 | 5708.37 | 5708.37 | 5708.37 | 5708.37 | 5708.37 | 5708.37 | 5708.37 | 5708.37 | 5708.37 | 5708.37 | 5708.37 | 5708.37 | 5708.37 | 5708.37 | 5708.37 | 5708.37 | 5708.37 | 5708.37 | 5708.37 | 5708.37 | 5708.37 | 5708.37 | 5708.37 | 5708.37 | 5708.37 | 5708.37 | 5708.37 | 5708.37 | 5708.37 | 5708.37 | 5708.37 | 5708.37 | 5708.37 | 5708.37 | 5708.37 | 5708.37 | 5708.37 | 5708.37 | 5708.37 | 5708.37 | 5708.37 | 5708.37 | 5708.37 | 5708.37 | 5708.37 | 5708.37 | 5708.37 | 5708.37 | 5708.37 | 5708.37 | 5708.37 | 5708.37 | 5708.37 | 5708.37 | 5708.37 | 5708.37 | 5708.37 | 5708.37 | 5708.37 | 5708.37 | 5708.37 | 5708.37 | 5708.37 | 5708.37 | 5708.37 | 5708.37 | 5708.37 | 5708.37 | 5708.37 | 5708.37 | 5708.37 | 5708.37 | 5708.37 | 5708.37 | 5708.37 | 5708.37 | 5708.37 | 5708.37 | 5708.37 | 5708.37 | 5708.37 | 5708.37 | 5708.37 | 5708.37 | 5708.37 | 5708.37 | 5708.37 | 5708.37 | 5708.37 | 5708.37 | 5708.37 | 5708.37 | 5708.37 | 5708.37 | 5708.37 | 5708.37 | 5708.37 | 5708.37 | 5708.37 | 5708.37 | 5708.37 | 5708.37 | 5708.37 | 5708.37 | 5708.37 | 5708.37 | 5708.37 | 5708.37 | 5708.37 | 5708.37 | 5708.37 | 5708.37 | 5708.37 | 5708.37 | 5708.37 | 5708.37 | 5708.37 | 5708.37 | 5708.37 | 5708.37 | 5708.37 | 5708.37 | 5708.37 | 5708.37 | 5708.37 | 5708.37 | 5708.37 | 5708.37 | 5708.37 | 5708.37 | 5708.37 | 5708.37 | 5708.37 | 5708.37 | 5708.37 | 5708.37 | 5708.37 | 5708.37 | 5708.37 | 5708.37 | 5708.37 | 5708.37 | 5708.37 | 5708.37 | 5708.37 | 5708.37 | 5708.37 | 5708.37 | 5708.37 | 5708.37 | 5708.37 | 5708.37 | 5708.37 | 5708.37 | 5708.37 | 5708.37 | 5708.37 | 5708.37 | 5708.37 | 5708.37 | 5708.37 | 5708.37 | 5708.37 | 5708.37 | 5708.37 | 5708.37 | 5708.37 | 5708.37 | 5708.37 | 5708.37 | 5708.37 | 5708.37 | 5708.37 | 5708.37 | 5708.37 | 5708.37 | 5708.37 | 5708.37 | 5708.37 | 5708.37 | 5708.37 | 5708.37 | 5708.37 | 5708.37 | 5708.37 | 5708.37 | 5708.37 | 5708.37 | 5708.37 | 5708.37 | 5708.37 | 5708.37 | 5708.37 | 5708.37 | 5708.37 | 5708.37 | 5708.37 | 5708.37 | 5708.37 | 5708.37 | 5708.37 | 5708.37 | 5708.37 | 5708.37 | 5708.37 | 5708.37 | 5708.37 | 5708.37 | 5708.37 | 5708.37 | 5708.37 | 5708.37 | 5708.37 | 5708.37 | 5708.37 | 5708.37 | 5708.37 | 5708.37 | 5708.37 | 5708.37 | 5708.37 | 5708.37 | 5708.37 | 5708.37 | 5708.37 | 5708.37 | 5708.37 | 5708.37 | 5708.37 | 5708.37 | 5708.37 | 5708.37 | 5708.37 | 5708.37 | 5708.37 | 5708.37 | 5708.37 | 5708.37 | 5708.37 | 5708.37 | 5708.37 | 5708.37 | 5708.37 | 5708.37 | 5708.37 | 5708.37 | 5708.37 | 5708.37 | 5708.37 | 5708.37 | 5708.37 | 5708.37 | 5708.37 | 5708.37 | 5708.37 | 5708.37 | 5708.37 | 5708.37 | 5708.37 | 5708.37 | 5708.37 | 5708.37 | 5708.37 | 5708.37 | 5708.37 | 5708.37 | 5708.37 | 5708.37 | 5708.37 | 5708.37 | 5708.37 | 5708.37 | 5708.37 | 5708.37 | 5708.37 | 5708.37 | 5708.37 | 5708.37 | 5708.37 | 5708.37 | 5708.37 | 5708.37 | 5708.37 | 5708.37 | 5708.37 | 5708.37 | 5708.37 | 5708.37 | 5708.37 | 5708.37 | 5708.37 | 5708.37 | 5708.37 | 5708.37 | 5708.37 | 5708.37 | 5708.37 | 5708.37 | 5708.37 | 5708.37 | 5708.37 | 5708.37 | 5708.37 | 5708.37 | 5708.37 | 5708.37 | 5708.37 | 5708.37 | 5708.37 | 5708.37 | 5708.37 | 5708.37 | 5708.37 | 5708.37 | 5708.37 | 5708.37 | 5708.37 | 5708.37 | 5708.37 | 5708.37 | 5708.37 | 5708.37 | 5708.37 | 5708.37 | 5708.37 | 5708.37 | 5708.37 | 5708.37 | 5708.37 | 5708.37 | 5708.37 | 5708.37 | 5708.37 | 5708.37 | 5708.37 | 5708.37 | 5708.37 | 5708.37 | 5708.37 | 5708.37 | 5708.37 | 5708.37 | 5708.37 | 5708.37 | 5708.37 | 5708.37 | 5708.37 | 5708.37 | 5708.37 | 5708.37 | 5708.37 | 5708.37 | 5708.37 | 5708.37 | 5708.37 | 5708.37 | 5708.37 | 5708.37 | 5708.37 | 5708.37 | 5708.37 | 5708.37 | 5708.37 | 5708.37 | 5708.37 | 5708.37 | 5708.37 | 5708.37 | 5708.37 | 5708.37 | 5708.37 | 5708.37 | 5708.37 | 5708.37 | 5708.37 | 5708.37 | 5708.37 | 5708.37 | 5708.37 | 5708.37 | 5708.37 | 5708.37 | 5708.37 | 5708.37 | 5708.37 | 5708.37 | 5708.37 | 5708.37 | 5708.37 | 5708.37 | 5708.37 | 5708.37 | 5708.37 | 5708.37 | 5708.37 | 5708.37 | 5708.37 | 5708.37 | 5708.37 | 5708.37 | 5708.37 | 5708.37 | 5708.37 | 5708.37 | 5708.37 | 5708.37 | 5708.37 | 5708.37 | 5708.37 | 5708.37 | 5708.37 | 5708.37 | 5708.37 | 5708.37 | 5708.37 | 5708.37 | 5708.37 | 5708.37 | 5708.37 | 5708.37 | 5708.37 | 5708.37 | 5708.37 | 5708.37 | 5708.37 | 5708.37 | 5708.37 | 5708.37 | 5708.37 | 5708.37 | 5708.37 | 5708.37 | 5708.37 | 5708.37 | 5708.37 | 5708.37 | 5708.37 | 5708.37 | 5708.37 | 5708.37 | 5708.37 | 5708.37 | 5708.37 | 5708.37 | 5708.37 | 5708.37 | 5708.37 | 5708.37 | 5708.37 | 5708.37 | 5708.37 | 5708.37 | 5708.37 | 5708.37 | 5708.37 | 5708.37 | 5708.37 | 5708.37 | 5708.37 | 5708.37 | 5708.37 | 5708.37 | 5708.37 | 5708.37 | 5708.37 | 5708.37 | 5708.37 | 5708.37 | 5708.37 | 5708.37 | 5708.37 | 5708.37 | 5708.37 | 5708.37 | 5708.37 | 5708.37 | 5708.37 | 5708.37 | 5708.37 | 5708.37 | 5708.37 | 5708.37 | 5708.37 | 5708.37 | 5708.37 | 5708.37 | 5708.37 | 5708.37 | 5708.37 | 5708.37 | 5708.37 | 5708.37 | 5708.37 | 5708.37 | 5708.37 | 5708.37 | 5708.37 | 5708.37 | 5708.37 | 5708.37 | 5708.37 | 5708.37 | 5708.37 | 5708.37 | 5708.37 | 5708.37 | 5708.37 | 5708.37 | 5708.37 | 5708.37 | 5708.37 | 5708.37 | 5708.37 | 5708.37 | 5708.37 | 5708.37 | 5708.37 | 5708.37 | 5708.37 | 5708.37 | 5708.37 | 5708.37 | 5708.37 | 5708.37 | 5708.37 | 5708.37 | 5708.37 | 5708.37 | 5708.37 | 5708.37 | 5708.37 | 5708.37 | 5708.37 | 5708.37 | 5708.37 | 5708.37 | 5708.37 | 5708.37 | 5708.37 | 5708.37 | 5708.37 | 5708.37 | 5708.37 | 5708.37 | 5708.37 | 5708.37 | 5708.37 | 5708.37 | 5708.37 | 5708.37 | 5708.37 | 5708.37 | 5708.37 | 5708.37 | 5708.37 | 5708.37 | 5708.37 | 5708.37 | 5708.37 | 5708.37 | 5708.37 | 5708.37 | 5708.37 | 5708.37 | 5708.37 | 5708.37 | 5708.37 | 5708.37 | 5708.37 | 5708.37 | 5708.37 | 5708.37 | 5708.37 | 5708.37 | 5708.37 | 5708.37 | 5708.37 | 5708.37 | 5708.37 | 5708.37 | 5708.37 | 5708.37 | 5708.37 | 5708.37 | 5708.37 | 5708.37 | 5708.37 | 5708.37 | 5708.37 | 5708.37 | 5708.37 | 5708.37 | 5708.37 | 5708.37 | 5708.37 | 5708.37 | 5708.37 | 5708.37 | 5708.37 | 5708.37 | 5708.37 | 5708.37 | 5708.37 | 5708.37 | 5708.37 | 5708.37 | 5708.37 | 5708.37 | 5708.37 | 5708.37 | 5708.37 | 5708.37 | 5708.37 | 5708.37 | 5708.37 | 5708.37 | 5708.37 | 5708.37 | 5708.37 | 5708.37 | 5708.37 | 5708.37 | 5708.37 | 5708.37 | 5708.37 | 5708.37 | 5708.37 | 5708.37 | 5708.37 | 5708.37 | 5708.37 | 5708.37 | 5708.37 | 5708.37 | 5708.37 | 5708.37 | 5708.37 | 5708.37 | 5708.37 | 5708.37 | 5708.37 | 5708.37 | 5708.37 | 5708.37 | 5708.37 | 5708.37 | 5708.37 | 5708.37 | 5708.37 | 5708.37 | 5708.37 | 5708.37 | 5708.37 | 5708.37 | 5708.37 | 5708.37 | 5708.37 | 5708.37 | 5708.37 | 5708.37 | 5708.37 | 5708.37 | 5708.37 | 5708.37 | 5708.37 | 5708.37 | 5708.37 | 5708.37 | 5708.37 | 5708.37 | 5708.37 | 5708.37 | 5708.37 | 5708.37 | 5708.37 | 5708.37 | 5708.37 | 5708.37 | 5708.37 | 5708.37 | 5708.37 | 5708.37 | 5708.37 | 5708.37 | 5708.37 | 5708.37 | 5708.37 | 5708.37 | 5708.37 | 5708.37 | 5708.37 | 5708.37 | 5708.37 | 5708.37 | 5708.37 | 5708.37 | 5708.37 | 5708.37 | 5708.37 | 5708.37 | 5708.37 | 5708.37 | 5708.37 | 5708.37 | 5708.37 | 5708.37 | 5708.37 | 5708.37 | 5708.37 | 5708.37 | 5708.37 | 5708.37 | 5708.37 | 5708.37 | 5708.37 | 5708.37 | 5708.37 | 5708.37 | 5708.37 | 5708.37 | 5708.37 | 5708.37 | 5708.37 | 5708.37 | 5708.37 | 5708.37 | 5708.37 | 5708.37 | 5708.37 | 5708.37 | 5708.37 | 5708.37 | 5708.37 | 5708.37 | 5708.37 | 5708.37 | 5708.37 | 5708.37 | 5708.37 | 5708.37 | 5708.37 | 5708.37 | 5708.37 | 5708.37 | 5708.37 | 5708.37 | 5708.37 | 5708.37 | 5708.37 | 5708.37 | 5708.37 | 5708.37 | 5708.37 | 5708.37 | 5708.37 | 5708.37 | 5708.37 | 5708.37 | 5708.37 | 5708.37 | 5708.37 | 5708.37 | 5708.37 | 5708.37 | 5708.37 | 5708.37 | 5708.37 | 5708.37 | 5708.37 | 5708.37 | 5708.37 | 5708.37 | 5708.37 | 5708.37 | 5708.37 | 5708.37 | 5708.37 | 5708.37 | 5708.37 | 5708.37 | 5708.37 | 5708.37 | 5708.37 | 5708.37 | 5708.37 | 5708.37 | 5708.37 | 5708.37 | 5708.37 | 5708.37 | 5708.37 | 5708.37 | 5708.37 | 5708.37 | 5708.37 | 5708.37 | 5708.37 | 5708.37 | 5708.37 | 5708.37 | 5708.37 | 5708.37 | 5708.37 | 5708.37 | 5708.37 | 5708.37 | 5708.37 | 5708.37 | 5708.37 | 5708.37 | 5708.37 | 5708.37 | 5708.37 | 5708.37 | 5708.37 | 5708.37 | 5708.37 | 5708.37 | 5708.37 | 5708.37 | 5708.37 | 5708.37 | 5708.37 | 5708.37 | 5708.37 | 5708.37 | 5708.37 | 5708.37 | 5708.37 | 5708.37 | 5708.37 | 5708.37 | 5708.37 | 5708.37 | 5708.37 | 5708.37 | 5708.37 | 5708.37 | 5708.37 | 5708.37 | 5708.37 | 5708.37 | 5708.37 | 5708.37 | 5708.37 | 5708.37 | 5708.37 | 5708.37 | 5708.37 | 5708.37 | 5708.37 | 5708.37 | 5708.37 | 5708.37 | 5708.37 | 5708.37 | 5708.37 | 5708.37 | 5708.37 | 5708.37 | 5708.37 | 5708.37 | 5708.37 | 5708.37 | 5708.37 | 5708.37 | 5708.37 | 5708.37 | 5708.37 | 5708.37 | 5708.37 | 5708.37 | 5708.37 | 5708.37 | 5708.37 | 5708.37 | 5708.37 | 5708.37 | 5708.37 | 5708.37 | 5708.37 | 5708.37 | 5708.37 | 5708.37 | 5708.37 | 5708.37 | 5708.37 | 5708.37 | 5708.37 | 5708.37 | 5708.37 | 5708.37 | 5708.37 | 5708.37 | 5708.37 | 5708.37 | 5708.37 | 5708.37 | 5708.37 | 5708.37 | 5708.37 | 5708.37 | 5708.37 | 5708.37 | 5708.37 | 5708.37 | 5708.37 | 5708.37 | 5708.37 | 5708.37 | 5708.37 | 5708.37 | 5708.37 | 5708.37 | 5708.37 | 5708.37 | 5708.37 | 5708.37 | 5708.37 | 5708.37 | 5708.37 | 5708.37 | 5708.37 | 5708.37 | 5708.37 | 5708.37 | 5708.37 | 5708.37 | 5708.37 | 5708.37 | 5708.37 | 5708.37 | 5708.37 | 5708.37 | 5708.37 | 5708.37 | 5708.37 | 5708.37 | 5708.37 | 5708.37 | 5708.37 | 5708.37 | 5708.37 | 5708.37 | 5708.37 | 5708.37 | 5708.37 | 5708.37 | 5708.37 | 5708.37 | 5708.37 | 5708.37 | 5708.37 | 5708.37 | 5708.37 | 5708.37 | 5708.37 | 5708.37 | 5708.37 | 5708.37 | 5708.37 | 5708.37 | 5708.37 | 5708.37 | 5708.37 | 5708.37 | 5708.37 | 5708.37 | 5708.37 | 5708.37 | 5708.37 | 5708.37 | 5708.37 | 5708.37 | 5708.37 | 5708.37 | 5708.37 | 5708.37 | 5708.37 | 5708.37 | 5708.37 | 5708.37 | 5708.37 | 5708.37 | 5708.37 | 5708.37 | 5708.37 | 5708.37 | 5708.37 | 5708.37 | 5708.37 | 5708.37 | 5708.37 | 5708.37 | 5708.37 | 5708.37 | 5708.37 | 5708.37 | 5708.37 | 5708.37 | 5708.37 | 5708.37 | 5708.37 | 5708.37 | 5708.37 | 5708.37 | 5708.37 | 5708.37 | 5708.37 | 5708.37 | 5708.37 | 5708.37 | 5708.37 | 5708.37 | 5708.37 | 5708.37 | 5708.37 | 5708.37 | 5708.37 | 5708.37 | 5708.37 | 5708.37 | 5708.37 | 5708.37 | 5708.37 | 5708.37 | 5708.37 | 5708.37 | 5708.37 | 5708.37 | 5708.37 | 5708.37 | 5708.37 | 5708.37 | 5708.37 | 5708.37 | 5708.37 | 5708.37 | 5708.37 | 5708.37 | 5708.37 | 5708.37 | 5708.37 | 5708.37 | 5708.37 | 5708.37 | 5708.37 | 5708.37 | 5708.37 | 5708.37 | 5708.37 | 5708.37 | 5708.37 | 5708.37 | 5708.37 | 5708.37 | 5708.37 | 5708.37 | 5708.37 | 5708.37 | 5708.37 | 5708.37 | 5708.37 | 5708.37 | 5708.37 | 5708.37 | 5708.37 | 5708.37 | 5708.37 | 5708.37 | 5708.37 | 5708.37 | 5708.37 | 5708.37 | 5708.37 | 5708.37 | 5708.37 | 5708.37 | 5708.37 | 5708.37 | 5708.37 | 5708.37 | 5708.37 | 5708.37 | 5708.37 | 5708.37 | 5708.37 | 5708.37 | 5708.37 | 5708.37 | 5708.37 | 5708.37 | 5708.37 | 5708.37 | 5708.37 | 5708.37 | 5708.37 | 5708.37 | 5708.37 | 5708.37 | 5708.37 | 5708.37 | 5708.37 | 5708.37 | 5708.37 | 5708.37 | 5708.37 | 5708.37 | 5708.37 | 5708.37 | 5708.37 | 5708.37 | 5708.37 | 5708.37 | 5708.37 | 5708.37 | 5708.37 | 5708.37 | 5708.37 | 5708.37 | 5708.37 | 5708.37 | 5708.37 | 5708.37 | 5708.37 | 5708.37 | 5708.37 | 5708.37 | 5708.37 | 5708.37 | 5708.37 | 5708.37 | 5708.37 | 5708.37 | 5708.37 | 5708.37 | 5708.37 | 5708.37 | 5708.37 | 5708.37 | 5708.37 | 5708.37 | 5708.37 | 5708.37 | 5708.37 | 5708.37 | 5708.37 | 5708.37 | 5708.37 | 5708.37 | 5708.37 | 5708.37 | 5708.37 | 5708.37 | 5708.37 | 5708.37 | 5708.37 | 5708.37 | 5708.37 | 5708.37 | 5708.37 | 5708.37 | 5708.37 | 5708.37 | 5708.37 | 5708.37 | 5708.37 | 5708.37 | 5708.37 | 5708.37 | 5708.37 | 5708.37 | 5708.37 | 5708.37 | 5708.37 | 5708.37 | 5708.37 | 5708.37 | 5708.37 | 5708.37 | 5708.37 | 5708.37 | 5708.37 | 5708.37 | 5708.37 | 5708.37 | 5708.37 | 5708.37 | 5708.37 | 5708.37 | 5708.37 | 5708.37 | 5708.37 | 5708.37 | 5708.37 | 5708.37 | 5708.37 | 5708.37 | 5708.37 | 5708.37 | 5708.37 | 5708.37 | 5708.37 | 5708.37 | 5708.37 | 5708.37 | 5708.37 | 5708.37 | 5708.37 | 5708.37 | 5708.37 | 5708.37 | 5708.37 | 5708.37 | 5708.37 | 5708.37 | 5708.37 | 5708.37 | 5708.37 | 5708.37 | 5708.37 | 5708.37 | 5708.37 | 5708.37 | 5708.37 | 5708.37 | 5708.37 | 5708.37 | 5708.37 | 5708.37 | 5708.37 | 5708.37 | 5708.37 | 5708.37 | 5708.37 | 5708.37 | 5708.37 | 5708.37 | 5708.37 | 5708.37 | 5708.37 | 5708.37 | 5708.37 | 5708.37 | 5708.37 | 5708.37 | 5708.37 | 5708.37 | 5708.37 | 5708.37 | 5708.37 | 5708.37 | 5708.37 | 5708.37 | 5708.37 | 5708.37 | 5708.37 | 5708.37 | 5708.37 | 5708.37 | 5708.37 | 5708.37 | 5708.37 | 5708.37 | 5708.37 | 5708.37 | 5708.37 | 5708.37 | 5708.37 | 5708.37 | 5708.37 | 5708.37 | 5708.37 | 5708.37 | 5708.37 | 5708.37 | 5708.37 | 5708.37 | 5708.37 | 5708.37 | 5708.37 | 5708.37 | 5708.37 | 5708.37 | 5708.37 | 5708.37 | 5708.37 | 5708.37 | 5708.37 | 5708.37 | 5708.37 | 5708.37 | 5708.37 | 5708.37 | 5708.37 | 5708.37 | 5708.37 | 5708.37 | 5708.37 | 5708.37 | 5708.37 | 5708.37 | 5708.37 | 5708.37 | 5708.37 | 5708.37 | 5708.37 | 5708.37 | 5708.37 | 5708.37 | 5708.37 | 5708.37 | 5708.37 | 5708.37 | 5708.37 | 5708.37 | 5708.37 | 5708.37 | 5708.37 | 5708.37 | 5708.37 | 5708.37 | 5708.37 | 5708.37 | 5708.37 | 5708.37 | 5708.37 | 5708.37 | 5708.37 | 5708.37 | 5708.37 | 5708.37 | 5708.37 | 5708.37 | 5708.37 | 5708.37 | 5708.37 | 5708.37 | 5708.37 | 5708.37 | 5708.37 | 5708.37 | 5708.37 | 5708.37 | 5708.37 | 5708.37 | 5708.37 | 5708.37 | 5708.37 | 5708.37 | 5708.37 | 5708.37 | 5708.37 | 5708.37 | 5708.37 | 5708.37 | 5708.37 | 5708.37 | 5708.37 | 5708.37 | 5708.37 | 5708.37 | 5708.37 | 5708.37 | 5708.37 | 5708.37 | 5708.37 | 5708.37 | 5708.37 | 5708.37 | 5708.37 | 5708.37 | 5708.37 | 5708.37 | 5708.37 | 5708.37 | 5708.37 | 5708.37 | 5708.37 | 5708.37 | 5708.37 | 5708.37 | 5708.37 | 5708.37 | 5708.37 | 5708.37 | 5708.37 | 5708.37 | 5708.37 | 5708.37 | 5708.37 | 5708.37 | 5708.37 | 5708.37 | 5708.37 | 5708.37 | 5708.37 | 5708.37 | 5708.37 | 5708.37 | 5708.37 | 5708.37 | 5708.37 | 5708.37 | 5708.37 | 5708.37 | 5708.37 | 5708.37 | 5708.37 | 5708.37 | 5708.37 | 5708.37 | 5708.37 | 5708.37 | 5708.37 | 5708.37 | 5708.37 | 5708.37 | 5708.37 | 5708.37 | 5708.37 | 5708.37 | 5708.37 | 5708.37 | 5708.37 | 5708.37 | 5708.37 | 5708.37 | 5708.37 | 5708.37 | 5708.37 | 5708.37 | 5708.37 | 5708.37 | 5708.37 | 5708.37 | 5708.37 | 5708.37 | 5708.37 | 5708.37 | 5708.37 | 5708.37 | 5708.37 | 5708.37 | 5708.37 | 5708.37 | 5708.37 | 5708.37 | 5708.37 | 5708.37 | 5708.37 | 5708.37 | 5708.37 | 5708.37 | 5708.37 | 5708.37 | 5708.37 | 5708.37 | 5708.37 | 5708.37 | 5708.37 | 5708.37 | 5708.37 | 5708.37 | 5708.37 | 5708.37 | 5708.37 | 5708.37 | 5708.37 | 5708.37 | 5708.37 | 5708.37 | 5708.37 | 5708.37 | 5708.37 | 5708.37 | 5708.37 | 5708.37 | 5708.37 | 5708.37 | 5708.37 | 5708.37 | 5708.37 | 5708.37 | 5708.37 | 5708.37 | 5708.37 | 5708.37 | 5708.37 | 5708.37 | 5708.37 | 5708.37 | 5708.37 | 5708.37 | 5708.37 | 5708.37 | 5708.37 | 5708.37 | 5708.37 | 5708.37 | 5708.37 | 5708.37 | 5708.37 | 5708.37 | 5708.37 | 5708.37 | 5708.37 | 5708.37 | 5708.37 | 5708.37 | 5708.37 | 5708.37 | 5708.37 | 5708.37 | 5708.37 | 5708.37 | 5708.37 | 5708.37 | 5708.37 | 5708.37 | 5708.37 | 5708.37 | 5708.37 | 5708.37 | 5708.37 | 5708.37 | 5708.37 | 5708.37 | 5708.37 | 5708.37 | 5708.37 | 5708.37 | 5708.37 | 5708.37 | 5708.37 | 5708.37 | 5708.37 | 5708.37 | 5708.37 | 5708.37 | 5708.37 | 5708.37 | 5708.37 | 5708.37 | 5708.37 | 5708.37 | 5708.37 | 5708.37 | 5708.37 | 5708.37 | 5708.37 | 5708.37 | 5708.37 | 5708.37 | 5708.37 | 5708.37 | 5708.37 | 5708.37 | 5708.37 | 5708.37 | 5708.37 | 5708.37 | 5708.37 | 5708.37 | 5708.37 | 5708.37 | 5708.37 | 5708.37 | 5708.37 | 5708.37 | 5708.37 | 5708.37 | 5708.37 | 5708.37 | 5708.37 | 5708.37 | 5708.37 | 5708.37 | 5708.37 | 5708.37 | 5708.37 | 5708.37 | 5708.37 | 5708.37 | 5708.37 | 5708.37 | 5708.37 | 5708.37 | 5708.37 | 5708.37 | 5708.37 | 5708.37 | 5708.37 | 5708.37 | 5708.37 | 5708.37 | 5708.37 | 5708.37 | 5708.37 | 5708.37 | 5708.37 | 5708.37 | 5708.37 | 5708.37 | 5708.37 | 5708.37 | 5708.37 | 5708.37 | 5708.37 | 5708.37 | 5708.37 | 5708.37 | 5708.37 | 5708.37 | 5708.37 | 5708.37 | 5708.37 | 5708.37 | 5708.37 | 5708.37 | 5708.37 | 5708.37 | 5708.37 | 5708.37 | 5708.37 | 5708.37 | 5708.37 | 5708.37 | 5708.37 | 5708.37 | 5708.37 | 5708.37 | 5708.37 | 5708.37 | 5708.37 | 5708.37 | 5708.37 | 5708.37 | 5708.37 | 5708.37 | 5708.37 | 5708.37 | 5708.37 | 5708.37 | 5708.37 | 5708.37 | 5708.37 | 5708.37 | 5708.37 | 5708.37 | 5708.37 | 5708.37 | 5708.37 | 5708.37 | 5708.37 | 5708.37 | 5708.37 | 5708.37 | 5708.37 | 5708.37 | 5708.37 | 5708.37 | 5708.37 | 5708.37 | 5708.37 | 5708.37 | 5708.37 | 5708.37 | 5708.37 | 5708.37 | 5708.37 | 5708.37 | 5708.37 | 5708.37 | 5708.37 | 5708.37 | 5708.37 | 5708.37 | 5708.37 | 5708.37 | 5708.37 | 5708.37 | 5708.37 | 5708.37 | 5708.37 | 5708.37 | 5708.37 | 5708.37 | 5708.37 | 5708.37 | 5708.37 | 5708.37 | 5708.37 | 5708.37 | 5708.37 | 5708.37 | 5708.37 | 5708.37 | 5708.37 | 5708.37 | 5708.37 | 5708.37 | 5708.37 | 5708.37 | 5708.37 | 5708.37 | 5708.37 | 5708.37 | 5708.37 | 5708.37 | 5708.37 | 5708.37 | 5708.37 | 5708.37 | 5708.37 | 5708.37 | 5708.37 | 5708.37 | 5708.37 | 5708.37 | 5708.37 | 5708.37 | 5708.37 | 5708.37 | 5708.37 | 5708.37 | 5708.37 | 5708.37 | 5708.37 | 5708.37 | 5708.37 | 5708.37 | 5708.37 | 5708.37 | 5708.37 | 5708.37 | 5708.37 | 5708.37 | 5708.37 | 5708.37 | 5708.37 | 5708.37 | 5708.37 | 5708.37 | 5708.37 | 5708.37 | 5708.37 | 5708.37 | 5708.37 | 5708.37 | 5708.37 | 5708.37 | 5708.37 | 5708.37 | 5708.37 | 5708.37 | 5708.37 | 5708.37 | 5708.37 | 5708.37 | 5708.37 | 5708.37 | 5708.37 | 5708.37 | 5708.37 | 5708.37 | 5708.37 | 5708.37 | 5708.37 | 5708.37 | 5708.37 | 5708.37 | 5708.37 | 5708.37 | 5708.37 | 5708.37 | 5708.37 | 5708.37 | 5708.37 | 5708.37 | 5708.37 | 5708.37 | 5708.37 | 5708.37 | 5708.37 | 5708.37 | 5708.37 | 5708.37 | 5708.37 | 5708.37 | 5708.37 | 5708.37 | 5708.37 | 5708.37 | 5708.37 | 5708.37 | 5708.37 | 5708.37 | 5708.37 | 5708.37 | 5708.37 | 5708.37 | 5708.37 | 5708.37 | 5708.37 | 5708.37 | 5708.37 | 5708.37 | 5708.37 | 5708.37 | 5708.37 | 5708.37 | 5708.37 | 5708.37 | 5708.37 | 5708.37 | 5708.37 | 5708.37 | 5708.37 | 5708.37 | 5708.37 | 5708.37 | 5708.37 | 5708.37 | 5708.37 | 5708.37 | 5708.37 | 5708.37 | 5708.37 | 5708.37 | 5708.37 | 5708.37 | 5708.37 | 5708.37 | 5708.37 | 5708.37 | 5708.37 | 5708.37 | 5708.37 | 5708.37 | 5708.37 | 5708.37 | 5708.37 | 5708.37 | 5708.37 | 5708.37 | 5708.37 | 5708.37 | 5708.37 | 5708.37 | 5708.37 | 5708.37 | 5708.37 | 5708.37 | 5708.37 | 5708.37 | 5708.37 | 5708.37 | 5708.37 | 5708.37 | 5708.37 | 5708.37 | 5708.37 | 5708.37 | 5708.37 | 5708.37 | 5708.37 | 5708.37 | 5708.37 | 5708.37 | 5708.37 | 5708.37 | 5708.37 | 5708.37 | 5708.37 | 5708.37 | 5708.37 | 5708.37 | 5708.37 | 5708.37 | 5708.37 | 5708.37 | 5708.37 | 5708.37 | 5708.37 | 5708.37 | 5708.37 | 5708.37 | 5708.37 | 5708.37 | 5708.37 | 5708.37 | 5708.37 | 5708.37 | 5708.37 | 5708.37 | 5708.37 | 5708.37 | 5708.37 | 5708.37 | 5708.37 | 5708.37 | 5708.37 | 5708.37 | 5708.37 | 5708.37 | 5708.37 | 5708.37 | 5708.37 | 5708.37 | 5708.37 | 5708.37 | 5708.37 | 5708.37 | 5708.37 | 5708.37 | 5708.37 | 5708.37 | 5708.37 | 5708.37 | 5708.37 | 5708.37 | 5708.37 | 5708.37 | 5708.37 | 5708.37 | 5708.37 | 5708.37 | 5708.37 | 5708.37 | 5708.37 | 5708.37 | 5708.37 | 5708.37 | 5708.37 | 5708.37 | 5708.37 | 5708.37 | 5708.37 | 5708.37 | 5708.37 | 5708.37 | 5708.37 | 5708.37 | 5708.37 | 5708.37 | 5708.37 | 5708.37 | 5708.37 | 5708.37 | 5708.37 | 5708.37 | 5708.37 | 5708.37 | 5708.37 | 5708.37 | 5708.37 | 5708.37 | 5708.37 | 5708.37 | 5708.37 | 5708.37 | 5708.37 | 5708.37 | 5708.37 | 5708.37 | 5708.37 | 5708.37 | 5708.37 | 5708.37 | 5708.37 | 5708.37 | 5708.37 | 5708.37 | 5708.37 | 5708.37 | 5708.37 | 5708.37 | 5708.37 | 5708.37 | 5708.37 | 5708.37 | 5708.37 | 5708.37 | 5708.37 | 5708.37 | 5708.37 | 5708.37 | 5708.37 | 5708.37 | 5708.37 | 5708.37 | 5708.37 | 5708.37 | 5708.37 | 5708.37 | 5708.37 | 5708.37 | 5708.37 | 5708.37 | 5708.37 | 5708.37 | 5708.37 | 5708.37 | 5708.37 | 5708.37 | 5708.37 | 5708.37 | 5708.37 | 5708.37 | 5708.37 | 5708.37 | 5708.37 | 5708.37 | 5708.37 | 5708.37 | 5708.37 | 5708.37 | 5708.37 | 5708.37 | 5708.37 | 5708.37 | 5708.37 | 5708.37 | 5708.37 | 5708.37 | 5708.37 | 5708.37 | 5708.37 | 5708.37 | 5708.37 | 5708.37 | 5708.37 | 5708.37 | 5708.37 | 5708.37 | 5708.37 | 5708.37 | 5708.37 | 5708.37 | 5708.37 | 5708.37 | 5708.37 | 5708.37 | 5708.37 | 5708.37 | 5708.37 | 5708.37 | 5708.37 | 5708.37 | 5708.37 | 5708.37 | 5708.37 | 5708.37 | 5708.37 | 5708.37 | 5708.37 | 5708.37 | 5708.37 | 5708.37 | 5708.37 | 5708.37 | 5708.37 | 5708.37 | 5708.37 | 5708.37 | 5708.37 | 5708.37 | 5708.37 | 5708.37 | 5708.37 | 5708.37 | 5708.37 | 5708.37 | 5708.37 | 5708.37 | 5708.37 | 5708.37 | 5708.37 | 5708.37 | 5708.37 | 5708.37 | 5708.37 | 5708.37 | 5708.37 | 5708.37 | 5708.37 | 5708.37 | 5708.37 | 5708.37 | 5708.37 | 5708.37 | 5708.37 | 5708.37 | 5708.37 | 5708.37 | 5708.37 | 5708.37 | 5708.37 | 5708.37 | 5708.37 | 5708.37 | 5708.37 | 5708.37 | 5708.37 | 5708.37 | 5708.37 | 5708.37 | 5708.37 | 5708.37 | 5708.37 | 5708.37 | 5708.37 | 5708.37 | 5708.37 | 5708.37 | 5708.37 | 5708.37 | 5708.37 | 5708.37 | 5708.37 | 5708.37 | 5708.37 | 5708.37 | 5708.37 | 5708.37 | 5708.37 | 5708.37 | 5708.37 | 5708.37 | 5708.37 | 5708.37 | 5708.37 | 5708.37 | 5708.37 | 5708.37 | 5708.37 | 5708.37 | 5708.37 | 5708.37 | 5708.37 | 5708.37 | 5708.37 | 5708.37 | 5708.37 | 5708.37 | 5708.37 | 5708.37 | 5708.37 | 5708.37 | 5708.37 | 5708.37 | 5708.37 | 5708.37 | 5708.37 | 5708.37 | 5708.37 | 5708.37 | 5708.37 | 5708.37 | 5708.37 | 5708.37 | 5708.37 | 5708.37 | 5708.37 | 5708.37 | 5708.37 | 5708.37 | 5708.37 | 5708.37 | 5708.37 | 5708.37 | 5708.37 | 5708.37 | 5708.37 | 5708.37 | 5708.37 | 5708.37 | 5708.37 | 5708.37 | 5708.37 | 5708.37 | 5708.37 | 5708.37 | 5708.37 | 5708.37 | 5708.37 | 5708.37 | 5708.37 | 5708.37 | 5708.37 | 5708.37 | 5708.37 | 5708.37 | 5708.37 | 5708.37 | 5708.37 | 5708.37 | 5708.37 | 5708.37 | 5708.37 | 5708.37 | 5708.37 | 5708.37 | 5708.37 | 5708.37 | 5708.37 | 5708.37 | 5708.37 | 5708.37 | 5708.37 | 5708.37 | 5708.37 | 5708.37 | 5708.37 | 5708.37 | 5708.37 | 5708.37 | 5708.37 | 5708.37 | 5708.37 | 5708.37 | 5708.37 | 5708.37 | 5708.37 | 5708.37 | 5708.37 | 5708.37 | 5708.37 | 5708.37 | 5708.37 | 5708.37 | 5708.37 | 5708.37 | 5708.37 | 5708.37 | 5708.37 | 5708.37 | 5708.37 | 5708.37 | 5708.37 | 5708.37 | 5708.37 | 5708.37 | 5708.37 | 5708.37 | 5708.37 | 5708.37 | 5708.37 | 5708.37 | 5708.37 | 5708.37 | 5708.37 | 5708.37 | 5708.37 | 5708.37 | 5708.37 | 5708.37 | 5708.37 | 5708.37 | 5708.37 | 5708.37 | 5708.37 | 5708.37 | 5708.37 | 5708.37 | 5708.37 | 5708.37 | 5708.37 | 5708.37 | 5708.37 | 5708.37 | 5708.37 | 5708.37 | 5708.37 | 5708.37 | 5708.37 | 5708.37 | 5708.37 | 5708.37 | 5708.37 | 5708.37 | 5708.37 | 5708.37 | 5708.37 | 5708.37 | 5708.37 | 5708.37 | 5708.37 | 5708.37 | 5708.37 | 5708.37 | 5708.37 | 5708.37 | 5708.37 | 5708.37 | 5708.37 | 5708.37 | 5708.37 | 5708.37 | 5708.37 | 5708.37 | 5708.37 | 5708.37 | 5708.37 | 5708.37 | 5708.37 | 5708.37 | 5708.37 | 5708.37 | 5708.37 | 5708.37 | 5708.37 | 5708.37 | 5708.37 | 5708.37 | 5708.37 | 5708.37 | 5708.37 | 5708.37 | 5708.37 | 5708.37 | 5708.37 | 5708.37 | 5708.37 | 5708.37 | 5708.37 | 5708.37 | 5708.37 | 5708.37 | 5708.37 | 5708.37 | 5708.37 | 5708.37 | 5708.37 | 5708.37 | 5708.37 | 5708.37 | 5708.37 | 5708.37 | 5708.37 | 5708.37 | 5708.37 | 5708.37 | 5708.37 | 5708.37 | 5708.37 | 5708.37 | 5708.37 | 5708.37 | 5708.37 | 5708.37 | 5708.37 | 5708.37 | 5708.37 | 5708.37 | 5708.37 | 5708.37 | 5708.37 | 5708.37 | 5708.37 | 5708.37 | 5708.37 | 5708.37 | 5708.37 | 5708.37 | 5708.37 | 5708.37 | 5708.37 | 5708.37 | 5708.37 | 5708.37 | 5708.37 | 5708.37 | 5708.37 | 5708.37 | 5708.37 | 5708.37 | 5708.37 | 5708.37 | 5708.37 | 5708.37 | 5708.37 | 5708.37 | 5708.37 | 5708.37 | 5708.37 | 5708.37 | 5708.37 | 5708.37 | 5708.37 | 5708.37 | 5708.37 | 5708.37 | 5708.37 | 5708.37 | 5708.37 | 5708.37 | 5708.37 | 5708.37 | 5708.37 | 5708.37 | 5708.37 | 5708.37 | 5708.37 | 5708.37 | 5708.37 | 5708.37 | 5708.37 | 5708.37 | 5708.37 | 5708.37 | 5708.37 | 5708.37 | 5708.37 | 5708.37 | 5708.37 | 5708.37 | 5708.37 | 5708.37 | 5708.37 | 5708.37 | 5708.37 | 5708.37 | 5708.37 | 5708.37 | 5708.37 | 5708.37 | 5708.37 | 5708.37 | 5708.37 | 5708.37 | 5708.37 | 5708.37 | 5708.37 | 5708.37 | 5708.37 | 5708.37 | 5708.37 | 5708.37 | 5708.37 | 5708.37 | 5708.37 | 5708.37 | 5708.37 | 5708.37 | 5708.37 | 5708.37 | 5708.37 | 5708.37 | 5708.37 | 5708.37 | 5708.37 | 5708.37 | 5708.37 | 5708.37 | 5708.37 | 5708.37 | 5708.37 | 5708.37 | 5708.37 | 5708.37 | 5708.37 | 5708.37 | 5708.37 | 5708.37 | 5708.37 | 5708.37 | 5708.37 | 5708.37 | 5708.37 | 5708.37 | 5708.37 | 5708.37 | 5708.37 | 5708.37 | 5708.37 | 5708.37 | 5708.37 | 5708.37 | 5708.37 | 5708.37 | 5708.37 | 5708.37 | 5708.37 | 5708.37 | 5708.37 | 5708.37 | 5708.37 | 5708.37 | 5708.37 | 5708.37 | 5708.37 | 5708.37 | 5708.37 | 5708.37 | 5708.37 | 5708.37 | 5708.37 | 5708.37 | 5708.37 | 5708.37 | 5708.37 | 5708.37 | 5708.37 | 5708.37 | 5708.37 | 5708.37 | 5708.37 | 5708.37 | 5708.37 | 5708.37 | 5708.37 | 5708.37 | 5708.37 | 5708.37 | 5708.37 | 5708.37 | 5708.37 | 5708.37 | 5708.37 | 5708.37 | 5708.37 | 5708.37 | 5708.37 | 5708.37 | 5708.37 | 5708.37 | 5708.37 | 5708.37 | 5708.37 | 5708.37 | 5708.37 | 5708.37 | 5708.37 | 5708.37 | 5708.37 | 5708.37 | 5708.37 | 5708.37 | 5708.37 | 5708.37 | 5708.37 | 5708.37 | 5708.37 | 5708.37 | 5708.37 | 5708.37 | 5708.37 | 5708.37 | 5708.37 | 5708.37 | 5708.37 | 5708.37 | 5708.37 | 5708.37 | 5708.37 | 5708.37 | 5708.37 | 5708.37 | 5708.37 | 5708.37 | 5708.37 | 5708.37 | 5708.37 | 5708.37 | 5708.37 | 5708.37 | 5708.37 | 5708.37 | 5708.37 | 5708.37 | 5708.37 | 5708.37 | 5708.37 | 5708.37 | 5708.37 | 5708.37 | 5708.37 | 5708.37 | 5708.37 | 5708.37 | 5708.37 | 5708.37 | 5708.37 | 5708.37 | 5708.37 | 5708.37 | 5708.37 | 5708.37 | 5708.37 | 5708.37 | 5708.37 | 5708.37 | 5708.37 | 5708.37 | 5708.37 | 5708.37 | 5708.37 | 5708.37 | 5708.37 | 5708.37 | 5708.37 | 5708.37 | 5708.37 | 5708.37 | 5708.37 | 5708.37 | 5708.37 | 5708.37 | 5708.37 | 5708.37 | 5708.37 | 5708.37 | 5708.37 | 5708.37 | 5708.37 | 5708.37 | 5708.37 | 5708.37 | 5708.37 | 5708.37 | 5708.37 | 5708.37 | 5708.37 | 5708.37 | 5708.37 | 5708.37 | 5708.37 | 5708.37 | 5708.37 | 5708.37 | 5708.37 | 5708.37 | 5708.37 | 5708.37 | 5708.37 | 5708.37 | 5708.37 | 5708.37 | 5708.37 | 5708.37 | 5708.37 | 5708.37 | 5708.37 | 5708.37 | 5708.37 | 5708.37 | 5708.37 | 5708.37 | 5708.37 | 5708.37 | 5708.37 | 5708.37 | 5708.37 | 5708.37 | 5708.37 | 5708.37 | 5708.37 | 5708.37 | 5708.37 | 5708.37 | 5708.37 | 5708.37 | 5708.37 | 5708.37 | 5708.37 | 5708.37 | 5708.37 | 5708.37 | 5708.37 | 5708.37 | 5708.37 | 5708.37 | 5708.37 | 5708.37 | 5708.37 | 5708.37 | 5708.37 | 5708.37 | 5708.37 | 5708.37 | 5708.37 | 5708.37 | 5708.37 | 5708.37 | 5708.37 | 5708.37 | 5708.37 | 5708.37 | 5708.37 | 5708.37 | 5708.37 | 5708.37 | 5708.37 | 5708.37 | 5708.37 | 5708.37 | 5708.37 | 5708.37 | 5708.37 | 5708.37 | 5708.37 | 5708.37 | 5708.37 | 5708.37 | 5708.37 | 5708.37 | 5708.37 | 5708.37 | 5708.37 | 5708.37 | 5708.37 | 5708.37 | 5708.37 | 5708.37 | 5708.37 | 5708.37 | 5708.37 | 5708.37 | 5708.37 | 5708.37 | 5708.37 | 5708.37 | 5708.37 | 5708.37 | 5708.37 | 5708.37 | 5708.37 | 5708.37 | 5708.37 | 5708.37 | 5708.37 | 5708.37 | 5708.37 | 5708.37 | 5708.37 | 5708.37 | 5708.37 | 5708.37 | 5708.37 | 5708.37 | 5708.37 | 5708.37 | 5708.37 | 5708.37 | 5708.37 | 5708.37 | 5708.37 | 5708.37 | 5708.37 | 5708.37 | 5708.37 | 5708.37 | 5708.37 | 5708.37 | 5708.37 | 5708.37 | 5708.37 | 5708.37 | 5708.37 | 5708.37 | 5708.37 | 5708.37 | 5708.37 | 5708.37 | 5708.37 | 5708.37 | 5708.37 | 5708.37 | 5708.37 | 5708.37 | 5708.37 | 5708.37 | 5708.37 | 5708.37 | 5708.37 | 5708.37 | 5708.37 | 5708.37 | 5708.37 | 5708.37 | 5708.37 | 5708.37 | 5708.37 | 5708.37 | 5708.37 | 5708.37 | 5708.37 | 5708.37 | 5708.37 | 5708.37 | 5708.37 | 5708.37 | 5708.37 | 5708.37 | 5708.37 | 5708.37 | 5708.37 | 5708.37 | 5708.37 | 5708.37 | 5708.37 | 5708.37 | 5708.37 | 5708.37 | 5708.37 | 5708.37 | 5708.37 | 5708.37 | 5708.37 | 5708.37 | 5708.37 | 5708.37 | 5708.37 | 5708.37 | 5708.37 | 5708.37 | 5708.37 | 5708.37 | 5708.37 | 5708.37 | 5708.37 | 5708.37 | 5708.37 | 5708.37 | 5708.37 | 5708.37 | 5708.37 | 5708.37 | 5708.37 | 5708.37 | 5708.37 | 5708.37 | 5708.37 | 5708.37 | 5708.37 | 5708.37 | 5708.37 | 5708.37 | 5708.37 | 5708.37 | 5708.37 | 5708.37 | 5708.37 | 5708.37 | 5708.37 | 5708.37 | 5708.37 | 5708.37 | 5708.37 | 5708.37 | 5708.37 | 5708.37 | 5708.37 | 5708.37 | 5708.37 | 5708.37 | 5708.37 | 5708.37 | 5708.37 | 5708.37 | 5708.37 | 5708.37 | 5708.37 | 5708.37 | 5708.37 | 5708.37 | 5708.37 | 5708.37 | 5708.37 | 5708.37 | 5708.37 | 5708.37 | 5708.37 | 5708.37 | 5708.37 | 5708.37 | 5708.37 | 5708.37 | 5708.37 | 5708.37 | 5708.37 | 5708.37 | 5708.37 | 5708.37 | 5708.37 | 5708.37 | 5708.37 | 5708.37 | 5708.37 | 5708.37 | 5708.37 | 5708.37 | 5708.37 | 5708.37 | 5708.37 | 5708.37 | 5708.37 | 5708.37 | 5708.37 | 5708.37 | 5708.37 | 5708.37 | 5708.37 | 5708.37 | 5708.37 | 5708.37 | 5708.37 | 5708.37 | 5708.37 | 5708.37 | 5708.37 | 5708.37 | 5708.37 | 5708.37 | 5708.37 | 5708.37 | 5708.37 | 5708.37 | 5708.37 | 5708.37 | 5708.37 | 5708.37 | 5708.37 | 5708.37 | 5708.37 | 5708.37 | 5708.37 | 5708.37 | 5708.37 | 5708.37 | 5708.37 | 5708.37 | 5708.37 | 5708.37 | 5708.37 | 5708.37 | 5708.37 | 5708.37 | 5708.37 | 5708.37 | 5708.37 | 5708.37 | 5708.37 | 5708.37 | 5708.37 | 5708.37 | 5708.37 | 5708.37 | 5708.37 | 5708.37 | 5708.37 | 5708.37 | 5708.37 | 5708.37 | 5708.37 | 5708.37 | 5708.37 | 5708.37 | 5708.37 | 5708.37 | 5708.37 | 5708.37 | 5708.37 | 5708.37 | 5708.37 | 5708.37 | 5708.37 | 5708.37 | 5708.37 | 5708.37 | 5708.37 | 5708.37 | 5708.37 | 5708.37 | 5708.37 | 5708.37 | 5708.37 | 5708.37 | 5708.37 | 5708.37 | 5708.37 | 5708.37 | 5708.37 | 5708.37 | 5708.37 | 5708.37 | 5708.37 | 5708.37 | 5708.37 | 5708.37 | 5708.37 | 5708.37 | 5708.37 | 5708.37 | 5708.37 | 5708.37 | 5708.37 | 5708.37 | 5708.37 | 5708.37 | 5708.37 | 5708.37 | 5708.37 | 5708.37 | 5708.37 | 5708.37 | 5708.37 | 5708.37 | 5708.37 | 5708.37 | 5708.37 | 5708.37 | 5708.37 | 5708.37 | 5708.37 | 5708.37 | 5708.37 | 5708.37 | 5708.37 | 5708.37 | 5708.37 | 5708.37 | 5708.37 | 5708.37 | 5708.37 | 5708.37 | 5708.37 | 5708.37 | 5708.37 | 5708.37 | 5708.37 | 5708.37 | 5708.37 | 5708.37 | 5708.37 | 5708.37 | 5708.37 | 5708.37 | 5708.37 | 5708.37 | 5708.37 | 5708.37 | 5708.37 | 5708.37 | 5708.37 | 5708.37 | 5708.37 | 5708.37 | 5708.37 | 5708.37 | 5708.37 | 5708.37 | 5708.37 | 5708.37 | 5708.37 | 5708.37 | 5708.37 | 5708.37 | 5708.37 | 5708.37 | 5708.37 | 5708.37 | 5708.37 | 5708.37 | 5708.37 | 5708.37 | 5708.37 | 5708.37 | 5708.37 | 5708.37 | 5708.37 | 5708.37 | 5708.37 | 5708.37 | 5708.37 | 5708.37 | 5708.37 | 5708.37 | 5708.37 | 5708.37 | 5708.37 | 5708.37 | 5708.37 | 5708.37 | 5708.37 | 5708.37 | 5708.37 | 5708.37 | 5708.37 | 5708.37 | 5708.37 | 5708.37 | 5708.37 | 5708.37 | 5708.37 | 5708.37 | 5708.37 | 5708.37 | 5708.37 | 5708.37 | 5708.37 | 5708.37 | 5708.37 | 5708.37 | 5708.37 | 5708.37 | 5708.37 | 5708.37 | 5708.37 | 5708.37 | 5708.37 | 5708.37 | 5708.37 | 5708.37 | 5708.37 | 5708.37 | 5708.37 | 5708.37 | 5708.37 | 5708.37 | 5708.37 | 5708.37 | 5708.37 | 5708.37 | 5708.37 | 5708.37 | 5708.37 | 5708.37 | 5708.37 | 5708.37 | 5708.37 | 5708.37 | 5708.37 | 5708.37 | 5708.37 | 5708.37 | 5708.37 | 5708.37 | 5708.37 | 5708.37 | 5708.37 | 5708.37 | 5708.37 | 5708.37 | 5708.37 | 5708.37 | 5708.37 | 5708.37 | 5708.37 | 5708.37 | 5708.37 | 5708.37 | 5708.37 | 5708.37 | 5708.37 | 5708.37 | 5708.37 | 5708.37 | 5708.37 | 5708.37 | 5708.37 | 5708.37 | 5708.37 | 5708.37 | 5708.37 | 5708.37 | 5708.37 | 5708.37 | 5708.37 | 5708.37 | 5708.37 | 5708.37 | 5708.37 | 5708.37 | 5708.37 | 5708.37 | 5708.37 | 5708.37 | 5708.37 | 5708.37 | 5708.37 | 5708.37 | 5708.37 | 5708.37 | 5708.37 | 5708.37 | 5708.37 | 5708.37 | 5708.37 | 5708.37 | 5708.37 | 5708.37 | 5708.37 | 5708.37 | 5708.37 | 5708.37 | 5708.37 | 5708.37 | 5708.37 | 5708.37 | 5708.37 | 5708.37 | 5708.37 | 5708.37 | 5708.37 | 5708.37 | 5708.37 | 5708.37 | 5708.37 | 5708.37 | 5708.37 | 5708.37 | 5708.37 | 5708.37 | 5708.37 | 5708.37 | 5708.37 | 5708.37 | 5708.37 | 5708.37 | 5708.37 | 5708.37 | 5708.37 | 5708.37 | 5708.37 | 5708.37 | 5708.37 | 5708.37 | 5708.37 | 5708.37 | 5708.37 | 5708.37 | 5708.37 | 5708.37 | 5708.37 | 5708.37 | 5708.37 | 5708.37 | 5708.37 | 5708.37 | 5708.37 | 5708.37 | 5708.37 | 5708.37 | 5708.37 | 5708.37 | 5708.37 | 5708.37 | 5708.37 | 5708.37 | 5708.37 | 5708.37 | 5708.37 | 5708.37 | 5708.37 | 5708.37 | 5708.37 | 5708.37 | 5708.37 | 5708.37 | 5708.37 | 5708.37 | 5708.37 | 5708.37 | 5708.37 | 5708.37 | 5708.37 | 5708.37 | 5708.37 | 5708.37 | 5708.37 | 5708.37 | 5708.37 | 5708.37 | 5708.37 | 5708.37 | 5708.37 | 5708.37 | 5708.37 | 5708.37 | 5708.37 | 5708.37 | 5708.37 | 5708.37 | 5708.37 | 5708.37 | 5708.37 | 5708.37 | 5708.37 | 5708.37 | 5708.37 | 5708.37 | 5708.37 | 5708.37 | 5708.37 | 5708.37 | 5708.37 | 5708.37 | 5708.37 | 5708.37 | 5708.37 | 5708.37 | 5708.37 | 5708.37 | 5708.37 | 5708.37 | 5708.37 | 5708.37 | 5708.37 | 5708.37 | 5708.37 | 5708.37 | 5708.37 | 5708.37 | 5708.37 | 5708.37 | 5708.37 | 5708.37 | 5708.37 | 5708.37 | 5708.37 | 5708.37 | 5708.37 | 5708.37 | 5708.37 | 5708.37 | 5708.37 | 5708.37 | 5708.37 | 5708.37 | 5708.37 | 5708.37 | 5708.37 | 5708.37 | 5708.37 | 5708.37 | 5708.37 | 5708.37 | 5708.37 | 5708.37 | 5708.37 | 5708.37 | 5708.37 | 5708.37 | 5708.37 | 5708.37 | 5708.37 | 5708.37 | 5708.37 | 5708.37 | 5708.37 | 5708.37 | 5708.37 | 5708.37 | 5708.37 | 5708.37 | 5708.37 | 5708.37 | 5708.37 | 5708.37 | 5708.37 | 5708.37 | 5708.37 | 5708.37 | 5708.37 | 5708.37 | 5708.37 | 5708.37 | 5708.37 | 5708.37 | 5708.37 | 5708.37 | 5708.37 | 5708.37 | 5708.37 | 5708.37 | 5708.37 | 5708.37 | 5708.37 | 5708.37 | 5708.37 | 5708.37 | 5708.37 | 5708.37 | 5708.37 | 5708.37 | 5708.37 | 5708.37 | 5708.37 | 5708.37 | 5708.37 | 5708.37 | 5708.37 | 5708.37 | 5708.37 | 5708.37 | 5708.37 | 5708.37 | 5708.37 | 5708.37 | 5708.37 | 5708.37 | 5708.37 | 5708.37 | 5708.37 | 5708.37 | 5708.37 | 5708.37 | 5708.37 | 5708.37 | 5708.37 | 5708.37 | 5708.37 | 5708.37 | 5708.37 | 5708.37 | 5708.37 | 5708.37 | 5708.37 | 5708.37 | 5708.37 | 5708.37 | 5708.37 | 5708.37 | 5708.37 | 5708.37 | 5708.37 | 5708.37 | 5708.37 | 5708.37 | 5708.37 | 5708.37 | 5708.37 | 5708.37 | 5708.37 | 5708.37 | 5708.37 | 5708.37 | 5708.37 | 5708.37 | 5708.37 | 5708.37 | 5708.37 | 5708.37 | 5708.37 | 5708.37 | 5708.37 | 5708.37 | 5708.37 | 5708.37 | 5708.37 | 5708.37 | 5708.37 | 5708.37 | 5708.37 | 5708.37 | 5708.37 | 5708.37 | 5708.37 | 5708.37 | 5708.37 | 5708.37 | 5708.37 | 5708.37 | 5708.37 | 5708.37 | 5708.37 | 5708.37 | 5708.37 | 5708.37 | 5708.37 | 5708.37 | 5708.37 | 5708.37 | 5708.37 | 5708.37 | 5708.37 | 5708.37 | 5708.37 | 5708.37 | 5708.37 | 5708.37 | 5708.37 | 5708.37 | 5708.37 | 5708.37 | 5708.37 | 5708.37 | 5708.37 | 5708.37 | 5708.37 | 5708.37 | 5708.37 | 5708.37 | 5708.37 | 5708.37 | 5708.37 | 5708.37 | 5708.37 | 5708.37 | 5708.37 | 5708.37 | 5708.37 | 5708.37 | 5708.37 | 5708.37 | 5708.37 | 5708.37 | 5708.37 | 5708.37 | 5708.37 | 5708.37 | 5708.37 | 5708.37 | 5708.37 | 5708.37 | 5708.37 | 5708.37 | 5708.37 | 5708.37 | 5708.37 | 5708.37 | 5708.37 | 5708.37 | 5708.37 | 5708.37 | 5708.37 | 5708.37 | 5708.37 | 5708.37 | 5708.37 | 5708.37 | 5708.37 | 5708.37 | 5708.37 | 5708.37 | 5708.37 | 5708.37 | 5708.37 | 5708.37 | 5708.37 | 5708.37 | 5708.37 | 5708.37 | 5708.37 | 5708.37 | 5708.37 | 5708.37 | 5708.37 | 5708.37 | 5708.37 | 5708.37 | 5708.37 | 5708.37 | 5708.37 | 5708.37 | 5708.37 | 5708.37 | 5708.37 | 5708.37 | 5708.37 | 5708.37 | 5708.37 | 5708.37 | 5708.37 | 5708.37 | 5708.37 | 5708.37 | 5708.37 | 5708.37 | 5708.37 | 5708.37 | 5708.37 | 5708.37 | 5708.37 | 5708.37 | 5708.37 | 5708.37 | 5708.37 | 5708.37 | 5708.37 | 5708.37 | 5708.37 | 5708.37 | 5708.37 | 5708.37 | 5708.37 | 5708.37 | 5708.37 | 5708.37 | 5708.37 | 5708.37 | 5708.37 | 5708.37 | 5708.37 | 5708.37 | 5708.37 | 5708.37 | 5708.37 | 5708.37 | 5708.37 | 5708.37 | 5708.37 | 5708.37 | 5708.37 | 5708.37 | 5708.37 | 5708.37 | 5708.37 | 5708.37 | 5708.37 | 5708.37 | 5708.37 | 5708.37 | 5708.37 | 5708.37 | 5708.37 | 5708.37 | 5708.37 | 5708.37 | 5708.37 | 5708.37 | 5708.37 | 5708.37 | 5708.37 | 5708.37 | 5708.37 | 5708.37 | 5708.37 | 5708.37 | 5708.37 | 5708.37 | 5708.37 | 5708.37 | 5708.37 | 5708.37 | 5708.37 | 5708.37 | 5708.37 | 5708.37 | 5708.37 | 5708.37 | 5708.37 | 5708.37 | 5708.37 | 5708.37 | 5708.37 | 5708.37 | 5708.37 | 5708.37 | 5708.37 | 5708.37 | 5708.37 | 5708.37 | 5708.37 | 5708.37 | 5708.37 | 5708.37 | 5708.37 | 5708.37 | 5708.37 | 5708.37 | 5708.37 | 5708.37 | 5708.37 | 5708.37 | 5708.37 | 5708.37 | 5708.37 | 5708.37 | 5708.37 | 5708.37 | 5708.37 | 5708.37 | 5708.37 | 5708.37 | 5708.37 | 5708.37 | 5708.37 | 5708.37 | 5708.37 | 5708.37 | 5708.37 | 5708.37 | 5708.37 | 5708.37 | 5708.37 | 5708.37 | 5708.37 | 5708.37 | 5708.37 | 5708.37 | 5708.37 | 5708.37 | 5708.37 | 5708.37 | 5708.37 | 5708.37 | 5708.37 | 5708.37 | 5708.37 | 5708.37 | 5708.37 | 5708.37 | 5708.37 | 5708.37 | 5708.37 | 5708.37 | 5708.37 | 5708.37 | 5708.37 | 5708.37 | 5708.37 | 5708.37 | 5708.37 | 5708.37 | 5708.37 | 5708.37 | 5708.37 | 5708.37 | 5708.37 | 5708.37 | 5708.37 | 5708.37 | 5708.37 | 5708.37 | 5708.37 | 5708.37 | 5708.37 | 5708.37 | 5708.37 | 5708.37 | 5708.37 | 5708.37 | 5708.37 | 5708.37 | 5708.37 | 5708.37 | 5708.37 | 5708.37 | 5708.37 | 5708.37 | 5708.37 | 5708.37 | 5708.37 | 5708.37 | 5708.37 | 5708.37 | 5708.37 | 5708.37 | 5708.37 | 5708.37 | 5708.37 | 5708.37 | 5708.37 | 5708.37 | 5708.37 | 5708.37 | 5708.37 | 5708.37 | 5708.37 | 5708.37 | 5708.37 | 5708.37 | 5708.37 | 5708.37 | 5708.37 | 5708.37 | 5708.37 | 5708.37 | 5708.37 | 5708.37 | 5708.37 | 5708.37 | 5708.37 | 5708.37 | 5708.37 | 5708.37 | 5708.37 | 5708.37 | 5708.37 | 5708.37 | 5708.37 | 5708.37 | 5708.37 | 5708.37 | 5708.37 | 5708.37 | 5708.37 | 5708.37 | 5708.37 | 5708.37 | 5708.37 | 5708.37 | 5708.37 | 5708.37 | 5708.37 | 5708.37 | 5708.37 | 5708.37 | 5708.37 | 5708.37 | 5708.37 | 5708.37 | 5708.37 | 5708.37 | 5708.37 | 5708.37 | 5708.37 | 5708.37 | 5708.37 | 5708.37 | 5708.37 | 5708.37 | 5708.37 | 5708.37 | 5708.37 | 5708.37 | 5708.37 | 5708.37 | 5708.37 | 5708.37 | 5708.37 | 5708.37 | 5708.37 | 5708.37 | 5708.37 | 5708.37 | 5708.37 | 5708.37 | 5708.37 | 5708.37 | 5708.37 | 5708.37 | 5708.37 | 5708.37 | 5708.37 | 5708.37 | 5708.37 | 5708.37 | 5708.37 | 5708.37 | 5708.37 | 5708.37 | 5708.37 | 5708.37 | 5708.37 | 5708.37 | 5708.37 | 5708.37 | 5708.37 | 5708.37 | 5708.37 | 5708.37 | 5708.37 | 5708.37 | 5708.37 | 5708.37 | 5708.37 | 5708.37 | 5708.37 | 5708.37 | 5708.37 | 5708.37 | 5708.37 | 5708.37 | 5708.37 | 5708.37 | 5708.37 | 5708.37 | 5708.37 | 5708.37 | 5708.37 | 5708.37 | 5708.37 | 5708.37 | 5708.37 | 5708.37 | 5708.37 | 5708.37 | 5708.37 | 5708.37 | 5708.37 | 5708.37 | 5708.37 | 5708.37 | 5708.37 | 5708.37 | 5708.37 | 5708.37 | 5708.37 | 5708.37 | 5708.37 | 5708.37 | 5708.37 | 5708.37 | 5708.37 | 5708.37 | 5708.37 | 5708.37 | 5708.37 | 5708.37 | 5708.37 | 5708.37 | 5708.37 | 5708.37 | 5708.37 | 5708.37 | 5708.37 | 5708.37 | 5708.37 | 5708.37 | 5708.37 | 5708.37 | 5708.37 | 5708.37 | 5708.37 | 5708.37 | 5708.37 | 5708.37 | 5708.37 | 5708.37 | 5708.37 | 5708.37 | 5708.37 | 5708.37 | 5708.37 | 5708.37 | 5708.37 | 5708.37 | 5708.37 | 5708.37 | 5708.37 | 5708.37 | 5708.37 | 5708.37 | 5708.37 | 5708.37 | 5708.37 | 5708.37 | 5708.37 | 5708.37 | 5708.37 | 5708.37 | 5708.37 | 5708.37 | 5708.37 | 5708.37 | 5708.37 | 5708.37 | 5708.37 | 5708.37 | 5708.37 | 5708.37 | 5708.37 | 5708.37 | 5708.37 | 5708.37 | 5708.37 | 5708.37 | 5708.37 | 5708.37 | 5708.37 | 5708.37 | 5708.37 | 5708.37 | 5708.37 | 5708.37 | 5708.37 | 5708.37 | 5708.37 | 5708.37 | 5708.37 | 5708.37 | 5708.37 | 5708.37 | 5708.37 | 5708.37 | 5708.37 | 5708.37 | 5708.37 | 5708.37 | 5708.37 | 5708.37 | 5708.37 | 5708.37 | 5708.37 | 5708.37 | 5708.37 | 5708.37 | 5708.37 | 5708.37 | 5708.37 | 5708.37 | 5708.37 | 5708.37 | 5708.37 | 5708.37 | 5708.37 | 5708.37 | 5708.37 | 5708.37 | 5708.37 | 5708.37 | 5708.37 | 5708.37 | 5708.37 | 5708.37 | 5708.37 | 5708.37 | 5708.37 | 5708.37 | 5708.37 | 5708.37 | 5708.37 | 5708.37 | 5708.37 | 5708.37 | 5708.37 | 5708.37 | 5708.37 | 5708.37 | 5708.37 | 5708.37 | 5708.37 | 5708.37 | 5708.37 | 5708.37 | 5708.37 | 5708.37 | 5708.37 | 5708.37 | 5708.37 | 5708.37 | 5708.37 | 5708.37 | 5708.37 | 5708.37 | 5708.37 | 5708.37 | 5708.37 | 5708.37 | 5708.37 | 5708.37 | 5708.37 | 5708.37 | 5708.37 | 5708.37 | 5708.37 | 5708.37 | 5708.37 | 5708.37 | 5708.37 | 5708.37 | 5708.37 | 5708.37 | 5708.37 | 5708.37 | 5708.37 | 5708.37 | 5708.37 | 5708.37 | 5708.37 | 5708.37 | 5708.37 | 5708.37 | 5708.37 | 5708.37 | 5708.37 | 5708.37 | 5708.37 | 5708.37 | 5708.37 | 5708.37 | 5708.37 | 5708.37 | 5708.37 | 5708.37 | 5708.37 | 5708.37 | 5708.37 | 5708.37 | 5708.37 | 5708.37 | 5708.37 | 5708.37 | 5708.37 | 5708.37 | 5708.37 | 5708.37 | 5708.37 | 5708.37 | 5708.37 | 5708.37 | 5708.37 | 5708.37 | 5708.37 | 5708.37 | 5708.37 | 5708.37 | 5708.37 | 5708.37 | 5708.37 | 5708.37 | 5708.37 | 5708.37 | 5708.37 | 5708.37 | 5708.37 | 5708.37 | 5708.37 | 5708.37 | 5708.37 | 5708.37 | 5708.37 | 5708.37 | 5708.37 | 5708.37 | 5708.37 | 5708.37 | 5708.37 | 5708.37 | 5708.37 | 5708.37 | 5708.37 | 5708.37 | 5708.37 | 5708.37 | 5708.37 | 5708.37 | 5708.37 | 5708.37 | 5708.37 | 5708.37 | 5708.37 | 5708.37 | 5708.37 | 5708.37 | 5708.37 | 5708.37 | 5708.37 | 5708.37 | 5708.37 | 5708.37 | 5708.37 | 5708.37 | 5708.37 | 5708.37 | 5708.37 | 5708.37 | 5708.37 | 5708.37 | 5708.37 | 5708.37 | 5708.37 | 5708.37 | 5708.37 | 5708.37 | 5708.37 | 5708.37 | 5708.37 | 5708.37 | 5708.37 | 5708.37 | 5708.37 | 5708.37 | 5708.37 | 5708.37 | 5708.37 | 5708.37 | 5708.37 | 5708.37 | 5708.37 | 5708.37 | 5708.37 | 5708.37 | 5708.37 | 5708.37 | 5708.37 | 5708.37 | 5708.37 | 5708.37 | 5708.37 | 5708.37 | 5708.37 | 5708.37 | 5708.37 | 5708.37 | 5708.37 | 5708.37 | 5708.37 | 5708.37 | 5708.37 | 5708.37 | 5708.37 | 5708.37 | 5708.37 | 5708.37 | 5708.37 | 5708.37 | 5708.37 | 5708.37 | 5708.37 | 5708.37 | 5708.37 | 5708.37 | 5708.37 | 5708.37 | 5708.37 | 5708.37 | 5708.37 | 5708.37 | 5708.37 | 5708.37 | 5708.37 | 5708.37 | 5708.37 | 5708.37 | 5708.37 | 5708.37 | 5708.37 | 5708.37 | 5708.37 | 5708.37 | 5708.37 | 5708.37 | 5708.37 | 5708.37 | 5708.37 | 5708.37 | 5708.37 | 5708.37 | 5708.37 | 5708.37 | 5708.37 | 5708.37 | 5708.37 | 5708.37 | 5708.37 | 5708.37 | 5708.37 | 5708.37 | 5708.37 | 5708.37 | 5708.37 | 5708.37 | 5708.37 | 5708.37 | 5708.37 | 5708.37 | 5708.37 | 5708.37 | 5708.37 | 5708.37 | 5708.37 | 5708.37 | 5708.37 | 5708.37 | 5708.37 | 5708.37 | 5708.37 | 5708.37 | 5708.37 | 5708.37 | 5708.37 | 5708.37 | 5708.37 | 5708.37 | 5708.37 | 5708.37 | 5708.37 | 5708.37 | 5708.37 | 5708.37 | 5708.37 | 5708.37 | 5708.37 | 5708.37 | 5708.37 | 5708.37 | 5708.37 | 5708.37 | 5708.37 | 5708.37 | 5708.37 | 5708.37 | 5708.37 | 5708.37 | 5708.37 | 5708.37 | 5708.37 | 5708.37 | 5708.37 | 5708.37 | 5708.37 | 5708.37 | 5708.37 | 5708.37 | 5708.37 | 5708.37 | 5708.37 | 5708.37 | 5708.37 | 5708.37 | 5708.37 | 5708.37 | 5708.37 | 5708.37 | 5708.37 | 5708.37 | 5708.37 | 5708.37 | 5708.37 | 5708.37 | 5708.37 | 5708.37 | 5708.37 | 5708.37 | 5708.37 | 5708.37 | 5708.37 | 5708.37 | 5708.37 | 5708.37 | 5708.37 | 5708.37 | 5708.37 | 5708.37 | 5708.37 | 5708.37 | 5708.37 | 5708.37 | 5708.37 | 5708.37 | 5708.37 | 5708.37 | 5708.37 | 5708.37 | 5708.37 | 5708.37 | 5708.37 | 5708.37 | 5708.37 | 5708.37 | 5708.37 | 5708.37 | 5708.37 | 5708.37 | 5708.37 | 5708.37 | 5708.37 | 5708.37 | 5708.37 | 5708.37 | 5708.37 | 5708.37 | 5708.37 | 5708.37 | 5708.37 | 5708.37 | 5708.37 | 5708.37 | 5708.37 | 5708.37 | 5708.37 | 5708.37 | 5708.37 | 5708.37 | 5708.37 | 5708.37 | 5708.37 | 5708.37 | 5708.37 | 5708.37 | 5708.37 | 5708.37 | 5708.37 | 5708.37 | 5708.37 | 5708.37 | 5708.37 | 5708.37 | 5708.37 | 5708.37 | 5708.37 | 5708.37 | 5708.37 | 5708.37 | 5708.37 | 5708.37 | 5708.37 | 5708.37 | 5708.37 | 5708.37 | 5708.37 | 5708.37 | 5708.37 | 5708.37 | 5708.37 | 5708.37 | 5708.37 | 5708.37 | 5708.37 | 5708.37 | 5708.37 | 5708.37 | 5708.37 | 5708.37 | 5708.37 | 5708.37 | 5708.37 | 5708.37 | 5708.37 | 5708.37 | 5708.37 | 5708.37 | 5708.37 | 5708.37 | 5708.37 | 5708.37 | 5708.37 | 5708.37 | 5708.37 | 5708.37 | 5708.37 | 5708.37 | 5708.37 | 5708.37 | 5708.37 | 5708.37 | 5708.37 | 5708.37 | 5708.37 | 5708.37 | 5708.37 | 5708.37 | 5708.37 | 5708.37 | 5708.37 | 5708.37 | 5708.37 | 5708.37 | 5708.37 | 5708.37 | 5708.37 | 5708.37 | 5708.37 | 5708.37 | 5708.37 | 5708.37 | 5708.37 | 5708.37 | 5708.37 | 5708.37 | 5708.37 | 5708.37 | 5708.37 | 5708.37 | 5708.37 | 5708.37 | 5708.37 | 5708.37 | 5708.37 | 5708.37 | 5708.37 | 5708.37 | 5708.37 | 5708.37 | 5708.37 | 5708.37 | 5708.37 | 5708.37 | 5708.37 | 5708.37 | 5708.37 | 5708.37 | 5708.37 | 5708.37 | 5708.37 | 5708.37 | 5708.37 | 5708.37 | 5708.37 | 5708.37 | 5708.37 | 5708.37 | 5708.37 | 5708.37 | 5708.37 | 5708.37 | 5708.37 | 5708.37 | 5708.37 | 5708.37 | 5708.37 | 5708.37 | 5708.37 | 5708.37 | 5708.37 | 5708.37 | 5708.37 | 5708.37 | 5708.37 | 5708.37 | 5708.37 | 5708.37 | 5708.37 | 5708.37 | 5708.37 | 5708.37 | 5708.37 | 5708.37 | 5708.37 | 5708.37 | 5708.37 | 5708.37 | 5708.37 | 5708.37 | 5708.37 | 5708.37 | 5708.37 | 5708.37 | 5708.37 | 5708.37 | 5708.37 | 5708.37 | 5708.37 | 5708.37 | 5708.37 | 5708.37 | 5708.37 | 5708.37 | 5708.37 | 5708.37 | 5708.37 | 5708.37 | 5708.37 | 5708.37 | 5708.37 | 5708.37 | 5708.37 | 5708.37 | 5708.37 | 5708.37 | 5708.37 | 5708.37 | 5708.37 | 5708.37 | 5708.37 | 5708.37 | 5708.37 | 5708.37 | 5708.37 | 5708.37 | 5708.37 | 5708.37 | 5708.37 | 5708.37 | 5708.37 | 5708.37 | 5708.37 | 5708.37 | 5708.37 | 5708.37 | 5708.37 | 5708.37 | 5708.37 | 5708.37 | 5708.37 | 5708.37 | 5708.37 | 5708.37 | 5708.37 | 5708.37 | 5708.37 | 5708.37 | 5708.37 | 5708.37 | 5708.37 | 5708.37 | 5708.37 | 5708.37 | 5708.37 | 5708.37 | 5708.37 | 5708.37 | 5708.37 | 5708.37 | 5708.37 | 5708.37 | 5708.37 | 5708.37 | 5708.37 | 5708.37 | 5708.37 | 5708.37 | 5708.37 | 5708.37 | 5708.37 | 5708.37 | 5708.37 | 5708.37 | 5708.37 | 5708.37 | 5708.37 | 5708.37 | 5708.37 | 5708.37 | 5708.37 | 5708.37 | 5708.37 | 5708.37 | 5708.37 | 5708.37 | 5708.37 | 5708.37 | 5708.37 | 5708.37 | 5708.37 | 5708.37 | 5708.37 | 5708.37 | 5708.37 | 5708.37 | 5708.37 | 5708.37 | 5708.37 | 5708.37 | 5708.37 | 5708.37 | 5708.37 | 5708.37 | 5708.37 | 5708.37 | 5708.37 | 5708.37 | 5708.37 | 5708.37 | 5708.37 | 5708.37 | 5708.37 | 5708.37 | 5708.37 | 5708.37 | 5708.37 | 5708.37 | 5708.37 | 5708.37 | 5708.37 | 5708.37 | 5708.37 | 5708.37 | 5708.37 | 5708.37 | 5708.37 | 5708.37 | 5708.37 | 5708.37 | 5708.37 | 5708.37 | 5708.37 | 5708.37 | 5708.37 | 5708.37 | 5708.37 | 5708.37 | 5708.37 | 5708.37 | 5708.37 | 5708.37 | 5708.37 | 5708.37 | 5708.37 | 5708.37 | 5708.37 | 5708.37 | 5708.37 | 5708.37 | 5708.37 | 5708.37 | 5708.37 | 5708.37 | 5708.37 | 5708.37 | 5708.37 | 5708.37 | 5708.37 | 5708.37 | 5708.37 | 5708.37 | 5708.37 | 5708.37 | 5708.37 | 5708.37 | 5708.37 | 5708.37 | 5708.37 | 5708.37 | 5708.37 | 5708.37 | 5708.37 | 5708.37 | 5708.37 | 5708.37 | 5708.37 | 5708.37 | 5708.37 | 5708.37 | 5708.37 | 5708.37 | 5708.37 | 5708.37 | 5708.37 | 5708.37 | 5708.37 | 5708.37 | 5708.37 | 5708.37 | 5708.37 | 5708.37 | 5708.37 | 5708.37 | 5708.37 | 5708.37 | 5708.37 | 5708.37 | 5708.37 | 5708.37 | 5708.37 | 5708.37 | 5708.37 | 5708.37 | 5708.37 | 5708.37 | 5708.37 | 5708.37 | 5708.37 | 5708.37 | 5708.37 | 5708.37 | 5708.37 | 5708.37 | 5708.37 | 5708.37 | 5708.37 | 5708.37 | 5708.37 | 5708.37 | 5708.37 | 5708.37 | 5708.37 | 5708.37 | 5708.37 | 5708.37 | 5708.37 | 5708.37 | 5708.37 | 5708.37 | 5708.37 | 5708.37 | 5708.37 | 5708.37 | 5708.37 | 5708.37 | 5708.37 | 5708.37 | 5708.37 | 5708.37 | 5708.37 | 5708.37 | 5708.37 | 5708.37 | 5708.37 | 5708.37 | 5708.37 | 5708.37 | 5708.37 | 5708.37 | 5708.37 | 5708.37 | 5708.37 | 5708.37 | 5708.37 | 5708.37 | 5708.37 | 5708.37 | 5708.37 | 5708.37 | 5708.37 | 5708.37 | 5708.37 | 5708.37 | 5708.37 | 5708.37 | 5708.37 | 5708.37 | 5708.37 | 5708.37 | 5708.37 | 5708.37 | 5708.37 | 5708.37 | 5708.37 | 5708.37 | 5708.37 | 5708.37 | 5708.37 | 5708.37 | 5708.37 | 5708.37 | 5708.37 | 5708.37 | 5708.37 | 5708.37 | 5708.37 | 5708.37 | 5708.37 | 5708.37 | 5708.37 | 5708.37 | 5708.37 | 5708.37 | 5708.37 | 5708.37 | 5708.37 | 5708.37 | 5708.37 | 5708.37 | 5708.37 | 5708.37 | 5708.37 | 5708.37 | 5708.37 | 5708.37 | 5708.37 | 5708.37 | 5708.37 | 5708.37 | 5708.37 | 5708.37 | 5708.37 | 5708.37 | 5708.37 | 5708.37 | 5708.37 | 5708.37 | 5708.37 | 5708.37 | 5708.37 | 5708.37 | 5708.37 | 5708.37 | 5708.37 | 5708.37 | 5708.37 | 5708.37 | 5708.37 | 5708.37 | 5708.37 | 5708.37 | 5708.37 | 5708.37 | 5708.37 | 5708.37 | 5708.37 | 5708.37 | 5708.37 | 5708.37 | 5708.37 | 5708.37 | 5708.37 | 5708.37 | 5708.37 | 5708.37 | 5708.37 | 5708.37 | 5708.37 | 5708.37 | 5708.37 | 5708.37 | 5708.37 | 5708.37 | 5708.37 | 5708.37 | 5708.37 | 5708.37 | 5708.37 | 5708.37 | 5708.37 | 5708.37 | 5708.37 | 5708.37 | 5708.37 | 5708.37 | 5708.37 | 5708.37 | 5708.37 | 5708.37 | 5708.37 | 5708.37 | 5708.37 | 5708.37 | 5708.37 | 5708.37 | 5708.37 | 5708.37 | 5708.37 | 5708.37 | 5708.37 | 5708.37 | 5708.37 | 5708.37 | 5708.37 | 5708.37 | 5708.37 | 5708.37 | 5708.37 | 5708.37 | 5708.37 | 5708.37 | 5708.37 | 5708.37 | 5708.37 | 5708.37 | 5708.37 | 5708.37 | 5708.37 | 5708.37 | 5708.37 | 5708.37 | 5708.37 | 5708.37 | 5708.37 | 5708.37 | 5708.37 | 5708.37 | 5708.37 | 5708.37 | 5708.37 | 5708.37 | 5708.37 | 5708.37 | 5708.37 | 5708.37 | 5708.37 | 5708.37 | 5708.37 | 5708.37 | 5708.37 | 5708.37 | 5708.37 | 5708.37 | 5708.37 | 5708.37 | 5708.37 | 5708.37 | 5708.37 | 5708.37 | 5708.37 | 5708.37 | 5708.37 | 5708.37 | 5708.37 | 5708.37 | 5708.37 | 5708.37 | 5708.37 | 5708.37 | 5708.37 | 5708.37 | 5708.37 | 5708.37 | 5708.37 | 5708.37 | 5708.37 | 5708.37 | 5708.37 | 5708.37 | 5708.37 | 5708.37 | 5708.37 | 5708.37 | 5708.37 | 5708.37 | 5708.37 | 5708.37 | 5708.37 | 5708.37 | 5708.37 | 5708.37 | 5708.37 | 5708.37 | 5708.37 | 5708.37 | 5708.37 | 5708.37 | 5708.37 | 5708.37 | 5708.37 | 5708.37 | 5708.37 | 5708.37 | 5708.37 | 5708.37 | 5708.37 | 5708.37 | 5708.37 | 5708.37 | 5708.37 | 5708.37 | 5708.37 | 5708.37 | 5708.37 | 5708.37 | 5708.37 | 5708.37 | 5708.37 | 5708.37 | 5708.37 | 5708.37 | 5708.37 | 5708.37 | 5708.37 | 5708.37 | 5708.37 | 5708.37 | 5708.37 | 5708.37 | 5708.37 | 5708.37 | 5708.37 | 5708.37 | 5708.37 | 5708.37 | 5708.37 | 5708.37 | 5708.37 | 5708.37 | 5708.37 | 5708.37 | 5708.37 | 5708.37 | 5708.37 | 5708.37 | 5708.37 | 5708.37 | 5708.37 | 5708.37 | 5708.37 | 5708.37 | 5708.37 | 5708.37 | 5708.37 | 5708.37 | 5708.37 | 5708.37 | 5708.37 | 5708.37 | 5708.37 | 5708.37 | 5708.37 | 5708.37 | 5708.37 | 5708.37 | 5708.37 | 5708.37 | 5708.37 | 5708.37 | 5708.37 | 5708.37 | 5708.37 | 5708.37 | 5708.37 | 5708.37 | 5708.37 | 5708.37 | 5708.37 | 5708.37 | 5708.37 | 5708.37 | 5708.37 | 5708.37 | 5708.37 | 5708.37 | 5708.37 | 5708.37 | 5708.37 | 5708.37 | 5708.37 | 5708.37 | 5708.37 | 5708.37 | 5708.37 | 5708.37 | 5708.37 | 5708.37 | 5708.37 | 5708.37 | 5708.37 | 5708.37 | 5708.37 | 5708.37 | 5708.37 | 5708.37 | 5708.37 | 5708.37 | 5708.37 | 5708.37 | 5708.37 | 5708.37 | 5708.37 | 5708.37 | 5708.37 | 5708.37 | 5708.37 | 5708.37 | 5708.37 | 5708.37 | 5708.37 | 5708.37 | 5708.37 | 5708.37 | 5708.37 | 5708.37 | 5708.37 | 5708.37 | 5708.37 | 5708.37 | 5708.37 | 5708.37 | 5708.37 | 5708.37 | 5708.37 | 5708.37 | 5708.37 | 5708.37 | 5708.37 | 5708.37 | 5708.37 | 5708.37 | 5708.37 | 5708.37 | 5708.37 | 5708.37 | 5708.37 | 5708.37 | 5708.37 | 5708.37 | 5708.37 | 5708.37 | 5708.37 | 5708.37 | 5708.37 | 5708.37 | 5708.37 | 5708.37 | 5708.37 | 5708.37 | 5708.37 | 5708.37 | 5708.37 | 5708.37 | 5708.37 | 5708.37 | 5708.37 | 5708.37 | 5708.37 | 5708.37 | 5708.37 | 5708.37 | 5708.37 | 5708.37 | 5708.37 | 5708.37 | 5708.37 | 5708.37 | 5708.37 | 5708.37 | 5708.37 | 5708.37 | 5708.37 | 5708.37 | 5708.37 | 5708.37 | 5708.37 | 5708.37 | 5708.37 | 5708.37 | 5708.37 | 5708.37 | 5708.37 | 5708.37 | 5708.37 | 5708.37 | 5708.37 | 5708.37 | 5708.37 | 5708.37 | 5708.37 | 5708.37 | 5708.37 | 5708.37 | 5708.37 | 5708.37 | 5708.37 | 5708.37 | 5708.37 | 5708.37 | 5708.37 | 5708.37 | 5708.37 | 5708.37 | 5708.37 | 5708.37 | 5708.37 | 5708.37 | 5708.37 | 5708.37 | 5708.37 | 5708.37 | 5708.37 | 5708.37 | 5708.37 | 5708.37 | 5708.37 | 5708.37 | 5708.37 | 5708.37 | 5708.37 | 5708.37 | 5708.37 | 5708.37 | 5708.37 | 5708.37 | 5708.37 | 5708.37 | 5708.37 | 5708.37 | 5708.37 | 5708.37 | 5708.37 | 5708.37 | 5708.37 | 5708.37 | 5708.37 | 5708.37 | 5708.37 | 5708.37 | 5708.37 | 5708.37 | 5708.37 | 5708.37 | 5708.37 | 5708.37 | 5708.37 | 5708.37 | 5708.37 | 5708.37 | 5708.37 | 5708.37 | 5708.37 | 5708.37 | 5708.37 | 5708.37 | 5708.37 | 5708.37 | 5708.37 | 5708.37 | 5708.37 | 5708.37 | 5708.37 | 5708.37 | 5708.37 | 5708.37 | 5708.37 | 5708.37 | 5708.37 | 5708.37 | 5708.37 | 5708.37 | 5708.37 | 5708.37 | 5708.37 | 5708.37 | 5708.37 | 5708.37 | 5708.37 | 5708.37 | 5708.37 | 5708.37 | 5708.37 | 5708.37 | 5708.37 | 5708.37 | 5708.37 | 5708.37 | 5708.37 | 5708.37 | 5708.37 | 5708.37 | 5708.37 | 5708.37 | 5708.37 | 5708.37 | 5708.37 | 5708.37 | 5708.37 | 5708.37 | 5708.37 | 5708.37 | 5708.37 | 5708.37 | 5708.37 | 5708.37 | 5708.37 | 5708.37 | 5708.37 | 5708.37 | 5708.37 | 5708.37 | 5708.37 | 5708.37 | 5708.37 | 5708.37 | 5708.37 | 5708.37 | 5708.37 | 5708.37 | 5708.37 | 5708.37 | 5708.37 | 5708.37 | 5708.37 | 5708.37 | 5708.37 | 5708.37 | 5708.37 | 5708.37 | 5708.37 | 5708.37 | 5708.37 | 5708.37 | 5708.37 | 5708.37 | 5708.37 | 5708.37 | 5708.37 | 5708.37 | 5708.37 | 5708.37 | 5708.37 | 5708.37 | 5708.37 | 5708.37 | 5708.37 | 5708.37 | 5708.37 | 5708.37 | 5708.37 | 5708.37 | 5708.37 | 5708.37 | 5708.37 | 5708.37 | 5708.37 | 5708.37 | 5708.37 | 5708.37 | 5708.37 | 5708.37 | 5708.37 | 5708.37 | 5708.37 | 5708.37 | 5708.37 | 5708.37 | 5708.37 | 5708.37 | 5708.37 | 5708.37 | 5708.37 | 5708.37 | 5708.37 | 5708.37 | 5708.37 | 5708.37 | 5708.37 | 5708.37 | 5708.37 | 5708.37 | 5708.37 | 5708.37 | 5708.37 | 5708.37 | 5708.37 | 5708.37 | 5708.37 | 5708.37 | 5708.37 | 5708.37 | 5708.37 | 5708.37 | 5708.37 | 5708.37 | 5708.37 | 5708.37 | 5708.37 | 5708.37 | 5708.37 | 5708.37 | 5708.37 | 5708.37 | 5708.37 | 5708.37 | 5708.37 | 5708.37 | 5708.37 | 5708.37 | 5708.37 | 5708.37 | 5708.37 | 5708.37 | 5708.37 | 5708.37 | 5708.37 | 5708.37 | 5708.37 | 5708.37 | 5708.37 | 5708.37 | 5708.37 | 5708.37 | 5708.37 | 5708.37 | 5708.37 | 5708.37 | 5708.37 | 5708.37 | 5708.37 | 5708.37 | 5708.37 | 5708.37 | 5708.37 | 5708.37 | 5708.37 | 5708.37 | 5708.37 | 5708.37 | 5708.37 | 5708.37 | 5708.37 | 5708.37 | 5708.37 | 5708.37 | 5708.37 | 5708.37 | 5708.37 | 5708.37 | 5708.37 | 5708.37 | 5708.37 | 5708.37 | 5708.37 | 5708.37 | 5708.37 | 5708.37 | 5708.37 | 5708.37 | 5708.37 | 5708.37 | 5708.37 | 5708.37 | 5708.37 | 5708.37 | 5708.37 | 5708.37 | 5708.37 | 5708.37 | 5708.37 | 5708.37 | 5708.37 | 5708.37 | 5708.37 | 5708.37 | 5708.37 | 5708.37 | 5708.37 | 5708.37 | 5708.37 | 5708.37 | 5708.37 | 5708.37 | 5708.37 | 5708.37 | 5708.37 | 5708.37 | 5708.37 | 5708.37 | 5708.37 | 5708.37 | 5708.37 | 5708.37 | 5708.37 | 5708.37 | 5708.37 | 5708.37 | 5708.37 | 5708.37 | 5708.37 | 5708.37 | 5708.37 | 5708.37 | 5708.37 | 5708.37 | 5708.37 | 5708.37 | 5708.37 | 5708.37 | 5708.37 | 5708.37 | 5708.37 | 5708.37 | 5708.37 | 5708.37 | 5708.37 | 5708.37 | 5708.37 | 5708.37 | 5708.37 | 5708.37 | 5708.37 | 5708.37 | 5708.37 | 5708.37 | 5708.37 | 5708.37 | 5708.37 | 5708.37 | 5708.37 | 5708.37 | 5708.37 | 5708.37 | 5708.37 | 5708.37 | 5708.37 | 5708.37 | 5708.37 | 5708.37 | 5708.37 | 5708.37 | 5708.37 | 5708.37 | 5708.37 | 5708.37 | 5708.37 | 5708.37 | 5708.37 | 5708.37 | 5708.37 | 5708.37 | 5708.37 | 5708.37 | 5708.37 | 5708.37 | 5708.37 | 5708.37 | 5708.37 | 5708.37 | 5708.37 | 5708.37 | 5708.37 | 5708.37 | 5708.37 | 5708.37 | 5708.37 | 5708.37 | 5708.37 | 5708.37 | 5708.37 | 5708.37 | 5708.37 | 5708.37 | 5708.37 | 5708.37 | 5708.37 | 5708.37 | 5708.37 | 5708.37 | 5708.37 | 5708.37 | 5708.37 | 5708.37 | 5708.37 | 5708.37 | 5708.37 | 5708.37 | 5708.37 | 5708.37 | 5708.37 | 5708.37 | 5708.37 | 5708.37 | 5708.37 | 5708.37 | 5708.37 | 5708.37 | 5708.37 | 5708.37 | 5708.37 | 5708.37 | 5708.37 | 5708.37 | 5708.37 | 5708.37 | 5708.37 | 5708.37 | 5708.37 | 5708.37 | 5708.37 | 5708.37 | 5708.37 | 5708.37 | 5708.37 | 5708.37 | 5708.37 | 5708.37 | 5708.37 | 5708.37 | 5708.37 | 5708.37 | 5708.37 | 5708.37 | 5708.37 | 5708.37 | 5708.37 | 5708.37 | 5708.37 | 5708.37 | 5708.37 | 5708.37 | 5708.37 | 5708.37 | 5708.37 | 5708.37 | 5708.37 | 5708.37 | 5708.37 | 5708.37 | 5708.37 | 5708.37 | 5708.37 | 5708.37 | 5708.37 | 5708.37 | 5708.37 | 5708.37 | 5708.37 | 5708.37 | 5708.37 | 5708.37 | 5708.37 | 5708.37 | 5708.37 | 5708.37 | 5708.37 | 5708.37 | 5708.37 | 5708.37 | 5708.37 | 5708.37 | 5708.37 | 5708.37 | 5708.37 | 5708.37 | 5708.37 | 5708.37 | 5708.37 | 5708.37 | 5708.37 | 5708.37 | 5708.37 | 5708.37 | 5708.37 | 5708.37 | 5708.37 | 5708.37 | 5708.37 | 5708.37 | 5708.37 | 5708.37 | 5708.37 | 5708.37 | 5708.37 | 5708.37 | 5708.37 | 5708.37 | 5708.37 | 5708.37 | 5708.37 | 5708.37 | 5708.37 | 5708.37 | 5708.37 | 5708.37 | 5708.37 | 5708.37 | 5708.37 | 5708.37 | 5708.37 | 5708.37 | 5708.37 | 5708.37 | 5708.37 | 5708.37 | 5708.37 | 5708.37 | 5708.37 | 5708.37 | 5708.37 | 5708.37 | 5708.37 | 5708.37 | 5708.37 | 5708.37 | 5708.37 | 5708.37 | 5708.37 | 5708.37 | 5708.37 | 5708.37 | 5708.37 | 5708.37 | 5708.37 | 5708.37 | 5708.37 | 5708.37 | 5708.37 | 5708.37 | 5708.37 | 5708.37 | 5708.37 | 5708.37 | 5708.37 | 5708.37 | 5708.37 | 5708.37 | 5708.37 | 5708.37 | 5708.37 | 5708.37 | 5708.37 | 5708.37 | 5708.37 | 5708.37 | 5708.37 | 5708.37 | 5708.37 | 5708.37 | 5708.37 | 5708.37 | 5708.37 | 5708.37 | 5708.37 | 5708.37 | 5708.37 | 5708.37 | 5708.37 | 5708.37 | 5708.37 | 5708.37 | 5708.37 | 5708.37 | 5708.37 | 5708.37 | 5708.37 | 5708.37 | 5708.37 | 5708.37 | 5708.37 | 5708.37 | 5708.37 | 5708.37 | 5708.37 | 5708.37 | 5708.37 | 5708.37 | 5708.37 | 5708.37 | 5708.37 | 5708.37 | 5708.37 | 5708.37 | 5708.37 | 5708.37 | 5708.37 | 5708.37 | 5708.37 | 5708.37 | 5708.37 | 5708.37 | 5708.37 | 5708.37 | 5708.37 | 5708.37 | 5708.37 | 5708.37 | 5708.37 | 5708.37 | 5708.37 | 5708.37 | 5708.37 | 5708.37 | 5708.37 | 5708.37 | 5708.37 | 5708.37 | 5708.37 | 5708.37 | 5708.37 | 5708.37 | 5708.37 | 5708.37 | 5708.37 | 5708.37 | 5708.37 | 5708.37 | 5708.37 | 5708.37 | 5708.37 | 5708.37 | 5708.37 | 5708.37 | 5708.37 | 5708.37 | 5708.37 | 5708.37 | 5708.37 | 5708.37 | 5708.37 | 5708.37 | 5708.37 | 5708.37 | 5708.37 | 5708.37 | 5708.37 | 5708.37 | 5708.37 | 5708.37 | 5708.37 | 5708.37 | 5708.37 | 5708.37 | 5708.37 | 5708.37 | 5708.37 | 5708.37 | 5708.37 | 5708.37 | 5708.37 | 5708.37 | 5708.37 | 5708.37 | 5708.37 | 5708.37 | 5708.37 | 5708.37 | 5708.37 | 5708.37 | 5708.37 | 5708.37 | 5708.37 | 5708.37 | 5708.37 | 5708.37 | 5708.37 | 5708.37 | 5708.37 | 5708.37 | 5708.37 | 5708.37 | 5708.37 | 5708.37 | 5708.37 | 5708.37 | 5708.37 | 5708.37 | 5708.37 | 5708.37 | 5708.37 | 5708.37 | 5708.37 | 5708.37 | 5708.37 | 5708.37 | 5708.37 | 5708.37 | 5708.37 | 5708.37 | 5708.37 | 5708.37 | 5708.37 | 5708.37 | 5708.37 | 5708.37 | 5708.37 | 5708.37 | 5708.37 | 5708.37 | 5708.37 | 5708.37 | 5708.37 | 5708.37 | 5708.37 | 5708.37 | 5708.37 | 5708.37 | 5708.37 | 5708.37 | 5708.37 | 5708.37 | 5708.37 | 5708.37 | 5708.37 | 5708.37 | 5708.37 | 5708.37 | 5708.37 | 5708.37 | 5708.37 | 5708.37 | 5708.37 | 5708.37 | 5708.37 | 5708.37 | 5708.37 | 5708.37 | 5708.37 | 5708.37 | 5708.37 | 5708.37 | 5708.37 | 5708.37 | 5708.37 | 5708.37 | 5708.37 | 5708.37 | 5708.37 | 5708.37 | 5708.37 | 5708.37 | 5708.37 | 5708.37 | 5708.37 | 5708.37 | 5708.37 | 5708.37 | 5708.37 | 5708.37 | 5708.37 | 5708.37 | 5708.37 | 5708.37 | 5708.37 | 5708.37 | 5708.37 | 5708.37 | 5708.37 | 5708.37 | 5708.37 | 5708.37 | 5708.37 | 5708.37 | 5708.37 | 5708.37 | 5708.37 | 5708.37 | 5708.37 | 5708.37 | 5708.37 | 5708.37 | 5708.37 | 5708.37 | 5708.37 | 5708.37 | 5708.37 | 5708.37 | 5708.37 | 5708.37 | 5708.37 | 5708.37 | 5708.37 | 5708.37 | 5708.37 | 5708.37 | 5708.37 | 5708.37 | 5708.37 | 5708.37 | 5708.37 | 5708.37 | 5708.37 | 5708.37 | 5708.37 | 5708.37 | 5708.37 | 5708.37 | 5708.37 | 5708.37 | 5708.37 | 5708.37 | 5708.37 | 5708.37 | 5708.37 | 5708.37 | 5708.37 | 5708.37 | 5708.37 | 5708.37 | 5708.37 | 5708.37 | 5708.37 | 5708.37 | 5708.37 | 5708.37 | 5708.37 | 5708.37 | 5708.37 | 5708.37 | 5708.37 | 5708.37 | 5708.37 | 5708.37 | 5708.37 | 5708.37 | 5708.37 | 5708.37 | 5708.37 | 5708.37 | 5708.37 | 5708.37 | 5708.37 | 5708.37 | 5708.37 | 5708.37 | 5708.37 | 5708.37 | 5708.37 | 5708.37 | 5708.37 | 5708.37 | 5708.37 | 5708.37 | 5708.37 | 5708.37 | 5708.37 | 5708.37 | 5708.37 | 5708.37 | 5708.37 | 5708.37 | 5708.37 | 5708.37 | 5708.37 | 5708.37 | 5708.37 | 5708.37 | 5708.37 | 5708.37 | 5708.37 | 5708.37 | 5708.37 | 5708.37 | 5708.37 | 5708.37 | 5708.37 | 5708.37 | 5708.37 | 5708.37 | 5708.37 | 5708.37 | 5708.37 | 5708.37 | 5708.37 | 5708.37 | 5708.37 | 5708.37 | 5708.37 | 5708.37 | 5708.37 | 5708.37 | 5708.37 | 5708.37 | 5708.37 | 5708.37 | 5708.37 | 5708.37 | 5708.37 | 5708.37 | 5708.37 | 5708.37 | 5708.37 | 5708.37 | 5708.37 | 5708.37 | 5708.37 | 5708.37 | 5708.37 | 5708.37 | 5708.37 | 5708.37 | 5708.37 | 5708.37 | 5708.37 | 5708.37 | 5708.37 | 5708.37 | 5708.37 | 5708.37 | 5708.37 | 5708.37 | 5708.37 | 5708.37 | 5708.37 | 5708.37 | 5708.37 | 5708.37 | 5708.37 | 5708.37 | 5708.37 | 5708.37 | 5708.37 | 5708.37 | 5708.37 | 5708.37 | 5708.37 | 5708.37 | 5708.37 | 5708.37 | 5708.37 | 5708.37 | 5708.37 | 5708.37 | 5708.37 | 5708.37 | 5708.37 | 5708.37 | 5708.37 | 5708.37 | 5708.37 | 5708.37 | 5708.37 | 5708.37 | 5708.37 | 5708.37 | 5708.37 | 5708.37 | 5708.37 | 5708.37 | 5708.37 | 5708.37 | 5708.37 | 5708.37 | 5708.37 | 5708.37 | 5708.37 | 5708.37 | 5708.37 | 5708.37 | 5708.37 | 5708.37 | 5708.37 | 5708.37 | 5708.37 | 5708.37 | 5708.37 | 5708.37 | 5708.37 | 5708.37 | 5708.37 | 5708.37 | 5708.37 | 5708.37 | 5708.37 | 5708.37 | 5708.37 | 5708.37 | 5708.37 | 5708.37 | 5708.37 | 5708.37 | 5708.37 | 5708.37 | 5708.37 | 5708.37 | 5708.37 | 5708.37 | 5708.37 | 5708.37 | 5708.37 | 5708.37 | 5708.37 | 5708.37 | 5708.37 | 5708.37 | 5708.37 | 5708.37 | 5708.37 | 5708.37 | 5708.37 | 5708.37 | 5708.37 | 5708.37 | 5708.37 | 5708.37 | 5708.37 | 5708.37 | 5708.37 | 5708.37 | 5708.37 | 5708.37 | 5708.37 | 5708.37 | 5708.37 | 5708.37 | 5708.37 | 5708.37 | 5708.37 | 5708.37 | 5708.37 | 5708.37 | 5708.37 | 5708.37 | 5708.37 | 5708.37 | 5708.37 | 5708.37 | 5708.37 | 5708.37 | 5708.37 | 5708.37 | 5708.37 | 5708.37 | 5708.37 | 5708.37 | 5708.37 | 5708.37 | 5708.37 | 5708.37 | 5708.37 | 5708.37 | 5708.37 | 5708.37 | 5708.37 | 5708.37 | 5708.37 | 5708.37 | 5708.37 | 5708.37 | 5708.37 | 5708.37 | 5708.37 | 5708.37 | 5708.37 | 5708.37 | 5708.37 | 5708.37 | 5708.37 | 5708.37 | 5708.37 | 5708.37 | 5708.37 | 5708.37 | 5708.37 | 5708.37 | 5708.37 | 5708.37 | 5708.37 | 5708.37 | 5708.37 | 5708.37 | 5708.37 | 5708.37 | 5708.37 | 5708.37 | 5708.37 | 5708.37 | 5708.37 | 5708.37 | 5708.37 | 5708.37 | 5708.37 | 5708.37 | 5708.37 | 5708.37 | 5708.37 | 5708.37 | 5708.37 | 5708.37 | 5708.37 | 5708.37 | 5708.37 | 5708.37 | 5708.37 | 5708.37 | 5708.37 | 5708.37 | 5708.37 | 5708.37 | 5708.37 | 5708.37 | 5708.37 | 5708.37 | 5708.37 | 5708.37 | 5708.37 | 5708.37 | 5708.37 | 5708.37 | 5708.37 | 5708.37 | 5708.37 | 5708.37 | 5708.37 | 5708.37 | 5708.37 | 5708.37 | 5708.37 | 5708.37 | 5708.37 | 5708.37 | 5708.37 | 5708.37 | 5708.37 | 5708.37 | 5708.37 | 5708.37 | 5708.37 | 5708.37 | 5708.37 | 5708.37 | 5708.37 | 5708.37 | 5708.37 | 5708.37 | 5708.37 | 5708.37 | 5708.37 | 5708.37 | 5708.37 | 5708.37 | 5708.37 | 5708.37 | 5708.37 | 5708.37 | 5708.37 | 5708.37 | 5708.37 | 5708.37 | 5708.37 | 5708.37 | 5708.37 | 5708.37 | 5708.37 | 5708.37 | 5708.37 | 5708.37 | 5708.37 | 5708.37 | 5708.37 | 5708.37 | 5708.37 | 5708.37 | 5708.37 | 5708.37 | 5708.37 | 5708.37 | 5708.37 | 5708.37 | 5708.37 | 5708.37 | 5708.37 | 5708.37 | 5708.37 | 5708.37 | 5708.37 | 5708.37 | 5708.37 | 5708.37 | 5708.37 | 5708.37 | 5708.37 | 5708.37 | 5708.37 | 5708.37 | 5708.37 | 5708.37 | 5708.37 | 5708.37 | 5708.37 | 5708.37 | 5708.37 | 5708.37 | 5708.37 | 5708.37 | 5708.37 | 5708.37 | 5708.37 | 5708.37 | 5708.37 | 5708.37 | 5708.37 | 5708.37 | 5708.37 | 5708.37 | 5708.37 | 5708.37 | 5708.37 | 5708.37 | 5708.37 | 5708.37 | 5708.37 | 5708.37 | 5708.37 | 5708.37 | 5708.37 | 5708.37 | 5708.37 | 5708.37 | 5708.37 | 5708.37 | 5708.37 | 5708.37 | 5708.37 | 5708.37 | 5708.37 | 5708.37 | 5708.37 | 5708.37 | 5708.37 | 5708.37 | 5708.37 | 5708.37 | 5708.37 | 5708.37 | 5708.37 | 5708.37 | 5708.37 | 5708.37 | 5708.37 | 5708.37 | 5708.37 | 5708.37 | 5708.37 | 5708.37 | 5708.37 | 5708.37 | 5708.37 | 5708.37 | 5708.37 | 5708.37 | 5708.37 | 5708.37 | 5708.37 | 5708.37 | 5708.37 | 5708.37 | 5708.37 | 5708.37 | 5708.37 | 5708.37 | 5708.37 | 5708.37 | 5708.37 | 5708.37 | 5708.37 | 5708.37 | 5708.37 | 5708.37 | 5708.37 | 5708.37 | 5708.37 | 5708.37 | 5708.37 | 5708.37 | 5708.37 | 5708.37 | 5708.37 | 5708.37 | 5708.37 | 5708.37 | 5708.37 | 5708.37 | 5708.37 | 5708.37 | 5708.37 | 5708.37 | 5708.37 | 5708.37 | 5708.37 | 5708.37 | 5708.37 | 5708.37 | 5708.37 | 5708.37 | 5708.37 | 5708.37 | 5708.37 | 5708.37 | 5708.37 | 5708.37 | 5708.37 | 5708.37 | 5708.37 | 5708.37 | 5708.37 | 5708.37 | 5708.37 | 5708.37 | 5708.37 | 5708.37 | 5708.37 | 5708.37 | 5708.37 | 5708.37 | 5708.37 | 5708.37 | 5708.37 | 5708.37 | 5708.37 | 5708.37 | 5708.37 | 5708.37 | 5708.37 | 5708.37 | 5708.37 | 5708.37 | 5708.37 | 5708.37 | 5708.37 | 5708.37 | 5708.37 | 5708.37 | 5708.37 | 5708.37 | 5708.37 | 5708.37 | 5708.37 | 5708.37 | 5708.37 | 5708.37 | 5708.37 | 5708.37 | 5708.37 | 5708.37 | 5708.37 | 5708.37 | 5708.37 | 5708.37 | 5708.37 | 5708.37 | 5708.37 | 5708.37 | 5708.37 | 5708.37 | 5708.37 | 5708.37 | 5708.37 | 5708.37 | 5708.37 | 5708.37 | 5708.37 | 5708.37 | 5708.37 | 5708.37 | 5708.37 | 5708.37 | 5708.37 | 5708.37 | 5708.37 | 5708.37 | 5708.37 | 5708.37 | 5708.37 | 5708.37 | 5708.37 | 5708.37 | 5708.37 | 5708.37 | 5708.37 | 5708.37 | 5708.37 | 5708.37 | 5708.37 | 5708.37 | 5708.37 | 5708.37 | 5708.37 | 5708.37 | 5708.37 | 5708.37 | 5708.37 | 5708.37 | 5708.37 | 5708.37 | 5708.37 | 5708.37 | 5708.37 | 5708.37 | 5708.37 | 5708.37 | 5708.37 | 5708.37 | 5708.37 | 5708.37 | 5708.37 | 5708.37 | 5708.37 | 5708.37 | 5708.37 | 5708.37 | 5708.37 | 5708.37 | 5708.37 | 5708.37 | 5708.37 | 5708.37 | 5708.37 | 5708.37 | 5708.37 | 5708.37 | 5708.37 | 5708.37 | 5708.37 | 5708.37 | 5708.37 | 5708.37 | 5708.37 | 5708.37 | 5708.37 | 5708.37 | 5708.37 | 5708.37 | 5708.37 | 5708.37 | 5708.37 | 5708.37 | 5708.37 | 5708.37 | 5708.37 | 5708.37 | 5708.37 | 5708.37 | 5708.37 | 5708.37 | 5708.37 | 5708.37 | 5708.37 | 5708.37 | 5708.37 | 5708.37 | 5708.37 | 5708.37 | 5708.37 | 5708.37 | 5708.37 | 5708.37 | 5708.37 | 5708.37 | 5708.37 | 5708.37 | 5708.37 | 5708.37 | 5708.37 | 5708.37 | 5708.37 | 5708.37 | 5708.37 | 5708.37 | 5708.37 | 5708.37 | 5708.37 | 5708.37 | 5708.37 | 5708.37 | 5708.37 | 5708.37 | 5708.37 | 5708.37 | 5708.37 | 5708.37 | 5708.37 | 5708.37 | 5708.37 | 5708.37 | 5708.37 | 5708.37 | 5708.37 | 5708.37 | 5708.37 | 5708.37 | 5708.37 | 5708.37 | 5708.37 | 5708.37 | 5708.37 | 5708.37 | 5708.37 | 5708.37 | 5708.37 | 5708.37 | 5708.37 | 5708.37 | 5708.37 | 5708.37 | 5708.37 | 5708.37 | 5708.37 | 5708.37 | 5708.37 | 5708.37 | 5708.37 | 5708.37 | 5708.37 | 5708.37 | 5708.37 | 5708.37 | 5708.37 | 5708.37 | 5708.37 | 5708.37 | 5708.37 | 5708.37 | 5708.37 | 5708.37 | 5708.37 | 5708.37 | 5708.37 | 5708.37 | 5708.37 | 5708.37 | 5708.37 | 5708.37 | 5708.37 | 5708.37 | 5708.37 | 5708.37 | 5708.37 | 5708.37 | 5708.37 | 5708.37 | 5708.37 | 5708.37 | 5708.37 | 5708.37 | 5708.37 | 5708.37 | 5708.37 | 5708.37 | 5708.37 | 5708.37 | 5708.37 | 5708.37 | 5708.37 | 5708.37 | 5708.37 | 5708.37 | 5708.37 | 5708.37 | 5708.37 | 5708.37 | 5708.37 | 5708.37 | 5708.37 | 5708.37 | 5708.37 | 5708.37 | 5708.37 | 5708.37 | 5708.37 | 5708.37 | 5708.37 | 5708.37 | 5708.37 | 5708.37 | 5708.37 | 5708.37 | 5708.37 | 5708.37 | 5708.37 | 5708.37 | 5708.37 | 5708.37 | 5708.37 | 5708.37 | 5708.37 | 5708.37 | 5708.37 | 5708.37 | 5708.37 | 5708.37 | 5708.37 | 5708.37 | 5708.37 | 5708.37 | 5708.37 | 5708.37 | 5708.37 | 5708.37 | 5708.37 | 5708.37 | 5708.37 | 5708.37 | 5708.37 | 5708.37 | 5708.37 | 5708.37 | 5708.37 | 5708.37 | 5708.37 | 5708.37 | 5708.37 | 5708.37 | 5708.37 | 5708.37 | 5708.37 | 5708.37 | 5708.37 | 5708.37 | 5708.37 | 5708.37 | 5708.37 | 5708.37 | 5708.37 | 5708.37 | 5708.37 | 5708.37 | 5708.37 | 5708.37 | 5708.37 | 5708.37 | 5708.37 | 5708.37 | 5708.37 | 5708.37 | 5708.37 | 5708.37 | 5708.37 | 5708.37 | 5708.37 | 5708.37 | 5708.37 | 5708.37 | 5708.37 | 5708.37 | 5708.37 | 5708.37 | 5708.37 | 5708.37 | 5708.37 | 5708.37 | 5708.37 | 5708.37 | 5708.37 | 5708.37 | 5708.37 | 5708.37 | 5708.37 | 5708.37 | 5708.37 | 5708.37 | 5708.37 | 5708.37 | 5708.37 | 5708.37 | 5708.37 | 5708.37 | 5708.37 | 5708.37 | 5708.37 | 5708.37 | 5708.37 | 5708.37 | 5708.37 | 5708.37 | 5708.37 | 5708.37 | 5708.37 | 5708.37 | 5708.37 | 5708.37 | 5708.37 | 5708.37 | 5708.37 | 5708.37 | 5708.37 | 5708.37 | 5708.37 | 5708.37 | 5708.37 | 5708.37 | 5708.37 | 5708.37 | 5708.37 | 5708.37 | 5708.37 | 5708.37 | 5708.37 | 5708.37 | 5708.37 | 5708.37 | 5708.37 | 5708.37 | 5708.37 | 5708.37 | 5708.37 | 5708.37 | 5708.37 | 5708.37 | 5708.37 | 5708.37 | 5708.37 | 5708.37 | 5708.37 | 5708.37 | 5708.37 | 5708.37 | 5708.37 | 5708.37 | 5708.37 | 5708.37 | 5708.37 | 5708.37 | 5708.37 | 5708.37 | 5708.37 | 5708.37 | 5708.37 | 5708.37 | 5708.37 | 5708.37 | 5708.37 | 5708.37 | 5708.37 | 5708.37 | 5708.37 | 5708.37 | 5708.37 | 5708.37 | 5708.37 | 5708.37 | 5708.37 | 5708.37 | 5708.37 | 5708.37 | 5708.37 | 5708.37 | 5708.37 | 5708.37 | 5708.37 | 5708.37 | 5708.37 | 5708.37 | 5708.37 | 5708.37 | 5708.37 | 5708.37 | 5708.37 | 5708.37 | 5708.37 | 5708.37 | 5708.37 | 5708.37 | 5708.37 | 5708.37 | 5708.37 | 5708.37 | 5708.37 | 5708.37 | 5708.37 | 5708.37 | 5708.37 | 5708.37 | 5708.37 | 5708.37 | 5708.37 | 5708.37 | 5708.37 | 5708.37 | 5708.37 | 5708.37 | 5708.37 | 5708.37 | 5708.37 | 5708.37 | 5708.37 | 5708.37 | 5708.37 | 5708.37 | 5708.37 | 5708.37 | 5708.37 | 5708.37 | 5708.37 | 5708.37 | 5708.37 | 5708.37 | 5708.37 | 5708.37 | 5708.37 | 5708.37 | 5708.37 | 5708.37 | 5708.37 | 5708.37 | 5708.37 | 5708.37 | 5708.37 | 5708.37 | 5708.37 | 5708.37 | 5708.37 | 5708.37 | 5708.37 | 5708.37 | 5708.37 | 5708.37 | 5708.37 | 5708.37 | 5708.37 | 5708.37 | 5708.37 | 5708.37 | 5708.37 | 5708.37 | 5708.37 | 5708.37 | 5708.37 | 5708.37 | 5708.37 | 5708.37 | 5708.37 | 5708.37 | 5708.37 | 5708.37 | 5708.37 | 5708.37 | 5708.37 | 5708.37 | 5708.37 | 5708.37 | 5708.37 | 5708.37 | 5708.37 | 5708.37 | 5708.37 | 5708.37 | 5708.37 | 5708.37 | 5708.37 | 5708.37 | 5708.37 | 5708.37 | 5708.37 | 5708.37 | 5708.37 | 5708.37 | 5708.37 | 5708.37 | 5708.37 | 5708.37 | 5708.37 | 5708.37 | 5708.37 | 5708.37 | 5708.37 | 5708.37 | 5708.37 | 5708.37 | 5708.37 | 5708.37 | 5708.37 | 5708.37 | 5708.37 | 5708.37 | 5708.37 | 5708.37 | 5708.37 | 5708.37 | 5708.37 | 5708.37 | 5708.37 | 5708.37 | 5708.37 | 5708.37 | 5708.37 | 5708.37 | 5708.37 | 5708.37 | 5708.37 | 5708.37 | 5708.37 | 5708.37 | 5708.37 | 5708.37 | 5708.37 | 5708.37 | 5708.37 | 5708.37 | 5708.37 | 5708.37 | 5708.37 | 5708.37 | 5708.37 | 5708.37 | 5708.37 | 5708.37 | 5708.37 | 5708.37 | 5708.37 | 5708.37 | 5708.37 | 5708.37 | 5708.37 | 5708.37 | 5708.37 | 5708.37 | 5708.37 | 5708.37 | 5708.37 | 5708.37 | 5708.37 | 5708.37 | 5708.37 | 5708.37 | 5708.37 | 5708.37 | 5708.37 | 5708.37 | 5708.37 | 5708.37 | 5708.37 | 5708.37 | 5708.37 | 5708.37 | 5708.37 | 5708.37 | 5708.37 | 5708.37 | 5708.37 | 5708.37 | 5708.37 | 5708.37 | 5708.37 | 5708.37 | 5708.37 | 5708.37 | 5708.37 | 5708.37 | 5708.37 | 5708.37 | 5708.37 | 5708.37 | 5708.37 | 5708.37 | 5708.37 | 5708.37 | 5708.37 | 5708.37 | 5708.37 | 5708.37 | 5708.37 | 5708.37 | 5708.37 | 5708.37 | 5708.37 | 5708.37 | 5708.37 | 5708.37 | 5708.37 | 5708.37 | 5708.37 | 5708.37 | 5708.37 | 5708.37 | 5708.37 | 5708.37 | 5708.37 | 5708.37 | 5708.37 | 5708.37 | 5708.37 | 5708.37 | 5708.37 | 5708.37 | 5708.37 | 5708.37 | 5708.37 | 5708.37 | 5708.37 | 5708.37 | 5708.37 | 5708.37 | 5708.37 | 5708.37 | 5708.37 | 5708.37 | 5708.37 | 5708.37 | 5708.37 | 5708.37 | 5708.37 | 5708.37 | 5708.37 | 5708.37 | 5708.37 | 5708.37 | 5708.37 | 5708.37 | 5708.37 | 5708.37 | 5708.37 | 5708.37 | 5708.37 | 5708.37 | 5708.37 | 5708.37 | 5708.37 | 5708.37 | 5708.37 | 5708.37 | 5708.37 | 5708.37 | 5708.37 | 5708.37 | 5708.37 | 5708.37 | 5708.37 | 5708.37 | 5708.37 | 5708.37 | 5708.37 | 5708.37 | 5708.37 | 5708.37 | 5708.37 | 5708.37 | 5708.37 | 5708.37 | 5708.37 | 5708.37 | 5708.37 | 5708.37 | 5708.37 | 5708.37 | 5708.37 | 5708.37 | 5708.37 | 5708.37 | 5708.37 | 5708.37 | 5708.37 | 5708.37 | 5708.37 | 5708.37 | 5708.37 | 5708.37 | 5708.37 | 5708.37 | 5708.37 | 5708.37 | 5708.37 | 5708.37 | 5708.37 | 5708.37 | 5708.37 | 5708.37 | 5708.37 | 5708.37 | 5708.37 | 5708.37 | 5708.37 | 5708.37 | 5708.37 | 5708.37 | 5708.37 | 5708.37 | 5708.37 | 5708.37 | 5708.37 | 5708.37 | 5708.37 | 5708.37 | 5708.37 | 5708.37 | 5708.37 | 5708.37 | 5708.37 | 5708.37 | 5708.37 | 5708.37 | 5708.37 | 5708.37 | 5708.37 | 5708.37 | 5708.37 | 5708.37 | 5708.37 | 5708.37 | 5708.37 | 5708.37 | 5708.37 | 5708.37 | 5708.37 | 5708.37 | 5708.37 | 5708.37 | 5708.37 | 5708.37 | 5708.37 | 5708.37 | 5708.37 | 5708.37 | 5708.37 | 5708.37 | 5708.37 | 5708.37 | 5708.37 | 5708.37 | 5708.37 | 5708.37 | 5708.37 | 5708.37 | 5708.37 | 5708.37 | 5708.37 | 5708.37 | 5708.37 | 5708.37 | 5708.37 | 5708.37 | 5708.37 | 5708.37 | 5708.37 | 5708.37 | 5708.37 | 5708.37 | 5708.37 | 5708.37 | 5708.37 | 5708.37 | 5708.37 | 5708.37 | 5708.37 | 5708.37 | 5708.37 | 5708.37 | 5708.37 | 5708.37 | 5708.37 | 5708.37 | 5708.37 | 5708.37 | 5708.37 | 5708.37 | 5708.37 | 5708.37 | 5708.37 | 5708.37 | 5708.37 | 5708.37 | 5708.37 | 5708.37 | 5708.37 | 5708.37 | 5708.37 | 5708.37 | 5708.37 | 5708.37 | 5708.37 | 5708.37 | 5708.37 | 5708.37 | 5708.37 | 5708.37 | 5708.37 | 5708.37 | 5708.37 | 5708.37 | 5708.37 | 5708.37 | 5708.37 | 5708.37 | 5708.37 | 5708.37 | 5708.37 | 5708.37 | 5708.37 | 5708.37 | 5708.37 | 5708.37 | 5708.37 | 5708.37 | 5708.37 | 5708.37 | 5708.37 | 5708.37 | 5708.37 | 5708.37 | 5708.37 | 5708.37 | 5708.37 | 5708.37 | 5708.37 | 5708.37 | 5708.37 | 5708.37 | 5708.37 | 5708.37 | 5708.37 | 5708.37 | 5708.37 | 5708.37 | 5708.37 | 5708.37 | 5708.37 | 5708.37 | 5708.37 | 5708.37 | 5708.37 | 5708.37 | 5708.37 | 5708.37 | 5708.37 | 5708.37 | 5708.37 | 5708.37 | 5708.37 | 5708.37 | 5708.37 | 5708.37 | 5708.37 | 5708.37 | 5708.37 | 5708.37 | 5708.37 | 5708.37 | 5708.37 | 5708.37 | 5708.37 | 5708.37 | 5708.37 | 5708.37 | 5708.37 | 5708.37 | 5708.37 | 5708.37 | 5708.37 | 5708.37 | 5708.37 | 5708.37 | 5708.37 | 5708.37 | 5708.37 | 5708.37 | 5708.37 | 5708.37 | 5708.37 | 5708.37 | 5708.37 | 5708.37 | 5708.37 | 5708.37 | 5708.37 | 5708.37 | 5708.37 | 5708.37 | 5708.37 | 5708.37 | 5708.37 | 5708.37 | 5708.37 | 5708.37 | 5708.37 | 5708.37 | 5708.37 | 5708.37 | 5708.37 | 5708.37 | 5708.37 | 5708.37 | 5708.37 | 5708.37 | 5708.37 | 5708.37 | 5708.37 | 5708.37 | 5708.37 | 5708.37 | 5708.37 | 5708.37 | 5708.37 | 5708.37 | 5708.37 | 5708.37 | 5708.37 | 5708.37 | 5708.37 | 5708.37 | 5708.37 | 5708.37 | 5708.37 | 5708.37 | 5708.37 | 5708.37 | 5708.37 | 5708.37 | 5708.37 | 5708.37 | 5708.37 | 5708.37 | 5708.37 | 5708.37 | 5708.37 | 5708.37 | 5708.37 | 5708.37 | 5708.37 | 5708.37 | 5708.37 | 5708.37 | 5708.37 | 5708.37 | 5708.37 | 5708.37 | 5708.37 | 5708.37 | 5708.37 | 5708.37 | 5708.37 | 5708.37 | 5708.37 | 5708.37 | 5708.37 | 5708.37 | 5708.37 | 5708.37 | 5708.37 | 5708.37 | 5708.37 | 5708.37 | 5708.37 | 5708.37 | 5708.37 | 5708.37 | 5708.37 | 5708.37 | 5708.37 | 5708.37 | 5708.37 | 5708.37 | 5708.37 | 5708.37 | 5708.37 | 5708.37 | 5708.37 | 5708.37 | 5708.37 | 5708.37 | 5708.37 | 5708.37 | 5708.37 | 5708.37 | 5708.37 | 5708.37 | 5708.37 | 5708.37 | 5708.37 | 5708.37 | 5708.37 | 5708.37 | 5708.37 | 5708.37 | 5708.37 | 5708.37 | 5708.37 | 5708.37 | 5708.37 | 5708.37 | 5708.37 | 5708.37 | 5708.37 | 5708.37 | 5708.37 | 5708.37 | 5708.37 | 5708.37 | 5708.37 | 5708.37 | 5708.37 | 5708.37 | 5708.37 | 5708.37 | 5708.37 | 5708.37 | 5708.37 | 5708.37 | 5708.37 | 5708.37 | 5708.37 | 5708.37 | 5708.37 | 5708.37 | 5708.37 | 5708.37 | 5708.37 | 5708.37 | 5708.37 | 5708.37 | 5708.37 | 5708.37 | 5708.37 | 5708.37 | 5708.37 | 5708.37 | 5708.37 | 5708.37 | 5708.37 | 5708.37 | 5708.37 | 5708.37 | 5708.37 | 5708.37 | 5708.37 | 5708.37 | 5708.37 | 5708.37 | 5708.37 | 5708.37 | 5708.37 | 5708.37 | 5708.37 | 5708.37 | 5708.37 | 5708.37 | 5708.37 | 5708.37 | 5708.37 | 5708.37 | 5708.37 | 5708.37 | 5708.37 | 5708.37 | 5708.37 | 5708.37 | 5708.37 | 5708.37 | 5708.37 | 5708.37 | 5708.37 | 5708.37 | 5708.37 | 5708.37 | 5708.37 | 5708.37 | 5708.37 | 5708.37 | 5708.37 | 5708.37 | 5708.37 | 5708.37 | 5708.37 | 5708.37 | 5708.37 | 5708.37 | 5708.37 | 5708.37 | 5708.37 | 5708.37 | 5708.37 | 5708.37 | 5708.37 | 5708.37 | 5708.37 | 5708.37 | 5708.37 | 5708.37 | 5708.37 | 5708.37 | 5708.37 | 5708.37 | 5708.37 | 5708.37 | 5708.37 | 5708.37 | 5708.37 | 5708.37 | 5708.37 | 5708.37 | 5708.37 | 5708.37 | 5708.37 | 5708.37 | 5708.37 | 5708.37 | 5708.37 | 5708.37 | 5708.37 | 5708.37 | 5708.37 | 5708.37 | 5708.37 | 5708.37 | 5708.37 | 5708.37 | 5708.37 | 5708.37 | 5708.37 | 5708.37 | 5708.37 | 5708.37 | 5708.37 | 5708.37 | 5708.37 | 5708.37 | 5708.37 | 5708.37 | 5708.37 | 5708.37 | 5708.37 | 5708.37 | 5708.37 | 5708.37 | 5708.37 | 5708.37 | 5708.37 | 5708.37 | 5708.37 | 5708.37 | 5708.37 | 5708.37 | 5708.37 | 5708.37 | 5708.37 | 5708.37 | 5708.37 | 5708.37 | 5708.37 | 5708.37 | 5708.37 | 5708.37 | 5708.37 | 5708.37 | 5708.37 | 5708.37 | 5708.37 | 5708.37 | 5708.37 | 5708.37 | 5708.37 | 5708.37 | 5708.37 | 5708.37 | 5708.37 | 5708.37 | 5708.37 | 5708.37 | 5708.37 | 5708.37 | 5708.37 | 5708.37 | 5708.37 | 5708.37 | 5708.37 | 5708.37 | 5708.37 | 5708.37 | 5708.37 | 5708.37 | 5708.37 | 5708.37 | 5708.37 | 5708.37 | 5708.37 | 5708.37 | 5708.37 | 5708.37 | 5708.37 | 5708.37 | 5708.37 | 5708.37 | 5708.37 | 5708.37 | 5708.37 | 5708.37 | 5708.37 | 5708.37 | 5708.37 | 5708.37 | 5708.37 | 5708.37 | 5708.37 | 5708.37 | 5708.37 | 5708.37 | 5708.37 | 5708.37 | 5708.37 | 5708.37 | 5708.37 | 5708.37 | 5708.37 | 5708.37 | 5708.37 | 5708.37 | 5708.37 | 5708.37 | 5708.37 | 5708.37 | 5708.37 | 5708.37 | 5708.37 | 5708.37 | 5708.37 | 5708.37 | 5708.37 | 5708.37 | 5708.37 | 5708.37 | 5708.37 | 5708.37 | 5708.37 | 5708.37 | 5708.37 | 5708.37 | 5708.37 | 5708.37 | 5708.37 | 5708.37 | 5708.37 | 5708.37 | 5708.37 | 5708.37 | 5708.37 | 5708.37 | 5708.37 | 5708.37 | 5708.37 | 5708.37 | 5708.37 | 5708.37 | 5708.37 | 5708.37 | 5708.37 | 5708.37 | 5708.37 | 5708.37 | 5708.37 | 5708.37 | 5708.37 | 5708.37 | 5708.37 | 5708.37 | 5708.37 | 5708.37 | 5708.37 | 5708.37 | 5708.37 | 5708.37 | 5708.37 | 5708.37 | 5708.37 | 5708.37 | 5708.37 | 5708.37 | 5708.37 | 5708.37 | 5708.37 | 5708.37 | 5708.37 | 5708.37 | 5708.37 | 5708.37 | 5708.37 | 5708.37 | 5708.37 | 5708.37 | 5708.37 | 5708.37 | 5708.37 | 5708.37 | 5708.37 | 5708.37 | 5708.37 | 5708.37 | 5708.37 | 5708.37 | 5708.37 | 5708.37 | 5708.37 | 5708.37 | 5708.37 | 5708.37 | 5708.37 | 5708.37 | 5708.37 | 5708.37 | 5708.37 | 5708.37 | 5708.37 | 5708.37 | 5708.37 | 5708.37 | 5708.37 | 5708.37 | 5708.37 | 5708.37 | 5708.37 | 5708.37 | 5708.37 | 5708.37 | 5708.37 | 5708.37 | 5708.37 | 5708.37 | 5708.37 | 5708.37 | 5708.37 | 5708.37 | 5708.37 | 5708.37 | 5708.37 | 5708.37 | 5708.37 | 5708.37 | 5708.37 | 5708.37 | 5708.37 | 5708.37 | 5708.37 | 5708.37 | 5708.37 | 5708.37 | 5708.37 | 5708.37 | 5708.37 | 5708.37 | 5708.37 | 5708.37 | 5708.37 | 5708.37 | 5708.37 | 5708.37 | 5708.37 | 5708.37 | 5708.37 | 5708.37 | 5708.37 | 5708.37 | 5708.37 | 5708.37 | 5708.37 | 5708.37 | 5708.37 | 5708.37 | 5708.37 | 5708.37 | 5708.37 | 5708.37 | 5708.37 | 5708.37 | 5708.37 | 5708.37 | 5708.37 | 5708.37 | 5708.37 | 5708.37 | 5708.37 | 5708.37 | 5708.37 | 5708.37 | 5708.37 | 5708.37 | 5708.37 | 5708.37 | 5708.37 | 5708.37 | 5708.37 | 5708.37 | 5708.37 | 5708.37 | 5708.37 | 5708.37 | 5708.37 | 5708.37 | 5708.37 | 5708.37 | 5708.37 | 5708.37 | 5708.37 | 5708.37 | 5708.37 | 5708.37 | 5708.37 | 5708.37 | 5708.37 | 5708.37 | 5708.37 | 5708.37 | 5708.37 | 5708.37 | 5708.37 | 5708.37 | 5708.37 | 5708.37 | 5708.37 | 5708.37 | 5708.37 | 5708.37 | 5708.37 | 5708.37 | 5708.37 | 5708.37 | 5708.37 | 5708.37 | 5708.37 | 5708.37 | 5708.37 | 5708.37 | 5708.37 | 5708.37 | 5708.37 | 5708.37 | 5708.37 | 5708.37 | 5708.37 | 5708.37 | 5708.37 | 5708.37 | 5708.37 | 5708.37 | 5708.37 | 5708.37 | 5708.37 | 5708.37 | 5708.37 | 5708.37 | 5708.37 | 5708.37 | 5708.37 | 5708.37 | 5708.37 | 5708.37 | 5708.37 | 5708.37 | 5708.37 | 5708.37 | 5708.37 | 5708.37 | 5708.37 | 5708.37 | 5708.37 | 5708.37 | 5708.37 | 5708.37 | 5708.37 | 5708.37 | 5708.37 | 5708.37 | 5708.37 | 5708.37 | 5708.37 | 5708.37 | 5708.37 | 5708.37 | 5708.37 | 5708.37 | 5708.37 | 5708.37 | 5708.37 | 5708.37 | 5708.37 | 5708.37 | 5708.37 | 5708.37 | 5708.37 | 5708.37 | 5708.37 | 5708.37 | 5708.37 | 5708.37 | 5708.37 | 5708.37 | 5708.37 | 5708.37 | 5708.37 | 5708.37 | 5708.37 | 5708.37 | 5708.37 | 5708.37 | 5708.37 | 5708.37 | 5708.37 | 5708.37 | 5708.37 | 5708.37 | 5708.37 | 5708.37 | 5708.37 | 5708.37 | 5708.37 | 5708.37 | 5708.37 | 5708.37 | 5708.37 | 5708.37 | 5708.37 | 5708.37 | 5708.37 | 5708.37 | 5708.37 | 5708.37 | 5708.37 | 5708.37 | 5708.37 | 5708.37 | 5708.37 | 5708.37 | 5708.37 | 5708.37 | 5708.37 | 5708.37 | 5708.37 | 5708.37 | 5708.37 | 5708.37 | 5708.37 | 5708.37 | 5708.37 | 5708.37 | 5708.37 | 5708.37 | 5708.37 | 5708.37 | 5708.37 | 5708.37 | 5708.37 | 5708.37 | 5708.37 | 5708.37 | 5708.37 | 5708.37 | 5708.37 | 5708.37 | 5708.37 | 5708.37 | 5708.37 | 5708.37 | 5708.37 | 5708.37 | 5708.37 | 5708.37 | 5708.37 | 5708.37 | 5708.37 | 5708.37 | 5708.37 | 5708.37 | 5708.37 | 5708.37 | 5708.37 | 5708.37 | 5708.37 | 5708.37 | 5708.37 | 5708.37 | 5708.37 | 5708.37 | 5708.37 | 5708.37 | 5708.37 | 5708.37 | 5708.37 | 5708.37 | 5708.37 | 5708.37 | 5708.37 | 5708.37 | 5708.37 | 5708.37 | 5708.37 | 5708.37 | 5708.37 | 5708.37 | 5708.37 | 5708.37 | 5708.37 | 5708.37 | 5708.37 | 5708.37 | 5708.37 | 5708.37 | 5708.37 | 5708.37 | 5708.37 | 5708.37 | 5708.37 | 5708.37 | 5708.37 | 5708.37 | 5708.37 | 5708.37 | 5708.37 | 5708.37 | 5708.37 | 5708.37 | 5708.37 | 5708.37 | 5708.37 | 5708.37 | 5708.37 | 5708.37 | 5708.37 | 5708.37 | 5708.37 | 5708.37 | 5708.37 | 5708.37 | 5708.37 | 5708.37 | 5708.37 | 5708.37 | 5708.37 | 5708.37 | 5708.37 | 5708.37 | 5708.37 | 5708.37 | 5708.37 | 5708.37 | 5708.37 | 5708.37 | 5708.37 | 5708.37 | 5708.37 | 5708.37 | 5708.37 | 5708.37 | 5708.37 | 5708.37 | 5708.37 | 5708.37 | 5708.37 | 5708.37 | 5708.37 | 5708.37 | 5708.37 | 5708.37 | 5708.37 | 5708.37 | 5708.37 | 5708.37 | 5708.37 | 5708.37 | 5708.37 | 5708.37 | 5708.37 | 5708.37 | 5708.37 | 5708.37 | 5708.37 | 5708.37 | 5708.37 | 5708.37 | 5708.37 | 5708.37 | 5708.37 | 5708.37 | 5708.37 | 5708.37 | 5708.37 | 5708.37 | 5708.37 | 5708.37 | 5708.37 | 5708.37 | 5708.37 | 5708.37 | 5708.37 | 5708.37 | 5708.37 | 5708.37 | 5708.37 | 5708.37 | 5708.37 | 5708.37 | 5708.37 | 5708.37 | 5708.37 | 5708.37 | 5708.37 | 5708.37 | 5708.37 | 5708.37 | 5708.37 | 5708.37 | 5708.37 | 5708.37 | 5708.37 | 5708.37 | 5708.37 | 5708.37 | 5708.37 | 5708.37 | 5708.37 | 5708.37 | 5708.37 | 5708.37 | 5708.37 | 5708.37 | 5708.37 | 5708.37 | 5708.37 | 5708.37 | 5708.37 | 5708.37 | 5708.37 | 5708.37 | 5708.37 | 5708.37 | 5708.37 | 5708.37 | 5708.37 | 5708.37 | 5708.37 | 5708.37 | 5708.37 | 5708.37 | 5708.37 | 5708.37 | 5708.37 | 5708.37 | 5708.37 | 5708.37 | 5708.37 | 5708.37 | 5708.37 | 5708.37 | 5708.37 | 5708.37 | 5708.37 | 5708.37 | 5708.37 | 5708.37 | 5708.37 | 5708.37 | 5708.37 | 5708.37 | 5708.37 | 5708.37 | 5708.37 | 5708.37 | 5708.37 | 5708.37 | 5708.37 | 5708.37 | 5708.37 | 5708.37 | 5708.37 | 5708.37 | 5708.37 | 5708.37 | 5708.37 | 5708.37 | 5708.37 | 5708.37 | 5708.37 | 5708.37 | 5708.37 | 5708.37 | 5708.37 | 5708.37 | 5708.37 | 5708.37 | 5708.37 | 5708.37 | 5708.37 | 5708.37 | 5708.37 | 5708.37 | 5708.37 | 5708.37 | 5708.37 | 5708.37 | 5708.37 | 5708.37 | 5708.37 | 5708.37 | 5708.37 | 5708.37 | 5708.37 | 5708.37 | 5708.37 | 5708.37 | 5708.37 | 5708.37 | 5708.37 | 5708.37 | 5708.37 | 5708.37 | 5708.37 | 5708.37 | 5708.37 | 5708.37 | 5708.37 | 5708.37 | 5708.37 | 5708.37 | 5708.37 | 5708.37 | 5708.37 | 5708.37 | 5708.37 | 5708.37 | 5708.37 | 5708.37 | 5708.37 | 5708.37 | 5708.37 | 5708.37 | 5708.37 | 5708.37 | 5708.37 | 5708.37 | 5708.37 | 5708.37 | 5708.37 | 5708.37 | 5708.37 | 5708.37 | 5708.37 | 5708.37 | 5708.37 | 5708.37 | 5708.37 | 5708.37 | 5708.37 | 5708.37 | 5708.37 | 5708.37 | 5708.37 | 5708.37 | 5708.37 | 5708.37 | 5708.37 | 5708.37 | 5708.37 | 5708.37 | 5708.37 | 5708.37 | 5708.37 | 5708.37 | 5708.37 | 5708.37 | 5708.37 | 5708.37 | 5708.37 | 5708.37 | 5708.37 | 5708.37 | 5708.37 | 5708.37 | 5708.37 | 5708.37 | 5708.37 | 5708.37 | 5708.37 | 5708.37 | 5708.37 | 5708.37 | 5708.37 | 5708.37 | 5708.37 | 5708.37 | 5708.37 | 5708.37 | 5708.37 | 5708.37 | 5708.37 | 5708.37 | 5708.37 | 5708.37 | 5708.37 | 5708.37 | 5708.37 | 5708.37 | 5708.37 | 5708.37 | 5708.37 | 5708.37 | 5708.37 | 5708.37 | 5708.37 | 5708.37 | 5708.37 | 5708.37 | 5708.37 | 5708.37 | 5708.37 | 5708.37 | 5708.37 | 5708.37 | 5708.37 | 5708.37 | 5708.37 | 5708.37 | 5708.37 | 5708.37 | 5708.37 | 5708.37 | 5708.37 | 5708.37 | 5708.37 | 5708.37 | 5708.37 | 5708.37 | 5708.37 | 5708.37 | 5708.37 | 5708.37 | 5708.37 | 5708.37 | 5708.37 | 5708.37 | 5708.37 | 5708.37 | 5708.37 | 5708.37 | 5708.37 | 5708.37 | 5708.37 | 5708.37 | 5708.37 | 5708.37 | 5708.37 | 5708.37 | 5708.37 | 5708.37 | 5708.37 | 5708.37 | 5708.37 | 5708.37 | 5708.37 | 5708.37 | 5708.37 | 5708.37 | 5708.37 | 5708.37 | 5708.37 | 5708.37 | 5708.37 | 5708.37 | 5708.37 | 5708.37 | 5708.37 | 5708.37 | 5708.37 | 5708.37 | 5708.37 | 5708.37 | 5708.37 | 5708.37 | 5708.37 | 5708.37 | 5708.37 | 5708.37 | 5708.37 | 5708.37 | 5708.37 | 5708.37 | 5708.37 | 5708.37 | 5708.37 | 5708.37 | 5708.37 | 5708.37 | 5708.37 | 5708.37 | 5708.37 | 5708.37 | 5708.37 | 5708.37 | 5708.37 | 5708.37 | 5708.37 | 5708.37 | 5708.37 | 5708.37 | 5708.37 | 5708.37 | 5708.37 | 5708.37 | 5708.37 | 5708.37 | 5708.37 | 5708.37 | 5708.37 | 5708.37 | 5708.37 | 5708.37 | 5708.37 | 5708.37 | 5708.37 | 5708.37 | 5708.37 | 5708.37 | 5708.37 | 5708.37 | 5708.37 | 5708.37 | 5708.37 | 5708.37 | 5708.37 | 5708.37 | 5708.37 | 5708.37 | 5708.37 | 5708.37 | 5708.37 | 5708.37 | 5708.37 | 5708.37 | 5708.37 | 5708.37 | 5708.37 | 5708.37 | 5708.37 | 5708.37 | 5708.37 | 5708.37 | 5708.37 | 5708.37 | 5708.37 | 5708.37 | 5708.37 | 5708.37 | 5708.37 | 5708.37 | 5708.37 | 5708.37 | 5708.37 | 5708.37 | 5708.37 | 5708.37 | 5708.37 | 5708.37 | 5708.37 | 5708.37 | 5708.37 | 5708.37 | 5708.37 | 5708.37 | 5708.37 | 5708.37 | 5708.37 | 5708.37 | 5708.37 | 5708.37 | 5708.37 | 5708.37 | 5708.37 | 5708.37 | 5708.37 | 5708.37 | 5708.37 | 5708.37 | 5708.37 | 5708.37 | 5708.37 | 5708.37 | 5708.37 | 5708.37 | 5708.37 | 5708.37 | 5708.37 | 5708.37 | 5708.37 | 5708.37 | 5708.37 | 5708.37 | 5708.37 | 5708.37 | 5708.37 | 5708.37 | 5708.37 | 5708.37 | 5708.37 | 5708.37 | 5708.37 | 5708.37 | 5708.37 | 5708.37 | 5708.37 | 5708.37 | 5708.37 | 5708.37 | 5708.37 | 5708.37 | 5708.37 | 5708.37 | 5708.37 | 5708.37 | 5708.37 | 5708.37 | 5708.37 | 5708.37 | 5708.37 | 5708.37 | 5708.37 | 5708.37 | 5708.37 | 5708.37 | 5708.37 | 5708.37 | 5708.37 | 5708.37 | 5708.37 | 5708.37 | 5708.37 | 5708.37 | 5708.37 | 5708.37 | 5708.37 | 5708.37 | 5708.37 | 5708.37 | 5708.37 | 5708.37 | 5708.37 | 5708.37 | 5708.37 | 5708.37 | 5708.37 | 5708.37 | 5708.37 | 5708.37 | 5708.37 | 5708.37 | 5708.37 | 5708.37 | 5708.37 | 5708.37 | 5708.37 | 5708.37 | 5708.37 | 5708.37 | 5708.37 | 5708.37 | 5708.37 | 5708.37 | 5708.37 | 5708.37 | 5708.37 | 5708.37 | 5708.37 | 5708.37 | 5708.37 | 5708.37 | 5708.37 | 5708.37 | 5708.37 | 5708.37 | 5708.37 | 5708.37 | 5708.37 | 5708.37 | 5708.37 | 5708.37 | 5708.37 | 5708.37 | 5708.37 | 5708.37 | 5708.37 | 5708.37 | 5708.37 | 5708.37 | 5708.37 | 5708.37 | 5708.37 | 5708.37 | 5708.37 | 5708.37 | 5708.37 | 5708.37 | 5708.37 | 5708.37 | 5708.37 | 5708.37 | 5708.37 | 5708.37 | 5708.37 | 5708.37 | 5708.37 | 5708.37 | 5708.37 | 5708.37 | 5708.37 | 5708.37 | 5708.37 | 5708.37 | 5708.37 | 5708.37 | 5708.37 | 5708.37 | 5708.37 | 5708.37 | 5708.37 | 5708.37 | 5708.37 | 5708.37 | 5708.37 | 5708.37 | 5708.37 | 5708.37 | 5708.37 | 5708.37 | 5708.37 | 5708.37 | 5708.37 | 5708.37 | 5708.37 | 5708.37 | 5708.37 | 5708.37 | 5708.37 | 5708.37 | 5708.37 | 5708.37 | 5708.37 | 5708.37 | 5708.37 | 5708.37 | 5708.37 | 5708.37 | 5708.37 | 5708.37 | 5708.37 | 5708.37 | 5708.37 | 5708.37 | 5708.37 | 5708.37 | 5708.37 | 5708.37 | 5708.37 | 5708.37 | 5708.37 | 5708.37 | 5708.37 | 5708.37 | 5708.37 | 5708.37 | 5708.37 | 5708.37 | 5708.37 | 5708.37 | 5708.37 | 5708.37 | 5708.37 | 5708.37 | 5708.37 | 5708.37 | 5708.37 | 5708.37 | 5708.37 | 5708.37 | 5708.37 | 5708.37 | 5708.37 | 5708.37 | 5708.37 | 5708.37 | 5708.37 | 5708.37 | 5708.37 | 5708.37 | 5708.37 | 5708.37 | 5708.37 | 5708.37 | 5708.37 | 5708.37 | 5708.37 | 5708.37 | 5708.37 | 5708.37 | 5708.37 | 5708.37 | 5708.37 | 5708.37 | 5708.37 | 5708.37 | 5708.37 | 5708.37 | 5708.37 | 5708.37 | 5708.37 | 5708.37 | 5708.37 | 5708.37 | 5708.37 | 5708.37 | 5708.37 | 5708.37 | 5708.37 | 5708.37 | 5708.37 | 5708.37 | 5708.37 | 5708.37 | 5708.37 | 5708.37 | 5708.37 | 5708.37 | 5708.37 | 5708.37 | 5708.37 | 5708.37 | 5708.37 | 5708.37 | 5708.37 | 5708.37 | 5708.37 | 5708.37 | 5708.37 | 5708.37 | 5708.37 | 5708.37 | 5708.37 | 5708.37 | 5708.37 | 5708.37 | 5708.37 | 5708.37 | 5708.37 | 5708.37 | 5708.37 | 5708.37 | 5708.37 | 5708.37 | 5708.37 | 5708.37 | 5708.37 | 5708.37 | 5708.37 | 5708.37 | 5708.37 | 5708.37 | 5708.37 | 5708.37 | 5708.37 | 5708.37 | 5708.37 | 5708.37 | 5708.37 | 5708.37 | 5708.37 | 5708.37 | 5708.37 | 5708.37 | 5708.37 | 5708.37 | 5708.37 | 5708.37 | 5708.37 | 5708.37 | 5708.37 | 5708.37 | 5708.37 | 5708.37 | 5708.37 | 5708.37 | 5708.37 | 5708.37 | 5708.37 | 5708.37 | 5708.37 | 5708.37 | 5708.37 | 5708.37 | 5708.37 | 5708.37 | 5708.37 | 5708.37 | 5708.37 | 5708.37 | 5708.37 | 5708.37 | 5708.37 | 5708.37 | 5708.37 | 5708.37 | 5708.37 | 5708.37 | 5708.37 | 5708.37 | 5708.37 | 5708.37 | 5708.37 | 5708.37 | 5708.37 | 5708.37 | 5708.37 | 5708.37 | 5708.37 | 5708.37 | 5708.37 | 5708.37 | 5708.37 | 5708.37 | 5708.37 | 5708.37 | 5708.37 | 5708.37 | 5708.37 | 5708.37 | 5708.37 | 5708.37 | 5708.37 | 5708.37 | 5708.37 | 5708.37 | 5708.37 | 5708.37 | 5708.37 | 5708.37 | 5708.37 | 5708.37 | 5708.37 | 5708.37 | 5708.37 | 5708.37 | 5708.37 | 5708.37 | 5708.37 | 5708.37 | 5708.37 | 5708.37 | 5708.37 | 5708.37 | 5708.37 | 5708.37 | 5708.37 | 5708.37 | 5708.37 | 5708.37 | 5708.37 | 5708.37 | 5708.37 | 5708.37 | 5708.37 | 5708.37 | 5708.37 | 5708.37 | 5708.37 | 5708.37 | 5708.37 | 5708.37 | 5708.37 | 5708.37 | 5708.37 | 5708.37 | 5708.37 | 5708.37 | 5708.37 | 5708.37 | 5708.37 | 5708.37 | 5708.37 | 5708.37 | 5708.37 | 5708.37 | 5708.37 | 5708.37 | 5708.37 | 5708.37 | 5708.37 | 5708.37 | 5708.37 | 5708.37 | 5708.37 | 5708.37 | 5708.37 | 5708.37 | 5708.37 | 5708.37 | 5708.37 | 5708.37 | 5708.37 | 5708.37 | 5708.37 | 5708.37 | 5708.37 | 5708.37 | 5708.37 | 5708.37 | 5708.37 | 5708.37 | 5708.37 | 5708.37 | 5708.37 | 5708.37 | 5708.37 | 5708.37 | 5708.37 | 5708.37 | 5708.37 | 5708.37 | 5708.37 | 5708.37 | 5708.37 | 5708.37 | 5708.37 | 5708.37 | 5708.37 | 5708.37 | 5708.37 | 5708.37 | 5708.37 | 5708.37 | 5708.37 | 5708.37 | 5708.37 | 5708.37 | 5708.37 | 5708.37 | 5708.37 | 5708.37 | 5708.37 | 5708.37 | 5708.37 | 5708.37 | 5708.37 | 5708.37 | 5708.37 | 5708.37 | 5708.37 | 5708.37 | 5708.37 | 5708.37 | 5708.37 | 5708.37 | 5708.37 | 5708.37 | 5708.37 | 5708.37 | 5708.37 | 5708.37 | 5708.37 | 5708.37 | 5708.37 | 5708.37 | 5708.37 | 5708.37 | 5708.37 | 5708.37 | 5708.37 | 5708.37 | 5708.37 | 5708.37 | 5708.37 | 5708.37 | 5708.37 | 5708.37 | 5708.37 | 5708.37 | 5708.37 | 5708.37 | 5708.37 | 5708.37 | 5708.37 | 5708.37 | 5708.37 | 5708.37 | 5708.37 | 5708.37 | 5708.37 | 5708.37 | 5708.37 | 5708.37 | 5708.37 | 5708.37 | 5708.37 | 5708.37 | 5708.37 | 5708.37 | 5708.37 | 5708.37 | 5708.37 | 5708.37 | 5708.37 | 5708.37 | 5708.37 | 5708.37 | 5708.37 | 5708.37 | 5708.37 | 5708.37 | 5708.37 | 5708.37 | 5708.37 | 5708.37 | 5708.37 | 5708.37 | 5708.37 | 5708.37 | 5708.37 | 5708.37 | 5708.37 | 5708.37 | 5708.37 | 5708.37 | 5708.37 | 5708.37 | 5708.37 | 5708.37 | 5708.37 | 5708.37 | 5708.37 | 5708.37 | 5708.37 | 5708.37 | 5708.37 | 5708.37 | 5708.37 | 5708.37 | 5708.37 | 5708.37 | 5708.37 | 5708.37 | 5708.37 | 5708.37 | 5708.37 | 5708.37 | 5708.37 | 5708.37 | 5708.37 | 5708.37 | 5708.37 | 5708.37 | 5708.37 | 5708.37 | 5708.37 | 5708.37 | 5708.37 | 5708.37 | 5708.37 | 5708.37 | 5708.37 | 5708.37 | 5708.37 | 5708.37 | 5708.37 | 5708.37 | 5708.37 | 5708.37 | 5708.37 | 5708.37 | 5708.37 | 5708.37 | 5708.37 | 5708.37 | 5708.37 | 5708.37 | 5708.37 | 5708.37 | 5708.37 | 5708.37 | 5708.37 | 5708.37 | 5708.37 | 5708.37 | 5708.37 | 5708.37 | 5708.37 | 5708.37 | 5708.37 | 5708.37 | 5708.37 | 5708.37 | 5708.37 | 5708.37 | 5708.37 | 5708.37 | 5708.37 | 5708.37 | 5708.37 | 5708.37 | 5708.37 | 5708.37 | 5708.37 | 5708.37 | 5708.37 | 5708.37 | 5708.37 | 5708.37 | 5708.37 | 5708.37 | 5708.37 | 5708.37 | 5708.37 | 5708.37 | 5708.37 | 5708.37 | 5708.37 | 5708.37 | 5708.37 | 5708.37 | 5708.37 | 5708.37 | 5708.37 | 5708.37 | 5708.37 | 5708.37 | 5708.37 | 5708.37 | 5708.37 | 5708.37 | 5708.37 | 5708.37 | 5708.37 | 5708.37 | 5708.37 | 5708.37 | 5708.37 | 5708.37 | 5708.37 | 5708.37 | 5708.37 | 5708.37 | 5708.37 | 5708.37 | 5708.37 | 5708.37 | 5708.37 | 5708.37 | 5708.37 | 5708.37 | 5708.37 | 5708.37 | 5708.37 | 5708.37 | 5708.37 | 5708.37 | 5708.37 | 5708.37 | 5708.37 | 5708.37 | 5708.37 | 5708.37 | 5708.37 | 5708.37 | 5708.37 | 5708.37 | 5708.37 | 5708.37 | 5708.37 | 5708.37 | 5708.37 | 5708.37 | 5708.37 | 5708.37 | 5708.37 | 5708.37 | 5708.37 | 5708.37 | 5708.37 | 5708.37 | 5708.37 | 5708.37 | 5708.37 | 5708.37 | 5708.37 | 5708.37 | 5708.37 | 5708.37 | 5708.37 | 5708.37 | 5708.37 | 5708.37 | 5708.37 | 5708.37 | 5708.37 | 5708.37 | 5708.37 | 5708.37 | 5708.37 | 5708.37 | 5708.37 | 5708.37 | 5708.37 | 5708.37 | 5708.37 | 5708.37 | 5708.37 | 5708.37 | 5708.37 | 5708.37 | 5708.37 | 5708.37 | 5708.37 | 5708.37 | 5708.37 | 5708.37 | 5708.37 | 5708.37 | 5708.37 | 5708.37 | 5708.37 | 5708.37 | 5708.37 | 5708.37 | 5708.37 | 5708.37 | 5708.37 | 5708.37 | 5708.37 | 5708.37 | 5708.37 | 5708.37 | 5708.37 | 5708.37 | 5708.37 | 5708.37 | 5708.37 | 5708.37 | 5708.37 | 5708.37 | 5708.37 | 5708.37 | 5708.37 | 5708.37 | 5708.37 | 5708.37 | 5708.37 | 5708.37 | 5708.37 | 5708.37 | 5708.37 | 5708.37 | 5708.37 | 5708.37 | 5708.37 | 5708.37 | 5708.37 | 5708.37 | 5708.37 | 5708.37 | 5708.37 | 5708.37 | 5708.37 | 5708.37 | 5708.37 | 5708.37 | 5708.37 | 5708.37 | 5708.37 | 5708.37 | 5708.37 | 5708.37 | 5708.37 | 5708.37 | 5708.37 | 5708.37 | 5708.37 | 5708.37 | 5708.37 | 5708.37 | 5708.37 | 5708.37 | 5708.37 | 5708.37 | 5708.37 | 5708.37 | 5708.37 | 5708.37 | 5708.37 | 5708.37 | 5708.37 | 5708.37 | 5708.37 | 5708.37 | 5708.37 | 5708.37 | 5708.37 | 5708.37 | 5708.37 | 5708.37 | 5708.37 | 5708.37 | 5708.37 | 5708.37 | 5708.37 | 5708.37 | 5708.37 | 5708.37 | 5708.37 | 5708.37 | 5708.37 | 5708.37 | 5708.37 | 5708.37 | 5708.37 | 5708.37 | 5708.37 | 5708.37 | 5708.37 | 5708.37 | 5708.37 | 5708.37 | 5708.37 | 5708.37 | 5708.37 | 5708.37 | 5708.37 | 5708.37 | 5708.37 | 5708.37 | 5708.37 | 5708.37 | 5708.37 | 5708.37 | 5708.37 | 5708.37 | 5708.37 | 5708.37 | 5708.37 | 5708.37 | 5708.37 | 5708.37 | 5708.37 | 5708.37 | 5708.37 | 5708.37 | 5708.37 | 5708.37 | 5708.37 | 5708.37 | 5708.37 | 5708.37 | 5708.37 | 5708.37 | 5708.37 | 5708.37 | 5708.37 | 5708.37 | 5708.37 | 5708.37 | 5708.37 | 5708.37 | 5708.37 | 5708.37 | 5708.37 | 5708.37 | 5708.37 | 5708.37 | 5708.37 | 5708.37 | 5708.37 | 5708.37 | 5708.37 | 5708.37 | 5708.37 | 5708.37 | 5708.37 | 5708.37 | 5708.37 | 5708.37 | 5708.37 | 5708.37 | 5708.37 | 5708.37 | 5708.37 | 5708.37 | 5708.37 | 5708.37 | 5708.37 | 5708.37 | 5708.37 | 5708.37 | 5708.37 | 5708.37 | 5708.37 | 5708.37 | 5708.37 | 5708.37 | 5708.37 | 5708.37 | 5708.37 | 5708.37 | 5708.37 | 5708.37 | 5708.37 | 5708.37 | 5708.37 | 5708.37 | 5708.37 | 5708.37 | 5708.37 | 5708.37 | 5708.37 | 5708.37 | 5708.37 | 5708.37 | 5708.37 | 5708.37 | 5708.37 | 5708.37 | 5708.37 | 5708.37 | 5708.37 | 5708.37 | 5708.37 | 5708.37 | 5708.37 | 5708.37 | 5708.37 | 5708.37 | 5708.37 | 5708.37 | 5708.37 | 5708.37 | 5708.37 | 5708.37 | 5708.37 | 5708.37 | 5708.37 | 5708.37 | 5708.37 | 5708.37 | 5708.37 | 5708.37 | 5708.37 | 5708.37 | 5708.37 | 5708.37 | 5708.37 | 5708.37 | 5708.37 | 5708.37 | 5708.37 | 5708.37 | 5708.37 | 5708.37 | 5708.37 | 5708.37 | 5708.37 | 5708.37 | 5708.37 | 5708.37 | 5708.37 | 5708.37 | 5708.37 | 5708.37 | 5708.37 | 5708.37 | 5708.37 | 5708.37 | 5708.37 | 5708.37 | 5708.37 | 5708.37 | 5708.37 | 5708.37 | 5708.37 | 5708.37 | 5708.37 | 5708.37 | 5708.37 | 5708.37 | 5708.37 | 5708.37 | 5708.37 | 5708.37 | 5708.37 | 5708.37 | 5708.37 | 5708.37 | 5708.37 | 5708.37 | 5708.37 | 5708.37 | 5708.37 | 5708.37 | 5708.37 | 5708.37 | 5708.37 | 5708.37 | 5708.37 | 5708.37 | 5708.37 | 5708.37 | 5708.37 | 5708.37 | 5708.37 | 5708.37 | 5708.37 | 5708.37 | 5708.37 | 5708.37 | 5708.37 | 5708.37 | 5708.37 | 5708.37 | 5708.37 | 5708.37 | 5708.37 | 5708.37 | 5708.37 | 5708.37 | 5708.37 | 5708.37 | 5708.37 | 5708.37 | 5708.37 | 5708.37 | 5708.37 | 5708.37 | 5708.37 | 5708.37 | 5708.37 | 5708.37 | 5708.37 | 5708.37 | 5708.37 | 5708.37 | 5708.37 | 5708.37 | 5708.37 | 5708.37 | 5708.37 | 5708.37 | 5708.37 | 5708.37 | 5708.37 | 5708.37 | 5708.37 | 5708.37 | 5708.37 | 5708.37 | 5708.37 | 5708.37 | 5708.37 | 5708.37 | 5708.37 | 5708.37 | 5708.37 | 5708.37 | 5708.37 | 5708.37 | 5708.37 | 5708.37 | 5708.37 | 5708.37 | 5708.37 | 5708.37 | 5708.37 | 5708.37 | 5708.37 | 5708.37 | 5708.37 | 5708.37 | 5708.37 | 5708.37 | 5708.37 | 5708.37 | 5708.37 | 5708.37 | 5708.37 | 5708.37 | 5708.37 | 5708.37 | 5708.37 | 5708.37 | 5708.37 | 5708.37 | 5708.37 | 5708.37 | 5708.37 | 5708.37 | 5708.37 | 5708.37 | 5708.37 | 5708.37 | 5708.37 | 5708.37 | 5708.37 | 5708.37 | 5708.37 | 5708.37 | 5708.37 | 5708.37 | 5708.37 | 5708.37 | 5708.37 | 5708.37 | 5708.37 | 5708.37 | 5708.37 | 5708.37 | 5708.37 | 5708.37 | 5708.37 | 5708.37 | 5708.37 | 5708.37 | 5708.37 | 5708.37 | 5708.37 | 5708.37 | 5708.37 | 5708.37 | 5708.37 | 5708.37 | 5708.37 | 5708.37 | 5708.37 | 5708.37 | 5708.37 | 5708.37 | 5708.37 | 5708.37 | 5708.37 | 5708.37 | 5708.37 | 5708.37 | 5708.37 | 5708.37 | 5708.37 | 5708.37 | 5708.37 | 5708.37 | 5708.37 | 5708.37 | 5708.37 | 5708.37 | 5708.37 | 5708.37 | 5708.37 | 5708.37 | 5708.37 | 5708.37 | 5708.37 | 5708.37 | 5708.37 | 5708.37 | 5708.37 | 5708.37 | 5708.37 | 5708.37 | 5708.37 | 5708.37 | 5708.37 | 5708.37 | 5708.37 | 5708.37 | 5708.37 | 5708.37 | 5708.37 | 5708.37 | 5708.37 | 5708.37 | 5708.37 | 5708.37 | 5708.37 | 5708.37 | 5708.37 | 5708.37 | 5708.37 | 5708.37 | 5708.37 | 5708.37 | 5708.37 | 5708.37 | 5708.37 | 5708.37 | 5708.37 | 5708.37 | 5708.37 | 5708.37 | 5708.37 | 5708.37 | 5708.37 | 5708.37 | 5708.37 | 5708.37 | 5708.37 | 5708.37 | 5708.37 | 5708.37 | 5708.37 | 5708.37 | 5708.37 | 5708.37 | 5708.37 | 5708.37 | 5708.37 | 5708.37 | 5708.37 | 5708.37 | 5708.37 | 5708.37 | 5708.37 | 5708.37 | 5708.37 | 5708.37 | 5708.37 | 5708.37 | 5708.37 | 5708.37 | 5708.37 | 5708.37 | 5708.37 | 5708.37 | 5708.37 | 5708.37 | 5708.37 | 5708.37 | 5708.37 | 5708.37 | 5708.37 | 5708.37 | 5708.37 | 5708.37 | 5708.37 | 5708.37 | 5708.37 | 5708.37 | 5708.37 | 5708.37 | 5708.37 | 5708.37 | 5708.37 | 5708.37 | 5708.37 | 5708.37 | 5708.37 | 5708.37 | 5708.37 | 5708.37 | 5708.37 | 5708.37 | 5708.37 | 5708.37 | 5708.37 | 5708.37 | 5708.37 | 5708.37 | 5708.37 | 5708.37 | 5708.37 | 5708.37 | 5708.37 | 5708.37 | 5708.37 | 5708.37 | 5708.37 | 5708.37 | 5708.37 | 5708.37 | 5708.37 | 5708.37 | 5708.37 | 5708.37 | 5708.37 | 5708.37 | 5708.37 | 5708.37 | 5708.37 | 5708.37 | 5708.37 | 5708.37 | 5708.37 | 5708.37 | 5708.37 | 5708.37 | 5708.37 | 5708.37 | 5708.37 | 5708.37 | 5708.37 | 5708.37 | 5708.37 | 5708.37 | 5708.37 | 5708.37 | 5708.37 | 5708.37 | 5708.37 | 5708.37 | 5708.37 | 5708.37 | 5708.37 | 5708.37 | 5708.37 | 5708.37 | 5708.37 | 5708.37 | 5708.37 | 5708.37 | 5708.37 | 5708.37 | 5708.37 | 5708.37 | 5708.37 | 5708.37 | 5708.37 | 5708.37 | 5708.37 | 5708.37 | 5708.37 | 5708.37 | 5708.37 | 5708.37 | 5708.37 | 5708.37 | 5708.37 | 5708.37 | 5708.37 | 5708.37 | 5708.37 | 5708.37 | 5708.37 | 5708.37 | 5708.37 | 5708.37 | 5708.37 | 5708.37 | 5708.37 | 5708.37 | 5708.37 | 5708.37 | 5708.37 | 5708.37 | 5708.37 | 5708.37 | 5708.37 | 5708.37 | 5708.37 | 5708.37 | 5708.37 | 5708.37 | 5708.37 | 5708.37 | 5708.37 | 5708.37 | 5708.37 | 5708.37 | 5708.37 | 5708.37 | 5708.37 | 5708.37 | 5708.37 | 5708.37 | 5708.37 | 5708.37 | 5708.37 | 5708.37 | 5708.37 | 5708.37 | 5708.37 | 5708.37 | 5708.37 | 5708.37 | 5708.37 | 5708.37 | 5708.37 | 5708.37 | 5708.37 | 5708.37 | 5708.37 | 5708.37 | 5708.37 | 5708.37 | 5708.37 | 5708.37 | 5708.37 | 5708.37 | 5708.37 | 5708.37 | 5708.37 | 5708.37 | 5708.37 | 5708.37 | 5708.37 | 5708.37 | 5708.37 | 5708.37 | 5708.37 | 5708.37 | 5708.37 | 5708.37 | 5708.37 | 5708.37 | 5708.37 | 5708.37 | 5708.37 | 5708.37 | 5708.37 | 5708.37 | 5708.37 | 5708.37 | 5708.37 | 5708.37 | 5708.37 | 5708.37 | 5708.37 | 5708.37 | 5708.37 | 5708.37 | 5708.37 | 5708.37 | 5708.37 | 5708.37 | 5708.37 | 5708.37 | 5708.37 | 5708.37 | 5708.37 | 5708.37 | 5708.37 | 5708.37 | 5708.37 | 5708.37 | 5708.37 | 5708.37 | 5708.37 | 5708.37 | 5708.37 | 5708.37 | 5708.37 | 5708.37 | 5708.37 | 5708.37 | 5708.37 | 5708.37 | 5708.37 | 5708.37 | 5708.37 | 5708.37 | 5708.37 | 5708.37 | 5708.37 | 5708.37 | 5708.37 | 5708.37 | 5708.37 | 5708.37 | 5708.37 | 5708.37 | 5708.37 | 5708.37 | 5708.37 | 5708.37 | 5708.37 | 5708.37 | 5708.37 | 5708.37 | 5708.37 | 5708.37 | 5708.37 | 5708.37 | 5708.37 | 5708.37 | 5708.37 | 5708.37 | 5708.37 | 5708.37 | 5708.37 | 5708.37 | 5708.37 | 5708.37 | 5708.37 | 5708.37 | 5708.37 | 5708.37 | 5708.37 | 5708.37 | 5708.37 | 5708.37 | 5708.37 | 5708.37 | 5708.37 | 5708.37 | 5708.37 | 5708.37 | 5708.37 | 5708.37 | 5708.37 | 5708.37 | 5708.37 | 5708.37 | 5708.37 | 5708.37 | 5708.37 | 5708.37 | 5708.37 | 5708.37 | 5708.37 | 5708.37 | 5708.37 | 5708.37 | 5708.37 | 5708.37 | 5708.37 | 5708.37 | 5708.37 | 5708.37 | 5708.37 | 5708.37 | 5708.37 | 5708.37 | 5708.37 | 5708.37 | 5708.37 | 5708.37 | 5708.37 | 5708.37 | 5708.37 | 5708.37 | 5708.37 | 5708.37 | 5708.37 | 5708.37 | 5708.37 | 5708.37 | 5708.37 | 5708.37 | 5708.37 | 5708.37 | 5708.37 | 5708.37 | 5708.37 | 5708.37 | 5708.37 | 5708.37 | 5708.37 | 5708.37 | 5708.37 | 5708.37 | 5708.37 | 5708.37 | 5708.37 | 5708.37 | 5708.37 | 5708.37 | 5708.37 | 5708.37 | 5708.37 | 5708.37 | 5708.37 | 5708.37 | 5708.37 | 5708.37 | 5708.37 | 5708.37 | 5708.37 | 5708.37 | 5708.37 | 5708.37 | 5708.37 | 5708.37 | 5708.37 | 5708.37 | 5708.37 | 5708.37 | 5708.37 | 5708.37 | 5708.37 | 5708.37 | 5708.37 | 5708.37 | 5708.37 | 5708.37 | 5708.37 | 5708.37 | 5708.37 | 5708.37 | 5708.37 | 5708.37 | 5708.37 | 5708.37 | 5708.37 | 5708.37 | 5708.37 | 5708.37 | 5708.37 | 5708.37 | 5708.37 | 5708.37 | 5708.37 | 5708.37 | 5708.37 | 5708.37 | 5708.37 | 5708.37 | 5708.37 | 5708.37 | 5708.37 | 5708.37 | 5708.37 | 5708.37 | 5708.37 | 5708.37 | 5708.37 | 5708.37 | 5708.37 | 5708.37 | 5708.37 | 5708.37 | 5708.37 | 5708.37 | 5708.37 | 5708.37 | 5708.37 | 5708.37 | 5708.37 | 5708.37 | 5708.37 | 5708.37 | 5708.37 | 5708.37 | 5708.37 | 5708.37 | 5708.37 | 5708.37 | 5708.37 | 5708.37 | 5708.37 | 5708.37 | 5708.37 | 5708.37 | 5708.37 | 5708.37 | 5708.37 | 5708.37 | 5708.37 | 5708.37 | 5708.37 | 5708.37 | 5708.37 | 5708.37 | 5708.37 | 5708.37 | 5708.37 | 5708.37 | 5708.37 | 5708.37 | 5708.37 | 5708.37 | 5708.37 | 5708.37 | 5708.37 | 5708.37 | 5708.37 | 5708.37 | 5708.37 | 5708.37 | 5708.37 | 5708.37 | 5708.37 | 5708.37 | 5708.37 | 5708.37 | 5708.37 | 5708.37 | 5708.37 | 5708.37 | 5708.37 | 5708.37 | 5708.37 | 5708.37 | 5708.37 | 5708.37 | 5708.37 | 5708.37 | 5708.37 | 5708.37 | 5708.37 | 5708.37 | 5708.37 | 5708.37 | 5708.37 | 5708.37 | 5708.37 | 5708.37 | 5708.37 | 5708.37 | 5708.37 | 5708.37 | 5708.37 | 5708.37 | 5708.37 | 5708.37 | 5708.37 | 5708.37 | 5708.37 | 5708.37 | 5708.37 | 5708.37 | 5708.37 | 5708.37 | 5708.37 | 5708.37 | 5708.37 | 5708.37 | 5708.37 | 5708.37 | 5708.37 | 5708.37 | 5708.37 | 5708.37 | 5708.37 | 5708.37 | 5708.37 | 5708.37 | 5708.37 | 5708.37 | 5708.37 | 5708.37 | 5708.37 | 5708.37 | 5708.37 | 5708.37 | 5708.37 | 5708.37 | 5708.37 | 5708.37 | 5708.37 | 5708.37 | 5708.37 | 5708.37 | 5708.37 | 5708.37 | 5708.37 | 5708.37 | 5708.37 | 5708.37 | 5708.37 | 5708.37 | 5708.37 | 5708.37 | 5708.37 | 5708.37 | 5708.37 | 5708.37 | 5708.37 | 5708.37 | 5708.37 | 5708.37 | 5708.37 | 5708.37 | 5708.37 | 5708.37 | 5708.37 | 5708.37 | 5708.37 | 5708.37 | 5708.37 | 5708.37 | 5708.37 | 5708.37 | 5708.37 | 5708.37 | 5708.37 | 5708.37 | 5708.37 | 5708.37 | 5708.37 | 5708.37 | 5708.37 | 5708.37 | 5708.37 | 5708.37 | 5708.37 | 5708.37 | 5708.37 | 5708.37 | 5708.37 | 5708.37 | 5708.37 | 5708.37 | 5708.37 | 5708.37 | 5708.37 | 5708.37 | 5708.37 | 5708.37 | 5708.37 | 5708.37 | 5708.37 | 5708.37 | 5708.37 | 5708.37 | 5708.37 | 5708.37 | 5708.37 | 5708.37 | 5708.37 | 5708.37 | 5708.37 | 5708.37 | 5708.37 | 5708.37 | 5708.37 | 5708.37 | 5708.37 | 5708.37 | 5708.37 | 5708.37 | 5708.37 | 5708.37 | 5708.37 | 5708.37 | 5708.37 | 5708.37 | 5708.37 | 5708.37 | 5708.37 | 5708.37 | 5708.37 | 5708.37 | 5708.37 | 5708.37 | 5708.37 | 5708.37 | 5708.37 | 5708.37 | 5708.37 | 5708.37 | 5708.37 | 5708.37 | 5708.37 | 5708.37 | 5708.37 | 5708.37 | 5708.37 | 5708.37 | 5708.37 | 5708.37 | 5708.37 | 5708.37 | 5708.37 | 5708.37 | 5708.37 | 5708.37 | 5708.37 | 5708.37 | 5708.37 | 5708.37 | 5708.37 | 5708.37 | 5708.37 | 5708.37 | 5708.37 | 5708.37 | 5708.37 | 5708.37 | 5708.37 | 5708.37 | 5708.37 | 5708.37 | 5708.37 | 5708.37 | 5708.37 | 5708.37 | 5708.37 | 5708.37 | 5708.37 | 5708.37 | 5708.37 | 5708.37 | 5708.37 | 5708.37 | 5708.37 | 5708.37 | 5708.37 | 5708.37 | 5708.37 | 5708.37 | 5708.37 | 5708.37 | 5708.37 | 5708.37 | 5708.37 | 5708.37 | 5708.37 | 5708.37 | 5708.37 | 5708.37 | 5708.37 | 5708.37 | 5708.37 | 5708.37 | 5708.37 | 5708.37 | 5708.37 | 5708.37 | 5708.37 | 5708.37 | 5708.37 | 5708.37 | 5708.37 | 5708.37 | 5708.37 | 5708.37 | 5708.37 | 5708.37 | 5708.37 | 5708.37 | 5708.37 | 5708.37 | 5708.37 | 5708.37 | 5708.37 | 5708.37 | 5708.37 | 5708.37 | 5708.37 | 5708.37 | 5708.37 | 5708.37 | 5708.37 | 5708.37 | 5708.37 | 5708.37 | 5708.37 | 5708.37 | 5708.37 | 5708.37 | 5708.37 | 5708.37 | 5708.37 | 5708.37 | 5708.37 | 5708.37 | 5708.37 | 5708.37 | 5708.37 | 5708.37 | 5708.37 | 5708.37 | 5708.37 | 5708.37 | 5708.37 | 5708.37 | 5708.37 | 5708.37 | 5708.37 | 5708.37 | 5708.37 | 5708.37 | 5708.37 | 5708.37 | 5708.37 | 5708.37 | 5708.37 | 5708.37 | 5708.37 | 5708.37 | 5708.37 | 5708.37 | 5708.37 | 5708.37 | 5708.37 | 5708.37 | 5708.37 | 5708.37 | 5708.37 | 5708.37 | 5708.37 | 5708.37 | 5708.37 | 5708.37 | 5708.37 | 5708.37 | 5708.37 | 5708.37 | 5708.37 | 5708.37 | 5708.37 | 5708.37 | 5708.37 | 5708.37 | 5708.37 | 5708.37 | 5708.37 | 5708.37 | 5708.37 | 5708.37 | 5708.37 | 5708.37 | 5708.37 | 5708.37 | 5708.37 | 5708.37 | 5708.37 | 5708.37 | 5708.37 | 5708.37 | 5708.37 | 5708.37 | 5708.37 | 5708.37 | 5708.37 | 5708.37 | 5708.37 | 5708.37 | 5708.37 | 5708.37 | 5708.37 | 5708.37 | 5708.37 | 5708.37 | 5708.37 | 5708.37 | 5708.37 | 5708.37 | 5708.37 | 5708.37 | 5708.37 | 5708.37 | 5708.37 | 5708.37 | 5708.37 | 5708.37 | 5708.37 | 5708.37 | 5708.37 | 5708.37 | 5708.37 | 5708.37 | 5708.37 | 5708.37 | 5708.37 | 5708.37 | 5708.37 | 5708.37 | 5708.37 | 5708.37 | 5708.37 | 5708.37 | 5708.37 | 5708.37 | 5708.37 | 5708.37 | 5708.37 | 5708.37 | 5708.37 | 5708.37 | 5708.37 | 5708.37 | 5708.37 | 5708.37 | 5708.37 | 5708.37 | 5708.37 | 5708.37 | 5708.37 | 5708.37 | 5708.37 | 5708.37 | 5708.37 | 5708.37 | 5708.37 | 5708.37 | 5708.37 | 5708.37 | 5708.37 | 5708.37 | 5708.37 | 5708.37 | 5708.37 | 5708.37 | 5708.37 | 5708.37 | 5708.37 | 5708.37 | 5708.37 | 5708.37 | 5708.37 | 5708.37 | 5708.37 | 5708.37 | 5708.37 | 5708.37 | 5708.37 | 5708.37 | 5708.37 | 5708.37 | 5708.37 | 5708.37 | 5708.37 | 5708.37 | 5708.37 | 5708.37 | 5708.37 | 5708.37 | 5708.37 | 5708.37 | 5708.37 | 5708.37 | 5708.37 | 5708.37 | 5708.37 | 5708.37 | 5708.37 | 5708.37 | 5708.37 | 5708.37 | 5708.37 | 5708.37 | 5708.37 | 5708.37 | 5708.37 | 5708.37 | 5708.37 | 5708.37 | 5708.37 | 5708.37 | 5708.37 | 5708.37 | 5708.37 | 5708.37 | 5708.37 | 5708.37 | 5708.37 | 5708.37 | 5708.37 | 5708.37 | 5708.37 | 5708.37 | 5708.37 | 5708.37 | 5708.37 | 5708.37 | 5708.37 | 5708.37 | 5708.37 | 5708.37 | 5708.37 | 5708.37 | 5708.37 | 5708.37 | 5708.37 | 5708.37 | 5708.37 | 5708.37 | 5708.37 | 5708.37 | 5708.37 | 5708.37 | 5708.37 | 5708.37 | 5708.37 | 5708.37 | 5708.37 | 5708.37 | 5708.37 | 5708.37 | 5708.37 | 5708.37 | 5708.37 | 5708.37 | 5708.37 | 5708.37 | 5708.37 | 5708.37 | 5708.37 | 5708.37 | 5708.37 | 5708.37 | 5708.37 | 5708.37 | 5708.37 | 5708.37 | 5708.37 | 5708.37 | 5708.37 | 5708.37 | 5708.37 | 5708.37 | 5708.37 | 5708.37 | 5708.37 | 5708.37 | 5708.37 | 5708.37 | 5708.37 | 5708.37 | 5708.37 | 5708.37 | 5708.37 | 5708.37 | 5708.37 | 5708.37 | 5708.37 | 5708.37 | 5708.37 | 5708.37 | 5708.37 | 5708.37 | 5708.37 | 5708.37 | 5708.37 | 5708.37 | 5708.37 | 5708.37 | 5708.37 | 5708.37 | 5708.37 | 5708.37 | 5708.37 | 5708.37 | 5708.37 | 5708.37 | 5708.37 | 5708.37 | 5708.37 | 5708.37 | 5708.37 | 5708.37 | 5708.37 | 5708.37 | 5708.37 | 5708.37 | 5708.37 | 5708.37 | 5708.37 | 5708.37 | 5708.37 | 5708.37 | 5708.37 | 5708.37 | 5708.37 | 5708.37 | 5708.37 | 5708.37 | 5708.37 | 5708.37 | 5708.37 | 5708.37 | 5708.37 | 5708.37 | 5708.37 | 5708.37 | 5708.37 | 5708.37 | 5708.37 | 5708.37 | 5708.37 | 5708.37 | 5708.37 | 5708.37 | 5708.37 | 5708.37 | 5708.37 | 5708.37 | 5708.37 | 5708.37 | 5708.37 | 5708.37 | 5708.37 | 5708.37 | 5708.37 | 5708.37 | 5708.37 | 5708.37 | 5708.37 | 5708.37 | 5708.37 | 5708.37 | 5708.37 | 5708.37 | 5708.37 | 5708.37 | 5708.37 | 5708.37 | 5708.37 | 5708.37 | 5708.37 | 5708.37 | 5708.37 | 5708.37 | 5708.37 | 5708.37 | 5708.37 | 5708.37 | 5708.37 | 5708.37 | 5708.37 | 5708.37 | 5708.37 | 5708.37 | 5708.37 | 5708.37 | 5708.37 | 5708.37 | 5708.37 | 5708.37 | 5708.37 | 5708.37 | 5708.37 | 5708.37 | 5708.37 | 5708.37 | 5708.37 | 5708.37 | 5708.37 | 5708.37 | 5708.37 | 5708.37 | 5708.37 | 5708.37 | 5708.37 | 5708.37 | 5708.37 | 5708.37 | 5708.37 | 5708.37 | 5708.37 | 5708.37 | 5708.37 | 5708.37 | 5708.37 | 5708.37 | 5708.37 | 5708.37 | 5708.37 | 5708.37 | 5708.37 | 5708.37 | 5708.37 | 5708.37 | 5708.37 | 5708.37 | 5708.37 | 5708.37 | 5708.37 | 5708.37 | 5708.37 | 5708.37 | 5708.37 | 5708.37 | 5708.37 | 5708.37 | 5708.37 | 5708.37 | 5708.37 | 5708.37 | 5708.37 | 5708.37 | 5708.37 | 5708.37 | 5708.37 | 5708.37 | 5708.37 | 5708.37 | 5708.37 | 5708.37 | 5708.37 | 5708.37 | 5708.37 | 5708.37 | 5708.37 | 5708.37 | 5708.37 | 5708.37 | 5708.37 | 5708.37 | 5708.37 | 5708.37 | 5708.37 | 5708.37 | 5708.37 | 5708.37 | 5708.37 | 5708.37 | 5708.37 | 5708.37 | 5708.37 | 5708.37 | 5708.37 | 5708.37 | 5708.37 | 5708.37 | 5708.37 | 5708.37 | 5708.37 | 5708.37 | 5708.37 | 5708.37 | 5708.37 | 5708.37 | 5708.37 | 5708.37 | 5708.37 | 5708.37 | 5708.37 | 5708.37 | 5708.37 | 5708.37 | 5708.37 | 5708.37 | 5708.37 | 5708.37 | 5708.37 | 5708.37 | 5708.37 | 5708.37 | 5708.37 | 5708.37 | 5708.37 | 5708.37 | 5708.37 | 5708.37 | 5708.37 | 5708.37 | 5708.37 | 5708.37 | 5708.37 | 5708.37 | 5708.37 | 5708.37 | 5708.37 | 5708.37 | 5708.37 | 5708.37 | 5708.37 | 5708.37 | 5708.37 | 5708.37 | 5708.37 | 5708.37 | 5708.37 | 5708.37 | 5708.37 | 5708.37 | 5708.37 | 5708.37 | 5708.37 | 5708.37 | 5708.37 | 5708.37 | 5708.37 | 5708.37 | 5708.37 | 5708.37 | 5708.37 | 5708.37 | 5708.37 | 5708.37 | 5708.37 | 5708.37 | 5708.37 | 5708.37 | 5708.37 | 5708.37 | 5708.37 | 5708.37 | 5708.37 | 5708.37 | 5708.37 | 5708.37 | 5708.37 | 5708.37 | 5708.37 | 5708.37 | 5708.37 | 5708.37 | 5708.37 | 5708.37 | 5708.37 | 5708.37 | 5708.37 | 5708.37 | 5708.37 | 5708.37 | 5708.37 | 5708.37 | 5708.37 | 5708.37 | 5708.37 | 5708.37 | 5708.37 | 5708.37 | 5708.37 | 5708.37 | 5708.37 | 5708.37 | 5708.37 | 5708.37 | 5708.37 | 5708.37 | 5708.37 | 5708.37 | 5708.37 | 5708.37 | 5708.37 | 5708.37 | 5708.37 | 5708.37 | 5708.37 | 5708.37 | 5708.37 | 5708.37 | 5708.37 | 5708.37 | 5708.37 | 5708.37 | 5708.37 | 5708.37 | 5708.37 | 5708.37 | 5708.37 | 5708.37 | 5708.37 | 5708.37 | 5708.37 | 5708.37 | 5708.37 | 5708.37 | 5708.37 | 5708.37 | 5708.37 | 5708.37 | 5708.37 | 5708.37 | 5708.37 | 5708.37 | 5708.37 | 5708.37 | 5708.37 | 5708.37 | 5708.37 | 5708.37 | 5708.37 | 5708.37 | 5708.37 | 5708.37 | 5708.37 | 5708.37 | 5708.37 | 5708.37 | 5708.37 | 5708.37 | 5708.37 | 5708.37 | 5708.37 | 5708.37 | 5708.37 | 5708.37 | 5708.37 | 5708.37 | 5708.37 | 5708.37 | 5708.37 | 5708.37 | 5708.37 | 5708.37 | 5708.37 | 5708.37 | 5708.37 | 5708.37 | 5708.37 | 5708.37 | 5708.37 | 5708.37 | 5708.37 | 5708.37 | 5708.37 | 5708.37 | 5708.37 | 5708.37 | 5708.37 | 5708.37 | 5708.37 | 5708.37 | 5708.37 | 5708.37 | 5708.37 | 5708.37 | 5708.37 | 5708.37 | 5708.37 | 5708.37 | 5708.37 | 5708.37 | 5708.37 | 5708.37 | 5708.37 | 5708.37 | 5708.37 | 5708.37 | 5708.37 | 5708.37 | 5708.37 | 5708.37 | 5708.37 | 5708.37 | 5708.37 | 5708.37 | 5708.37 | 5708.37 | 5708.37 | 5708.37 | 5708.37 | 5708.37 | 5708.37 | 5708.37 | 5708.37 | 5708.37 | 5708.37 | 5708.37 | 5708.37 | 5708.37 | 5708.37 | 5708.37 | 5708.37 | 5708.37 | 5708.37 | 5708.37 | 5708.37 | 5708.37 | 5708.37 | 5708.37 | 5708.37 | 5708.37 | 5708.37 | 5708.37 | 5708.37 | 5708.37 | 5708.37 | 5708.37 | 5708.37 | 5708.37 | 5708.37 | 5708.37 | 5708.37 | 5708.37 | 5708.37 | 5708.37 | 5708.37 | 5708.37 | 5708.37 | 5708.37 | 5708.37 | 5708.37 | 5708.37 | 5708.37 | 5708.37 | 5708.37 | 5708.37 | 5708.37 | 5708.37 | 5708.37 | 5708.37 | 5708.37 | 5708.37 | 5708.37 | 5708.37 | 5708.37 | 5708.37 | 5708.37 | 5708.37 | 5708.37 | 5708.37 | 5708.37 | 5708.37 | 5708.37 | 5708.37 | 5708.37 | 5708.37 | 5708.37 | 5708.37 | 5708.37 | 5708.37 | 5708.37 | 5708.37 | 5708.37 | 5708.37 | 5708.37 | 5708.37 | 5708.37 | 5708.37 | 5708.37 | 5708.37 | 5708.37 | 5708.37 | 5708.37 | 5708.37 | 5708.37 | 5708.37 | 5708.37 | 5708.37 | 5708.37 | 5708.37 | 5708.37 | 5708.37 | 5708.37 | 5708.37 | 5708.37 | 5708.37 | 5708.37 | 5708.37 | 5708.37 | 5708.37 | 5708.37 | 5708.37 | 5708.37 | 5708.37 | 5708.37 | 5708.37 | 5708.37 | 5708.37 | 5708.37 | 5708.37 | 5708.37 | 5708.37 | 5708.37 | 5708.37 | 5708.37 | 5708.37 | 5708.37 | 5708.37 | 5708.37 | 5708.37 | 5708.37 | 5708.37 | 5708.37 | 5708.37 | 5708.37 | 5708.37 | 5708.37 | 5708.37 | 5708.37 | 5708.37 | 5708.37 | 5708.37 | 5708.37 | 5708.37 | 5708.37 | 5708.37 | 5708.37 | 5708.37 | 5708.37 | 5708.37 | 5708.37 | 5708.37 | 5708.37 | 5708.37 | 5708.37 | 5708.37 | 5708.37 | 5708.37 | 5708.37 | 5708.37 | 5708.37 | 5708.37 | 5708.37 | 5708.37 | 5708.37 | 5708.37 | 5708.37 | 5708.37 | 5708.37 | 5708.37 | 5708.37 | 5708.37 | 5708.37 | 5708.37 | 5708.37 | 5708.37 | 5708.37 | 5708.37 | 5708.37 | 5708.37 | 5708.37 | 5708.37 | 5708.37 | 5708.37 | 5708.37 | 5708.37 | 5708.37 | 5708.37 | 5708.37 | 5708.37 | 5708.37 | 5708.37 | 5708.37 | 5708.37 | 5708.37 | 5708.37 | 5708.37 | 5708.37 | 5708.37 | 5708.37 | 5708.37 | 5708.37 | 5708.37 | 5708.37 | 5708.37 | 5708.37 | 5708.37 | 5708.37 | 5708.37 | 5708.37 | 5708.37 | 5708.37 | 5708.37 | 5708.37 | 5708.37 | 5708.37 | 5708.37 | 5708.37 | 5708.37 | 5708.37 | 5708.37 | 5708.37 | 5708.37 | 5708.37 | 5708.37 | 5708.37 | 5708.37 | 5708.37 | 5708.37 | 5708.37 | 5708.37 | 5708.37 | 5708.37 | 5708.37 | 5708.37 | 5708.37 | 5708.37 | 5708.37 | 5708.37 | 5708.37 | 5708.37 | 5708.37 | 5708.37 | 5708.37 | 5708.37 | 5708.37 | 5708.37 | 5708.37 | 5708.37 | 5708.37 | 5708.37 | 5708.37 | 5708.37 | 5708.37 | 5708.37 | 5708.37 | 5708.37 | 5708.37 | 5708.37 | 5708.37 | 5708.37 | 5708.37 | 5708.37 | 5708.37 | 5708.37 | 5708.37 | 5708.37 | 5708.37 | 5708.37 | 5708.37 | 5708.37 | 5708.37 | 5708.37 | 5708.37 | 5708.37 | 5708.37 | 5708.37 | 5708.37 | 5708.37 | 5708.37 | 5708.37 | 5708.37 | 5708.37 | 5708.37 | 5708.37 | 5708.37 | 5708.37 | 5708.37 | 5708.37 | 5708.37 | 5708.37 | 5708.37 | 5708.37 | 5708.37 | 5708.37 | 5708.37 | 5708.37 | 5708.37 | 5708.37 | 5708.37 | 5708.37 | 5708.37 | 5708.37 | 5708.37 | 5708.37 | 5708.37 | 5708.37 | 5708.37 | 5708.37 | 5708.37 | 5708.37 | 5708.37 | 5708.37 | 5708.37 | 5708.37 | 5708.37 | 5708.37 | 5708.37 | 5708.37 | 5708.37 | 5708.37 | 5708.37 | 5708.37 | 5708.37 | 5708.37 | 5708.37 | 5708.37 | 5708.37 | 5708.37 | 5708.37 | 5708.37 | 5708.37 | 5708.37 | 5708.37 | 5708.37 | 5708.37 | 5708.37 | 5708.37 | 5708.37 | 5708.37 | 5708.37 | 5708.37 | 5708.37 | 5708.37 | 5708.37 | 5708.37 | 5708.37 | 5708.37 | 5708.37 | 5708.37 | 5708.37 | 5708.37 | 5708.37 | 5708.37 | 5708.37 | 5708.37 | 5708.37 | 5708.37 | 5708.37 | 5708.37 | 5708.37 | 5708.37 | 5708.37 | 5708.37 | 5708.37 | 5708.37 | 5708.37 | 5708.37 | 5708.37 | 5708.37 | 5708.37 | 5708.37 | 5708.37 | 5708.37 | 5708.37 | 5708.37 | 5708.37 | 5708.37 | 5708.37 | 5708.37 | 5708.37 | 5708.37 | 5708.37 | 5708.37 | 5708.37 | 5708.37 | 5708.37 | 5708.37 | 5708.37 | 5708.37 | 5708.37 | 5708.37 | 5708.37 | 5708.37 | 5708.37 | 5708.37 | 5708.37 | 5708.37 | 5708.37 | 5708.37 | 5708.37 | 5708.37 | 5708.37 | 5708.37 | 5708.37 | 5708.37 | 5708.37 | 5708.37 | 5708.37 | 5708.37 | 5708.37 | 5708.37 | 5708.37 | 5708.37 | 5708.37 | 5708.37 | 5708.37 | 5708.37 | 5708.37 | 5708.37 | 5708.37 | 5708.37 | 5708.37 | 5708.37 | 5708.37 | 5708.37 | 5708.37 | 5708.37 | 5708.37 | 5708.37 | 5708.37 | 5708.37 | 5708.37 | 5708.37 | 5708.37 | 5708.37 | 5708.37 | 5708.37 | 5708.37 | 5708.37 | 5708.37 | 5708.37 | 5708.37 | 5708.37 | 5708.37 | 5708.37 | 5708.37 | 5708.37 | 5708.37 | 5708.37 | 5708.37 | 5708.37 | 5708.37 | 5708.37 | 5708.37 | 5708.37 | 5708.37 | 5708.37 | 5708.37 | 5708.37 | 5708.37 | 5708.37 | 5708.37 | 5708.37 | 5708.37 | 5708.37 | 5708.37 | 5708.37 | 5708.37 | 5708.37 | 5708.37 | 5708.37 | 5708.37 | 5708.37 | 5708.37 | 5708.37 | 5708.37 | 5708.37 | 5708.37 | 5708.37 | 5708.37 | 5708.37 | 5708.37 | 5708.37 | 5708.37 | 5708.37 | 5708.37 | 5708.37 | 5708.37 | 5708.37 | 5708.37 | 5708.37 | 5708.37 | 5708.37 | 5708.37 | 5708.37 | 5708.37 | 5708.37 | 5708.37 | 5708.37 | 5708.37 | 5708.37 | 5708.37 | 5708.37 | 5708.37 | 5708.37 | 5708.37 | 5708.37 | 5708.37 | 5708.37 | 5708.37 | 5708.37 | 5708.37 | 5708.37 | 5708.37 | 5708.37 | 5708.37 | 5708.37 | 5708.37 | 5708.37 | 5708.37
| Cumulative Growth Large Commercial | 10^3M^3/Yr |  | 191396.88 | 279.82 | 839.46 | 1399.1 | 1958.74 | 2518.38 | 3078.02 | 3357.84 | 3357.84 | 3357.84 | 3357.84 | 3357.84 | 3357.84 | 3357.84 | 3357.84 | 3357.84 | 3357.84 | 3357.84 | 3357.84 | 3357.84 | 3357.84 | 3357.84 | 3357.84 | 3357.84 | 3357.84 | 3357.84 | 3357.84 | 3357.84 | 3357.84 | 3357.84 | 3357.84 | 3357.84 | 3357.84 | 3357.84 | 3357.84 | 3357.84 | 3357.84 | 3357.84 | 3357.84 | 3357.84 | 3357.84 | 3357.84 | 3357.84 | 3357.84 | 3357.84 | 3357.84 | 3357.84 | 3357.84 | 3357.84 | 3357.84 | 3357.84 | 3357.84 | 3357.84 | 3357.84 | 3357.84 | 3357.84 | 3357.84 | 3357.84 | 3357.84 | 3357.84 | 3357.84 | 3357.84 | 3357.84 | 3357.84 | 3357.84 | 3357.84 | 3357.84 | 3357.84 | 3357.84 | 3357.84 | 3357.84 | 3357.84 | 3357.84 | 3357.84 | 3357.84 | 3357.84 | 3357.84 | 3357.84 | 3357.84 | 3357.84 | 3357.84 | 3357.84 | 3357.84 | 3357.84 | 3357.84 | 3357.84 | 3357.84 | 3357.84 | 3357.84 | 3357.84 | 3357.84 | 3357.84 | 3357.84 | 3357.84 | 3357.84 | 3357.84 | 3357.84 | 3357.84 | 3357.84 | 3357.84 | 3357.84 | 3357.84 | 3357.84 | 3357.84 | 3357.84 | 3357.84 | 3357.84 | 3357.84 | 3357.84 | 3357.84 | 3357.84 | 3357.84 | 3357.84 | 3357.84 | 3357.84 | 3357.84 | 3357.84 | 3357.84 | 3357.84 | 3357.84 | 3357.84 | 3357.84 | 3357.84 | 3357.84 | 3357.84 | 3357.84 | 3357.84 | 3357.84 | 3357.84 | 3357.84 | 3357.84 | 3357.84 | 3357.84 | 3357.84 | 3357.84 | 3357.84 | 3357.84 | 3357.84 | 3357.84 | 3357.84 | 3357.84 | 3357.84 | 3357.84 | 3357.84 | 3357.84 | 3357.84 | 3357.84 | 3357.84 | 3357.84 | 3357.84 | 3357.84 | 3357.84 | 3357.84 | 3357.84 | 3357.84 | 3357.84 | 3357.84 | 3357.84 | 3357.84 | 3357.84 | 3357.84 | 3357.84 | 3357.84 | 3357.84 | 3357.84 | 3357.84 | 3357.84 | 3357.84 | 3357.84 | 3357.84 | 3357.84 | 3357.84 | 3357.84 | 3357.84 | 3357.84 | 3357.84 | 3357.84 | 3357.84 | 3357.84 | 3357.84 | 3357.84 | 3357.84 | 3357.84 | 3357.84 | 3357.84 | 3357.84 | 3357.84 | 3357.84 | 3357.84 | 3357.84 | 3357.84 | 3357.84 | 3357.84 | 3357.84 | 3357.84 | 3357.84 | 3357.84 | 3357.84 | 3357.84 | 3357.84 | 3357.84 | 3357.84 | 3357.84 | 3357.84 | 3357.84 | 3357.84 | 3357.84 | 3357.84 | 3357.84 | 3357.84 | 3357.84 | 3357.84 | 3357.84 | 3357.84 | 3357.84 | 3357.84 | 3357.84 | 3357.84 | 3357.84 | 3357.84 | 3357.84 | 3357.84 | 3357.84 | 3357.84 | 3357.84 | 3357.84 | 3357.84 | 3357.84 | 3357.84 | 3357.84 | 3357.84 | 3357.84 | 3357.84 | 3357.84 | 3357.84 | 3357.84 | 3357.84 | 3357.84 | 3357.84 | 3357.84 | 3357.84 | 3357.84 | 3357.84 | 3357.84 | 3357.84 | 3357.84 | 3357.84 | 3357.84 | 3357.84 | 3357.84 | 3357.84 | 3357.84 | 3357.84 | 3357.84 | 3357.84 | 3357.84 | 3357.84 | 3357.84 | 3357.84 | 3357.84 | 3357.84 | 3357.84 | 3357.84 | 3357.84 | 3357.84 | 3357.84 | 3357.84 | 3357.84 | 3357.84 | 3357.84 | 3357.84 | 3357.84 | 3357.84 | 3357.84 | 3357.84 | 3357.84 | 3357.84 | 3357.84 | 3357.84 | 3357.84 | 3357.84 | 3357.84 | 3357.84 | 3357.84 | 3357.84 | 3357.84 | 3357.84 | 3357.84 | 3357.84 | 3357.84 | 3357.84 | 3357.84 | 3357.84 | 3357.84 | 3357.84 | 3357.84 | 3357.84 | 3357.84 | 3357.84 | 3357.84 | 3357.84 | 3357.84 | 3357.84 | 3357.84 | 3357.84 | 3357.84 | 3357.84 | 3357.84 | 3357.84 | 3357.84 | 3357.84 | 3357.84 | 3357.84 | 3357.84 | 3357.84 | 3357.84 | 3357.84 | 3357.84 | 3357.84 | 3357.84 | 3357.84 | 3357.84 | 3357.84 | 3357.84 | 3357.84 | 3357.84 | 3357.84 | 3357.84 | 3357.84 | 3357.84 | 3357.84 | 3357.84 | 3357.84 | 3357.84 | 3357.84 | 3357.84 | 3357.84 | 3357.84 | 3357.84 | 3357.84 | 3357.84 | 3357.84 | 3357.84 | 3357.84 | 3357.84 | 3357.84 | 3357.84 | 3357.84 | 3357.84 | 3357.84 | 3357.84 | 3357.84 | 3357.84 | 3357.84 | 3357.84 | 3357.84 | 3357.84 | 3357.84 | 3357.84 | 3357.84 | 3357.84 | 3357.84 | 3357.84 | 3357.84 | 3357.84 | 3357.84 | 3357.84 | 3357.84 | 3357.84 | 3357.84 | 3357.84 | 3357.84 | 3357.84 | 3357.84 | 3357.84 | 3357.84 | 3357.84 | 3357.84 | 3357.84 | 3357.84 | 3357.84 | 3357.84 | 3357.84 | 3357.84 | 3357.84 | 3357.84 | 3357.84 | 3357.84 | 3357.84 | 3357.84 | 3357.84 | 3357.84 | 3357.84 | 3357.84 | 3357.84 | 3357.84 | 3357.84 | 3357.84 | 3357.84 | 3357.84 | 3357.84 | 3357.84 | 3357.84 | 3357.84 | 3357.84 | 3357.84 | 3357.84 | 3357.84 | 3357.84 | 3357.84 | 3357.84 | 3357.84 | 3357.84 | 3357.84 | 3357.84 | 3357.84 | 3357.84 | 3357.84 | 3357.84 | 3357.84 | 3357.84 | 3357.84 | 3357.84 | 3357.84 | 3357.84 | 3357.84 | 3357.84 | 3357.84 | 3357.84 | 3357.84 | 3357.84 | 3357.84 | 3357.84 | 3357.84 | 3357.84 | 3357.84 | 3357.84 | 3357.84 | 3357.84 | 3357.84 | 3357.84 | 3357.84 | 3357.84 | 3357.84 | 3357.84 | 3357.84 | 3357.84 | 3357.84 | 3357.84 | 3357.84 | 3357.84 | 3357.84 | 3357.84 | 3357.84 | 3357.84 | 3357.84 | 3357.84 | 3357.84 | 3357.84 | 3357.84 | 3357.84 | 3357.84 | 3357.84 | 3357.84 | 3357.84 | 3357.84 | 3357.84 | 3357.84 | 3357.84 | 3357.84 | 3357.84 | 3357.84 | 3357.84 | 3357.84 | 3357.84 | 3357.84 | 3357.84 | 3357.84 | 3357.84 | 3357.84 | 3357.84 | 3357.84 | 3357.84 | 3357.84 | 3357.84 | 3357.84 | 3357.84 | 3357.84 | 3357.84 | 3357.84 | 3357.84 | 3357.84 | 3357.84 | 3357.84 | 3357.84 | 3357.84 | 3357.84 | 3357.84 | 3357.84 | 3357.84 | 3357.84 | 3357.84 | 3357.84 | 3357.84 | 3357.84 | 3357.84 | 3357.84 | 3357.84 | 3357.84 | 3357.84 | 3357.84 | 3357.84 | 3357.84 | 3357.84 | 3357.84 | 3357.84 | 3357.84 | 3357.84 | 3357.84 | 3357.84 | 3357.84 | 3357.84 | 3357.84 | 3357.84 | 3357.84 | 3357.84 | 3357.84 | 3357.84 | 3357.84 | 3357.84 | 3357.84 | 3357.84 | 3357.84 | 3357.84 | 3357.84 | 3357.84 | 3357.84 | 3357.84 | 3357.84 | 3357.84 | 3357.84 | 3357.84 | 3357.84 | 3357.84 | 3357.84 | 3357.84 | 3357.84 | 3357.84 | 3357.84 | 3357.84 | 3357.84 | 3357.84 | 3357.84 | 3357.84 | 3357.84 | 3357.84 | 3357.84 | 3357.84 | 3357.84 | 3357.84 | 3357.84 | 3357.84 | 3357.84 | 3357.84 | 3357.84 | 3357.84 | 3357.84 | 3357.84 | 3357.84 | 3357.84 | 3357.84 | 3357.84 | 3357.84 | 3357.84 | 3357.84 | 3357.84 | 3357.84 | 3357.84 | 3357.84 | 3357.84 | 3357.84 | 3357.84 | 3357.84 | 3357.84 | 3357.84 | 3357.84 | 3357.84 | 3357.84 | 3357.84 | 3357.84 | 3357.84 | 3357.84 | 3357.84 | 3357.84 | 3357.84 | 3357.84 | 3357.84 | 3357.84 | 3357.84 | 3357.84 | 3357.84 | 3357.84 | 3357.84 | 3357.84 | 3357.84 | 3357.84 | 3357.84 | 3357.84 | 3357.84 | 3357.84 | 3357.84 | 3357.84 | 3357.84 | 3357.84 | 3357.84 | 3357.84 | 3357.84 | 3357.84 | 3357.84 | 3357.84 | 3357.84 | 3357.84 | 3357.84 | 3357.84 | 3357.84 | 3357.84 | 3357.84 | 3357.84 | 3357.84 | 3357.84 | 3357.84 | 3357.84 | 3357.84 | 3357.84 | 3357.84 | 3357.84 | 3357.84 | 3357.84 | 3357.84 | 3357.84 | 3357.84 | 3357.84 | 3357.84 | 3357.84 | 3357.84 | 3357.84 | 3357.84 | 3357.84 | 3357.84 | 3357.84 | 3357.84 | 3357.84 | 3357.84 | 3357.84 | 3357.84 | 3357.84 | 3357.84 | 3357.84 | 3357.84 | 3357.84 | 3357.84 | 3357.84 | 3357.84 | 3357.84 | 3357.84 | 3357.84 | 3357.84 | 3357.84 | 3357.84 | 3357.84 | 3357.84 | 3357.84 | 3357.84 | 3357.84 | 3357.84 | 3357.84 | 3357.84 | 3357.84 | 3357.84 | 3357.84 | 3357.84 | 3357.84 | 3357.84 | 3357.84 | 3357.84 | 3357.84 | 3357.84 | 3357.84 | 3357.84 | 3357.84 | 3357.84 | 3357.84 | 3357.84 | 3357.84 | 3357.84 | 3357.84 | 3357.84 | 3357.84 | 3357.84 | 3357.84 | 3357.84 | 3357.84 | 3357.84 | 3357.84 | 3357.84 | 3357.84 | 3357.84 | 3357.84 | 3357.84 | 3357.84 | 3357.84 | 3357.84 | 3357.84 | 3357.84 | 3357.84 | 3357.84 | 3357.84 | 3357.84 | 3357.84 | 3357.84 | 3357.84 | 3357.84 | 3357.84 | 3357.84 | 3357.84 | 3357.84 | 3357.84 | 3357.84 | 3357.84 | 3357.84 | 3357.84 | 3357.84 | 3357.84 | 3357.84 | 3357.84 | 3357.84 | 3357.84 | 3357.84 | 3357.84 | 3357.84 | 3357.84 | 3357.84 | 3357.84 | 3357.84 | 3357.84 | 3357.84 | 3357.84 | 3357.84 | 3357.84 | 3357.84 | 3357.84 | 3357.84 | 3357.84 | 3357.84 | 3357.84 | 3357.84 | 3357.84 | 3357.84 | 3357.84 | 3357.84 | 3357.84 | 3357.84 | 3357.84 | 3357.84 | 3357.84 | 3357.84 | 3357.84 | 3357.84 | 3357.84 | 3357.84 | 3357.84 | 3357.84 | 3357.84 | 3357.84 | 3357.84 | 3357.84 | 3357.84 | 3357.84 | 3357.84 | 3357.84 | 3357.84 | 3357.84 | 3357.84 | 3357.84 | 3357.84 | 3357.84 | 3357.84 | 3357.84 | 3357.84 | 3357.84 | 3357.84 | 3357.84 | 3357.84 | 3357.84 | 3357.84 | 3357.84 | 3357.84 | 3357.84 | 3357.84 | 3357.84 | 3357.84 | 3357.84 | 3357.84 | 3357.84 | 3357.84 | 3357.84 | 3357.84 | 3357.84 | 3357.84 | 3357.84 | 3357.84 | 3357.84 | 3357.84 | 3357.84 | 3357.84 | 3357.84 | 3357.84 | 3357.84 | 3357.84 | 3357.84 | 3357.84 | 3357.84 | 3357.84 | 3357.84 | 3357.84 | 3357.84 | 3357.84 | 3357.84 | 3357.84 | 3357.84 | 3357.84 | 3357.84 | 3357.84 | 3357.84 | 3357.84 | 3357.84 | 3357.84 | 3357.84 | 3357.84 | 3357.84 | 3357.84 | 3357.84 | 3357.84 | 3357.84 | 3357.84 | 3357.84 | 3357.84 | 3357.84 | 3357.84 | 3357.84 | 3357.84 | 3357.84 | 3357.84 | 3357.84 | 3357.84 | 3357.84 | 3357.84 | 3357.84 | 3357.84 | 3357.84 | 3357.84 | 3357.84 | 3357.84 | 3357.84 | 3357.84 | 3357.84 | 3357.84 | 3357.84 | 3357.84 | 3357.84 | 3357.84 | 3357.84 | 3357.84 | 3357.84 | 3357.84 | 3357.84 | 3357.84 | 3357.84 | 3357.84 | 3357.84 | 3357.84 | 3357.84 | 3357.84 | 3357.84 | 3357.84 | 3357.84 | 3357.84 | 3357.84 | 3357.84 | 3357.84 | 3357.84 | 3357.84 | 3357.84 | 3357.84 | 3357.84 | 3357.84 | 3357.84 | 3357.84 | 3357.84 | 3357.84 | 3357.84 | 3357.84 | 3357.84 | 3357.84 | 3357.84 | 3357.84 | 3357.84 | 3357.84 | 3357.84 | 3357.84 | 3357.84 | 3357.84 | 3357.84 | 3357.84 | 3357.84 | 3357.84 | 3357.84 | 3357.84 | 3357.84 | 3357.84 | 3357.84 | 3357.84 | 3357.84 | 3357.84 | 3357.84 | 3357.84 | 3357.84 | 3357.84 | 3357.84 | 3357.84 | 3357.84 | 3357.84 | 3357.84 | 3357.84 | 3357.84 | 3357.84 | 3357.84 | 3357.84 | 3357.84 | 3357.84 | 3357.84 | 3357.84 | 3357.84 | 3357.84 | 3357.84 | 3357.84 | 3357.84 | 3357.84 | 3357.84 | 3357.84 | 3357.84 | 3357.84 | 3357.84 | 3357.84 | 3357.84 | 3357.84 | 3357.84 | 3357.84 | 3357.84 | 3357.84 | 3357.84 | 3357.84 | 3357.84 | 3357.84 | 3357.84 | 3357.84 | 3357.84 | 3357.84 | 3357.84 | 3357.84 | 3357.84 | 3357.84 | 3357.84 | 3357.84 | 3357.84 | 3357.84 | 3357.84 | 3357.84 | 3357.84 | 3357.84 | 3357.84 | 3357.84 | 3357.84 | 3357.84 | 3357.84 | 3357.84 | 3357.84 | 3357.84 | 3357.84 | 3357.84 | 3357.84 | 3357.84 | 3357.84 | 3357.84 | 3357.84 | 3357.84 | 3357.84 | 3357.84 | 3357.84 | 3357.84 | 3357.84 | 3357.84 | 3357.84 | 3357.84 | 3357.84 | 3357.84 | 3357.84 | 3357.84 | 3357.84 | 3357.84 | 3357.84 | 3357.84 | 3357.84 | 3357.84 | 3357.84 | 3357.84 | 3357.84 | 3357.84 | 3357.84 | 3357.84 | 3357.84 | 3357.84 | 3357.84 | 3357.84 | 3357.84 | 3357.84 | 3357.84 | 3357.84 | 3357.84 | 3357.84 | 3357.84 | 3357.84 | 3357.84 | 3357.84 | 3357.84 | 3357.84 | 3357.84 | 3357.84 | 3357.84 | 3357.84 | 3357.84 | 3357.84 | 3357.84 | 3357.84 | 3357.84 | 3357.84 | 3357.84 | 3357.84 | 3357.84 | 3357.84 | 3357.84 | 3357.84 | 3357.84 | 3357.84 | 3357.84 | 3357.84 | 3357.84 | 3357.84 | 3357.84 | 3357.84 | 3357.84 | 3357.84 | 3357.84 | 3357.84 | 3357.84 | 3357.84 | 3357.84 | 3357.84 | 3357.84 | 3357.84 | 3357.84 | 3357.84 | 3357.84 | 3357.84 | 3357.84 | 3357.84 | 3357.84 | 3357.84 | 3357.84 | 3357.84 | 3357.84 | 3357.84 | 3357.84 | 3357.84 | 3357.84 | 3357.84 | 3357.84 | 3357.84 | 3357.84 | 3357.84 | 3357.84 | 3357.84 | 3357.84 | 3357.84 | 3357.84 | 3357.84 | 3357.84 | 3357.84 | 3357.84 | 3357.84 | 3357.84 | 3357.84 | 3357.84 | 3357.84 | 3357.84 | 3357.84 | 3357.84 | 3357.84 | 3357.84 | 3357.84 | 3357.84 | 3357.84 | 3357.84 | 3357.84 | 3357.84 | 3357.84 | 3357.84 | 3357.84 | 3357.84 | 3357.84 | 3357.84 | 3357.84 | 3357.84 | 3357.84 | 3357.84 | 3357.84 | 3357.84 | 3357.84 | 3357.84 | 3357.84 | 3357.84 | 3357.84 | 3357.84 | 3357.84 | 3357.84 | 3357.84 | 3357.84 | 3357.84 | 3357.84 | 3357.84 | 3357.84 | 3357.84 | 3357.84 | 3357.84 | 3357.84 | 3357.84 | 3357.84 | 3357.84 | 3357.84 | 3357.84 | 3357.84 | 3357.84 | 3357.84 | 3357.84 | 3357.84 | 3357.84 | 3357.84 | 3357.84 | 3357.84 | 3357.84 | 3357.84 | 3357.84 | 3357.84 | 3357.84 | 3357.84 | 3357.84 | 3357.84 | 3357.84 | 3357.84 | 3357.84 | 3357.84 | 3357.84 | 3357.84 | 3357.84 | 3357.84 | 3357.84 | 3357.84 | 3357.84 | 3357.84 | 3357.84 | 3357.84 | 3357.84 | 3357.84 | 3357.84 | 3357.84 | 3357.84 | 3357.84 | 3357.84 | 3357.84 | 3357.84 | 3357.84 | 3357.84 | 3357.84 | 3357.84 | 3357.84 | 3357.84 | 3357.84 | 3357.84 | 3357.84 | 3357.84 | 3357.84 | 3357.84 | 3357.84 | 3357.84 | 3357.84 | 3357.84 | 3357.84 | 3357.84 | 3357.84 | 3357.84 | 3357.84 | 3357.84 | 3357.84 | 3357.84 | 3357.84 | 3357.84 | 3357.84 | 3357.84 | 3357.84 | 3357.84 | 3357.84 | 3357.84 | 3357.84 | 3357.84 | 3357.84 | 3357.84 | 3357.84 | 3357.84 | 3357.84 | 3357.84 | 3357.84 | 3357.84 | 3357.84 | 3357.84 | 3357.84 | 3357.84 | 3357.84 | 3357.84 | 3357.84 | 3357.84 | 3357.84 | 3357.84 | 3357.84 | 3357.84 | 3357.84 | 3357.84 | 3357.84 | 3357.84 | 3357.84 | 3357.84 | 3357.84 | 3357.84 | 3357.84 | 3357.84 | 3357.84 | 3357.84 | 3357.84 | 3357.84 | 3357.84 | 3357.84 | 3357.84 | 3357.84 | 3357.84 | 3357.84 | 3357.84 | 3357.84 | 3357.84 | 3357.84 | 3357.84 | 3357.84 | 3357.84 | 3357.84 | 3357.84 | 3357.84 | 3357.84 | 3357.84 | 3357.84 | 3357.84 | 3357.84 | 3357.84 | 3357.84 | 3357.84 | 3357.84 | 3357.84 | 3357.84 | 3357.84 | 3357.84 | 3357.84 | 3357.84 | 3357.84 | 3357.84 | 3357.84 | 3357.84 | 3357.84 | 3357.84 | 3357.84 | 3357.84 | 3357.84 | 3357.84 | 3357.84 | 3357.84 | 3357.84 | 3357.84 | 3357.84 | 3357.84 | 3357.84 | 3357.84 | 3357.84 | 3357.84 | 3357.84 | 3357.84 | 3357.84 | 3357.84 | 3357.84 | 3357.84 | 3357.84 | 3357.84 | 3357.84 | 3357.84 | 3357.84 | 3357.84 | 3357.84 | 3357.84 | 3357.84 | 3357.84 | 3357.84 | 3357.84 | 3357.84 | 3357.84 | 3357.84 | 3357.84 | 3357.84 | 3357.84 | 3357.84 | 3357.84 | 3357.84 | 3357.84 | 3357.84 | 3357.84 | 3357.84 | 3357.84 | 3357.84 | 3357.84 | 3357.84 | 3357.84 | 3357.84 | 3357.84 | 3357.84 | 3357.84 | 3357.84 | 3357.84 | 3357.84 | 3357.84 | 3357.84 | 3357.84 | 3357.84 | 3357.84 | 3357.84 | 3357.84 | 3357.84 | 3357.84 | 3357.84 | 3357.84 | 3357.84 | 3357.84 | 3357.84 | 3357.84 | 3357.84 | 3357.84 | 3357.84 | 3357.84 | 3357.84 | 3357.84 | 3357.84 | 3357.84 | 3357.84 | 3357.84 | 3357.84 | 3357.84 | 3357.84 | 3357.84 | 3357.84 | 3357.84 | 3357.84 | 3357.84 | 3357.84 | 3357.84 | 3357.84 | 3357.84 | 3357.84 | 3357.84 | 3357.84 | 3357.84 | 3357.84 | 3357.84 | 3357.84 | 3357.84 | 3357.84 | 3357.84 | 3357.84 | 3357.84 | 3357.84 | 3357.84 | 3357.84 | 3357.84 | 3357.84 | 3357.84 | 3357.84 | 3357.84 | 3357.84 | 3357.84 | 3357.84 | 3357.84 | 3357.84 | 3357.84 | 3357.84 | 3357.84 | 3357.84 | 3357.84 | 3357.84 | 3357.84 | 3357.84 | 3357.84 | 3357.84 | 3357.84 | 3357.84 | 3357.84 | 3357.84 | 3357.84 | 3357.84 | 3357.84 | 3357.84 | 3357.84 | 3357.84 | 3357.84 | 3357.84 | 3357.84 | 3357.84 | 3357.84 | 3357.84 | 3357.84 | 3357.84 | 3357.84 | 3357.84 | 3357.84 | 3357.84 | 3357.84 | 3357.84 | 3357.84 | 3357.84 | 3357.84 | 3357.84 | 3357.84 | 3357.84 | 3357.84 | 3357.84 | 3357.84 | 3357.84 | 3357.84 | 3357.84 | 3357.84 | 3357.84 | 3357.84 | 3357.84 | 3357.84 | 3357.84 | 3357.84 | 3357.84 | 3357.84 | 3357.84 | 3357.84 | 3357.84 | 3357.84 | 3357.84 | 3357.84 | 3357.84 | 3357.84 | 3357.84 | 3357.84 | 3357.84 | 3357.84 | 3357.84 | 3357.84 | 3357.84 | 3357.84 | 3357.84 | 3357.84 | 3357.84 | 3357.84 | 3357.84 | 3357.84 | 3357.84 | 3357.84 | 3357.84 | 3357.84 | 3357.84 | 3357.84 | 3357.84 | 3357.84 | 3357.84 | 3357.84 | 3357.84 | 3357.84 | 3357.84 | 3357.84 | 3357.84 | 3357.84 | 3357.84 | 3357.84 | 3357.84 | 3357.84 | 3357.84 | 3357.84 | 3357.84 | 3357.84 | 3357.84 | 3357.84 | 3357.84 | 3357.84 | 3357.84 | 3357.84 | 3357.84 | 3357.84 | 3357.84 | 3357.84 | 3357.84 | 3357.84 | 3357.84 | 3357.84 | 3357.84 | 3357.84 | 3357.84 | 3357.84 | 3357.84 | 3357.84 | 3357.84 | 3357.84 | 3357.84 | 3357.84 | 3357.84 | 3357.84 | 3357.84 | 3357.84 | 3357.84 | 3357.84 | 3357.84 | 3357.84 | 3357.84 | 3357.84 | 3357.84 | 3357.84 | 3357.84 | 3357.84 | 3357.84 | 3357.84 | 3357.84 | 3357.84 | 3357.84 | 3357.84 | 3357.84 | 3357.84 | 3357.84 | 3357.84 | 3357.84 | 3357.84 | 3357.84 | 3357.84 | 3357.84 | 3357.84 | 3357.84 | 3357.84 | 3357.84 | 3357.84 | 3357.84 | 3357.84 | 3357.84 | 3357.84 | 3357.84 | 3357.84 | 3357.84 | 3357.84 | 3357.84 | 3357.84 | 3357.84 | 3357.84 | 3357.84 | 3357.84 | 3357.84 | 3357.84 | 3357.84 | 3357.84 | 3357.84 | 3357.84 | 3357.84 | 3357.84 | 3357.84 | 3357.84 | 3357.84 | 3357.84 | 3357.84 | 3357.84 | 3357.84 | 3357.84 | 3357.84 | 3357.84 | 3357.84 | 3357.84 | 3357.84 | 3357.84 | 3357.84 | 3357.84 | 3357.84 | 3357.84 | 3357.84 | 3357.84 | 3357.84 | 3357.84 | 3357.84 | 3357.84 | 3357.84 | 3357.84 | 3357.84 | 3357.84 | 3357.84 | 3357.84 | 3357.84 | 3357.84 | 3357.84 | 3357.84 | 3357.84 | 3357.84 | 3357.84 | 3357.84 | 3357.84 | 3357.84 | 3357.84 | 3357.84 | 3357.84 | 3357.84 | 3357.84 | 3357.84 | 3357.84 | 3357.84 | 3357.84 | 3357.84 | 3357.84 | 3357.84 | 3357.84 | 3357.84 | 3357.84 | 3357.84 | 3357.84 | 3357.84 | 3357.84 | 3357.84 | 3357.84 | 3357.84 | 3357.84 | 3357.84 | 3357.84 | 3357.84 | 3357.84 | 3357.84 | 3357.84 | 3357.84 | 3357.84 | 3357.84 | 3357.84 | 3357.84 | 3357.84 | 3357.84 | 3357.84 | 3357.84 | 3357.84 | 3357.84 | 3357.84 | 3357.84 | 3357.84 | 3357.84 | 3357.84 | 3357.84 | 3357.84 | 3357.84 | 3357.84 | 3357.84 | 3357.84 | 3357.84 | 3357.84 | 3357.84 | 3357.84 | 3357.84 | 3357.84 | 3357.84 | 3357.84 | 3357.84 | 3357.84 | 3357.84 | 3357.84 | 3357.84 | 3357.84 | 3357.84 | 3357.84 | 3357.84 | 3357.84 | 3357.84 | 3357.84 | 3357.84 | 3357.84 | 3357.84 | 3357.84 | 3357.84 | 3357.84 | 3357.84 | 3357.84 | 3357.84 | 3357.84 | 3357.84 | 3357.84 | 3357.84 | 3357.84 | 3357.84 | 3357.84 | 3357.84 | 3357.84 | 3357.84 | 3357.84 | 3357.84 | 3357.84 | 3357.84 | 3357.84 | 3357.84 | 3357.84 | 3357.84 | 3357.84 | 3357.84 | 3357.84 | 3357.84 | 3357.84 | 3357.84 | 3357.84 | 3357.84 | 3357.84 | 3357.84 | 3357.84 | 3357.84 | 3357.84 | 3357.84 | 3357.84 | 3357.84 | 3357.84 | 3357.84 | 3357.84 | 3357.84 | 3357.84 | 3357.84 | 3357.84 | 3357.84 | 3357.84 | 3357.84 | 3357.84 | 3357.84 | 3357.84 | 3357.84 | 3357.84 | 3357.84 | 3357.84 | 3357.84 | 3357.84 | 3357.84 | 3357.84 | 3357.84 | 3357.84 | 3357.84 | 3357.84 | 3357.84 | 3357.84 | 3357.84 | 3357.84 | 3357.84 | 3357.84 | 3357.84 | 3357.84 | 3357.84 | 3357.84 | 3357.84 | 3357.84 | 3357.84 | 3357.84 | 3357.84 | 3357.84 | 3357.84 | 3357.84 | 3357.84 | 3357.84 | 3357.84 | 3357.84 | 3357.84 | 3357.84 | 3357.84 | 3357.84 | 3357.84 | 3357.84 | 3357.84 | 3357.84 | 3357.84 | 3357.84 | 3357.84 | 3357.84 | 3357.84 | 3357.84 | 3357.84 | 3357.84 | 3357.84 | 3357.84 | 3357.84 | 3357.84 | 3357.84 | 3357.84 | 3357.84 | 3357.84 | 3357.84 | 3357.84 | 3357.84 | 3357.84 | 3357.84 | 3357.84 | 3357.84 | 3357.84 | 3357.84 | 3357.84 | 3357.84 | 3357.84 | 3357.84 | 3357.84 | 3357.84 | 3357.84 | 3357.84 | 3357.84 | 3357.84 | 3357.84 | 3357.84 | 3357.84 | 3357.84 | 3357.84 | 3357.84 | 3357.84 | 3357.84 | 3357.84 | 3357.84 | 3357.84 | 3357.84 | 3357.84 | 3357.84 | 3357.84 | 3357.84 | 3357.84 | 3357.84 | 3357.84 | 3357.84 | 3357.84 | 3357.84 | 3357.84 | 3357.84 | 3357.84 | 3357.84 | 3357.84 | 3357.84 | 3357.84 | 3357.84 | 3357.84 | 3357.84 | 3357.84 | 3357.84 | 3357.84 | 3357.84 | 3357.84 | 3357.84 | 3357.84 | 3357.84 | 3357.84 | 3357.84 | 3357.84 | 3357.84 | 3357.84 | 3357.84 | 3357.84 | 3357.84 | 3357.84 | 3357.84 | 3357.84 | 3357.84 | 3357.84 | 3357.84 | 3357.84 | 3357.84 | 3357.84 | 3357.84 | 3357.84 | 3357.84 | 3357.84 | 3357.84 | 3357.84 | 3357.84 | 3357.84 | 3357.84 | 3357.84 | 3357.84 | 3357.84 | 3357.84 | 3357.84 | 3357.84 | 3357.84 | 3357.84 | 3357.84 | 3357.84 | 3357.84 | 3357.84 | 3357.84 | 3357.84 | 3357.84 | 3357.84 | 3357.84 | 3357.84 | 3357.84 | 3357.84 | 3357.84 | 3357.84 | 3357.84 | 3357.84 | 3357.84 | 3357.84 | 3357.84 | 3357.84 | 3357.84 | 3357.84 | 3357.84 | 3357.84 | 3357.84 | 3357.84 | 3357.84 | 3357.84 | 3357.84 | 3357.84 | 3357.84 | 3357.84 | 3357.84 | 3357.84 | 3357.84 | 3357.84 | 3357.84 | 3357.84 | 3357.84 | 3357.84 | 3357.84 | 3357.84 | 3357.84 | 3357.84 | 3357.84 | 3357.84 | 3357.84 | 3357.84 | 3357.84 | 3357.84 | 3357.84 | 3357.84 | 3357.84 | 3357.84 | 3357.84 | 3357.84 | 3357.84 | 3357.84 | 3357.84 | 3357.84 | 3357.84 | 3357.84 | 3357.84 | 3357.84 | 3357.84 | 3357.84 | 3357.84 | 3357.84 | 3357.84 | 3357.84 | 3357.84 | 3357.84 | 3357.84 | 3357.84 | 3357.84 | 3357.84 | 3357.84 | 3357.84 | 3357.84 | 3357.84 | 3357.84 | 3357.84 | 3357.84 | 3357.84 | 3357.84 | 3357.84 | 3357.84 | 3357.84 | 3357.84 | 3357.84 | 3357.84 | 3357.84 | 3357.84 | 3357.84 | 3357.84 | 3357.84 | 3357.84 | 3357.84 | 3357.84 | 3357.84 | 3357.84 | 3357.84 | 3357.84 | 3357.84 | 3357.84 | 3357.84 | 3357.84 | 3357.84 | 3357.84 | 3357.84 | 3357.84 | 3357.84 | 3357.84 | 3357.84 | 3357.84 | 3357.84 | 3357.84 | 3357.84 | 3357.84 | 3357.84 | 3357.84 | 3357.84 | 3357.84 | 3357.84 | 3357.84 | 3357.84 | 3357.84 | 3357.84 | 3357.84 | 3357.84 | 3357.84 | 3357.84 | 3357.84 | 3357.84 | 3357.84 | 3357.84 | 3357.84 | 3357.84 | 3357.84 | 3357.84 | 3357.84 | 3357.84 | 3357.84 | 3357.84 | 3357.84 | 3357.84 | 3357.84 | 3357.84 | 3357.84 | 3357.84 | 3357.84 | 3357.84 | 3357.84 | 3357.84 | 3357.84 | 3357.84 | 3357.84 | 3357.84 | 3357.84 | 3357.84 | 3357.84 | 3357.84 | 3357.84 | 3357.84 | 3357.84 | 3357.84 | 3357.84 | 3357.84 | 3357.84 | 3357.84 | 3357.84 | 3357.84 | 3357.84 | 3357.84 | 3357.84 | 3357.84 | 3357.84 | 3357.84 | 3357.84 | 3357.84 | 3357.84 | 3357.84 | 3357.84 | 3357.84 | 3357.84 | 3357.84 | 3357.84 | 3357.84 | 3357.84 | 3357.84 | 3357.84 | 3357.84 | 3357.84 | 3357.84 | 3357.84 | 3357.84 | 3357.84 | 3357.84 | 3357.84 | 3357.84 | 3357.84 | 3357.84 | 3357.84 | 3357.84 | 3357.84 | 3357.84 | 3357.84 | 3357.84 | 3357.84 | 3357.84 | 3357.84 | 3357.84 | 3357.84 | 3357.84 | 3357.84 | 3357.84 | 3357.84 | 3357.84 | 3357.84 | 3357.84 | 3357.84 | 3357.84 | 3357.84 | 3357.84 | 3357.84 | 3357.84 | 3357.84 | 3357.84 | 3357.84 | 3357.84 | 3357.84 | 3357.84 | 3357.84 | 3357.84 | 3357.84 | 3357.84 | 3357.84 | 3357.84 | 3357.84 | 3357.84 | 3357.84 | 3357.84 | 3357.84 | 3357.84 | 3357.84 | 3357.84 | 3357.84 | 3357.84 | 3357.84 | 3357.84 | 3357.84 | 3357.84 | 3357.84 | 3357.84 | 3357.84 | 3357.84 | 3357.84 | 3357.84 | 3357.84 | 3357.84 | 3357.84 | 3357.84 | 3357.84 | 3357.84 | 3357.84 | 3357.84 | 3357.84 | 3357.84 | 3357.84 | 3357.84 | 3357.84 | 3357.84 | 3357.84 | 3357.84 | 3357.84 | 3357.84 | 3357.84 | 3357.84 | 3357.84 | 3357.84 | 3357.84 | 3357.84 | 3357.84 | 3357.84 | 3357.84 | 3357.84 | 3357.84 | 3357.84 | 3357.84 | 3357.84 | 3357.84 | 3357.84 | 3357.84 | 3357.84 | 3357.84 | 3357.84 | 3357.84 | 3357.84 | 3357.84 | 3357.84 | 3357.84 | 3357.84 | 3357.84 | 3357.84 | 3357.84 | 3357.84 | 3357.84 | 3357.84 | 3357.84 | 3357.84 | 3357.84 | 3357.84 | 3357.84 | 3357.84 | 3357.84 | 3357.84 | 3357.84 | 3357.84 | 3357.84 | 3357.84 | 3357.84 | 3357.84 | 3357.84 | 3357.84 | 3357.84 | 3357.84 | 3357.84 | 3357.84 | 3357.84 | 3357.84 | 3357.84 | 3357.84 | 3357.84 | 3357.84 | 3357.84 | 3357.84 | 3357.84 | 3357.84 | 3357.84 | 3357.84 | 3357.84 | 3357.84 | 3357.84 | 3357.84 | 3357.84 | 3357.84 | 3357.84 | 3357.84 | 3357.84 | 3357.84 | 3357.84 | 3357.84 | 3357.84 | 3357.84 | 3357.84 | 3357.84 | 3357.84 | 3357.84 | 3357.84 | 3357.84 | 3357.84 | 3357.84 | 3357.84 | 3357.84 | 3357.84 | 3357.84 | 3357.84 | 3357.84 | 3357.84 | 3357.84 | 3357.84 | 3357.84 | 3357.84 | 3357.84 | 3357.84 | 3357.84 | 3357.84 | 3357.84 | 3357.84 | 3357.84 | 3357.84 | 3357.84 | 3357.84 | 3357.84 | 3357.84 | 3357.84 | 3357.84 | 3357.84 | 3357.84 | 3357.84 | 3357.84 | 3357.84 | 3357.84 | 3357.84 | 3357.84 | 3357.84 | 3357.84 | 3357.84 | 3357.84 | 3357.84 | 3357.84 | 3357.84 | 3357.84 | 3357.84 | 3357.84 | 3357.84 | 3357.84 | 3357.84 | 3357.84 | 3357.84 | 3357.84 | 3357.84 | 3357.84 | 3357.84 | 3357.84 | 3357.84 | 3357.84 | 3357.84 | 3357.84 | 3357.84 | 3357.84 | 3357.84 | 3357.84 | 3357.84 | 3357.84 | 3357.84 | 3357.84 | 3357.84 | 3357.84 | 3357.84 | 3357.84 | 3357.84 | 3357.84 | 3357.84 | 3357.84 | 3357.84 | 3357.84 | 3357.84 | 3357.84 | 3357.84 | 3357.84 | 3357.84 | 3357.84 | 3357.84 | 3357.84 | 3357.84 | 3357.84 | 3357.84 | 3357.84 | 3357.84 | 3357.84 | 3357.84 | 3357.84 | 3357.84 | 3357.84 | 3357.84 | 3357.84 | 3357.84 | 3357.84 | 3357.84 | 3357.84 | 3357.84 | 3357.84 | 3357.84 | 3357.84 | 3357.84 | 3357.84 | 3357.84 | 3357.84 | 3357.84 | 3357.84 | 3357.84 | 3357.84 | 3357.84 | 3357.84 | 3357.84 | 3357.84 | 3357.84 | 3357.84 | 3357.84 | 3357.84 | 3357.84 | 3357.84 | 3357.84 | 3357.84 | 3357.84 | 3357.84 | 3357.84 | 3357.84 | 3357.84 | 3357.84 | 3357.84 | 3357.84 | 3357.84 | 3357.84 | 3357.84 | 3357.84 | 3357.84 | 3357.84 | 3357.84 | 3357.84 | 3357.84 | 3357.84 | 3357.84 | 3357.84 | 3357.84 | 3357.84 | 3357.84 | 3357.84 | 3357.84 | 3357.84 | 3357.84 | 3357.84 | 3357.84 | 3357.84 | 3357.84 | 3357.84 | 3357.84 | 3357.84 | 3357.84 | 3357.84 | 3357.84 | 3357.84 | 3357.84 | 3357.84 | 3357.84 | 3357.84 | 3357.84 | 3357.84 | 3357.84 | 3357.84 | 3357.84 | 3357.84 | 3357.84 | 3357.84 | 3357.84 | 3357.84 | 3357.84 | 3357.84 | 3357.84 | 3357.84 | 3357.84 | 3357.84 | 3357.84 | 3357.84 | 3357.84 | 3357.84 | 3357.84 | 3357.84 | 3357.84 | 3357.84 | 3357.84 | 3357.84 | 3357.84 | 3357.84 | 3357.84 | 3357.84 | 3357.84 | 3357.84 | 3357.84 | 3357.84 | 3357.84 | 3357.84 | 3357.84 | 3357.84 | 3357.84 | 3357.84 | 3357.84 | 3357.84 | 3357.84 | 3357.84 | 3357.84 | 3357.84 | 3357.84 | 3357.84 | 3357.84 | 3357.84 | 3357.84 | 3357.84 | 3357.84 | 3357.84 | 3357.84 | 3357.84 | 3357.84 | 3357.84 | 3357.84 | 3357.84 | 3357.84 | 3357.84 | 3357.84 | 3357.84 | 3357.84 | 3357.84 | 3357.84 | 3357.84 | 3357.84 | 3357.84 | 3357.84 | 3357.84 | 3357.84 | 3357.84 | 3357.84 | 3357.84 | 3357.84 | 3357.84 | 3357.84 | 3357.84 | 3357.84 | 3357.84 | 3357.84 | 3357.84 | 3357.84 | 3357.84 | 3357.84 | 3357.84 | 3357.84 | 3357.84 | 3357.84 | 3357.84 | 3357.84 | 3357.84 | 3357.84 | 3357.84 | 3357.84 | 3357.84 | 3357.84 | 3357.84 | 3357.84 | 3357.84 | 3357.84 | 3357.84 | 3357.84 | 3357.84 | 3357.84 | 3357.84 | 3357.84 | 3357.84 | 3357.84 | 3357.84 | 3357.84 | 3357.84 | 3357.84 | 3357.84 | 3357.84 | 3357.84 | 3357.84 | 3357.84 | 3357.84 | 3357.84 | 3357.84 | 3357.84 | 3357.84 | 3357.84 | 3357.84 | 3357.84 | 3357.84 | 3357.84 | 3357.84 | 3357.84 | 3357.84 | 3357.84 | 3357.84 | 3357.84 | 3357.84 | 3357.84 | 3357.84 | 3357.84 | 3357.84 | 3357.84 | 3357.84 | 3357.84 | 3357.84 | 3357.84 | 3357.84 | 3357.84 | 3357.84 | 3357.84 | 3357.84 | 3357.84 | 3357.84 | 3357.84 | 3357.84 | 3357.84 | 3357.84 | 3357.84 | 3357.84 | 3357.84 | 3357.84 | 3357.84 | 3357.84 | 3357.84 | 3357.84 | 3357.84 | 3357.84 | 3357.84 | 3357.84 | 3357.84 | 3357.84 | 3357.84 | 3357.84 | 3357.84 | 3357.84 | 3357.84 | 3357.84 | 3357.84 | 3357.84 | 3357.84 | 3357.84 | 3357.84 | 3357.84 | 3357.84 | 3357.84 | 3357.84 | 3357.84 | 3357.84 | 3357.84 | 3357.84 | 3357.84 | 3357.84 | 3357.84 | 3357.84 | 3357.84 | 3357.84 | 3357.84 | 3357.84 | 3357.84 | 3357.84 | 3357.84 | 3357.84 | 3357.84 | 3357.84 | 3357.84 | 3357.84 | 3357.84 | 3357.84 | 3357.84 | 3357.84 | 3357.84 | 3357.84 | 3357.84 | 3357.84 | 3357.84 | 3357.84 | 3357.84 | 3357.84 | 3357.84 | 3357.84 | 3357.84 | 3357.84 | 3357.84 | 3357.84 | 3357.84 | 3357.84 | 3357.84 | 3357.84 | 3357.84 | 3357.84 | 3357.84 | 3357.84 | 3357.84 | 3357.84 | 3357.84 | 3357.84 | 3357.84 | 3357.84 | 3357.84 | 3357.84 | 3357.84 | 3357.84 | 3357.84 | 3357.84 | 3357.84 | 3357.84 | 3357.84 | 3357.84 | 3357.84 | 3357.84 | 3357.84 | 3357.84 | 3357.84 | 3357.84 | 3357.84 | 3357.84 | 3357.84 | 3357.84 | 3357.84 | 3357.84 | 3357.84 | 3357.84 | 3357.84 | 3357.84 | 3357.84 | 3357.84 | 3357.84 | 3357.84 | 3357.84 | 3357.84 | 3357.84 | 3357.84 | 3357.84 | 3357.84 | 3357.84 | 3357.84 | 3357.84 | 3357.84 | 3357.84 | 3357.84 | 3357.84 | 3357.84 | 3357.84 | 3357.84 | 3357.84 | 3357.84 | 3357.84 | 3357.84 | 3357.84 | 3357.84 | 3357.84 | 3357.84 | 3357.84 | 3357.84 | 3357.84 | 3357.84 | 3357.84 | 3357.84 | 3357.84 | 3357.84 | 3357.84 | 3357.84 | 3357.84 | 3357.84 | 3357.84 | 3357.84 | 3357.84 | 3357.84 | 3357.84 | 3357.84 | 3357.84 | 3357.84 | 3357.84 | 3357.84 | 3357.84 | 3357.84 | 3357.84 | 3357.84 | 3357.84 | 3357.84 | 3357.84 | 3357.84 | 3357.84 | 3357.84 | 3357.84 | 3357.84 | 3357.84 | 3357.84 | 3357.84 | 3357.84 | 3357.84 | 3357.84 | 3357.84 | 3357.84 | 3357.84 | 3357.84 | 3357.84 | 3357.84 | 3357.84 | 3357.84 | 3357.84 | 3357.84 | 3357.84 | 3357.84 | 3357.84 | 3357.84 | 3357.84 | 3357.84 | 3357.84 | 3357.84 | 3357.84 | 3357.84 | 3357.84 | 3357.84 | 3357.84 | 3357.84 | 3357.84 | 3357.84 | 3357.84 | 3357.84 | 3357.84 | 3357.84 | 3357.84 | 3357.84 | 3357.84 | 3357.84 | 3357.84 | 3357.84 | 3357.84 | 3357.84 | 3357.84 | 3357.84 | 3357.84 | 3357.84 | 3357.84 | 3357.84 | 3357.84 | 3357.84 | 3357.84 | 3357.84 | 3357.84 | 3357.84 | 3357.84 | 3357.84 | 3357.84 | 3357.84 | 3357.84 | 3357.84 | 3357.84 | 3357.84 | 3357.84 | 3357.84 | 3357.84 | 3357.84 | 3357.84 | 3357.84 | 3357.84 | 3357.84 | 3357.84 | 3357.84 | 3357.84 | 3357.84 | 3357.84 | 3357.84 | 3357.84 | 3357.84 | 3357.84 | 3357.84 | 3357.84 | 3357.84 | 3357.84 | 3357.84 | 3357.84 | 3357.84 | 3357.84 | 3357.84 | 3357.84 | 3357.84 | 3357.84 | 3357.84 | 3357.84 | 3357.84 | 3357.84 | 3357.84 | 3357.84 | 3357.84 | 3357.84 | 3357.84 | 3357.84 | 3357.84 | 3357.84 | 3357.84 | 3357.84 | 3357.84 | 3357.84 | 3357.84 | 3357.84 | 3357.84 | 3357.84 | 3357.84 | 3357.84 | 3357.84 | 3357.84 | 3357.84 | 3357.84 | 3357.84 | 3357.84 | 3357.84 | 3357.84 | 3357.84 | 3357.84 | 3357.84 | 3357.84 | 3357.84 | 3357.84 | 3357.84 | 3357.84 | 3357.84 | 3357.84 | 3357.84 | 3357.84 | 3357.84 | 3357.84 | 3357.84 | 3357.84 | 3357.84 | 3357.84 | 3357.84 | 3357.84 | 3357.84 | 3357.84 | 3357.84 | 3357.84 | 3357.84 | 3357.84 | 3357.84 | 3357.84 | 3357.84 | 3357.84 | 3357.84 | 3357.84 | 3357.84 | 3357.84 | 3357.84 | 3357.84 | 3357.84 | 3357.84 | 3357.84 | 3357.84 | 3357.84 | 3357.84 | 3357.84 | 3357.84 | 3357.84 | 3357.84 | 3357.84 | 3357.84 | 3357.84 | 3357.84 | 3357.84 | 3357.84 | 3357.84 | 3357.84 | 3357.84 | 3357.84 | 3357.84 | 3357.84 | 3357.84 | 3357.84 | 3357.84 | 3357.84 | 3357.84 | 3357.84 | 3357.84 | 3357.84 | 3357.84 | 3357.84 | 3357.84 | 3357.84 | 3357.84 | 3357.84 | 3357.84 | 3357.84 | 3357.84 | 3357.84 | 3357.84 | 3357.84 | 3357.84 | 3357.84 | 3357.84 | 3357.84 | 3357.84 | 3357.84 | 3357.84 | 3357.84 | 3357.84 | 3357.84 | 3357.84 | 3357.84 | 3357.84 | 3357.84 | 3357.84 | 3357.84 | 3357.84 | 3357.84 | 3357.84 | 3357.84 | 3357.84 | 3357.84 | 3357.84 | 3357.84 | 3357.84 | 3357.84 | 3357.84 | 3357.84 | 3357.84 | 3357.84 | 3357.84 | 3357.84 | 3357.84 | 3357.84 | 3357.84 | 3357.84 | 3357.84 | 3357.84 | 3357.84 | 3357.84 | 3357.84 | 3357.84 | 3357.84 | 3357.84 | 3357.84 | 3357.84 | 3357.84 | 3357.84 | 3357.84 | 3357.84 | 3357.84 | 3357.84 | 3357.84 | 3357.84 | 3357.84 | 3357.84 | 3357.84 | 3357.84 | 3357.84 | 3357.84 | 3357.84 | 3357.84 | 3357.84 | 3357.84 | 3357.84 | 3357.84 | 3357.84 | 3357.84 | 3357.84 | 3357.84 | 3357.84 | 3357.84 | 3357.84 | 3357.84 | 3357.84 | 3357.84 | 3357.84 | 3357.84 | 3357.84 | 3357.84 | 3357.84 | 3357.84 | 3357.84 | 3357.84 | 3357.84 | 3357.84 | 3357.84 | 3357.84 | 3357.84 | 3357.84 | 3357.84 | 3357.84 | 3357.84 | 3357.84 | 3357.84 | 3357.84 | 3357.84 | 3357.84 | 3357.84 | 3357.84 | 3357.84 | 3357.84 | 3357.84 | 3357.84 | 3357.84 | 3357.84 | 3357.84 | 3357.84 | 3357.84 | 3357.84 | 3357.84 | 3357.84 | 3357.84 | 3357.84 | 3357.84 | 3357.84 | 3357.84 | 3357.84 | 3357.84 | 3357.84 | 3357.84 | 3357.84 | 3357.84 | 3357.84 | 3357.84 | 3357.84 | 3357.84 | 3357.84 | 3357.84 | 3357.84 | 3357.84 | 3357.84 | 3357.84 | 3357.84 | 3357.84 | 3357.84 | 3357.84 | 3357.84 | 3357.84 | 3357.84 | 3357.84 | 3357.84 | 3357.84 | 3357.84 | 3357.84 | 3357.84 | 3357.84 | 3357.84 | 3357.84 | 3357.84 | 3357.84 | 3357.84 | 3357.84 | 3357.84 | 3357.84 | 3357.84 | 3357.84 | 3357.84 | 3357.84 | 3357.84 | 3357.84 | 3357.84 | 3357.84 | 3357.84 | 3357.84 | 3357.84 | 3357.84 | 3357.84 | 3357.84 | 3357.84 | 3357.84 | 3357.84 | 3357.84 | 3357.84 | 3357.84 | 3357.84 | 3357.84 | 3357.84 | 3357.84 | 3357.84 | 3357.84 | 3357.84 | 3357.84 | 3357.84 | 3357.84 | 3357.84 | 3357.84 | 3357.84 | 3357.84 | 3357.84 | 3357.84 | 3357.84 | 3357.84 | 3357.84 | 3357.84 | 3357.84 | 3357.84 | 3357.84 | 3357.84 | 3357.84 | 3357.84 | 3357.84 | 3357.84 | 3357.84 | 3357.84 | 3357.84 | 3357.84 | 3357.84 | 3357.84 | 3357.84 | 3357.84 | 3357.84 | 3357.84 | 3357.84 | 3357.84 | 3357.84 | 3357.84 | 3357.84 | 3357.84 | 3357.84 | 3357.84 | 3357.84 | 3357.84 | 3357.84 | 3357.84 | 3357.84 | 3357.84 | 3357.84 | 3357.84 | 3357.84 | 3357.84 | 3357.84 | 3357.84 | 3357.84 | 3357.84 | 3357.84 | 3357.84 | 3357.84 | 3357.84 | 3357.84 | 3357.84 | 3357.84 | 3357.84 | 3357.84 | 3357.84 | 3357.84 | 3357.84 | 3357.84 | 3357.84 | 3357.84 | 3357.84 | 3357.84 | 3357.84 | 3357.84 | 3357.84 | 3357.84 | 3357.84 | 3357.84 | 3357.84 | 3357.84 | 3357.84 | 3357.84 | 3357.84 | 3357.84 | 3357.84 | 3357.84 | 3357.84 | 3357.84 | 3357.84 | 3357.84 | 3357.84 | 3357.84 | 3357.84 | 3357.84 | 3357.84 | 3357.84 | 3357.84 | 3357.84 | 3357.84 | 3357.84 | 3357.84 | 3357.84 | 3357.84 | 3357.84 | 3357.84 | 3357.84 | 3357.84 | 3357.84 | 3357.84 | 3357.84 | 3357.84 | 3357.84 | 3357.84 | 3357.84 | 3357.84 | 3357.84 | 3357.84 | 3357.84 | 3357.84 | 3357.84 | 3357.84 | 3357.84 | 3357.84 | 3357.84 | 3357.84 | 3357.84 | 3357.84 | 3357.84 | 3357.84 | 3357.84 | 3357.84 | 3357.84 | 3357.84 | 3357.84 | 3357.84 | 3357.84 | 3357.84 | 3357.84 | 3357.84 | 3357.84 | 3357.84 | 3357.84 | 3357.84 | 3357.84 | 3357.84 | 3357.84 | 3357.84 | 3357.84 | 3357.84 | 3357.84 | 3357.84 | 3357.84 | 3357.84 | 3357.84 | 3357.84 | 3357.84 | 3357.84 | 3357.84 | 3357.84 | 3357.84 | 3357.84 | 3357.84 | 3357.84 | 3357.84 | 3357.84 | 3357.84 | 3357.84 | 3357.84 | 3357.84 | 3357.84 | 3357.84 | 3357.84 | 3357.84 | 3357.84 | 3357.84 | 3357.84 | 3357.84 | 3357.84 | 3357.84 | 3357.84 | 3357.84 | 3357.84 | 3357.84 | 3357.84 | 3357.84 | 3357.84 | 3357.84 | 3357.84 | 3357.84 | 3357.84 | 3357.84 | 3357.84 | 3357.84 | 3357.84 | 3357.84 | 3357.84 | 3357.84 | 3357.84 | 3357.84 | 3357.84 | 3357.84 | 3357.84 | 3357.84 | 3357.84 | 3357.84 | 3357.84 | 3357.84 | 3357.84 | 3357.84 | 3357.84 | 3357.84 | 3357.84 | 3357.84 | 3357.84 | 3357.84 | 3357.84 | 3357.84 | 3357.84 | 3357.84 | 3357.84 | 3357.84 | 3357.84 | 3357.84 | 3357.84 | 3357.84 | 3357.84 | 3357.84 | 3357.84 | 3357.84 | 3357.84 | 3357.84 | 3357.84 | 3357.84 | 3357.84 | 3357.84 | 3357.84 | 3357.84 | 3357.84 | 3357.84 | 3357.84 | 3357.84 | 3357.84 | 3357.84 | 3357.84 | 3357.84 | 3357.84 | 3357.84 | 3357.84 | 3357.84 | 3357.84 | 3357.84 | 3357.84 | 3357.84 | 3357.84 | 3357.84 | 3357.84 | 3357.84 | 3357.84 | 3357.84 | 3357.84 | 3357.84 | 3357.84 | 3357.84 | 3357.84 | 3357.84 | 3357.84 | 3357.84 | 3357.84 | 3357.84 | 3357.84 | 3357.84 | 3357.84 | 3357.84 | 3357.84 | 3357.84 | 3357.84 | 3357.84 | 3357.84 | 3357.84 | 3357.84 | 3357.84 | 3357.84 | 3357.84 | 3357.84 | 3357.84 | 3357.84 | 3357.84 | 3357.84 | 3357.84 | 3357.84 | 3357.84 | 3357.84 | 3357.84 | 3357.84 | 3357.84 | 3357.84 | 3357.84 | 3357.84 | 3357.84 | 3357.84 | 3357.84 | 3357.84 | 3357.84 | 3357.84 | 3357.84 | 3357.84 | 3357.84 | 3357.84 | 3357.84 | 3357.84 | 3357.84 | 3357.84 | 3357.84 | 3357.84 | 3357.84 | 3357.84 | 3357.84 | 3357.84 | 3357.84 | 3357.84 | 3357.84 | 3357.84 | 3357.84 | 3357.84 | 3357.84 | 3357.84 | 3357.84 | 3357.84 | 3357.84 | 3357.84 | 3357.84 | 3357.84 | 3357.84 | 3357.84 | 3357.84 | 3357.84 | 3357.84 | 3357.84 | 3357.84 | 3357.84 | 3357.84 | 3357.84 | 3357.84 | 3357.84 | 3357.84 | 3357.84 | 3357.84 | 3357.84 | 3357.84 | 3357.84 | 3357.84 | 3357.84 | 3357.84 | 3357.84 | 3357.84 | 3357.84 | 3357.84 | 3357.84 | 3357.84 | 3357.84 | 3357.84 | 3357.84 | 3357.84 | 3357.84 | 3357.84 | 3357.84 | 3357.84 | 3357.84 | 3357.84 | 3357.84 | 3357.84 | 3357.84 | 3357.84 | 3357.84 | 3357.84 | 3357.84 | 3357.84 | 3357.84 | 3357.84 | 3357.84 | 3357.84 | 3357.84 | 3357.84 | 3357.84 | 3357.84 | 3357.84 | 3357.84 | 3357.84 | 3357.84 | 3357.84 | 3357.84 | 3357.84 | 3357.84 | 3357.84 | 3357.84 | 3357.84 | 3357.84 | 3357.84 | 3357.84 | 3357.84 | 3357.84 | 3357.84 | 3357.84 | 3357.84 | 3357.84 | 3357.84 | 3357.84 | 3357.84 | 3357.84 | 3357.84 | 3357.84 | 3357.84 | 3357.84 | 3357.84 | 3357.84 | 3357.84 | 3357.84 | 3357.84 | 3357.84 | 3357.84 | 3357.84 | 3357.84 | 3357.84 | 3357.84 | 3357.84 | 3357.84 | 3357.84 | 3357.84 | 3357.84 | 3357.84 | 3357.84 | 3357.84 | 3357.84 | 3357.84 | 3357.84 | 3357.84 | 3357.84 | 3357.84 | 3357.84 | 3357.84 | 3357.84 | 3357.84 | 3357.84 | 3357.84 | 3357.84 | 3357.84 | 3357.84 | 3357.84 | 3357.84 | 3357.84 | 3357.84 | 3357.84 | 3357.84 | 3357.84 | 3357.84 | 3357.84 | 3357.84 | 3357.84 | 3357.84 | 3357.84 | 3357.84 | 3357.84 | 3357.84 | 3357.84 | 3357.84 | 3357.84 | 3357.84 | 3357.84 | 3357.84 | 3357.84 | 3357.84 | 3357.84 | 3357.84 | 3357.84 | 3357.84 | 3357.84 | 3357.84 | 3357.84 | 3357.84 | 3357.84 | 3357.84 | 3357.84 | 3357.84 | 3357.84 | 3357.84 | 3357.84 | 3357.84 | 3357.84 | 3357.84 | 3357.84 | 3357.84 | 3357.84 | 3357.84 | 3357.84 | 3357.84 | 3357.84 | 3357.84 | 3357.84 | 3357.84 | 3357.84 | 3357.84 | 3357.84 | 3357.84 | 3357.84 | 3357.84 | 3357.84 | 3357.84 | 3357.84 | 3357.84 | 3357.84 | 3357.84 | 3357.84 | 3357.84 | 3357.84 | 3357.84 | 3357.84 | 3357.84 | 3357.84 | 3357.84 | 3357.84 | 3357.84 | 3357.84 | 3357.84 | 3357.84 | 3357.84 | 3357.84 | 3357.84 | 3357.84 | 3357.84 | 3357.84 | 3357.84 | 3357.84 | 3357.84 | 3357.84 | 3357.84 | 3357.84 | 3357.84 | 3357.84 | 3357.84 | 3357.84 | 3357.84 | 3357.84 | 3357.84 | 3357.84 | 3357.84 | 3357.84 | 3357.84 | 3357.84 | 3357.84 | 3357.84 | 3357.84 | 3357.84 | 3357.84 | 3357.84 | 3357.84 | 3357.84 | 3357.84 | 3357.84 | 3357.84 | 3357.84 | 3357.84 | 3357.84 | 3357.84 | 3357.84 | 3357.84 | 3357.84 | 3357.84 | 3357.84 | 3357.84 | 3357.84 | 3357.84 | 3357.84 | 3357.84 | 3357.84 | 3357.84 | 3357.84 | 3357.84 | 3357.84 | 3357.84 | 3357.84 | 3357.84 | 3357.84 | 3357.84 | 3357.84 | 3357.84 | 3357.84 | 3357.84 | 3357.84 | 3357.84 | 3357.84 | 3357.84 | 3357.84 | 3357.84 | 3357.84 | 3357.84 | 3357.84 | 3357.84 | 3357.84 | 3357.84 | 3357.84 | 3357.84 | 3357.84 | 3357.84 | 3357.84 | 3357.84 | 3357.84 | 3357.84 | 3357.84 | 3357.84 | 3357.84 | 3357.84 | 3357.84 | 3357.84 | 3357.84 | 3357.84 | 3357.84 | 3357.84 | 3357.84 | 3357.84 | 3357.84 | 3357.84 | 3357.84 | 3357.84 | 3357.84 | 3357.84 | 3357.84 | 3357.84 | 3357.84 | 3357.84 | 3357.84 | 3357.84 | 3357.84 | 3357.84 | 3357.84 | 3357.84 | 3357.84 | 3357.84 | 3357.84 | 3357.84 | 3357.84 | 3357.84 | 3357.84 | 3357.84 | 3357.84 | 3357.84 | 3357.84 | 3357.84 | 3357.84 | 3357.84 | 3357.84 | 3357.84 | 3357.84 | 3357.84 | 3357.84 | 3357.84 | 3357.84 | 3357.84 | 3357.84 | 3357.84 | 3357.84 | 3357.84 | 3357.84 | 3357.84 | 3357.84 | 3357.84 | 3357.84 | 3357.84 | 3357.84 | 3357.84 | 3357.84 | 3357.84 | 3357.84 | 3357.84 | 3357.84 | 3357.84 | 3357.84 | 3357.84 | 3357.84 | 3357.84 | 3357.84 | 3357.84 | 3357.84 | 3357.84 | 3357.84 | 3357.84 | 3357.84 | 3357.84 | 3357.84 | 3357.84 | 3357.84 | 3357.84 | 3357.84 | 3357.84 | 3357.84 | 3357.84 | 3357.84 | 3357.84 | 3357.84 | 3357.84 | 3357.84 | 3357.84 | 3357.84 | 3357.84 | 3357.84 | 3357.84 | 3357.84 | 3357.84 | 3357.84 | 3357.84 | 3357.84 | 3357.84 | 3357.84 | 3357.84 | 3357.84 | 3357.84 | 3357.84 | 3357.84 | 3357.84 | 3357.84 | 3357.84 | 3357.84 | 3357.84 | 3357.84 | 3357.84 | 3357.84 | 3357.84 | 3357.84 | 3357.84 | 3357.84 | 3357.84 | 3357.84 | 3357.84 | 3357.84 | 3357.84 | 3357.84 | 3357.84 | 3357.84 | 3357.84 | 3357.84 | 3357.84 | 3357.84 | 3357.84 | 3357.84 | 3357.84 | 3357.84 | 3357.84 | 3357.84 | 3357.84 | 3357.84 | 3357.84 | 3357.84 | 3357.84 | 3357.84 | 3357.84 | 3357.84 | 3357.84 | 3357.84 | 3357.84 | 3357.84 | 3357.84 | 3357.84 | 3357.84 | 3357.84 | 3357.84 | 3357.84 | 3357.84 | 3357.84 | 3357.84 | 3357.84 | 3357.84 | 3357.84 | 3357.84 | 3357.84 | 3357.84 | 3357.84 | 3357.84 | 3357.84 | 3357.84 | 3357.84 | 3357.84 | 3357.84 | 3357.84 | 3357.84 | 3357.84 | 3357.84 | 3357.84 | 3357.84 | 3357.84 | 3357.84 | 3357.84 | 3357.84 | 3357.84 | 3357.84 | 3357.84 | 3357.84 | 3357.84 | 3357.84 | 3357.84 | 3357.84 | 3357.84 | 3357.84 | 3357.84 | 3357.84 | 3357.84 | 3357.84 | 3357.84 | 3357.84 | 3357.84 | 3357.84 | 3357.84 | 3357.84 | 3357.84 | 3357.84 | 3357.84 | 3357.84 | 3357.84 | 3357.84 | 3357.84 | 3357.84 | 3357.84 | 3357.84 | 3357.84 | 3357.84 | 3357.84 | 3357.84 | 3357.84 | 3357.84 | 3357.84 | 3357.84 | 3357.84 | 3357.84 | 3357.84 | 3357.84 | 3357.84 | 3357.84 | 3357.84 | 3357.84 | 3357.84 | 3357.84 | 3357.84 | 3357.84 | 3357.84 | 3357.84 | 3357.84 | 3357.84 | 3357.84 | 3357.84 | 3357.84 | 3357.84 | 3357.84 | 3357.84 | 3357.84 | 3357.84 | 3357.84 | 3357.84 | 3357.84 | 3357.84 | 3357.84 | 3357.84 | 3357.84 | 3357.84 | 3357.84 | 3357.84 | 3357.84 | 3357.84 | 3357.84 | 3357.84 | 3357.84 | 3357.84 | 3357.84 | 3357.84 | 3357.84 | 3357.84 | 3357.84 | 3357.84 | 3357.84 | 3357.84 | 3357.84 | 3357.84 | 3357.84 | 3357.84 | 3357.84 | 3357.84 | 3357.84 | 3357.84 | 3357.84 | 3357.84 | 3357.84 | 3357.84 | 3357.84 | 3357.84 | 3357.84 | 3357.84 | 3357.84 | 3357.84 | 3357.84 | 3357.84 | 3357.84 | 3357.84 | 3357.84 | 3357.84 | 3357.84 | 3357.84 | 3357.84 | 3357.84 | 3357.84 | 3357.84 | 3357.84 | 3357.84 | 3357.84 | 3357.84 | 3357.84 | 3357.84 | 3357.84 | 3357.84 | 3357.84 | 3357.84 | 3357.84 | 3357.84 | 3357.84 | 3357.84 | 3357.84 | 3357.84 | 3357.84 | 3357.84 | 3357.84 | 3357.84 | 3357.84 | 3357.84 | 3357.84 | 3357.84 | 3357.84 | 3357.84 | 3357.84 | 3357.84 | 3357.84 | 3357.84 | 3357.84 | 3357.84 | 3357.84 | 3357.84 | 3357.84 | 3357.84 | 3357.84 | 3357.84 | 3357.84 | 3357.84 | 3357.84 | 3357.84 | 3357.84 | 3357.84 | 3357.84 | 3357.84 | 3357.84 | 3357.84 | 3357.84 | 3357.84 | 3357.84 | 3357.84 | 3357.84 | 3357.84 | 3357.84 | 3357.84 | 3357.84 | 3357.84 | 3357.84 | 3357.84 | 3357.84 | 3357.84 | 3357.84 | 3357.84 | 3357.84 | 3357.84 | 3357.84 | 3357.84 | 3357.84 | 3357.84 | 3357.84 | 3357.84 | 3357.84 | 3357.84 | 3357.84 | 3357.84 | 3357.84 | 3357.84 | 3357.84 | 3357.84 | 3357.84 | 3357.84 | 3357.84 | 3357.84 | 3357.84 | 3357.84 | 3357.84 | 3357.84 | 3357.84 | 3357.84 | 3357.84 | 3357.84 | 3357.84 | 3357.84 | 3357.84 | 3357.84 | 3357.84 | 3357.84 | 3357.84 | 3357.84 | 3357.84 | 3357.84 | 3357.84 | 3357.84 | 3357.84 | 3357.84 | 3357.84 | 3357.84 | 3357.84 | 3357.84 | 3357.84 | 3357.84 | 3357.84 | 3357.84 | 3357.84 | 3357.84 | 3357.84 | 3357.84 | 3357.84 | 3357.84 | 3357.84 | 3357.84 | 3357.84 | 3357.84 | 3357.84 | 3357.84 | 3357.84 | 3357.84 | 3357.84 | 3357.84 | 3357.84 | 3357.84 | 3357.84 | 3357.84 | 3357.84 | 3357.84 | 3357.84 | 3357.84 | 3357.84 | 3357.84 | 3357.84 | 3357.84 | 3357.84 | 3357.84 | 3357.84 | 3357.84 | 3357.84 | 3357.84 | 3357.84 | 3357.84 | 3357.84 | 3357.84 | 3357.84 | 3357.84 | 3357.84 | 3357.84 | 3357.84 | 3357.84 | 3357.84 | 3357.84 | 3357.84 | 3357.84 | 3357.84 | 3357.84 | 3357.84 | 3357.84 | 3357.84 | 3357.84 | 3357.84 | 3357.84 | 3357.84 | 3357.84 | 3357.84 | 3357.84 | 3357.84 | 3357.84 | 3357.84 | 3357.84 | 3357.84 | 3357.84 | 3357.84 | 3357.84 | 3357.84 | 3357.84 | 3357.84 | 3357.84 | 3357.84 | 3357.84 | 3357.84 | 3357.84 | 3357.84 | 3357.84 | 3357.84 | 3357.84 | 3357.84 | 3357.84 | 3357.84 | 3357.84 | 3357.84 | 3357.84 | 3357.84 | 3357.84 | 3357.84 | 3357.84 | 3357.84 | 3357.84 | 3357.84 | 3357.84 | 3357.84 | 3357.84 | 3357.84 | 3357.84 | 3357.84 | 3357.84 | 3357.84 | 3357.84 | 3357.84 | 3357.84 | 3357.84 | 3357.84 | 3357.84 | 3357.84 | 3357.84 | 3357.84 | 3357.84 | 3357.84 | 3357.84 | 3357.84 | 3357.84 | 3357.84 | 3357.84 | 3357.84 | 3357.84 | 3357.84 | 3357.84 | 3357.84 | 3357.84 | 3357.84 | 3357.84 | 3357.84 | 3357.84 | 3357.84 | 3357.84 | 3357.84 | 3357.84 | 3357.84 | 3357.84 | 3357.84 | 3357.84 | 3357.84 | 3357.84 | 3357.84 | 3357.84 | 3357.84 | 3357.84 | 3357.84 | 3357.84 | 3357.84 | 3357.84 | 3357.84 | 3357.84 | 3357.84 | 3357.84 | 3357.84 | 3357.84 | 3357.84 | 3357.84 | 3357.84 | 3357.84 | 3357.84 | 3357.84 | 3357.84 | 3357.84 | 3357.84 | 3357.84 | 3357.84 | 3357.84 | 3357.84 | 3357.84 | 3357.84 | 3357.84 | 3357.84 | 3357.84 | 3357.84 | 3357.84 | 3357.84 | 3357.84 | 3357.84 | 3357.84 | 3357.84 | 3357.84 | 3357.84 | 3357.84 | 3357.84 | 3357.84 | 3357.84 | 3357.84 | 3357.84 | 3357.84 | 3357.84 | 3357.84 | 3357.84 | 3357.84 | 3357.84 | 3357.84 | 3357.84 | 3357.84 | 3357.84 | 3357.84 | 3357.84 | 3357.84 | 3357.84 | 3357.84 | 3357.84 | 3357.84 | 3357.84 | 3357.84 | 3357.84 | 3357.84 | 3357.84 | 3357.84 | 3357.84 | 3357.84 | 3357.84 | 3357.84 | 3357.84 | 3357.84 | 3357.84 | 3357.84 | 3357.84 | 3357.84 | 3357.84 | 3357.84 | 3357.84 | 3357.84 | 3357.84 | 3357.84 | 3357.84 | 3357.84 | 3357.84 | 3357.84 | 3357.84 | 3357.84 | 3357.84 | 3357.84 | 3357.84 | 3357.84 | 3357.84 | 3357.84 | 3357.84 | 3357.84 | 3357.84 | 3357.84 | 3357.84 | 3357.84 | 3357.84 | 3357.84 | 3357.84 | 3357.84 | 3357.84 | 3357.84 | 3357.84 | 3357.84 | 3357.84 | 3357.84 | 3357.84 | 3357.84 | 3357.84 | 3357.84 | 3357.84 | 3357.84 | 3357.84 | 3357.84 | 3357.84 | 3357.84 | 3357.84 | 3357.84 | 3357.84 | 3357.84 | 3357.84 | 3357.84 | 3357.84 | 3357.84 | 3357.84 | 3357.84 | 3357.84 | 3357.84 | 3357.84 | 3357.84 | 3357.84 | 3357.84 | 3357.84 | 3357.84 | 3357.84 | 3357.84 | 3357.84 | 3357.84 | 3357.84 | 3357.84 | 3357.84 | 3357.84 | 3357.84 | 3357.84 | 3357.84 | 3357.84 | 3357.84 | 3357.84 | 3357.84 | 3357.84 | 3357.84 | 3357.84 | 3357.84 | 3357.84 | 3357.84 | 3357.84 | 3357.84 | 3357.84 | 3357.84 | 3357.84 | 3357.84 | 3357.84 | 3357.84 | 3357.84 | 3357.84 | 3357.84 | 3357.84 | 3357.84 | 3357.84 | 3357.84 | 3357.84 | 3357.84 | 3357.84 | 3357.84 | 3357.84 | 3357.84 | 3357.84 | 3357.84 | 3357.84 | 3357.84 | 3357.84 | 3357.84 | 3357.84 | 3357.84 | 3357.84 | 3357.84 | 3357.84 | 3357.84 | 3357.84 | 3357.84 | 3357.84 | 3357.84 | 3357.84 | 3357.84 | 3357.84 | 3357.84 | 3357.84 | 3357.84 | 3357.84 | 3357.84 | 3357.84 | 3357.84 | 3357.84 | 3357.84 | 3357.84 | 3357.84 | 3357.84 | 3357.84 | 3357.84 | 3357.84 | 3357.84 | 3357.84 | 3357.84 | 3357.84 | 3357.84 | 3357.84 | 3357.84 | 3357.84 | 3357.84 | 3357.84 | 3357.84 | 3357.84 | 3357.84 | 3357.84 | 3357.84 | 3357.84 | 3357.84 | 3357.84 | 3357.84 | 3357.84 | 3357.84 | 3357.84 | 3357.84 | 3357.84 | 3357.84 | 3357.84 | 3357.84 | 3357.84 | 3357.84 | 3357.84 | 3357.84 | 3357.84 | 3357.84 | 3357.84 | 3357.84 | 3357.84 | 3357.84 | 3357.84 | 3357.84 | 3357.84 | 3357.84 | 3357.84 | 3357.84 | 3357.84 | 3357.84 | 3357.84 | 3357.84 | 3357.84 | 3357.84 | 3357.84 | 3357.84 | 3357.84 | 3357.84 | 3357.84 | 3357.84 | 3357.84 | 3357.84 | 3357.84 | 3357.84 | 3357.84 | 3357.84 | 3357.84 | 3357.84 | 3357.84 | 3357.84 | 3357.84 | 3357.84 | 3357.84 | 3357.84 | 3357.84 | 3357.84 | 3357.84 | 3357.84 | 3357.84 | 3357.84 | 3357.84 | 3357.84 | 3357.84 | 3357.84 | 3357.84 | 3357.84 | 3357.84 | 3357.84 | 3357.84 | 3357.84 | 3357.84 | 3357.84 | 3357.84 | 3357.84 | 3357.84 | 3357.84 | 3357.84 | 3357.84 | 3357.84 | 3357.84 | 3357.84 | 3357.84 | 3357.84 | 3357.84 | 3357.84 | 3357.84 | 3357.84 | 3357.84 | 3357.84 | 3357.84 | 3357.84 | 3357.84 | 3357.84 | 3357.84 | 3357.84 | 3357.84 | 3357.84 | 3357.84 | 3357.84 | 3357.84 | 3357.84 | 3357.84 | 3357.84 | 3357.84 | 3357.84 | 3357.84 | 3357.84 | 3357.84 | 3357.84 | 3357.84 | 3357.84 | 3357.84 | 3357.84 | 3357.84 | 3357.84 | 3357.84 | 3357.84 | 3357.84 | 3357.84 | 3357.84 | 3357.84 | 3357.84 | 3357.84 | 3357.84 | 3357.84 | 3357.84 | 3357.84 | 3357.84 | 3357.84 | 3357.84 | 3357.84 | 3357.84 | 3357.84 | 3357.84 | 3357.84 | 3357.84 | 3357.84 | 3357.84 | 3357.84 | 3357.84 | 3357.84 | 3357.84 | 3357.84 | 3357.84 | 3357.84 | 3357.84 | 3357.84 | 3357.84 | 3357.84 | 3357.84 | 3357.84 | 3357.84 | 3357.84 | 3357.84 | 3357.84 | 3357.84 | 3357.84 | 3357.84 | 3357.84 | 3357.84 | 3357.84 | 3357.84 | 3357.84 | 3357.84 | 3357.84 | 3357.84 | 3357.84 | 3357.84 | 3357.84 | 3357.84 | 3357.84 | 3357.84 | 3357.84 | 3357.84 | 3357.84 | 3357.84 | 3357.84 | 3357.84 | 3357.84 | 3357.84 | 3357.84 | 3357.84 | 3357.84 | 3357.84 | 3357.84 | 3357.84 | 3357.84 | 3357.84 | 3357.84 | 3357.84 | 3357.84 | 3357.84 | 3357.84 | 3357.84 | 3357.84 | 3357.84 | 3357.84 | 3357.84 | 3357.84 | 3357.84 | 3357.84 | 3357.84 | 3357.84 | 3357.84 | 3357.84 | 3357.84 | 3357.84 | 3357.84 | 3357.84 | 3357.84 | 3357.84 | 3357.84 | 3357.84 | 3357.84 | 3357.84 | 3357.84 | 3357.84 | 3357.84 | 3357.84 | 3357.84 | 3357.84 | 3357.84 | 3357.84 | 3357.84 | 3357.84 | 3357.84 | 3357.84 | 3357.84 | 3357.84 | 3357.84 | 3357.84 | 3357.84 | 3357.84 | 3357.84 | 3357.84 | 3357.84 | 3357.84 | 3357.84 | 3357.84 | 3357.84 | 3357.84 | 3357.84 | 3357.84 | 3357.84 | 3357.84 | 3357.84 | 3357.84 | 3357.84 | 3357.84 | 3357.84 | 3357.84 | 3357.84 | 3357.84 | 3357.84 | 3357.84 | 3357.84 | 3357.84 | 3357.84 | 3357.84 | 3357.84 | 3357.84 | 3357.84 | 3357.84 | 3357.84 | 3357.84 | 3357.84 | 3357.84 | 3357.84 | 3357.84 | 3357.84 | 3357.84 | 3357.84 | 3357.84 | 3357.84 | 3357.84 | 3357.84 | 3357.84 | 3357.84 | 3357.84 | 3357.84 | 3357.84 | 3357.84 | 3357.84 | 3357.84 | 3357.84 | 3357.84 | 3357.84 | 3357.84 | 3357.84 | 3357.84 | 3357.84 | 3357.84 | 3357.84 | 3357.84 | 3357.84 | 3357.84 | 3357.84 | 3357.84 | 3357.84 | 3357.84 | 3357.84 | 3357.84 | 3357.84 | 3357.84 | 3357.84 | 3357.84 | 3357.84 | 3357.84 | 3357.84 | 3357.84 | 3357.84 | 3357.84 | 3357.84 | 3357.84 | 3357.84 | 3357.84 | 3357.84 | 3357.84 | 3357.84 | 3357.84 | 3357.84 | 3357.84 | 3357.84 | 3357.84 | 3357.84 | 3357.84 | 3357.84 | 3357.84 | 3357.84 | 3357.84 | 3357.84 | 3357.84 | 3357.84 | 3357.84 | 3357.84 | 3357.84 | 3357.84 | 3357.84 | 3357.84 | 3357.84 | 3357.84 | 3357.84 | 3357.84 | 3357.84 | 3357.84 | 3357.84 | 3357.84 | 3357.84 | 3357.84 | 3357.84 | 3357.84 | 3357.84 | 3357.84 | 3357.84 | 3357.84 | 3357.84 | 3357.84 | 3357.84 | 3357.84 | 3357.84 | 3357.84 | 3357.84 | 3357.84 | 3357.84 | 3357.84 | 3357.84 | 3357.84 | 3357.84 | 3357.84 | 3357.84 | 3357.84 | 3357.84 | 3357.84 | 3357.84 | 3357.84 | 3357.84 | 3357.84 | 3357.84 | 3357.84 | 3357.84 | 3357.84 | 3357.84 | 3357.84 | 3357.84 | 3357.84 | 3357.84 | 3357.84 | 3357.84 | 3357.84 | 3357.84 | 3357.84 | 3357.84 | 3357.84 | 3357.84 | 3357.84 | 3357.84 | 3357.84 | 3357.84 | 3357.84 | 3357.84 | 3357.84 | 3357.84 | 3357.84 | 3357.84 | 3357.84 | 3357.84 | 3357.84 | 3357.84 | 3357.84 | 3357.84 | 3357.84 | 3357.84 | 3357.84 | 3357.84 | 3357.84 | 3357.84 | 3357.84 | 3357.84 | 3357.84 | 3357.84 | 3357.84 | 3357.84 | 3357.84 | 3357.84 | 3357.84 | 3357.84 | 3357.84 | 3357.84 | 3357.84 | 3357.84 | 3357.84 | 3357.84 | 3357.84 | 3357.84 | 3357.84 | 3357.84 | 3357.84 | 3357.84 | 3357.84 | 3357.84 | 3357.84 | 3357.84 | 3357.84 | 3357.84 | 3357.84 | 3357.84 | 3357.84 | 3357.84 | 3357.84 | 3357.84 | 3357.84 | 3357.84 | 3357.84 | 3357.84 | 3357.84 | 3357.84 | 3357.84 | 3357.84 | 3357.84 | 3357.84 | 3357.84 | 3357.84 | 3357.84 | 3357.84 | 3357.84 | 3357.84 | 3357.84 | 3357.84 | 3357.84 | 3357.84 | 3357.84 | 3357.84 | 3357.84 | 3357.84 | 3357.84 | 3357.84 | 3357.84 | 3357.84 | 3357.84 | 3357.84 | 3357.84 | 3357.84 | 3357.84 | 3357.84 | 3357.84 | 3357.84 | 3357.84 | 3357.84 | 3357.84 | 3357.84 | 3357.84 | 3357.84 | 3357.84 | 3357.84 | 3357.84 | 3357.84 | 3357.84 | 3357.84 | 3357.84 | 3357.84 | 3357.84 | 3357.84 | 3357.84 | 3357.84 | 3357.84 | 3357.84 | 3357.84 | 3357.84 | 3357.84 | 3357.84 | 3357.84 | 3357.84 | 3357.84 | 3357.84 | 3357.84 | 3357.84 | 3357.84 | 3357.84 | 3357.84 | 3357.84 | 3357.84 | 3357.84 | 3357.84 | 3357.84 | 3357.84 | 3357.84 | 3357.84 | 3357.84 | 3357.84 | 3357.84 | 3357.84 | 3357.84 | 3357.84 | 3357.84 | 3357.84 | 3357.84 | 3357.84 | 3357.84 | 3357.84 | 3357.84 | 3357.84 | 3357.84 | 3357.84 | 3357.84 | 3357.84 | 3357.84 | 3357.84 | 3357.84 | 3357.84 | 3357.84 | 3357.84 | 3357.84 | 3357.84 | 3357.84 | 3357.84 | 3357.84 | 3357.84 | 3357.84 | 3357.84 | 3357.84 | 3357.84 | 3357.84 | 3357.84 | 3357.84 | 3357.84 | 3357.84 | 3357.84 | 3357.84 | 3357.84 | 3357.84 | 3357.84 | 3357.84 | 3357.84 | 3357.84 | 3357.84 | 3357.84 | 3357.84 | 3357.84 | 3357.84 | 3357.84 | 3357.84 | 3357.84 | 3357.84 | 3357.84 | 3357.84 | 3357.84 | 3357.84 | 3357.84 | 3357.84 | 3357.84 | 3357.84 | 3357.84 | 3357.84 | 3357.84 | 3357.84 | 3357.84 | 3357.84 | 3357.84 | 3357.84 | 3357.84 | 3357.84 | 3357.84 | 3357.84 | 3357.84 | 3357.84 | 3357.84 | 3357.84 | 3357.84 | 3357.84 | 3357.84 | 3357.84 | 3357.84 | 3357.84 | 3357.84 | 3357.84 | 3357.84 | 3357.84 | 3357.84 | 3357.84 | 3357.84 | 3357.84 | 3357.84 | 3357.84 | 3357.84 | 3357.84 | 3357.84 | 3357.84 | 3357.84 | 3357.84 | 3357.84 | 3357.84 | 3357.84 | 3357.84 | 3357.84 | 3357.84 | 3357.84 | 3357.84 | 3357.84 | 3357.84 | 3357.84 | 3357.84 | 3357.84 | 3357.84 | 3357.84 | 3357.84 | 3357.84 | 3357.84 | 3357.84 | 3357.84 | 3357.84 | 3357.84 | 3357.84 | 3357.84 | 3357.84 | 3357.84 | 3357.84 | 3357.84 | 3357.84 | 3357.84 | 3357.84 | 3357.84 | 3357.84 | 3357.84 | 3357.84 | 3357.84 | 3357.84 | 3357.84 | 3357.84 | 3357.84 | 3357.84 | 3357.84 | 3357.84 | 3357.84 | 3357.84 | 3357.84 | 3357.84 | 3357.84 | 3357.84 | 3357.84 | 3357.84 | 3357.84 | 3357.84 | 3357.84 | 3357.84 | 3357.84 | 3357.84 | 3357.84 | 3357.84 | 3357.84 | 3357.84 | 3357.84 | 3357.84 | 3357.84 | 3357.84 | 3357.84 | 3357.84 | 3357.84 | 3357.84 | 3357.84 | 3357.84 | 3357.84 | 3357.84 | 3357.84 | 3357.84 | 3357.84 | 3357.84 | 3357.84 | 3357.84 | 3357.84 | 3357.84 | 3357.84 | 3357.84 | 3357.84 | 3357.84 | 3357.84 | 3357.84 | 3357.84 | 3357.84 | 3357.84 | 3357.84 | 3357.84 | 3357.84 | 3357.84 | 3357.84 | 3357.84 | 3357.84 | 3357.84 | 3357.84 | 3357.84 | 3357.84 | 3357.84 | 3357.84 | 3357.84 | 3357.84 | 3357.84 | 3357.84 | 3357.84 | 3357.84 | 3357.84 | 3357.84 | 3357.84 | 3357.84 | 3357.84 | 3357.84 | 3357.84 | 3357.84 | 3357.84 | 3357.84 | 3357.84 | 3357.84 | 3357.84 | 3357.84 | 3357.84 | 3357.84 | 3357.84 | 3357.84 | 3357.84 | 3357.84 | 3357.84 | 3357.84 | 3357.84 | 3357.84 | 3357.84 | 3357.84 | 3357.84 | 3357.84 | 3357.84 | 3357.84 | 3357.84 | 3357.84 | 3357.84 | 3357.84 | 3357.84 | 3357.84 | 3357.84 | 3357.84 | 3357.84 | 3357.84 | 3357.84 | 3357.84 | 3357.84 | 3357.84 | 3357.84 | 3357.84 | 3357.84 | 3357.84 | 3357.84 | 3357.84 | 3357.84 | 3357.84 | 3357.84 | 3357.84 | 3357.84 | 3357.84 | 3357.84 | 3357.84 | 3357.84 | 3357.84 | 3357.84 | 3357.84 | 3357.84 | 3357.84 | 3357.84 | 3357.84 | 3357.84 | 3357.84 | 3357.84 | 3357.84 | 3357.84 | 3357.84 | 3357.84 | 3357.84 | 3357.84 | 3357.84 | 3357.84 | 3357.84 | 3357.84 | 3357.84 | 3357.84 | 3357.84 | 3357.84 | 3357.84 | 3357.84 | 3357.84 | 3357.84 | 3357.84 | 3357.84 | 3357.84 | 3357.84 | 3357.84 | 3357.84 | 3357.84 | 3357.84 | 3357.84 | 3357.84 | 3357.84 | 3357.84 | 3357.84 | 3357.84 | 3357.84 | 3357.84 | 3357.84 | 3357.84 | 3357.84 | 3357.84 | 3357.84 | 3357.84 | 3357.84 | 3357.84 | 3357.84 | 3357.84 | 3357.84 | 3357.84 | 3357.84 | 3357.84 | 3357.84 | 3357.84 | 3357.84 | 3357.84 | 3357.84 | 3357.84 | 3357.84 | 3357.84 | 3357.84 | 3357.84 | 3357.84 | 3357.84 | 3357.84 | 3357.84 | 3357.84 | 3357.84 | 3357.84 | 3357.84 | 3357.84 | 3357.84 | 3357.84 | 3357.84 | 3357.84 | 3357.84 | 3357.84 | 3357.84 | 3357.84 | 3357.84 | 3357.84 | 3357.84 | 3357.84 | 3357.84 | 3357.84 | 3357.84 | 3357.84 | 3357.84 | 3357.84 | 3357.84 | 3357.84 | 3357.84 | 3357.84 | 3357.84 | 3357.84 | 3357.84 | 3357.84 | 3357.84 | 3357.84 | 3357.84 | 3357.84 | 3357.84 | 3357.84 | 3357.84 | 3357.84 | 3357.84 | 3357.84 | 3357.84 | 3357.84 | 3357.84 | 3357.84 | 3357.84 | 3357.84 | 3357.84 | 3357.84 | 3357.84 | 3357.84 | 3357.84 | 3357.84 | 3357.84 | 3357.84 | 3357.84 | 3357.84 | 3357.84 | 3357.84 | 3357.84 | 3357.84 | 3357.84 | 3357.84 | 3357.84 | 3357.84 | 3357.84 | 3357.84 | 3357.84 | 3357.84 | 3357.84 | 3357.84 | 3357.84 | 3357.84 | 3357.84 | 3357.84 | 3357.84 | 3357.84 | 3357.84 | 3357.84 | 3357.84 | 3357.84 | 3357.84 | 3357.84 | 3357.84 | 3357.84 | 3357.84 | 3357.84 | 3357.84 | 3357.84 | 3357.84 | 3357.84 | 3357.84 | 3357.84 | 3357.84 | 3357.84 | 3357.84 | 3357.84 | 3357.84 | 3357.84 | 3357.84 | 3357.84 | 3357.84 | 3357.84 | 3357.84 | 3357.84 | 3357.84 | 3357.84 | 3357.84 | 3357.84 | 3357.84 | 3357.84 | 3357.84 | 3357.84 | 3357.84 | 3357.84 | 3357.84 | 3357.84 | 3357.84 | 3357.84 | 3357.84 | 3357.84 | 3357.84 | 3357.84 | 3357.84 | 3357.84 | 3357.84 | 3357.84 | 3357.84 | 3357.84 | 3357.84 | 3357.84 | 3357.84 | 3357.84 | 3357.84 | 3357.84 | 3357.84 | 3357.84 | 3357.84 | 3357.84 | 3357.84 | 3357.84 | 3357.84 | 3357.84 | 3357.84 | 3357.84 | 3357.84 | 3357.84 | 3357.84 | 3357.84 | 3357.84 | 3357.84 | 3357.84 | 3357.84 | 3357.84 | 3357.84 | 3357.84 | 3357.84 | 3357.84 | 3357.84 | 3357.84 | 3357.84 | 3357.84 | 3357.84 | 3357.84 | 3357.84 | 3357.84 | 3357.84 | 3357.84 | 3357.84 | 3357.84 | 3357.84 | 3357.84 | 3357.84 | 3357.84 | 3357.84 | 3357.84 | 3357.84 | 3357.84 | 3357.84 | 3357.84 | 3357.84 | 3357.84 | 3357.84 | 3357.84 | 3357.84 | 3357.84 | 3357.84 | 3357.84 | 3357.84 | 3357.84 | 3357.84 | 3357.84 | 3357.84 | 3357.84 | 3357.84 | 3357.84 | 3357.84 | 3357.84 | 3357.84 | 3357.84 | 3357.84 | 3357.84 | 3357.84 | 3357.84 | 3357.84 | 3357.84 | 3357.84 | 3357.84 | 3357.84 | 3357.84 | 3357.84 | 3357.84 | 3357.84 | 3357.84 | 3357.84 | 3357.84 | 3357.84 | 3357.84 | 3357.84 | 3357.84 | 3357.84 | 3357.84 | 3357.84 | 3357.84 | 3357.84 | 3357.84 | 3357.84 | 3357.84 | 3357.84 | 3357.84 | 3357.84 | 3357.84 | 3357.84 | 3357.84 | 3357.84 | 3357.84 | 3357.84 | 3357.84 | 3357.84 | 3357.84 | 3357.84 | 3357.84 | 3357.84 | 3357.84 | 3357.84 | 3357.84 | 3357.84 | 3357.84 | 3357.84 | 3357.84 | 3357.84 | 3357.84 | 3357.84 | 3357.84 | 3357.84 | 3357.84 | 3357.84 | 3357.84 | 3357.84 | 3357.84 | 3357.84 | 3357.84 | 3357.84 | 3357.84 | 3357.84 | 3357.84 | 3357.84 | 3357.84 | 3357.84 | 3357.84 | 3357.84 | 3357.84 | 3357.84 | 3357.84 | 3357.84 | 3357.84 | 3357.84 | 3357.84 | 3357.84 | 3357.84 | 3357.84 | 3357.84 | 3357.84 | 3357.84 | 3357.84 | 3357.84 | 3357.84 | 3357.84 | 3357.84 | 3357.84 | 3357.84 | 3357.84 | 3357.84 | 3357.84 | 3357.84 | 3357.84 | 3357.84 | 3357.84 | 3357.84 | 3357.84 | 3357.84 | 3357.84 | 3357.84 | 3357.84 | 3357.84 | 3357.84 | 3357.84 | 3357.84 | 3357.84 | 3357.84 | 3357.84 | 3357.84 | 3357.84 | 3357.84 | 3357.84 | 3357.84 | 3357.84 | 3357.84 | 3357.84 | 3357.84 | 3357.84 | 3357.84 | 3357.84 | 3357.84 | 3357.84 | 3357.84 | 3357.84 | 3357.84 | 3357.84 | 3357.84 | 3357.84 | 3357.84 | 3357.84 | 3357.84 | 3357.84 | 3357.84 | 3357.84 | 3357.84 | 3357.84 | 3357.84 | 3357.84 | 3357.84 | 3357.84 | 3357.84 | 3357.84 | 3357.84 | 3357.84 | 3357.84 | 3357.84 | 3357.84 | 3357.84 | 3357.84 | 3357.84 | 3357.84 | 3357.84 | 3357.84 | 3357.84 | 3357.84 | 3357.84 | 3357.84 | 3357.84 | 3357.84 | 3357.84 | 3357.84 | 3357.84 | 3357.84 | 3357.84 | 3357.84 | 3357.84 | 3357.84 | 3357.84 | 3357.84 | 3357.84 | 3357.84 | 3357.84 | 3357.84 | 3357.84 | 3357.84 | 3357.84 | 3357.84 | 3357.84 | 3357.84 | 3357.84 | 3357.84 | 3357.84 | 3357.84 | 3357.84 | 3357.84 | 3357.84 | 3357.84 | 3357.84 | 3357.84 | 3357.84 | 3357.84 | 3357.84 | 3357.84 | 3357.84 | 3357.84 | 3357.84 | 3357.84 | 3357.84 | 3357.84 | 3357.84 | 3357.84 | 3357.84 | 3357.84 | 3357.84 | 3357.84 | 3357.84 | 3357.84 | 3357.84 | 3357.84 | 3357.84 | 3357.84 | 3357.84 | 3357.84 | 3357.84 | 3357.84 | 3357.84 | 3357.84 | 3357.84 | 3357.84 | 3357.84 | 3357.84 | 3357.84 | 3357.84 | 3357.84 | 3357.84 | 3357.84 | 3357.84 | 3357.84 | 3357.84 | 3357.84 | 3357.84 | 3357.84 | 3357.84 | 3357.84 | 3357.84 | 3357.84 | 3357.84 | 3357.84 | 3357.84 | 3357.84 | 3357.84 | 3357.84 | 3357.84 | 3357.84 | 3357.84 | 3357.84 | 3357.84 | 3357.84 | 3357.84 | 3357.84 | 3357.84 | 3357.84 | 3357.84 | 3357.84 | 3357.84 | 3357.84 | 3357.84 | 3357.84 | 3357.84 | 3357.84 | 3357.84 | 3357.84 | 3357.84 | 3357.84 | 3357.84 | 3357.84 | 3357.84 | 3357.84 | 3357.84 | 3357.84 | 3357.84 | 3357.84 | 3357.84 | 3357.84 | 3357.84 | 3357.84 | 3357.84 | 3357.84 | 3357.84 | 3357.84 | 3357.84 | 3357.84 | 3357.84 | 3357.84 | 3357.84 | 3357.84 | 3357.84 | 3357.84 | 3357.84 | 3357.84 | 3357.84 | 3357.84 | 3357.84 | 3357.84 | 3357.84 | 3357.84 | 3357.84 | 3357.84 | 3357.84 | 3357.84 | 3357.84 | 3357.84 | 3357.84 | 3357.84 | 3357.84 | 3357.84 | 3357.84 | 3357.84 | 3357.84 | 3357.84 | 3357.84 | 3357.84 | 3357.84 | 3357.84 | 3357.84 | 3357.84 | 3357.84 | 3357.84 | 3357.84 | 3357.84 | 3357.84 | 3357.84 | 3357.84 | 3357.84 | 3357.84 | 3357.84 | 3357.84 | 3357.84 | 3357.84 | 3357.84 | 3357.84 | 3357.84 | 3357.84 | 3357.84 | 3357.84 | 3357.84 | 3357.84 | 3357.84 | 3357.84 | 3357.84 | 3357.84 | 3357.84 | 3357.84 | 3357.84 | 3357.84 | 3357.84 | 3357.84 | 3357.84 | 3357.84 | 3357.84 | 3357.84 | 3357.84 | 3357.84 | 3357.84 | 3357.84 | 3357.84 | 3357.84 | 3357.84 | 3357.84 | 3357.84 | 3357.84 | 3357.84 | 3357.84 | 3357.84 | 3357.84 | 3357.84 | 3357.84 | 3357.84 | 3357.84 | 3357.84 | 3357.84 | 3357.84 | 3357.84 | 3357.84 | 3357.84 | 3357.84 | 3357.84 | 3357.84 | 3357.84 | 3357.84 | 3357.84 | 3357.84 | 3357.84 | 3357.84 | 3357.84 | 3357.84 | 3357.84 | 3357.84 | 3357.84 | 3357.84 | 3357.84 | 3357.84 | 3357.84 | 3357.84 | 3357.84 | 3357.84 | 3357.84 | 3357.84 | 3357.84 | 3357.84 | 3357.84 | 3357.84 | 3357.84 | 3357.84 | 3357.84 | 3357.84 | 3357.84 | 3357.84 | 3357.84 | 3357.84 | 3357.84 | 3357.84 | 3357.84 | 3357.84 | 3357.84 | 3357.84 | 3357.84 | 3357.84 | 3357.84 | 3357.84 | 3357.84 | 3357.84 | 3357.84 | 3357.84 | 3357.84 | 3357.84 | 3357.84 | 3357.84 | 3357.84 | 3357.84 | 3357.84 | 3357.84 | 3357.84 | 3357.84 | 3357.84 | 3357.84 | 3357.84 | 3357.84 | 3357.84 | 3357.84 | 3357.84 | 3357.84 | 3357.84 | 3357.84 | 3357.84 | 3357.84 | 3357.84 | 3357.84 | 3357.84 | 3357.84 | 3357.84 | 3357.84 | 3357.84 | 3357.84 | 3357.84 | 3357.84 | 3357.84 | 3357.84 | 3357.84 | 3357.84 | 3357.84 | 3357.84 | 3357.84 | 3357.84 | 3357.84 | 3357.84 | 3357.84 | 3357.84 | 3357.84 | 3357.84 | 3357.84 | 3357.84 | 3357.84 | 3357.84 | 3357.84 | 3357.84 | 3357.84 | 3357.84 | 3357.84 | 3357.84 | 3357.84 | 3357.84 | 3357.84 | 3357.84 | 3357.84 | 3357.84 | 3357.84 | 3357.84 | 3357.84 | 3357.84 | 3357.84 | 3357.84 | 3357.84 | 3357.84 | 3357.84 | 3357.84 | 3357.84 | 3357.84 | 3357.84 | 3357.84 | 3357.84 | 3357.84 | 3357.84 | 3357.84 | 3357.84 | 3357.84 | 3357.84 | 3357.84 | 3357.84 | 3357.84 | 3357.84 | 3357.84 | 3357.84 | 3357.84 | 3357.84 | 3357.84 | 3357.84 | 3357.84 | 3357.84 | 3357.84 | 3357.84 | 3357.84 | 3357.84 | 3357.84 | 3357.84 | 3357.84 | 3357.84 | 3357.84 | 3357.84 | 3357.84 | 3357.84 | 3357.84 | 3357.84 | 3357.84 | 3357.84 | 3357.84 | 3357.84 | 3357.84 | 3357.84 | 3357.84 | 3357.84 | 3357.84 | 3357.84 | 3357.84 | 3357.84 | 3357.84 | 3357.84 | 3357.84 | 3357.84 | 3357.84 | 3357.84 | 3357.84 | 3357.84 | 3357.84 | 3357.84 | 3357.84 | 3357.84 | 3357.84 | 3357.84 | 3357.84 | 3357.84 | 3357.84 | 3357.84 | 3357.84 | 3357.84 | 3357.84 | 3357.84 | 3357.84 | 3357.84 | 3357.84 | 3357.84 | 3357.84 | 3357.84 | 3357.84 | 3357.84 | 3357.84 | 3357.84 | 3357.84 | 3357.84 | 3357.84 | 3357.84 | 3357.84 | 3357.84 | 3357.84 | 3357.84 | 3357.84 | 3357.84 | 3357.84 | 3357.84 | 3357.84 | 3357.84 | 3357.84 | 3357.84 | 3357.84 | 3357.84 | 3357.84 | 3357.84 | 3357.84 | 3357.84 | 3357.84 | 3357.84 | 3357.84 | 3357.84 | 3357.84 | 3357.84 | 3357.84 | 3357.84 | 3357.84 | 3357.84 | 3357.84 | 3357.84 | 3357.84 | 3357.84 | 3357.84 | 3357.84 | 3357.84 | 3357.84 | 3357.84 | 3357.84 | 3357.84 | 3357.84 | 3357.84 | 3357.84 | 3357.84 | 3357.84 | 3357.84 | 3357.84 | 3357.84 | 3357.84 | 3357.84 | 3357.84 | 3357.84 | 3357.84 | 3357.84 | 3357.84 | 3357.84 | 3357.84 | 3357.84 | 3357.84 | 3357.84 | 3357.84 | 3357.84 | 3357.84 | 3357.84 | 3357.84 | 3357.84 | 3357.84 | 3357.84 | 3357.84 | 3357.84 | 3357.84 | 3357.84 | 3357.84 | 3357.84 | 3357.84 | 3357.84 | 3357.84 | 3357.84 | 3357.84 | 3357.84 | 3357.84 | 3357.84 | 3357.84 | 3357.84 | 3357.84 | 3357.84 | 3357.84 | 3357.84 | 3357.84 | 3357.84 | 3357.84 | 3357.84 | 3357.84 | 3357.84 | 3357.84 | 3357.84 | 3357.84 | 3357.84 | 3357.84 | 3357.84 | 3357.84 | 3357.84 | 3357.84 | 3357.84 | 3357.84 | 3357.84 | 3357.84 | 3357.84 | 3357.84 | 3357.84 | 3357.84 | 3357.84 | 3357.84 | 3357.84 | 3357.84 | 3357.84 | 3357.84 | 3357.84 | 3357.84 | 3357.84 | 3357.84 | 3357.84 | 3357.84 | 3357.84 | 3357.84 | 3357.84 | 3357.84 | 3357.84 | 3357.84 | 3357.84 | 3357.84 | 3357.84 | 3357.84 | 3357.84 | 3357.84 | 3357.84 | 3357.84 | 3357.84 | 3357.84 | 3357.84 | 3357.84 | 3357.84 | 3357.84 | 3357.84 | 3357.84 | 3357.84 | 3357.84 | 3357.84 | 3357.84 | 3357.84 | 3357.84 | 3357.84 | 3357.84 | 3357.84 | 3357.84 | 3357.84 | 3357.84 | 3357.84 | 3357.84 | 3357.84 | 3357.84 | 3357.84 | 3357.84 | 3357.84 | 3357.84 | 3357.84 | 3357.84 | 3357.84 | 3357.84 | 3357.84 | 3357.84 | 3357.84 | 3357.84 | 3357.84 | 3357.84 | 3357.84 | 3357.84 | 3357.84 | 3357.84 | 3357.84 | 3357.84 | 3357.84 | 3357.84 | 3357.84 | 3357.84 | 3357.84 | 3357.84 | 3357.84 | 3357.84 | 3357.84 | 3357.84 | 3357.84 | 3357.84 | 3357.84 | 3357.84 | 3357.84 | 3357.84 | 3357.84 | 3357.84 | 3357.84 | 3357.84 | 3357.84 | 3357.84 | 3357.84 | 3357.84 | 3357.84 | 3357.84 | 3357.84 | 3357.84 | 3357.84 | 3357.84 | 3357.84 | 3357.84 | 3357.84 | 3357.84 | 3357.84 | 3357.84 | 3357.84 | 3357.84 | 3357.84 | 3357.84 | 3357.84 | 3357.84 | 3357.84 | 3357.84 | 3357.84 | 3357.84 | 3357.84 | 3357.84 | 3357.84 | 3357.84 | 3357.84 | 3357.84 | 3357.84 | 3357.84 | 3357.84 | 3357.84 | 3357.84 | 3357.84 | 3357.84 | 3357.84 | 3357.84 | 3357.84 | 3357.84 | 3357.84 | 3357.84 | 3357.84 | 3357.84 | 3357.84 | 3357.84 | 3357.84 | 3357.84 | 3357.84 | 3357.84 | 3357.84 | 3357.84 | 3357.84 | 3357.84 | 3357.84 | 3357.84 | 3357.84 | 3357.84 | 3357.84 | 3357.84 | 3357.84 | 3357.84 | 3357.84 | 3357.84 | 3357.84 | 3357.84 | 3357.84 | 3357.84 | 3357.84 | 3357.84 | 3357.84 | 3357.84 | 3357.84 | 3357.84 | 3357.84 | 3357.84 | 3357.84 | 3357.84 | 3357.84 | 3357.84 | 3357.84 | 3357.84 | 3357.84 | 3357.84 | 3357.84 | 3357.84 | 3357.84 | 3357.84 | 3357.84 | 3357.84 | 3357.84 | 3357.84 | 3357.84 | 3357.84 | 3357.84 | 3357.84 | 3357.84 | 3357.84 | 3357.84 | 3357.84 | 3357.84 | 3357.84 | 3357.84 | 3357.84 | 3357.84 | 3357.84 | 3357.84 | 3357.84 | 3357.84 | 3357.84 | 3357.84 | 3357.84 | 3357.84 | 3357.84 | 3357.84 | 3357.84 | 3357.84 | 3357.84 | 3357.84 | 3357.84 | 3357.84 | 3357.84 | 3357.84 | 3357.84 | 3357.84 | 3357.84 | 3357.84 | 3357.84 | 3357.84 | 3357.84 | 3357.84 | 3357.84 | 3357.84 | 3357.84 | 3357.84 | 3357.84 | 3357.84 | 3357.84 | 3357.84 | 3357.84 | 3357.84 | 3357.84 | 3357.84 | 3357.84 | 3357.84 | 3357.84 | 3357.84 | 3357.84 | 3357.84 | 3357.84 | 3357.84 | 3357.84 | 3357.84 | 3357.84 | 3357.84 | 3357.84 | 3357.84 | 3357.84 | 3357.84 | 3357.84 | 3357.84 | 3357.84 | 3357.84 | 3357.84 | 3357.84 | 3357.84 | 3357.84 | 3357.84 | 3357.84 | 3357.84 | 3357.84 | 3357.84 | 3357.84 | 3357.84 | 3357.84 | 3357.84 | 3357.84 | 3357.84 | 3357.84 | 3357.84 | 3357.84 | 3357.84 | 3357.84 | 3357.84 | 3357.84 | 3357.84 | 3357.84 | 3357.84 | 3357.84 | 3357.84 | 3357.84 | 3357.84 | 3357.84 | 3357.84 | 3357.84 | 3357.84 | 3357.84 | 3357.84 | 3357.84 | 3357.84 | 3357.84 | 3357.84 | 3357.84 | 3357.84 | 3357.84 | 3357.84 | 3357.84 | 3357.84 | 3357.84 | 3357.84 | 3357.84 | 3357.84 | 3357.84 | 3357.84 | 3357.84 | 3357.84 | 3357.84 | 3357.84 | 3357.84 | 3357.84 | 3357.84 | 3357.84 | 3357.84 | 3357.84 | 3357.84 | 3357.84 | 3357.84 | 3357.84 | 3357.84 | 3357.84 | 3357.84 | 3357.84 | 3357.84 | 3357.84 | 3357.84 | 3357.84 | 3357.84 | 3357.84 | 3357.84 | 3357.84 | 3357.84 | 3357.84 | 3357.84 | 3357.84 | 3357.84 | 3357.84 | 3357.84 | 3357.84 | 3357.84 | 3357.84 | 3357.84 | 3357.84 | 3357.84 | 3357.84 | 3357.84 | 3357.84 | 3357.84 | 3357.84 | 3357.84 | 3357.84 | 3357.84 | 3357.84 | 3357.84 | 3357.84 | 3357.84 | 3357.84 | 3357.84 | 3357.84 | 3357.84 | 3357.84 | 3357.84 | 3357.84 | 3357.84 | 3357.84 | 3357.84 | 3357.84 | 3357.84 | 3357.84 | 3357.84 | 3357.84 | 3357.84 | 3357.84 | 3357.84 | 3357.84 | 3357.84 | 3357.84 | 3357.84 | 3357.84 | 3357.84 | 3357.84 | 3357.84 | 3357.84 | 3357.84 | 3357.84 | 3357.84 | 3357.84 | 3357.84 | 3357.84 | 3357.84 | 3357.84 | 3357.84 | 3357.84 | 3357.84 | 3357.84 | 3357.84 | 3357.84 | 3357.84 | 3357.84 | 3357.84 | 3357.84 | 3357.84 | 3357.84 | 3357.84 | 3357.84 | 3357.84 | 3357.84 | 3357.84 | 3357.84 | 3357.84 | 3357.84 | 3357.84 | 3357.84 | 3357.84 | 3357.84 | 3357.84 | 3357.84 | 3357.84 | 3357.84 | 3357.84 | 3357.84 | 3357.84 | 3357.84 | 3357.84 | 3357.84 | 3357.84 | 3357.84 | 3357.84 | 3357.84 | 3357.84 | 3357.84 | 3357.84 | 3357.84 | 3357.84 | 3357.84 | 3357.84 | 3357.84 | 3357.84 | 3357.84 | 3357.84 | 3357.84 | 3357.84 | 3357.84 | 3357.84 | 3357.84 | 3357.84 | 3357.84 | 3357.84 | 3357.84 | 3357.84 | 3357.84 | 3357.84 | 3357.84 | 3357.84 | 3357.84 | 3357.84 | 3357.84 | 3357.84 | 3357.84 | 3357.84 | 3357.84 | 3357.84 | 3357.84 | 3357.84 | 3357.84 | 3357.84 | 3357.84 | 3357.84 | 3357.84 | 3357.84 | 3357.84 | 3357.84 | 3357.84 | 3357.84 | 3357.84 | 3357.84 | 3357.84 | 3357.84 | 3357.84 | 3357.84 | 3357.84 | 3357.84 | 3357.84 | 3357.84 | 3357.84 | 3357.84 | 3357.84 | 3357.84 | 3357.84 | 3357.84 | 3357.84 | 3357.84 | 3357.84 | 3357.84 | 3357.84 | 3357.84 | 3357.84 | 3357.84 | 3357.84 | 3357.84 | 3357.84 | 3357.84 | 3357.84 | 3357.84 | 3357.84 | 3357.84 | 3357.84 | 3357.84 | 3357.84 | 3357.84 | 3357.84 | 3357.84 | 3357.84 | 3357.84 | 3357.84 | 3357.84 | 3357.84 | 3357.84 | 3357.84 | 3357.84 | 3357.84 | 3357.84 | 3357.84 | 3357.84 | 3357.84 | 3357.84 | 3357.84 | 3357.84 | 3357.84 | 3357.84 | 3357.84 | 3357.84 | 3357.84 | 3357.84 | 3357.84 | 3357.84 | 3357.84 | 3357.84 | 3357.84 | 3357.84 | 3357.84 | 3357.84 | 3357.84 | 3357.84 | 3357.84 | 3357.84 | 3357.84 | 3357.84 | 3357.84 | 3357.84 | 3357.84 | 3357.84 | 3357.84 | 3357.84 | 3357.84 | 3357.84 | 3357.84 | 3357.84 | 3357.84 | 3357.84 | 3357.84 | 3357.84 | 3357.84 | 3357.84 | 3357.84 | 3357.84 | 3357.84 | 3357.84 | 3357.84 | 3357.84 | 3357.84 | 3357.84 | 3357.84 | 3357.84 | 3357.84 | 3357.84 | 3357.84 | 3357.84 | 3357.84 | 3357.84 | 3357.84 | 3357.84 | 3357.84 | 3357.84 | 3357.84 | 3357.84 | 3357.84 | 3357.84 | 3357.84 | 3357.84 | 3357.84 | 3357.84 | 3357.84 | 3357.84 | 3357.84 | 3357.84 | 3357.84 | 3357.84 | 3357.84 | 3357.84 | 3357.84 | 3357.84 | 3357.84 | 3357.84 | 3357.84 | 3357.84 | 3357.84 | 3357.84 | 3357.84 | 3357.84 | 3357.84 | 3357.84 | 3357.84 | 3357.84 | 3357.84 | 3357.84 | 3357.84 | 3357.84 | 3357.84 | 3357.84 | 3357.84 | 3357.84 | 3357.84 | 3357.84 | 3357.84 | 3357.84 | 3357.84 | 3357.84 | 3357.84 | 3357.84 | 3357.84 | 3357.84 | 3357.84 | 3357.84 | 3357.84 | 3357.84 | 3357.84 | 3357.84 | 3357.84 | 3357.84 | 3357.84 | 3357.84 | 3357.84 | 3357.84 | 3357.84 | 3357.84 | 3357.84 | 3357.84 | 3357.84 | 3357.84 | 3357.84 | 3357.84 | 3357.84 | 3357.84 | 3357.84 | 3357.84 | 3357.84 | 3357.84 | 3357.84 | 3357.84 | 3357.84 | 3357.84 | 3357.84 | 3357.84 | 3357.84 | 3357.84 | 3357.84 | 3357.84 | 3357.84 | 3357.84 | 3357.84 | 3357.84 | 3357.84 | 3357.84 | 3357.84 | 3357.84 | 3357.84 | 3357.84 | 3357.84 | 3357.84 | 3357.84 | 3357.84 | 3357.84 | 3357.84 | 3357.84 | 3357.84 | 3357.84 | 3357.84 | 3357.84 | 3357.84 | 3357.84 | 3357.84 | 3357.84 | 3357.84 | 3357.84 | 3357.84 | 3357.84 | 3357.84 | 3357.84 | 3357.84 | 3357.84 | 3357.84 | 3357.84 | 3357.84 | 3357.84 | 3357.84 | 3357.84 | 3357.84 | 3357.84 | 3357.84 | 3357.84 | 3357.84 | 3357.84 | 3357.84 | 3357.84 | 3357.84 | 3357.84 | 3357.84 | 3357.84 | 3357.84 | 3357.84 | 3357.84 | 3357.84 | 3357.84 | 3357.84 | 3357.84 | 3357.84 | 3357.84 | 3357.84 | 3357.84 | 3357.84 | 3357.84 | 3357.84 | 3357.84 | 3357.84 | 3357.84 | 3357.84 | 3357.84 | 3357.84 | 3357.84 | 3357.84 | 3357.84 | 3357.84 | 3357.84 | 3357.84 | 3357.84 | 3357.84 | 3357.84 | 3357.84 | 3357.84 | 3357.84 | 3357.84 | 3357.84 | 3357.84 | 3357.84 | 3357.84 | 3357.84 | 3357.84 | 3357.84 | 3357.84 | 3357.84 | 3357.84 | 3357.84 | 3357.84 | 3357.84 | 3357.84 | 3357.84 | 3357.84 | 3357.84 | 3357.84 | 3357.84 | 3357.84 | 3357.84 | 3357.84 | 3357.84 | 3357.84 | 3357.84 | 3357.84 | 3357.84 | 3357.84 | 3357.84 | 3357.84 | 3357.84 | 3357.84 | 3357.84 | 3357.84 | 3357.84 | 3357.84 | 3357.84 | 3357.84 | 3357.84 | 3357.84 | 3357.84 | 3357.84 | 3357.84 | 3357.84 | 3357.84 | 3357.84 | 3357.84 | 3357.84 | 3357.84 | 3357.84 | 3357.84 | 3357.84 | 3357.84 | 3357.84 | 3357.84 | 3357.84 | 3357.84 | 3357.84 | 3357.84 | 3357.84 | 3357.84 | 3357.84 | 3357.84 | 3357.84 | 3357.84 | 3357.84 | 3357.84 | 3357.84 | 3357.84 | 3357.84 | 3357.84 | 3357.84 | 3357.84 | 3357.84 | 3357.84 | 3357.84 | 3357.84 | 3357.84 | 3357.84 | 3357.84 | 3357.84 | 3357.84 | 3357.84 | 3357.84 | 3357.84 | 3357.84 | 3357.84 | 3357.84 | 3357.84 | 3357.84 | 3357.84 | 3357.84 | 3357.84 | 3357.84 | 3357.84 | 3357.84 | 3357.84 | 3357.84 | 3357.84 | 3357.84 | 3357.84 | 3357.84 | 3357.84 | 3357.84 | 3357.84 | 3357.84 | 3357.84 | 3357.84 | 3357.84 | 3357.84 | 3357.84 | 3357.84 | 3357.84 | 3357.84 | 3357.84 | 3357.84 | 3357.84 | 3357.84 | 3357.84 | 3357.84 | 3357.84 | 3357.84 | 3357.84 | 3357.84 | 3357.84 | 3357.84 | 3357.84 | 3357.84 | 3357.84 | 3357.84 | 3357.84 | 3357.84 | 3357.84 | 3357.84 | 3357.84 | 3357.84 | 3357.84 | 3357.84 | 3357.84 | 3357.84 | 3357.84 | 3357.84 | 3357.84 | 3357.84 | 3357.84 | 3357.84 | 3357.84 | 3357.84 | 3357.84 | 3357.84 | 3357.84 | 3357.84 | 3357.84 | 3357.84 | 3357.84 | 3357.84 | 3357.84 | 3357.84 | 3357.84 | 3357.84 | 3357.84 | 3357.84 | 3357.84 | 3357.84 | 3357.84 | 3357.84 | 3357.84 | 3357.84 | 3357.84 | 3357.84 | 3357.84 | 3357.84 | 3357.84 | 3357.84 | 3357.84 | 3357.84 | 3357.84 | 3357.84 | 3357.84 | 3357.84 | 3357.84 | 3357.84 | 3357.84 | 3357.84 | 3357.84 | 3357.84 | 3357.84 | 3357.84 | 3357.84 | 3357.84 | 3357.84 | 3357.84 | 3357.84 | 3357.84 | 3357.84 | 3357.84 | 3357.84 | 3357.84 | 3357.84 | 3357.84 | 3357.84 | 3357.84 | 3357.84 | 3357.84 | 3357.84 | 3357.84 | 3357.84 | 3357.84 | 3357.84 | 3357.84 | 3357.84 | 3357.84 | 3357.84 | 3357.84 | 3357.84 | 3357.84 | 3357.84 | 3357.84 | 3357.84 | 3357.84 | 3357.84 | 3357.84 | 3357.84 | 3357.84 | 3357.84 | 3357.84 | 3357.84 | 3357.84 | 3357.84 | 3357.84 | 3357.84 | 3357.84 | 3357.84 | 3357.84 | 3357.84 | 3357.84 | 3357.84 | 3357.84 | 3357.84 | 3357.84 | 3357.84 | 3357.84 | 3357.84 | 3357.84 | 3357.84 | 3357.84 | 3357.84 | 3357.84 | 3357.84 | 3357.84 | 3357.84 | 3357.84 | 3357.84 | 3357.84 | 3357.84 | 3357.84 | 3357.84 | 3357.84 | 3357.84 | 3357.84 | 3357.84 | 3357.84 | 3357.84 | 3357.84 | 3357.84 | 3357.84 | 3357.84 | 3357.84 | 3357.84 | 3357.84 | 3357.84 | 3357.84 | 3357.84 | 3357.84 | 3357.84 | 3357.84 | 3357.84 | 3357.84 | 3357.84 | 3357.84 | 3357.84 | 3357.84 | 3357.84 | 3357.84 | 3357.84 | 3357.84 | 3357.84 | 3357.84 | 3357.84 | 3357.84 | 3357.84 | 3357.84 | 3357.84 | 3357.84 | 3357.84 | 3357.84 | 3357.84 | 3357.84 | 3357.84 | 3357.84 | 3357.84 | 3357.84 | 3357.84 | 3357.84 | 3357.84 | 3357.84 | 3357.84 | 3357.84 | 3357.84 | 3357.84 | 3357.84 | 3357.84 | 3357.84 | 3357.84 | 3357.84 | 3357.84 | 3357.84 | 3357.84 | 3357.84 | 3357.84 | 3357.84 | 3357.84 | 3357.84 | 3357.84 | 3357.84 | 3357.84 | 3357.84 | 3357.84 | 3357.84 | 3357.84 | 3357.84 | 3357.84 | 3357.84 | 3357.84 | 3357.84 | 3357.84 | 3357.84 | 3357.84 | 3357.84 | 3357.84 | 3357.84 | 3357.84 | 3357.84 | 3357.84 | 3357.84 | 3357.84 | 3357.84 | 3357.84 | 3357.84 | 3357.84 | 3357.84 | 3357.84 | 3357.84 | 3357.84 | 3357.84 | 3357.84 | 3357.84 | 3357.84 | 3357.84 | 3357.84 | 3357.84 | 3357.84 | 3357.84 | 3357.84 | 3357.84 | 3357.84 | 3357.84 | 3357.84 | 3357.84 | 3357.84 | 3357.84 | 3357.84 | 3357.84 | 3357.84 | 3357.84 | 3357.84 | 3357.84 | 3357.84 | 3357.84 | 3357.84 | 3357.84 | 3357.84 | 3357.84 | 3357.84 | 3357.84 | 3357.84 | 3357.84 | 3357.84 | 3357.84 | 3357.84 | 3357.84 | 3357.84 | 3357.84 | 3357.84 | 3357.84 | 3357.84 | 3357.84 | 3357.84 | 3357.84 | 3357.84 | 3357.84 | 3357.84 | 3357.84 | 3357.84 | 3357.84 | 3357.84 | 3357.84 | 3357.84 | 3357.84 | 3357.84 | 3357.84 | 3357.84 | 3357.84 | 3357.84 | 3357.84 | 3357.84 | 3357.84 | 3357.84 | 3357.84 | 3357.84 | 3357.84 | 3357.84 | 3357.84 | 3357.84 | 3357.84 | 3357.84 | 3357.84 | 3357.84 | 3357.84 | 3357.84 | 3357.84 | 3357.84 | 3357.84 | 3357.84 | 3357.84 | 3357.84 | 3357.84 | 3357.84 | 3357.84 | 3357.84 | 3357.84 | 3357.84 | 3357.84 | 3357.84 | 3357.84 | 3357.84 | 3357.84 | 3357.84 | 3357.84 | 3357.84 | 3357.84 | 3357.84 | 3357.84 | 3357.84 | 3357.84 | 3357.84 | 3357.84 | 3357.84 | 3357.84 | 3357.84 | 3357.84 | 3357.84 | 3357.84 | 3357.84 | 3357.84 | 3357.84 | 3357.84 | 3357.84 | 3357.84 | 3357.84 | 3357.84 | 3357.84 | 3357.84 | 3357.84 | 3357.84 | 3357.84 | 3357.84 | 3357.84 | 3357.84 | 3357.84 | 3357.84 | 3357.84 | 3357.84 | 3357.84 | 3357.84 | 3357.84 | 3357.84 | 3357.84 | 3357.84 | 3357.84 | 3357.84 | 3357.84 | 3357.84 | 3357.84 | 3357.84 | 3357.84 | 3357.84 | 3357.84 | 3357.84 | 3357.84 | 3357.84 | 3357.84 | 3357.84 | 3357.84 | 3357.84 | 3357.84 | 3357.84 | 3357.84 | 3357.84 | 3357.84 | 3357.84 | 3357.84 | 3357.84 | 3357.84 | 3357.84 | 3357.84 | 3357.84 | 3357.84 | 3357.84 | 3357.84 | 3357.84 | 3357.84 | 3357.84 | 3357.84 | 3357.84 | 3357.84 | 3357.84 | 3357.84 | 3357.84 | 3357.84 | 3357.84 | 3357.84 | 3357.84 | 3357.84 | 3357.84 | 3357.84 | 3357.84 | 3357.84 | 3357.84 | 3357.84 | 3357.84 | 3357.84 | 3357.84 | 3357.84 | 3357.84 | 3357.84 | 3357.84 | 3357.84 | 3357.84 | 3357.84 | 3357.84 | 3357.84 | 3357.84 | 3357.84 | 3357.84 | 3357.84 | 3357.84 | 3357.84 | 3357.84 | 3357.84 | 3357.84 | 3357.84 | 3357.84 | 3357.84 | 3357.84 | 3357.84 | 3357.84 | 3357.84 | 3357.84 | 3357.84 | 3357.84 | 3357.84 | 3357.84 | 3357.84 | 3357.84 | 3357.84 | 3357.84 | 3357.84 | 3357.84 | 3357.84 | 3357.84 | 3357.84 | 3357.84 | 3357.84 | 3357.84 | 3357.84 | 3357.84 | 3357.84 | 3357.84 | 3357.84 | 3357.84 | 3357.84 | 3357.84 | 3357.84 | 3357.84 | 3357.84 | 3357.84 | 3357.84 | 3357.84 | 3357.84 | 3357.84 | 3357.84 | 3357.84 | 3357.84 | 3357.84 | 3357.84 | 3357.84 | 3357.84 | 3357.84 | 3357.84 | 3357.84 | 3357.84 | 3357.84 | 3357.84 | 3357.84 | 3357.84 | 3357.84 | 3357.84 | 3357.84 | 3357.84 | 3357.84 | 3357.84 | 3357.84 | 3357.84 | 3357.84 | 3357.84 | 3357.84 | 3357.84 | 3357.84 | 3357.84 | 3357.84 | 3357.84 | 3357.84 | 3357.84 | 3357.84 | 3357.84 | 3357.84 | 3357.84 | 3357.84 | 3357.84 | 3357.84 | 3357.84 | 3357.84 | 3357.84 | 3357.84 | 3357.84 | 3357.84 | 3357.84 | 3357.84 | 3357.84 | 3357.84 | 3357.84 | 3357.84 | 3357.84 | 3357.84 | 3357.84 | 3357.84 | 3357.84 | 3357.84 | 3357.84 | 3357.84 | 3357.84 | 3357.84 | 3357.84 | 3357.84 | 3357.84 | 3357.84 | 3357.84 | 3357.84 | 3357.84 | 3357.84 | 3357.84 | 3357.84 | 3357.84 | 3357.84 | 3357.84 | 3357.84 | 3357.84 | 3357.84 | 3357.84 | 3357.84 | 3357.84 | 3357.84 | 3357.84 | 3357.84 | 3357.84 | 3357.84 | 3357.84 | 3357.84 | 3357.84 | 3357.84 | 3357.84 | 3357.84 | 3357.84 | 3357.84 | 3357.84 | 3357.84 | 3357.84 | 3357.84 | 3357.84 | 3357.84 | 3357.84 | 3357.84 | 3357.84 | 3357.84 | 3357.84 | 3357.84 | 3357.84 | 3357.84 | 3357.84 | 3357.84 | 3357.84 | 3357.84 | 3357.84 | 3357.84 | 3357.84 | 3357.84 | 3357.84 | 3357.84 | 3357.84 | 3357.84 | 3357.84 | 3357.84 | 3357.84 | 3357.84 | 3357.84 | 3357.84 | 3357.84 | 3357.84 | 3357.84 | 3357.84 | 3357.84 | 3357.84 | 3357.84 | 3357.84 | 3357.84 | 3357.84 | 3357.84 | 3357.84 | 3357.84 | 3357.84 | 3357.84 | 3357.84 | 3357.84 | 3357.84 | 3357.84 | 3357.84 | 3357.84 | 3357.84 | 3357.84 | 3357.84 | 3357.84 | 3357.84 | 3357.84 | 3357.84 | 3357.84 | 3357.84 | 3357.84 | 3357.84 | 3357.84 | 3357.84 | 3357.84 | 3357.84 | 3357.84 | 3357.84 | 3357.84 | 3357.84 | 3357.84 | 3357.84 | 3357.84 | 3357.84 | 3357.84 | 3357.84 | 3357.84 | 3357.84 | 3357.84 | 3357.84 | 3357.84 | 3357.84 | 3357.84 | 3357.84 | 3357.84 | 3357.84 | 3357.84 | 3357.84 | 3357.84 | 3357.84 | 3357.84 | 3357.84 | 3357.84 | 3357.84 | 3357.84 | 3357.84 | 3357.84 | 3357.84 | 3357.84 | 3357.84 | 3357.84 | 3357.84 | 3357.84 | 3357.84 | 3357.84 | 3357.84 | 3357.84 | 3357.84 | 3357.84 | 3357.84 | 3357.84 | 3357.84 | 3357.84 | 3357.84 | 3357.84 | 3357.84 | 3357.84 | 3357.84 | 3357.84 | 3357.84 | 3357.84 | 3357.84 | 3357.84 | 3357.84 | 3357.84 | 3357.84 | 3357.84 | 3357.84 | 3357.84 | 3357.84 | 3357.84 | 3357.84 | 3357.84 | 3357.84 | 3357.84 | 3357.84 | 3357.84 | 3357.84 | 3357.84 | 3357.84 | 3357.84 | 3357.84 | 3357.84 | 3357.84 | 3357.84 | 3357.84 | 3357.84 | 3357.84 | 3357.84 | 3357.84 | 3357.84 | 3357.84 | 3357.84 | 3357.84 | 3357.84 | 3357.84 | 3357.84 | 3357.84 | 3357.84 | 3357.84 | 3357.84 | 3357.84 | 3357.84 | 3357.84 | 3357.84 | 3357.84 | 3357.84 | 3357.84 | 3357.84 | 3357.84 | 3357.84 | 3357.84 | 3357.84 | 3357.84 | 3357.84 | 3357.84 | 3357.84 | 3357.84 | 3357.84 | 3357.84 | 3357.84 | 3357.84 | 3357.84 | 3357.84 | 3357.84 | 3357.84 | 3357.84 | 3357.84 | 3357.84 | 3357.84 | 3357.84 | 3357.84 | 3357.84 | 3357.84 | 3357.84 | 3357.84 | 3357.84 | 3357.84 | 3357.84 | 3357.84 | 3357.84 | 3357.84 | 3357.84 | 3357.84 | 3357.84 | 3357.84 | 3357.84 | 3357.84 | 3357.84 | 3357.84 | 3357.84 | 3357.84 | 3357.84 | 3357.84 | 3357.84 | 3357.84 | 3357.84 | 3357.84 | 3357.84 | 3357.84 | 3357.84 | 3357.84 | 3357.84 | 3357.84 | 3357.84 | 3357.84 | 3357.84 | 3357.84 | 3357.84 | 3357.84 | 3357.84 | 3357.84 | 3357.84 | 3357.84 | 3357.84 | 3357.84 | 3357.84 | 3357.84 | 3357.84 | 3357.84 | 3357.84 | 3357.84 | 3357.84 | 3357.84 | 3357.84 | 3357.84 | 3357.84 | 3357.84 | 3357.84 | 3357.84 | 3357.84 | 3357.84 | 3357.84 | 3357.84 | 3357.84 | 3357.84 | 3357.84 | 3357.84 | 3357.84 | 3357.84 | 3357.84 | 3357.84 | 3357.84 | 3357.84 | 3357.84 | 3357.84 | 3357.84 | 3357.84 | 3357.84 | 3357.84 | 3357.84 | 3357.84 | 3357.84 | 3357.84 | 3357.84 | 3357.84 | 3357.84 | 3357.84 | 3357.84 | 3357.84 | 3357.84 | 3357.84 | 3357.84 | 3357.84 | 3357.84 | 3357.84 | 3357.84 | 3357.84 | 3357.84 | 3357.84 | 3357.84 | 3357.84 | 3357.84 | 3357.84 | 3357.84 | 3357.84 | 3357.84 | 3357.84 | 3357.84 | 3357.84 | 3357.84 | 3357.84 | 3357.84 | 3357.84 | 3357.84 | 3357.84 | 3357.84 | 3357.84 | 3357.84 | 3357.84 | 3357.84 | 3357.84 | 3357.84 | 3357.84 | 3357.84 | 3357.84 | 3357.84 | 3357.84 | 3357.84 | 3357.84 | 3357.84 | 3357.84 | 3357.84 | 3357.84 | 3357.84 | 3357.84 | 3357.84 | 3357.84 | 3357.84 | 3357.84 | 3357.84 | 3357.84 | 3357.84 | 3357.84 | 3357.84 | 3357.84 | 3357.84 | 3357.84 | 3357.84 | 3357.84 | 3357.84 | 3357.84 | 3357.84 | 3357.84 | 3357.84 | 3357.84 | 3357.84 | 3357.84 | 3357.84 | 3357.84 | 3357.84 | 3357.84 | 3357.84 | 3357.84 | 3357.84 | 3357.84 | 3357.84 | 3357.84 | 3357.84 | 3357.84 | 3357.84 | 3357.84 | 3357.84 | 3357.84 | 3357.84 | 3357.84 | 3357.84 | 3357.84 | 3357.84 | 3357.84 | 3357.84 | 3357.84 | 3357.84 | 3357.84 | 3357.84 | 3357.84 | 3357.84 | 3357.84 | 3357.84 | 3357.84 | 3357.84 | 3357.84 | 3357.84 | 3357.84 | 3357.84 | 3357.84 | 3357.84 | 3357.84 | 3357.84 | 3357.84 | 3357.84 | 3357.84 | 3357.84 | 3357.84 | 3357.84 | 3357.84 | 3357.84 | 3357.84 | 3357.84 | 3357.84 | 3357.84 | 3357.84 | 3357.84 | 3357.84 | 3357.84 | 3357.84 | 3357.84 | 3357.84 | 3357.84 | 3357.84 | 3357.84 | 3357.84 | 3357.84 | 3357.84 | 3357.84 | 3357.84 | 3357.84 | 3357.84 | 3357.84 | 3357.84 | 3357.84 | 3357.84 | 3357.84 | 3357.84 | 3357.84 | 3357.84 | 3357.84 | 3357.84 | 3357.84 | 3357.84 | 3357.84 | 3357.84 | 3357.84 | 3357.84 | 3357.84 | 3357.84 | 3357.84 | 3357.84 | 3357.84 | 3357.84 | 3357.84 | 3357.84 | 3357.84 | 3357.84 | 3357.84 | 3357.84 | 3357.84 | 3357.84 | 3357.84 | 3357.84 | 3357.84 | 3357.84 | 3357.84 | 3357.84 | 3357.84 | 3357.84 | 3357.84 | 3357.84 | 3357.84 | 3357.84 | 3357.84 | 3357.84 | 3357.84 | 3357.84 | 3357.84 | 3357.84 | 3357.84 | 3357.84 | 3357.84 | 3357.84 | 3357.84 | 3357.84 | 3357.84 | 3357.84 | 3357.84 | 3357.84 | 3357.84 | 3357.84 | 3357.84 | 3357.84 | 3357.84 | 3357.84 | 3357.84 | 3357.84 | 3357.84 | 3357.84 | 3357.84 | 3357.84 | 3357.84 | 3357.84 | 3357.84 | 3357.84 | 3357.84 | 3357.84 | 3357.84 | 3357.84 | 3357.84 | 3357.84 | 3357.84 | 3357.84 | 3357.84 | 3357.84 | 3357.84 | 3357.84 | 3357.84 | 3357.84 | 3357.84 | 3357.84 | 3357.84 | 3357.84 | 3357.84 | 3357.84 | 3357.84 | 3357.84 | 3357.84 | 3357.84 | 3357.84 | 3357.84 | 3357.84 | 3357.84 | 3357.84 | 3357.84 | 3357.84 | 3357.84 | 3357.84 | 3357.84 | 3357.84 | 3357.84 | 3357.84 | 3357.84 | 3357.84 | 3357.84 | 3357.84 | 3357.84 | 3357.84 | 3357.84 | 3357.84 | 3357.84 | 3357.84 | 3357.84 | 3357.84 | 3357.84 | 3357.84 | 3357.84 | 3357.84 | 3357.84 | 3357.84 | 3357.84 | 3357.84 | 3357.84 | 3357.84 | 3357.84 | 3357.84 | 3357.84 | 3357.84 | 3357.84 | 3357.84 | 3357.84 | 3357.84 | 3357.84 | 3357.84 | 3357.84 | 3357.84 | 3357.84 | 3357.84 | 3357.84 | 3357.84 | 3357.84 | 3357.84 | 3357.84 | 3357.84 | 3357.84 | 3357.84 | 3357.84 | 3357.84 | 3357.84 | 3357.84 | 3357.84 | 3357.84 | 3357.84 | 3357.84 | 3357.84 | 3357.84 | 3357.84 | 3357.84 | 3357.84 | 3357.84 | 3357.84 | 3357.84 | 3357.84 | 3357.84 | 3357.84 | 3357.84 | 3357.84 | 3357.84 | 3357.84 | 3357.84 | 3357.84 | 3357.84 | 3357.84 | 3357.84 | 3357.84 | 3357.84 | 3357.84 | 3357.84 | 3357.84 | 3357.84 | 3357.84 | 3357.84 | 3357.84 | 3357.84 | 3357.84 | 3357.84 | 3357.84 | 3357.84 | 3357.84 | 3357.84 | 3357.84 | 3357.84 | 3357.84 | 3357.84 | 3357.84 | 3357.84 | 3357.84 | 3357.84 | 3357.84 | 3357.84 | 3357.84 | 3357.84 | 3357.84 | 3357.84 | 3357.84 | 3357.84 | 3357.84 | 3357.84 | 3357.84 | 3357.84 | 3357.84 | 3357.84 | 3357.84 | 3357.84 | 3357.84 | 3357.84 | 3357.84 | 3357.84 | 3357.84 | 3357.84 | 3357.84 | 3357.84 | 3357.84 | 3357.84 | 3357.84 | 3357.84 | 3357.84 | 3357.84 | 3357.84 | 3357.84 | 3357.84 | 3357.84 | 3357.84 | 3357.84 | 3357.84 | 3357.84 | 3357.84 | 3357.84 | 3357.84 | 3357.84 | 3357.84 | 3357.84 | 3357.84 | 3357.84 | 3357.84 | 3357.84 | 3357.84 | 3357.84 | 3357.84 | 3357.84 | 3357.84 | 3357.84 | 3357.84 | 3357.84 | 3357.84 | 3357.84 | 3357.84 | 3357.84 | 3357.84 | 3357.84 | 3357.84 | 3357.84 | 3357.84 | 3357.84 | 3357.84 | 3357.84 | 3357.84 | 3357.84 | 3357.84 | 3357.84 | 3357.84 | 3357.84 | 3357.84 | 3357.84 | 3357.84 | 3357.84 | 3357.84 | 3357.84 | 3357.84 | 3357.84 | 3357.84 | 3357.84 | 3357.84 | 3357.84 | 3357.84 | 3357.84 | 3357.84 | 3357.84 | 3357.84 | 3357.84 | 3357.84 | 3357.84 | 3357.84 | 3357.84 | 3357.84 | 3357.84 | 3357.84 | 3357.84 | 3357.84 | 3357.84 | 3357.84 | 3357.84 | 3357.84 | 3357.84 | 3357.84 | 3357.84 | 3357.84 | 3357.84 | 3357.84 | 3357.84 | 3357.84 | 3357.84 | 3357.84 | 3357.84 | 3357.84 | 3357.84 | 3357.84 | 3357.84 | 3357.84 | 3357.84 | 3357.84 | 3357.84 | 3357.84 | 3357.84 | 3357.84 | 3357.84 | 3357.84 | 3357.84 | 3357.84 | 3357.84 | 3357.84 | 3357.84 | 3357.84 | 3357.84 | 3357.84 | 3357.84 | 3357.84 | 3357.84 | 3357.84 | 3357.84 | 3357.84 | 3357.84 | 3357.84 | 3357.84 | 3357.84 | 3357.84 | 3357.84 | 3357.84 | 3357.84 | 3357.84 | 3357.84 | 3357.84 | 3357.84 | 3357.84 | 3357.84 | 3357.84 | 3357.84 | 3357.84 | 3357.84 | 3357.84 | 3357.84 | 3357.84 | 3357.84 | 3357.84 | 3357.84 | 3357.84 | 3357.84 | 3357.84 | 3357.84 | 3357.84 | 3357.84 | 3357.84 | 3357.84 | 3357.84 | 3357.84 | 3357.84 | 3357.84 | 3357.84 | 3357.84 | 3357.84 | 3357.84 | 3357.84 | 3357.84 | 3357.84 | 3357.84 | 3357.84 | 3357.84 | 3357.84 | 3357.84 | 3357.84 | 3357.84 | 3357.84 | 3357.84 | 3357.84 | 3357.84 | 3357.84 | 3357.84 | 3357.84 | 3357.84 | 3357.84 | 3357.84 | 3357.84 | 3357.84 | 3357.84 | 3357.84 | 3357.84 | 3357.84 | 3357.84 | 3357.84 | 3357.84 | 3357.84 | 3357.84 | 3357.84 | 3357.84 | 3357.84 | 3357.84 | 3357.84 | 3357.84 | 3357.84 | 3357.84 | 3357.84 | 3357.84 | 3357.84 | 3357.84 | 3357.84 | 3357.84 | 3357.84 | 3357.84 | 3357.84 | 3357.84 | 3357.84 | 3357.84 | 3357.84 | 3357.84 | 3357.84 | 3357.84 | 3357.84 | 3357.84 | 3357.84 | 3357.84 | 3357.84 | 3357.84 | 3357.84 | 3357.84 | 3357.84 | 3357.84 | 3357.84 | 3357.84 | 3357.84 | 3357.84 | 3357.84 | 3357.84 | 3357.84 | 3357.84 | 3357.84 | 3357.84 | 3357.84 | 3357.84 | 3357.84 | 3357.84 | 3357.84 | 3357.84 | 3357.84 | 3357.84 | 3357.84 | 3357.84 | 3357.84 | 3357.84 | 3357.84 | 3357.84 | 3357.84 | 3357.84 | 3357.84 | 3357.84 | 3357.84 | 3357.84 | 3357.84 | 3357.84 | 3357.84 | 3357.84 | 3357.84 | 3357.84 | 3357.84 | 3357.84 | 3357.84 | 3357.84 | 3357.84 | 3357.84 | 3357.84 | 3357.84 | 3357.84 | 3357.84 | 3357.84 | 3357.84 | 3357.84 | 3357.84 | 3357.84 | 3357.84 | 3357.84 | 3357.84 | 3357.84 | 3357.84 | 3357.84 | 3357.84 | 3357.84 | 3357.84 | 3357.84 | 3357.84 | 3357.84 | 3357.84 | 3357.84 | 3357.84 | 3357.84 | 3357.84 | 3357.84 | 3357.84 | 3357.84 | 3357.84 | 3357.84 | 3357.84 | 3357.84 | 3357.84 | 3357.84 | 3357.84 | 3357.84 | 3357.84 | 3357.84 | 3357.84 | 3357.84 | 3357.84 | 3357.84 | 3357.84 | 3357.84 | 3357.84 | 3357.84 | 3357.84 | 3357.84 | 3357.84 | 3357.84 | 3357.84 | 3357.84 | 3357.84 | 3357.84 | 3357.84 | 3357.84 | 3357.84 | 3357.84 | 3357.84 | 3357.84 | 3357.84 | 3357.84 | 3357.84 | 3357.84 | 3357.84 | 3357.84 | 3357.84 | 3357.84 | 3357.84 | 3357.84 | 3357.84 | 3357.84 | 3357.84 | 3357.84 | 3357.84 | 3357.84 | 3357.84 | 3357.84 | 3357.84 | 3357.84 | 3357.84 | 3357.84 | 3357.84 | 3357.84 | 3357.84 | 3357.84 | 3357.84 | 3357.84 | 3357.84 | 3357.84 | 3357.84 | 3357.84 | 3357.84 | 3357.84 | 3357.84 | 3357.84 | 3357.84 | 3357.84 | 3357.84 | 3357.84 | 3357.84 | 3357.84 | 3357.84 | 3357.84 | 3357.84 | 3357.84 | 3357.84 | 3357.84 | 3357.84 | 3357.84 | 3357.84 | 3357.84 | 3357.84 | 3357.84 | 3357.84 | 3357.84 | 3357.84 | 3357.84 | 3357.84 | 3357.84 | 3357.84 | 3357.84 | 3357.84 | 3357.84 | 3357.84 | 3357.84 | 3357.84 | 3357.84 | 3357.84 | 3357.84 | 3357.84 | 3357.84 | 3357.84 | 3357.84 | 3357.84 | 3357.84 | 3357.84 | 3357.84 | 3357.84 | 3357.84 | 3357.84 | 3357.84 | 3357.84 | 3357.84 | 3357.84 | 3357.84 | 3357.84 | 3357.84 | 3357.84 | 3357.84 | 3357.84 | 3357.84 | 3357.84 | 3357.84 | 3357.84 | 3357.84 | 3357.84 | 3357.84 | 3357.84 | 3357.84 | 3357.84 | 3357.84 | 3357.84 | 3357.84 | 3357.84 | 3357.84 | 3357.84 | 3357.84 | 3357.84 | 3357.84 | 3357.84 | 3357.84 | 3357.84 | 3357.84 | 3357.84 | 3357.84 | 3357.84 | 3357.84 | 3357.84 | 3357.84 | 3357.84 | 3357.84 | 3357.84 | 3357.84 | 3357.84 | 3357.84 | 3357.84 | 3357.84 | 3357.84 | 3357.84 | 3357.84 | 3357.84 | 3357.84 | 3357.84 | 3357.84 | 3357.84 | 3357.84 | 3357.84 | 3357.84 | 3357.84 | 3357.84 | 3357.84 | 3357.84 | 3357.84 | 3357.84 | 3357.84 | 3357.84 | 3357.84 | 3357.84 | 3357.84 | 3357.84 | 3357.84 | 3357.84 | 3357.84 | 3357.84 | 3357.84 | 3357.84 | 3357.84 | 3357.84 | 3357.84 | 3357.84 | 3357.84 | 3357.84 | 3357.84 | 3357.84 | 3357.84 | 3357.84 | 3357.84 | 3357.84 | 3357.84 | 3357.84 | 3357.84 | 3357.84 | 3357.84 | 3357.84 | 3357.84 | 3357.84 | 3357.84 | 3357.84 | 3357.84 | 3357.84 | 3357.84 | 3357.84 | 3357.84 | 3357.84 | 3357.84 | 3357.84 | 3357.84 | 3357.84 | 3357.84 | 3357.84 | 3357.84 | 3357.84 | 3357.84 | 3357.84 | 3357.84 | 3357.84 | 3357.84 | 3357.84 | 3357.84 | 3357.84 | 3357.84 | 3357.84 | 3357.84 | 3357.84 | 3357.84 | 3357.84 | 3357.84 | 3357.84 | 3357.84 | 3357.84 | 3357.84 | 3357.84 | 3357.84 | 3357.84 | 3357.84 | 3357.84 | 3357.84 | 3357.84 | 3357.84 | 3357.84 | 3357.84 | 3357.84 | 3357.84 | 3357.84 | 3357.84 | 3357.84 | 3357.84 | 3357.84 | 3357.84 | 3357.84 | 3357.84 | 3357.84 | 3357.84 | 3357.84 | 3357.84 | 3357.84 | 3357.84 | 3357.84 | 3357.84 | 3357.84 | 3357.84 | 3357.84 | 3357.84 | 3357.84 | 3357.84 | 3357.84 | 3357.84 | 3357.84 | 3357.84 | 3357.84 | 3357.84 | 3357.84 | 3357.84 | 3357.84 | 3357.84 | 3357.84 | 3357.84 | 3357.84 | 3357.84 | 3357.84 | 3357.84 | 3357.84 | 3357.84 | 3357.84 | 3357.84 | 3357.84 | 3357.84 | 3357.84 | 3357.84 | 3357.84 | 3357.84 | 3357.84 | 3357.84 | 3357.84 | 3357.84 | 3357.84 | 3357.84 | 3357.84 | 3357.84 | 3357.84 | 3357.84 | 3357.84 | 3357.84 | 3357.84 | 3357.84 | 3357.84 | 3357.84 | 3357.84 | 3357.84 | 3357.84 | 3357.84 | 3357.84 | 3357.84 | 3357.84 | 3357.84 | 3357.84 | 3357.84 | 3357.84 | 3357.84 | 3357.84 | 3357.84 | 3357.84 | 3357.84 | 3357.84 | 3357.84 | 3357.84 | 3357.84 | 3357.84 | 3357.84 | 3357.84 | 3357.84 | 3357.84 | 3357.84 | 3357.84 | 3357.84 | 3357.84 | 3357.84 | 3357.84 | 3357.84 | 3357.84 | 3357.84 | 3357.84 | 3357.84 | 3357.84 | 3357.84 | 3357.84 | 3357.84 | 3357.84 | 3357.84 | 3357.84 | 3357.84 | 3357.84 | 3357.84 | 3357.84 | 3357.84 | 3357.84 | 3357.84 | 3357.84 | 3357.84 | 3357.84 | 3357.84 | 3357.84 | 3357.84 | 3357.84 | 3357.84 | 3357.84 | 3357.84 | 3357.84 | 3357.84 | 3357.84 | 3357.84 | 3357.84 | 3357.84 | 3357.84 | 3357.84 | 3357.84 | 3357.84 | 3357.84 | 3357.84 | 3357.84 | 3357.84 | 3357.84 | 3357.84 | 3357.84 | 3357.84 | 3357.84 | 3357.84 | 3357.84 | 3357.84 | 3357.84 | 3357.84 | 3357.84 | 3357.84 | 3357.84 | 3357.84 | 3357.84 | 3357.84 | 3357.84 | 3357.84 | 3357.84 | 3357.84 | 3357.84 | 3357.84 | 3357.84 | 3357.84 | 3357.84 | 3357.84 | 3357.84 | 3357.84 | 3357.84 | 3357.84 | 3357.84 | 3357.84 | 3357.84 | 3357.84 | 3357.84 | 3357.84 | 3357.84 | 3357.84 | 3357.84 | 3357.84 | 3357.84 | 3357.84 | 3357.84 | 3357.84 | 3357.84 | 3357.84 | 3357.84 | 3357.84 | 3357.84 | 3357.84 | 3357.84 | 3357.84 | 3357.84 | 3357.84 | 3357.84 | 3357.84 | 3357.84 | 3357.84 | 3357.84 | 3357.84 | 3357.84 | 3357.84 | 3357.84 | 3357.84 | 3357.84 | 3357.84 | 3357.84 | 3357.84 | 3357.84 | 3357.84 | 3357.84 | 3357.84 | 3357.84 | 3357.84 | 3357.84 | 3357.84 | 3357.84 | 3357.84 | 3357.84 | 3357.84 | 3357.84 | 3357.84 | 3357.84 | 3357.84 | 3357.84 | 3357.84 | 3357.84 | 3357.84 | 3357.84 | 3357.84 | 3357.84 | 3357.84 | 3357.84 | 3357.84 | 3357.84 | 3357.84 | 3357.84 | 3357.84 | 3357.84 | 3357.84 | 3357.84 | 3357.84 | 3357.84 | 3357.84 | 3357.84 | 3357.84 | 3357.84 | 3357.84 | 3357.84 | 3357.84 | 3357.84 | 3357.84 | 3357.84 | 3357.84 | 3357.84 | 3357.84 | 3357.84 | 3357.84 | 3357.84 | 3357.84 | 3357.84 | 3357.84 | 3357.84 | 3357.84 | 3357.84 | 3357.84 | 3357.84 | 3357.84 | 3357.84 | 3357.84 | 3357.84 | 3357.84 | 3357.84 | 3357.84 | 3357.84 | 3357.84 | 3357.84 | 3357.84 | 3357.84 | 3357.84 | 3357.84 | 3357.84 | 3357.84 | 3357.84 | 3357.84 | 3357.84 | 3357.84 | 3357.84 | 3357.84 | 3357.84 | 3357.84 | 3357.84 | 3357.84 | 3357.84 | 3357.84 | 3357.84 | 3357.84 | 3357.84 | 3357.84 | 3357.84 | 3357.84 | 3357.84 | 3357.84 | 3357.84 | 3357.84 | 3357.84 | 3357.84 | 3357.84 | 3357.84 | 3357.84 | 3357.84 | 3357.84 | 3357.84 | 3357.84 | 3357.84 | 3357.84 | 3357.84 | 3357.84 | 3357.84 | 3357.84 | 3357.84 | 3357.84 | 3357.84 | 3357.84 | 3357.84 | 3357.84 | 3357.84 | 3357.84 | 3357.84 | 3357.84 | 3357.84 | 3357.84 | 3357.84 | 3357.84 | 3357.84 | 3357.84 | 3357.84 | 3357.84 | 3357.84 | 3357.84 | 3357.84 | 3357.84 | 3357.84 | 3357.84 | 3357.84 | 3357.84 | 3357.84 | 3357.84 | 3357.84 | 3357.84 | 3357.84 | 3357.84 | 3357.84 | 3357.84 | 3357.84 | 3357.84 | 3357.84 | 3357.84 | 3357.84 | 3357.84 | 3357.84 | 3357.84 | 3357.84 | 3357.84 | 3357.84 | 3357.84 | 3357.84 | 3357.84 | 3357.84 | 3357.84 | 3357.84 | 3357.84 | 3357.84 | 3357.84 | 3357.84 | 3357.84 | 3357.84 | 3357.84 | 3357.84 | 3357.84 | 3357.84 | 3357.84 | 3357.84 | 3357.84 | 3357.84 | 3357.84 | 3357.84 | 3357.84 | 3357.84 | 3357.84 | 3357.84 | 3357.84 | 3357.84 | 3357.84 | 3357.84 | 3357.84 | 3357.84 | 3357.84 | 3357.84 | 3357.84 | 3357.84 | 3357.84 | 3357.84 | 3357.84 | 3357.84 | 3357.84 | 3357.84 | 3357.84 | 3357.84 | 3357.84 | 3357.84 | 3357.84 | 3357.84 | 3357.84 | 3357.84 | 3357.84 | 3357.84 | 3357.84 | 3357.84 | 3357.84 | 3357.84 | 3357.84 | 3357.84 | 3357.84 | 3357.84 | 3357.84 | 3357.84 | 3357.84 | 3357.84 | 3357.84 | 3357.84 | 3357.84 | 3357.84 | 3357.84 | 3357.84 | 3357.84 | 3357.84 | 3357.84 | 3357.84 | 3357.84 | 3357.84 | 3357.84 | 3357.84 | 3357.84 | 3357.84 | 3357.84 | 3357.84 | 3357.84 | 3357.84 | 3357.84 | 3357.84 | 3357.84 | 3357.84 | 3357.84 | 3357.84 | 3357.84 | 3357.84 | 3357.84 | 3357.84 | 3357.84 | 3357.84 | 3357.84 | 3357.84 | 3357.84 | 3357.84 | 3357.84 | 3357.84 | 3357.84 | 3357.84 | 3357.84 | 3357.84 | 3357.84 | 3357.84 | 3357.84 | 3357.84 | 3357.84 | 3357.84 | 3357.84 | 3357.84 | 3357.84 | 3357.84 | 3357.84 | 3357.84 | 3357.84 | 3357.84 | 3357.84 | 3357.84 | 3357.84 | 3357.84 | 3357.84 | 3357.84 | 3357.84 | 3357.84 | 3357.84 | 3357.84 | 3357.84 | 3357.84 | 3357.84 | 3357.84 | 3357.84 | 3357.84 | 3357.84 | 3357.84 | 3357.84 | 3357.84 | 3357.84 | 3357.84 | 3357.84 | 3357.84 | 3357.84 | 3357.84 | 3357.84 | 3357.84 | 3357.84 | 3357.84 | 3357.84 | 3357.84 | 3357.84 | 3357.84 | 3357.84 | 3357.84 | 3357.84 | 3357.84 | 3357.84 | 3357.84 | 3357.84 | 3357.84 | 3357.84 | 3357.84 | 3357.84 | 3357.84 | 3357.84 | 3357.84 | 3357.84 | 3357.84 | 3357.84 | 3357.84 | 3357.84 | 3357.84 | 3357.84 | 3357.84 | 3357.84 | 3357.84 | 3357.84 | 3357.84 | 3357.84 | 3357.84 | 3357.84 | 3357.84 | 3357.84 | 3357.84 | 3357.84 | 3357.84 | 3357.84 | 3357.84 | 3357.84 | 3357.84 | 3357.84 | 3357.84 | 3357.84 | 3357.84 | 3357.84 | 3357.84 | 3357.84 | 3357.84 | 3357.84 | 3357.84 | 3357.84 | 3357.84 | 3357.84 | 3357.84 | 3357.84 | 3357.84 | 3357.84 | 3357.84 | 3357.84 | 3357.84 | 3357.84 | 3357.84 | 3357.84 | 3357.84 | 3357.84 | 3357.84 | 3357.84 | 3357.84 | 3357.84 | 3357.84 | 3357.84 | 3357.84 | 3357.84 | 3357.84 | 3357.84 | 3357.84 | 3357.84 | 3357.84 | 3357.84 | 3357.84 | 3357.84 | 3357.84 | 3357.84 | 3357.84 | 3357.84 | 3357.84 | 3357.84 | 3357.84 | 3357.84 | 3357.84 | 3357.84 | 3357.84 | 3357.84 | 3357.84 | 3357.84 | 3357.84 | 3357.84 | 3357.84 | 3357.84 | 3357.84 | 3357.84 | 3357.84 | 3357.84 | 3357.84 | 3357.84 | 3357.84 | 3357.84 | 3357.84 | 3357.84 | 3357.84 | 3357.84 | 3357.84 | 3357.84 | 3357.84 | 3357.84 | 3357.84 | 3357.84 | 3357.84 | 3357.84 | 3357.84 | 3357.84 | 3357.84 | 3357.84 | 3357.84 | 3357.84 | 3357.84 | 3357.84 | 3357.84 | 3357.84 | 3357.84 | 3357.84 | 3357.84 | 3357.84 | 3357.84 | 3357.84 | 3357.84 | 3357.84 | 3357.84 | 3357.84 | 3357.84 | 3357.84 | 3357.84 | 3357.84 | 3357.84 | 3357.84 | 3357.84 | 3357.84 | 3357.84 | 3357.84 | 3357.84 | 3357.84 | 3357.84 | 3357.84 | 3357.84 | 3357.84 | 3357.84 | 3357.84 | 3357.84 | 3357.84 | 3357.84 | 3357.84 | 3357.84 | 3357.84 | 3357.84 | 3357.84 | 3357.84 | 3357.84 | 3357.84 | 3357.84 | 3357.84 | 3357.84 | 3357.84 | 3357.84 | 3357.84 | 3357.84 | 3357.84 | 3357.84 | 3357.84 | 3357.84 | 3357.84 | 3357.84 | 3357.84 | 3357.84 | 3357.84 | 3357.84 | 3357.84 | 3357.84 | 3357.84 | 3357.84 | 3357.84 | 3357.84 | 3357.84 | 3357.84 | 3357.84 | 3357.84 | 3357.84 | 3357.84 | 3357.84 | 3357.84 | 3357.84 | 3357.84 | 3357.84 | 3357.84 | 3357.84 | 3357.84 | 3357.84 | 3357.84 | 3357.84 | 3357.84 | 3357.84 | 3357.84 | 3357.84 | 3357.84 | 3357.84 | 3357.84 | 3357.84 | 3357.84 | 3357.84 | 3357.84 | 3357.84 | 3357.84 | 3357.84 | 3357.84 | 3357.84 | 3357.84 | 3357.84 | 3357.84 | 3357.84 | 3357.84 | 3357.84 | 3357.84 | 3357.84 | 3357.84 | 3357.84 | 3357.84 | 3357.84 | 3357.84 | 3357.84 | 3357.84 | 3357.84 | 3357.84 | 3357.84 | 3357.84 | 3357.84 | 3357.84 | 3357.84 | 3357.84 | 3357.84 | 3357.84 | 3357.84 | 3357.84 | 3357.84 | 3357.84 | 3357.84 | 3357.84 | 3357.84 | 3357.84 | 3357.84 | 3357.84 | 3357.84 | 3357.84 | 3357.84 | 3357.84 | 3357.84 | 3357.84 | 3357.84 | 3357.84 | 3357.84 | 3357.84 | 3357.84 | 3357.84 | 3357.84 | 3357.84 | 3357.84 | 3357.84 | 3357.84 | 3357.84 | 3357.84 | 3357.84 | 3357.84 | 3357.84 | 3357.84 | 3357.84 | 3357.84 | 3357.84 | 3357.84 | 3357.84 | 3357.84 | 3357.84 | 3357.84 | 3357.84 | 3357.84 | 3357.84 | 3357.84 | 3357.84 | 3357.84 | 3357.84 | 3357.84 | 3357.84 | 3357.84 | 3357.84 | 3357.84 | 3357.84 | 3357.84 | 3357.84 | 3357.84 | 3357.84 | 3357.84 | 3357.84 | 3357.84 | 3357.84 | 3357.84 | 3357.84 | 3357.84 | 3357.84 | 3357.84 | 3357.84 | 3357.84 | 3357.84 | 3357.84 | 3357.84 | 3357.84 | 3357.84 | 3357.84 | 3357.84 | 3357.84 | 3357.84 | 3357.84 | 3357.84 | 3357.84 | 3357.84 | 3357.84 | 3357.84 | 3357.84 | 3357.84 | 3357.84 | 3357.84 | 3357.84 | 3357.84 | 3357.84 | 3357.84 | 3357.84 | 3357.84 | 3357.84 | 3357.84 | 3357.84 | 3357.84 | 3357.84 | 3357.84 | 3357.84 | 3357.84 | 3357.84 | 3357.84 | 3357.84 | 3357.84 | 3357.84 | 3357.84 | 3357.84 | 3357.84 | 3357.84 | 3357.84 | 3357.84 | 3357.84 | 3357.84 | 3357.84 | 3357.84 | 3357.84 | 3357.84 | 3357.84 | 3357.84 | 3357.84 | 3357.84 | 3357.84 | 3357.84 | 3357.84 | 3357.84 | 3357.84 | 3357.84 | 3357.84 | 3357.84 | 3357.84 | 3357.84 | 3357.84 | 3357.84 | 3357.84 | 3357.84 | 3357.84 | 3357.84 | 3357.84 | 3357.84 | 3357.84 | 3357.84 | 3357.84 | 3357.84 | 3357.84 | 3357.84 | 3357.84 | 3357.84 | 3357.84 | 3357.84 | 3357.84 | 3357.84 | 3357.84 | 3357.84 | 3357.84 | 3357.84 | 3357.84 | 3357.84 | 3357.84 | 3357.84 | 3357.84 | 3357.84 | 3357.84 | 3357.84 | 3357.84 | 3357.84 | 3357.84 | 3357.84 | 3357.84 | 3357.84 | 3357.84 | 3357.84 | 3357.84 | 3357.84 | 3357.84 | 3357.84 | 3357.84 | 3357.84 | 3357.84 | 3357.84 | 3357.84 | 3357.84 | 3357.84 | 3357.84 | 3357.84 | 3357.84 | 3357.84 | 3357.84 | 3357.84 | 3357.84 | 3357.84 | 3357.84 | 3357.84 | 3357.84 | 3357.84 | 3357.84 | 3357.84 | 3357.84 | 3357.84 | 3357.84 | 3357.84 | 3357.84 | 3357.84 | 3357.84 | 3357.84 | 3357.84 | 3357.84 | 3357.84 | 3357.84 | 3357.84 | 3357.84 | 3357.84 | 3357.84 | 3357.84 | 3357.84 | 3357.84 | 3357.84 | 3357.84 | 3357.84 | 3357.84 | 3357.84 | 3357.84 | 3357.84 | 3357.84 | 3357.84 | 3357.84 | 3357.84 | 3357.84 | 3357.84 | 3357.84 | 3357.84 | 3357.84 | 3357.84 | 3357.84 | 3357.84 | 3357.84 | 3357.84 | 3357.84 | 3357.84 | 3357.84 | 3357.84 | 3357.84 | 3357.84 | 3357.84 | 3357.84 | 3357.84 | 3357.84 | 3357.84 | 3357.84 | 3357.84 | 3357.84 | 3357.84 | 3357.84 | 3357.84 | 3357.84 | 3357.84 | 3357.84 | 3357.84 | 3357.84 | 3357.84 | 3357.84 | 3357.84 | 3357.84 | 3357.84 | 3357.84 | 3357.84 | 3357.84 | 3357.84 | 3357.84 | 3357.84 | 3357.84 | 3357.84 | 3357.84 | 3357.84 | 3357.84 | 3357.84 | 3357.84 | 3357.84 | 3357.84 | 3357.84 | 3357.84 | 3357.84 | 3357.84 | 3357.84 | 3357.84 | 3357.84 | 3357.84 | 3357.84 | 3357.84 | 3357.84 | 3357.84 | 3357.84 | 3357.84 | 3357.84 | 3357.84 | 3357.84 | 3357.84 | 3357.84 | 3357.84 | 3357.84 | 3357.84 | 3357.84 | 3357.84 | 3357.84 | 3357.84 | 3357.84 | 3357.84 | 3357.84 | 3357.84 | 3357.84 | 3357.84 | 3357.84 | 3357.84 | 3357.84 | 3357.84 | 3357.84 | 3357.84 | 3357.84 | 3357.84 | 3357.84 | 3357.84 | 3357.84 | 3357.84 | 3357.84 | 3357.84 | 3357.84 | 3357.84 | 3357.84 | 3357.84 | 3357.84 | 3357.84 | 3357.84 | 3357.84 | 3357.84 | 3357.84 | 3357.84 | 3357.84 | 3357.84 | 3357.84 | 3357.84 | 3357.84 | 3357.84 | 3357.84 | 3357.84 | 3357.84 | 3357.84 | 3357.84 | 3357.84 | 3357.84 | 3357.84 | 3357.84 | 3357.84 | 3357.84 | 3357.84 | 3357.84 | 3357.84 | 3357.84 | 3357.84 | 3357.84 | 3357.84 | 3357.84 | 3357.84 | 3357.84 | 3357.84 | 3357.84 | 3357.84 | 3357.84 | 3357.84 | 3357.84 | 3357.84 | 3357.84 | 3357.84 | 3357.84 | 3357.84 | 3357.84 | 3357.84 | 3357.84 | 3357.84 | 3357.84 | 3357.84 | 3357.84 | 3357.84 | 3357.84 | 3357.84 | 3357.84 | 3357.84 | 3357.84 | 3357.84 | 3357.84 | 3357.84 | 3357.84 | 3357.84 | 3357.84 | 3357.84 | 3357.84 | 3357.84 | 3357.84 | 3357.84 | 3357.84 | 3357.84 | 3357.84 | 3357.84 | 3357.84 | 3357.84 | 3357.84 | 3357.84 | 3357.84 | 3357.84 | 3357.84 | 3357.84 | 3357.84 | 3357.84 | 3357.84 | 3357.84 | 3357.84 | 3357.84 | 3357.84 | 3357.84 | 3357.84 | 3357.84 | 3357.84 | 3357.84 | 3357.84 | 3357.84 | 3357.84 | 3357.84 | 3357.84 | 3357.84 | 3357.84 | 3357.84 | 3357.84 | 3357.84 | 3357.84 | 3357.84 | 3357.84 | 3357.84 | 3357.84 | 3357.84 | 3357.84 | 3357.84 | 3357.84 | 3357.84 | 3357.84 | 3357.84 | 3357.84 | 3357.84 | 3357.84 | 3357.84 | 3357.84 | 3357.84 | 3357.84 | 3357.84 | 3357.84 | 3357.84 | 3357.84 | 3357.84 | 3357.84 | 3357.84 | 3357.84 | 3357.84 | 3357.84 | 3357.84 | 3357.84 | 3357.84 | 3357.84 | 3357.84 | 3357.84 | 3357.84 | 3357.84 | 3357.84 | 3357.84 | 3357.84 | 3357.84 | 3357.84 | 3357.84 | 3357.84 | 3357.84 | 3357.84 | 3357.84 | 3357.84 | 3357.84 | 3357.84 | 3357.84 | 3357.84 | 3357.84 | 3357.84 | 3357.84 | 3357.84 | 3357.84 | 3357.84 | 3357.84 | 3357.84 | 3357.84 | 3357.84 | 3357.84 | 3357.84 | 3357.84 | 3357.84 | 3357.84 | 3357.84 | 3357.84 | 3357.84 | 3357.84 | 3357.84 | 3357.84 | 3357.84 | 3357.84 | 3357.84 | 3357.84 | 3357.84 | 3357.84 | 3357.84 | 3357.84 | 3357.84 | 3357.84 | 3357.84 | 3357.84 | 3357.84 | 3357.84 | 3357.84 | 3357.84 | 3357.84 | 3357.84 | 3357.84 | 3357.84 | 3357.84 | 3357.84 | 3357.84 | 3357.84 | 3357.84 | 3357.84 | 3357.84 | 3357.84 | 3357.84 | 3357.84 | 3357.84 | 3357.84 | 3357.84 | 3357.84 | 3357.84 | 3357.84 | 3357.84 | 3357.84 | 3357.84 | 3357.84 | 3357.84 | 3357.84 | 3357.84 | 3357.84 | 3357.84 | 3357.84 | 3357.84 | 3357.84 | 3357.84 | 3357.84 | 3357.84 | 3357.84 | 3357.84 | 3357.84 | 3357.84 | 3357.84 | 3357.84 | 3357.84 | 3357.84 | 3357.84 | 3357.84 | 3357.84 | 3357.84 | 3357.84 | 3357.84 | 3357.84 | 3357.84 | 3357.84 | 3357.84 | 3357.84 | 3357.84 | 3357.84 | 3357.84 | 3357.84 | 3357.84 | 3357.84 | 3357.84 | 3357.84 | 3357.84 | 3357.84 | 3357.84 | 3357.84 | 3357.84 | 3357.84 | 3357.84 | 3357.84 | 3357.84 | 3357.84 | 3357.84 | 3357.84 | 3357.84 | 3357.84 | 3357.84 | 3357.84 | 3357.84 | 3357.84 | 3357.84 | 3357.84 | 3357.84 | 3357.84 | 3357.84 | 3357.84 | 3357.84 | 3357.84 | 3357.84 | 3357.84 | 3357.84 | 3357.84 | 3357.84 | 3357.84 | 3357.84 | 3357.84 | 3357.84 | 3357.84 | 3357.84 | 3357.84 | 3357.84 | 3357.84 | 3357.84 | 3357.84 | 3357.84 | 3357.84 | 3357.84 | 3357.84 | 3357.84 | 3357.84 | 3357.84 | 3357.84 | 3357.84 | 3357.84 | 3357.84 | 3357.84 | 3357.84 | 3357.84 | 3357.84 | 3357.84 | 3357.84 | 3357.84 | 3357.84 | 3357.84 | 3357.84 | 3357.84 | 3357.84 | 3357.84 | 3357.84 | 3357.84 | 3357.84 | 3357.84 | 3357.84 | 3357.84 | 3357.84 | 3357.84 | 3357.84 | 3357.84 | 3357.84 | 3357.84 | 3357.84 | 3357.84 | 3357.84 | 3357.84 | 3357.84 | 3357.84 | 3357.84 | 3357.84 | 3357.84 | 3357.84 | 3357.84 | 3357.84 | 3357.84 | 3357.84 | 3357.84 | 3357.84 | 3357.84 | 3357.84 | 3357.84 | 3357.84 | 3357.84 | 3357.84 | 3357.84 | 3357.84 | 3357.84 | 3357.84 | 3357.84 | 3357.84 | 3357.84 | 3357.84 | 3357.84 | 3357.84 | 3357.84 | 3357.84 | 3357.84 | 3357.84 | 3357.84 | 3357.84 | 3357.84 | 3357.84 | 3357.84 | 3357.84 | 3357.84 | 3357.84 | 3357.84 | 3357.84 | 3357.84 | 3357.84 | 3357.84 | 3357.84 | 3357.84 | 3357.84 | 3357.84 | 3357.84 | 3357.84 | 3357.84 | 3357.84 | 3357.84 | 3357.84 | 3357.84 | 3357.84 | 3357.84 | 3357.84 | 3357.84 | 3357.84 | 3357.84 | 3357.84 | 3357.84 | 3357.84 | 3357.84 | 3357.84 | 3357.84 | 3357.84 | 3357.84 | 3357.84 | 3357.84 | 3357.84 | 3357.84 | 3357.84 | 3357.84 | 3357.84 | 3357.84 | 3357.84 | 3357.84 | 3357.84 | 3357.84 | 3357.84 | 3357.84 | 3357.84 | 3357.84 | 3357.84 | 3357.84 | 3357.84 | 3357.84 | 3357.84 | 3357.84 | 3357.84 | 3357.84 | 3357.84 | 3357.84 | 3357.84 | 3357.84 | 3357.84 | 3357.84 | 3357.84 | 3357.84 | 3357.84 | 3357.84 | 3357.84 | 3357.84 | 3357.84 | 3357.84 | 3357.84 | 3357.84 | 3357.84 | 3357.84 | 3357.84 | 3357.84 | 3357.84 | 3357.84 | 3357.84 | 3357.84 | 3357.84 | 3357.84 | 3357.84 | 3357.84 | 3357.84 | 3357.84 | 3357.84 | 3357.84 | 3357.84 | 3357.84 | 3357.84 | 3357.84 | 3357.84 | 3357.84 | 3357.84 | 3357.84 | 3357.84 | 3357.84 | 3357.84 | 3357.84 | 3357.84 | 3357.84 | 3357.84 | 3357.84 | 3357.84 | 3357.84 | 3357.84 | 3357.84 | 3357.84 | 3357.84 | 3357.84 | 3357.84 | 3357.84 | 3357.84 | 3357.84 | 3357.84 | 3357.84 | 3357.84 | 3357.84 | 3357.84 | 3357.84 | 3357.84 | 3357.84 | 3357.84 | 3357.84 | 3357.84 | 3357.84 | 3357.84 | 3357.84 | 3357.84 | 3357.84 | 3357.84 | 3357.84 | 3357.84 | 3357.84 | 3357.84 | 3357.84 | 3357.84 | 3357.84 | 3357.84 | 3357.84 | 3357.84 | 3357.84 | 3357.84 | 3357.84 | 3357.84 | 3357.84 | 3357.84 | 3357.84 | 3357.84 | 3357.84 | 3357.84 | 3357.84 | 3357.84 | 3357.84 | 3357.84 | 3357.84 | 3357.84 | 3357.84 | 3357.84 | 3357.84 | 3357.84 | 3357.84 | 3357.84 | 3357.84 | 3357.84 | 3357.84 | 3357.84 | 3357.84 | 3357.84 | 3357.84 | 3357.84 | 3357.84 | 3357.84 | 3357.84 | 3357.84 | 3357.84 | 3357.84 | 3357.84 | 3357.84 | 3357.84 | 3357.84 | 3357.84 | 3357.84 | 3357.84 | 3357.84 | 3357.84 | 3357.84 | 3357.84 | 3357.84 | 3357.84 | 3357.84 | 3357.84 | 3357.84 | 3357.84 | 3357.84 | 3357.84 | 3357.84 | 3357.84 | 3357.84 | 3357.84 | 3357.84 | 3357.84 | 3357.84 | 3357.84 | 3357.84 | 3357.84 | 3357.84 | 3357.84 | 3357.84 | 3357.84 | 3357.84 | 3357.84 | 3357.84 | 3357.84 | 3357.84 | 3357.84 | 3357.84 | 3357.84 | 3357.84 | 3357.84 | 3357.84 | 3357.84 | 3357.84 | 3357.84 | 3357.84 | 3357.84 | 3357.84 | 3357.84 | 3357.84 | 3357.84 | 3357.84 | 3357.84 | 3357.84 | 3357.84 | 3357.84 | 3357.84 | 3357.84 | 3357.84 | 3357.84 | 3357.84 | 3357.84 | 3357.84 | 3357.84 | 3357.84 | 3357.84 | 3357.84 | 3357.84 | 3357.84 | 3357.84 | 3357.84 | 3357.84 | 3357.84 | 3357.84 | 3357.84 | 3357.84 | 3357.84 | 3357.84 | 3357.84 | 3357.84 | 3357.84 | 3357.84 | 3357.84 | 3357.84 | 3357.84 | 3357.84 | 3357.84 | 3357.84 | 3357.84 | 3357.84 | 3357.84 | 3357.84 | 3357.84 | 3357.84 | 3357.84 | 3357.84 | 3357.84 | 3357.84 | 3357.84 | 3357.84 | 3357.84 | 3357.84 | 3357.84 | 3357.84 | 3357.84 | 3357.84 | 3357.84 | 3357.84 | 3357.84 | 3357.84 | 3357.84 | 3357.84 | 3357.84 | 3357.84 | 3357.84 | 3357.84 | 3357.84 | 3357.84 | 3357.84 | 3357.84 | 3357.84 | 3357.84 | 3357.84 | 3357.84 | 3357.84 | 3357.84 | 3357.84 | 3357.84 | 3357.84 | 3357.84 | 3357.84 | 3357.84 | 3357.84 | 3357.84 | 3357.84 | 3357.84 | 3357.84 | 3357.84 | 3357.84 | 3357.84 | 3357.84 | 3357.84 | 3357.84 | 3357.84 | 3357.84 | 3357.84 | 3357.84 | 3357.84 | 3357.84 | 3357.84 | 3357.84 | 3357.84 | 3357.84 | 3357.84 | 3357.84 | 3357.84 | 3357.84 | 3357.84 | 3357.84 | 3357.84 | 3357.84 | 3357.84 | 3357.84 | 3357.84 | 3357.84 | 3357.84 | 3357.84 | 3357.84 | 3357.84 | 3357.84 | 3357.84 | 3357.84 | 3357.84 | 3357.84 | 3357.84 | 3357.84 | 3357.84 | 3357.84 | 3357.84 | 3357.84 | 3357.84 | 3357.84 | 3357.84 | 3357.84 | 3357.84 | 3357.84 | 3357.84 | 3357.84 | 3357.84 | 3357.84 | 3357.84 | 3357.84 | 3357.84 | 3357.84 | 3357.84 | 3357.84 | 3357.84 | 3357.84 | 3357.84 | 3357.84 | 3357.84 | 3357.84 | 3357.84 | 3357.84 | 3357.84 | 3357.84 | 3357.84 | 3357.84 | 3357.84 | 3357.84 | 3357.84 | 3357.84 | 3357.84 | 3357.84 | 3357.84 | 3357.84 | 3357.84 | 3357.84 | 3357.84 | 3357.84 | 3357.84 | 3357.84 | 3357.84 | 3357.84 | 3357.84 | 3357.84 | 3357.84 | 3357.84 | 3357.84 | 3357.84 | 3357.84 | 3357.84 | 3357.84 | 3357.84 | 3357.84 | 3357.84 | 3357.84 | 3357.84 | 3357.84 | 3357.84 | 3357.84 | 3357.84 | 3357.84 | 3357.84 | 3357.84 | 3357.84 | 3357.84 | 3357.84 | 3357.84 | 3357.84 | 3357.84 | 3357.84 | 3357.84 | 3357.84 | 3357.84 | 3357.84 | 3357.84 | 3357.84 | 3357.84 | 3357.84 | 3357.84 | 3357.84 | 3357.84 | 3357.84 | 3357.84 | 3357.84 | 3357.84 | 3357.84 | 3357.84 | 3357.84 | 3357.84 | 3357.84 | 3357.84 | 3357.84 | 3357.84 | 3357.84 | 3357.84 | 3357.84 | 3357.84 | 3357.84 | 3357.84 | 3357.84 | 3357.84 | 3357.84 | 3357.84 | 3357.84 | 3357.84 | 3357.84 | 3357.84 | 3357.84 | 3357.84 | 3357.84 | 3357.84 | 3357.84 | 3357.84 | 3357.84 | 3357.84 | 3357.84 | 3357.84 | 3357.84 | 3357.84 | 3357.84 | 3357.84 | 3357.84 | 3357.84 | 3357.84 | 3357.84 | 3357.84 | 3357.84 | 3357.84 | 3357.84 | 3357.84 | 3357.84 | 3357.84 | 3357.84 | 3357.84 | 3357.84 | 3357.84 | 3357.84 | 3357.84 | 3357.84 | 3357.84 | 3357.84 | 3357.84 | 3357.84 | 3357.84 | 3357.84 | 3357.84 | 3357.84 | 3357.84 | 3357.84 | 3357.84 | 3357.84 | 3357.84 | 3357.84 | 3357.84 | 3357.84 | 3357.84 | 3357.84 | 3357.84 | 3357.84 | 3357.84 | 3357.84 | 3357.84 | 3357.84 | 3357.84 | 3357.84 | 3357.84 | 3357.84 | 3357.84 | 3357.84 | 3357.84 | 3357.84 | 3357.84 | 3357.84 | 3357.84 | 3357.84 | 3357.84 | 3357.84 | 3357.84 | 3357.84 | 3357.84 | 3357.84 | 3357.84 | 3357.84 | 3357.84 | 3357.84 | 3357.84 | 3357.84 | 3357.84 | 3357.84 | 3357.84 | 3357.84 | 3357.84 | 3357.84 | 3357.84 | 3357.84 | 3357.84 | 3357.84 | 3357.84 | 3357.84 | 3357.84 | 3357.84 | 3357.84 | 3357.84 | 3357.84 | 3357.84 | 3357.84 | 3357.84 | 3357.84 | 3357.84 | 3357.84 | 3357.84 | 3357.84 | 3357.84 | 3357.84 | 3357.84 | 3357.84 | 3357.84 | 3357.84 | 3357.84 | 3357.84 | 3357.84 | 3357.84 | 3357.84 | 3357.84 | 3357.84 | 3357.84 | 3357.84 | 3357.84 | 3357.84 | 3357.84 | 3357.84 | 3357.84 | 3357.84 | 3357.84 | 3357.84 | 3357.84 | 3357.84 | 3357.84 | 3357.84 | 3357.84 | 3357.84 | 3357.84 | 3357.84 | 3357.84 | 3357.84 | 3357.84 | 3357.84 | 3357.84 | 3357.84 | 3357.84 | 3357.84 | 3357.84 | 3357.84 | 3357.84 | 3357.84 | 3357.84 | 3357.84 | 3357.84 | 3357.84 | 3357.84 | 3357.84 | 3357.84 | 3357.84 | 3357.84 | 3357.84 | 3357.84 | 3357.84 | 3357.84 | 3357.84 | 3357.84 | 3357.84 | 3357.84 | 3357.84 | 3357.84 | 3357.84 | 3357.84 | 3357.84 | 3357.84 | 3357.84 | 3357.84 | 3357.84 | 3357.84 | 3357.84 | 3357.84 | 3357.84 | 3357.84 | 3357.84 | 3357.84 | 3357.84 | 3357.84 | 3357.84 | 3357.84 | 3357.84 | 3357.84 | 3357.84 | 3357.84 | 3357.84 | 3357.84 | 3357.84 | 3357.84 | 3357.84 | 3357.84 | 3357.84 | 3357.84 | 3357.84 | 3357.84 | 3357.84 | 3357.84 | 3357.84 | 3357.84 | 3357.84 | 3357.84 | 3357.84 | 3357.84 | 3357.84 | 3357.84 | 3357.84 | 3357.84 | 3357.84 | 3357.84 | 3357.84 | 3357.84 | 3357.84 | 3357.84 | 3357.84 | 3357.84 | 3357.84 | 3357.84 | 3357.84 | 3357.84 | 3357.84 | 3357.84 | 3357.84 | 3357.84 | 3357.84 | 3357.84 | 3357.84 | 3357.84 | 3357.84 | 3357.84 | 3357.84 | 3357.84 | 3357.84 | 3357.84 | 3357.84 | 3357.84 | 3357.84 | 3357.84 | 3357.84 | 3357.84 | 3357.84 | 3357.84 | 3357.84 | 3357.84 | 3357.84 | 3357.84 | 3357.84 | 3357.84 | 3357.84 | 3357.84 | 3357.84 | 3357.84 | 3357.84 | 3357.84 | 3357.84 | 3357.84 | 3357.84 | 3357.84 | 3357.84 | 3357.84 | 3357.84 | 3357.84 | 3357.84 | 3357.84 | 3357.84 | 3357.84 | 3357.84 | 3357.84 | 3357.84 | 3357.84 | 3357.84 | 3357.84 | 3357.84 | 3357.84 | 3357.84 | 3357.84 | 3357.84 | 3357.84 | 3357.84 | 3357.84 | 3357.84 | 3357.84 | 3357.84 | 3357.84 | 3357.84 | 3357.84 | 3357.84 | 3357.84 | 3357.84 | 3357.84 | 3357.84 | 3357.84 | 3357.84 | 3357.84 | 3357.84 | 3357.84 | 3357.84 | 3357.84 | 3357.84 | 3357.84 | 3357.84 | 3357.84 | 3357.84 | 3357.84 | 3357.84 | 3357.84 | 3357.84 | 3357.84 | 3357.84 | 3357.84 | 3357.84 | 3357.84 | 3357.84 | 3357.84 | 3357.84 | 3357.84 | 3357.84 | 3357.84 | 3357.84 | 3357.84 | 3357.84 | 3357.84 | 3357.84 | 3357.84 | 3357.84 | 3357.84 | 3357.84 | 3357.84 | 3357.84 | 3357.84 | 3357.84 | 3357.84 | 3357.84 | 3357.84 | 3357.84 | 3357.84 | 3357.84 | 3357.84 | 3357.84 | 3357.84 | 3357.84 | 3357.84 | 3357.84 | 3357.84 | 3357.84 | 3357.84 | 3357.84 | 3357.84 | 3357.84 | 3357.84 | 3357.84 | 3357.84 | 3357.84 | 3357.84 | 3357.84 | 3357.84 | 3357.84 | 3357.84 | 3357.84 | 3357.84 | 3357.84 | 3357.84 | 3357.84 | 3357.84 | 3357.84 | 3357.84 | 3357.84 | 3357.84 | 3357.84 | 3357.84 | 3357.84 | 3357.84 | 3357.84 | 3357.84 | 3357.84 | 3357.84 | 3357.84 | 3357.84 | 3357.84 | 3357.84 | 3357.84 | 3357.84 | 3357.84 | 3357.84 | 3357.84 | 3357.84 | 3357.84 | 3357.84 | 3357.84 | 3357.84 | 3357.84 | 3357.84 | 3357.84 | 3357.84 | 3357.84 | 3357.84 | 3357.84 | 3357.84 | 3357.84 | 3357.84 | 3357.84 | 3357.84 | 3357.84 | 3357.84 | 3357.84 | 3357.84 | 3357.84 | 3357.84 | 3357.84 | 3357.84 | 3357.84 | 3357.84 | 3357.84 | 3357.84 | 3357.84 | 3357.84 | 3357.84 | 3357.84 | 3357.84 | 3357.84 | 3357.84 | 3357.84 | 3357.84 | 3357.84 | 3357.84 | 3357.84 | 3357.84 | 3357.84 | 3357.84 | 3357.84 | 3357.84 | 3357.84 | 3357.84 | 3357.84 | 3357.84 | 3357.84 | 3357.84 | 3357.84 | 3357.84 | 3357.84 | 3357.84 | 3357.84 | 3357.84 | 3357.84 | 3357.84 | 3357.84 | 3357.84 | 3357.84 | 3357.84 | 3357.84 | 3357.84 | 3357.84 | 3357.84 | 3357.84 | 3357.84 | 3357.84 | 3357.84 | 3357.84 | 3357.84 | 3357.84 | 3357.84 | 3357.84 | 3357.84 | 3357.84 | 3357.84 | 3357.84 | 3357.84 | 3357.84 | 3357.84 | 3357.84 | 3357.84 | 3357.84 | 3357.84 | 3357.84 | 3357.84 | 3357.84 | 3357.84 | 3357.84 | 3357.84 | 3357.84 | 3357.84 | 3357.84 | 3357.84 | 3357.84 | 3357.84 | 3357.84 | 3357.84 | 3357.84 | 3357.84 | 3357.84 | 3357.84 | 3357.84 | 3357.84 | 3357.84 | 3357.84 | 3357.84 | 3357.84 | 3357.84 | 3357.84 | 3357.84 | 3357.84 | 3357.84 | 3357.84 | 3357.84 | 3357.84 | 3357.84 | 3357.84 | 3357.84 | 3357.84 | 3357.84 | 3357.84 | 3357.84 | 3357.84 | 3357.84 | 3357.84 | 3357.84 | 3357.84 | 3357.84 | 3357.84 | 3357.84 | 3357.84 | 3357.84 | 3357.84 | 3357.84 | 3357.84 | 3357.84 | 3357.84 | 3357.84 | 3357.84 | 3357.84 | 3357.84 | 3357.84 | 3357.84 | 3357.84 | 3357.84 | 3357.84 | 3357.84 | 3357.84 | 3357.84 | 3357.84 | 3357.84 | 3357.84 | 3357.84 | 3357.84 | 3357.84 | 3357.84 | 3357.84 | 3357.84 | 3357.84 | 3357.84 | 3357.84 | 3357.84 | 3357.84 | 3357.84 | 3357.84 | 3357.84 | 3357.84 | 3357.84 | 3357.84 | 3357.84 | 3357.84 | 3357.84 | 3357.84 | 3357.84 | 3357.84 | 3357.84 | 3357.84 | 3357.84 | 3357.84 | 3357.84 | 3357.84 | 3357.84 | 3357.84 | 3357.84 | 3357.84 | 3357.84 | 3357.84 | 3357.84 | 3357.84 | 3357.84 | 3357.84 | 3357.84 | 3357.84 | 3357.84 | 3357.84 | 3357.84 | 3357.84 | 3357.84 | 3357.84 | 3357.84 | 3357.84 | 3357.84 | 3357.84 | 3357.84 | 3357.84 | 3357.84 | 3357.84 | 3357.84 | 3357.84 | 3357.84 | 3357.84 | 3357.84 | 3357.84 | 3357.84 | 3357.84 | 3357.84 | 3357.84 | 3357.84 | 3357.84 | 3357.84 | 3357.84 | 3357.84 | 3357.84 | 3357.84 | 3357.84 | 3357.84 | 3357.84 | 3357.84 | 3357.84 | 3357.84 | 3357.84 | 3357.84 | 3357.84 | 3357.84 | 3357.84 | 3357.84 | 3357.84 | 3357.84 | 3357.84 | 3357.84 | 3357.84 | 3357.84 | 3357.84 | 3357.84 | 3357.84 | 3357.84 | 3357.84 | 3357.84 | 3357.84 | 3357.84 | 3357.84 | 3357.84 | 3357.84 | 3357.84 | 3357.84 | 3357.84 | 3357.84 | 3357.84 | 3357.84 | 3357.84 | 3357.84 | 3357.84 | 3357.84 | 3357.84 | 3357.84 | 3357.84 | 3357.84 | 3357.84 | 3357.84 | 3357.84 | 3357.84 | 3357.84 | 3357.84 | 3357.84 | 3357.84 | 3357.84 | 3357.84 | 3357.84 | 3357.84 | 3357.84 | 3357.84 | 3357.84 | 3357.84 | 3357.84 | 3357.84 | 3357.84 | 3357.84 | 3357.84 | 3357.84 | 3357.84 | 3357.84 | 3357.84 | 3357.84 | 3357.84 | 3357.84 | 3357.84 | 3357.84 | 3357.84 | 3357.84 | 3357.84 | 3357.84 | 3357.84 | 3357.84 | 3357.84 | 3357.84 | 3357.84 | 3357.84 | 3357.84 | 3357.84 | 3357.84 | 3357.84 | 3357.84 | 3357.84 | 3357.84 | 3357.84 | 3357.84 | 3357.84 | 3357.84 | 3357.84 | 3357.84 | 3357.84 | 3357.84 | 3357.84 | 3357.84 | 3357.84 | 3357.84 | 3357.84 | 3357.84 | 3357.84 | 3357.84 | 3357.84 | 3357.84 | 3357.84 | 3357.84 | 3357.84 | 3357.84 | 3357.84 | 3357.84 | 3357.84 | 3357.84 | 3357.84 | 3357.84 | 3357.84 | 3357.84 | 3357.84 | 3357.84 | 3357.84 | 3357.84 | 3357.84 | 3357.84 | 3357.84 | 3357.84 | 3357.84 | 3357.84 | 3357.84 | 3357.84 | 3357.84 | 3357.84 | 3357.84 | 3357.84 | 3357.84 | 3357.84 | 3357.84 | 3357.84 | 3357.84 | 3357.84 | 3357.84 | 3357.84 | 3357.84 | 3357.84 | 3357.84 | 3357.84 | 3357.84 | 3357.84 | 3357.84 | 3357.84 | 3357.84 | 3357.84 | 3357.84 | 3357.84 | 3357.84 | 3357.84 | 3357.84 | 3357.84 | 3357.84 | 3357.84 | 3357.84 | 3357.84 | 3357.84 | 3357.84 | 3357.84 | 3357.84 | 3357.84 | 3357.84 | 3357.84 | 3357.84 | 3357.84 | 3357.84 | 3357.84 | 3357.84 | 3357.84 | 3357.84 | 3357.84 | 3357.84 | 3357.84 | 3357.84 | 3357.84 | 3357.84 | 3357.84 | 3357.84 | 3357.84 | 3357.84 | 3357.84 | 3357.84 | 3357.84 | 3357.84 | 3357.84 | 3357.84 | 3357.84 | 3357.84 | 3357.84 | 3357.84 | 3357.84 | 3357.84 | 3357.84 | 3357.84 | 3357.84 | 3357.84 | 3357.84 | 3357.84 | 3357.84 | 3357.84 | 3357.84 | 3357.84 | 3357.84 | 3357.84 | 3357.84 | 3357.84 | 3357.84 | 3357.84 | 3357.84 | 3357.84 | 3357.84 | 3357.84 | 3357.84 | 3357.84 | 3357.84 | 3357.84 | 3357.84 | 3357.84 | 3357.84 | 3357.84 | 3357.84 | 3357.84 | 3357.84 | 3357.84 | 3357.84 | 3357.84 | 3357.84 | 3357.84 | 3357.84 | 3357.84 | 3357.84 | 3357.84 | 3357.84 | 3357.84 | 3357.84 | 3357.84 | 3357.84 | 3357.84 | 3357.84 | 3357.84 | 3357.84 | 3357.84 | 3357.84 | 3357.84 | 3357.84 | 3357.84 | 3357.84 | 3357.84 | 3357.84 | 3357.84 | 3357.84 | 3357.84 | 3357.84 | 3357.84 | 3357.84 | 3357.84 | 3357.84 | 3357.84 | 3357.84 | 3357.84 | 3357.84 | 3357.84 | 3357.84 | 3357.84 | 3357.84 | 3357.84 | 3357.84 | 3357.84 | 3357.84 | 3357.84 | 3357.84 | 3357.84 | 3357.84 | 3357.84 | 3357.84 | 3357.84 | 3357.84 | 3357.84 | 3357.84 | 3357.84 | 3357.84 | 3357.84 | 3357.84 | 3357.84 | 3357.84 | 3357.84 | 3357.84 | 3357.84 | 3357.84 | 3357.84 | 3357.84 | 3357.84 | 3357.84 | 3357.84 | 3357.84 | 3357.84 | 3357.84 | 3357.84 | 3357.84 | 3357.84 | 3357.84 | 3357.84 | 3357.84 | 3357.84 | 3357.84 | 3357.84 | 3357.84 | 3357.84 | 3357.84 | 3357.84 | 3357.84 | 3357.84 | 3357.84 | 3357.84 | 3357.84 | 3357.84 | 3357.84 | 3357.84 | 3357.84 | 3357.84 | 3357.84 | 3357.84 | 3357.84 | 3357.84 | 3357.84 | 3357.84 | 3357.84 | 3357.84 | 3357.84 | 3357.84 | 3357.84 | 3357.84 | 3357.84 | 3357.84 | 3357.84 | 3357.84 | 3357.84 | 3357.84 | 3357.84 | 3357.84 | 3357.84 | 3357.84 | 3357.84 | 3357.84 | 3357.84 | 3357.84 | 3357.84 | 3357.84 | 3357.84 | 3357.84 | 3357.84 | 3357.84 | 3357.84 | 3357.84 | 3357.84 | 3357.84 | 3357.84 | 3357.84 | 3357.84 | 3357.84 | 3357.84 | 3357.84 | 3357.84 | 3357.84 | 3357.84 | 3357.84 | 3357.84 | 3357.84 | 3357.84 | 3357.84 | 3357.84 | 3357.84 | 3357.84 | 3357.84 | 3357.84 | 3357.84 | 3357.84 | 3357.84 | 3357.84 | 3357.84 | 3357.84 | 3357.84 | 3357.84 | 3357.84 | 3357.84 | 3357.84 | 3357.84 | 3357.84 | 3357.84 | 3357.84 | 3357.84 | 3357.84 | 3357.84 | 3357.84 | 3357.84 | 3357.84 | 3357.84 | 3357.84 | 3357.84 | 3357.84 | 3357.84 | 3357.84 | 3357.84 | 3357.84 | 3357.84 | 3357.84 | 3357.84 | 3357.84 | 3357.84 | 3357.84 | 3357.84 | 3357.84 | 3357.84 | 3357.84 | 3357.84 | 3357.84 | 3357.84 | 3357.84 | 3357.84 | 3357.84 | 3357.84 | 3357.84 | 3357.84 | 3357.84 | 3357.84 | 3357.84 | 3357.84 | 3357.84 | 3357.84 | 3357.84 | 3357.84 | 3357.84 | 3357.84 | 3357.84 | 3357.84 | 3357.84 | 3357.84 | 3357.84 | 3357.84 | 3357.84 | 3357.84 | 3357.84 | 3357.84 | 3357.84 | 3357.84 | 3357.84 | 3357.84 | 3357.84 | 3357.84 | 3357.84 | 3357.84 | 3357.84 | 3357.84 | 3357.84 | 3357.84 | 3357.84 | 3357.84 | 3357.84 | 3357.84 | 3357.84 | 3357.84 | 3357.84 | 3357.84 | 3357.84 | 3357.84 | 3357.84 | 3357.84 | 3357.84 | 3357.84 | 3357.84 | 3357.84 | 3357.84 | 3357.84 | 3357.84 | 3357.84 | 3357.84 | 3357.84 | 3357.84 | 3357.84 | 3357.84 | 3357.84 | 3357.84 | 3357.84 | 3357.84 | 3357.84 | 3357.84 | 3357.84 | 3357.84 | 3357.84 | 3357.84 | 3357.84 | 3357.84 | 3357.84 | 3357.84 | 3357.84 | 3357.84 | 3357.84 | 3357.84 | 3357.84 | 3357.84 | 3357.84 | 3357.84 | 3357.84 | 3357.84 | 3357.84 | 3357.84 | 3357.84 | 3357.84 | 3357.84 | 3357.84 | 3357.84 | 3357.84 | 3357.84 | 3357.84 | 3357.84 | 3357.84 | 3357.84 | 3357.84 | 3357.84 | 3357.84 | 3357.84 | 3357.84 | 3357.84 | 3357.84 | 3357.84 | 3357.84 | 3357.84 | 3357.84 | 3357.84 | 3357.84 | 3357.84 | 3357.84 | 3357.84 | 3357.84 | 3357.84 | 3357.84 | 3357.84 | 3357.84 | 3357.84 | 3357.84 | 3357.84 | 3357.84 | 3357.84 | 3357.84 | 3357.84 | 3357.84 | 3357.84 | 3357.84 | 3357.84 | 3357.84 | 3357.84 | 3357.84 | 3357.84 | 3357.84 | 3357.84 | 3357.84 | 3357.84 | 3357.84 | 3357.84 | 3357.84 | 3357.84 | 3357.84 | 3357.84 | 3357.84 | 3357.84 | 3357.84 | 3357.84 | 3357.84 | 3357.84 | 3357.84 | 3357.84 | 3357.84 | 3357.84 | 3357.84 | 3357.84 | 3357.84 | 3357.84 | 3357.84 | 3357.84 | 3357.84 | 3357.84 | 3357.84 | 3357.84 | 3357.84 | 3357.84 | 3357.84 | 3357.84 | 3357.84 | 3357.84 | 3357.84 | 3357.84 | 3357.84 | 3357.84 | 3357.84 | 3357.84 | 3357.84 | 3357.84 | 3357.84 | 3357.84 | 3357.84 | 3357.84 | 3357.84 | 3357.84 | 3357.84 | 3357.84 | 3357.84 | 3357.84 | 3357.84 | 3357.84 | 3357.84 | 3357.84 | 3357.84 | 3357.84 | 3357.84 | 3357.84 | 3357.84 | 3357.84 | 3357.84 | 3357.84 | 3357.84 | 3357.84 | 3357.84 | 3357.84 | 3357.84 | 3357.84 | 3357.84 | 3357.84 | 3357.84 | 3357.84 | 3357.84 | 3357.84 | 3357.84 | 3357.84 | 3357.84 | 3357.84 | 3357.84 | 3357.84 | 3357.84 | 3357.84 | 3357.84 | 3357.84 | 3357.84 | 3357.84 | 3357.84 | 3357.84 | 3357.84 | 3357.84 | 3357.84 | 3357.84 | 3357.84 | 3357.84 | 3357.84 | 3357.84 | 3357.84 | 3357.84 | 3357.84 | 3357.84 | 3357.84 | 3357.84 | 3357.84 | 3357.84 | 3357.84 | 3357.84 | 3357.84 | 3357.84 | 3357.84 | 3357.84 | 3357.84 | 3357.84 | 3357.84 | 3357.84 | 3357.84 | 3357.84 | 3357.84 | 3357.84 | 3357.84 | 3357.84 | 3357.84 | 3357.84 | 3357.84 | 3357.84 | 3357.84 | 3357.84 | 3357.84 | 3357.84 | 3357.84 | 3357.84 | 3357.84 | 3357.84 | 3357.84 | 3357.84 | 3357.84 | 3357.84 | 3357.84 | 3357.84 | 3357.84 | 3357.84 | 3357.84 | 3357.84 | 3357.84 | 3357.84 | 3357.84 | 3357.84 | 3357.84 | 3357.84 | 3357.84 | 3357.84 | 3357.84 | 3357.84 | 3357.84 | 3357.84 | 3357.84 | 3357.84 | 3357.84 | 3357.84 | 3357.84 | 3357.84 | 3357.84 | 3357.84 | 3357.84 | 3357.84 | 3357.84 | 3357.84 | 3357.84 | 3357.84 | 3357.84 | 3357.84 | 3357.84 | 3357.84 | 3357.84 | 3357.84 | 3357.84 | 3357.84 | 3357.84 | 3357.84 | 3357.84 | 3357.84 | 3357.84 | 3357.84 | 3357.84 | 3357.84 | 3357.84 | 3357.84 | 3357.84 | 3357.84 | 3357.84 | 3357.84 | 3357.84 | 3357.84 | 3357.84 | 3357.84 | 3357.84 | 3357.84 | 3357.84 | 3357.84 | 3357.84 | 3357.84 | 3357.84 | 3357.84 | 3357.84 | 3357.84 | 3357.84 | 3357.84 | 3357.84 | 3357.84 | 3357.84 | 3357.84 | 3357.84 | 3357.84 | 3357.84 | 3357.84 | 3357.84 | 3357.84 | 3357.84 | 3357.84 | 3357.84 | 3357.84 | 3357.84 | 3357.84 | 3357.84 | 3357.84 | 3357.84 | 3357.84 | 3357.84 | 3357.84 | 3357.84 | 3357.84 | 3357.84 | 3357.84 | 3357.84 | 3357.84 | 3357.84 | 3357.84 | 3357.84 | 3357.84 | 3357.84 | 3357.84 | 3357.84 | 3357.84 | 3357.84 | 3357.84 | 3357.84 | 3357.84 | 3357.84 | 3357.84 | 3357.84 | 3357.84 | 3357.84 | 3357.84 | 3357.84 | 3357.84 | 3357.84 | 3357.84 | 3357.84 | 3357.84 | 3357.84 | 3357.84 | 3357.84 | 3357.84 | 3357.84 | 3357.84 | 3357.84 | 3357.84 | 3357.84 | 3357.84 | 3357.84 | 3357.84 | 3357.84 | 3357.84 | 3357.84 | 3357.84 | 3357.84 | 3357.84 | 3357.84 | 3357.84 | 3357.84 | 3357.84 | 3357.84 | 3357.84 | 3357.84 | 3357.84 | 3357.84 | 3357.84 | 3357.84 | 3357.84 | 3357.84 | 3357.84 | 3357.84 | 3357.84 | 3357.84 | 3357.84 | 3357.84 | 3357.84 | 3357.84 | 3357.84 | 3357.84 | 3357.84 | 3357.84 | 3357.84 | 3357.84 | 3357.84 | 3357.84 | 3357.84 | 3357.84 | 3357.84 | 3357.84 | 3357.84 | 3357.84 | 3357.84 | 3357.84 | 3357.84 | 3357.84 | 3357.84 | 3357.84 | 3357.84 | 3357.84 | 3357.84 | 3357.84 | 3357.84 | 3357.84 | 3357.84 | 3357.84 | 3357.84 | 3357.84 | 3357.84 | 3357.84 | 3357.84 | 3357.84 | 3357.84 | 3357.84 | 3357.84 | 3357.84 | 3357.84 | 3357.84 | 3357.84 | 3357.84 | 3357.84 | 3357.84 | 3357.84 | 3357.84 | 3357.84 | 3357.84 | 3357.84 | 3357.84 | 3357.84 | 3357.84 | 3357.84 | 3357.84 | 3357.84 | 3357.84 | 3357.84 | 3357.84 | 3357.84 | 3357.84 | 3357.84 | 3357.84 | 3357.84 | 3357.84 | 3357.84 | 3357.84 | 3357.84 | 3357.84 | 3357.84 | 3357.84 | 3357.84 | 3357.84 | 3357.84 | 3357.84 | 3357.84 | 3357.84 | 3357.84 | 3357.84 | 3357.84 | 3357.84 | 3357.84 | 3357.84 | 3357.84 | 3357.84 | 3357.84 | 3357.84 | 3357.84 | 3357.84 | 3357.84 | 3357.84 | 3357.84 | 3357.84 | 3357.84 | 3357.84 | 3357.84 | 3357.84 | 3357.84 | 3357.84 | 3357.84 | 3357.84 | 3357.84 | 3357.84 | 3357.84 | 3357.84 | 3357.84 | 3357.84 | 3357.84 | 3357.84 | 3357.84 | 3357.84 | 3357.84 | 3357.84 | 3357.84 | 3357.84 | 3357.84 | 3357.84 | 3357.84 | 3357.84 | 3357.84 | 3357.84 | 3357.84 | 3357.84 | 3357.84 | 3357.84 | 3357.84 | 3357.84 | 3357.84 | 3357.84 | 3357.84 | 3357.84 | 3357.84 | 3357.84 | 3357.84 | 3357.84 | 3357.84 | 3357.84 | 3357.84 | 3357.84 | 3357.84 | 3357.84 | 3357.84 | 3357.84 | 3357.84 | 3357.84 | 3357.84 | 3357.84 | 3357.84 | 3357.84 | 3357.84 | 3357.84 | 3357.84 | 3357.84 | 3357.84 | 3357.84 | 3357.84 | 3357.84 | 3357.84 | 3357.84 | 3357.84 | 3357.84 | 3357.84 | 3357.84 | 3357.84 | 3357.84 | 3357.84 | 3357.84 | 3357.84 | 3357.84 | 3357.84 | 3357.84 | 3357.84 | 3357.84 | 3357.84 | 3357.84 | 3357.84 | 3357.84 | 3357.84 | 3357.84 | 3357.84 | 3357.84 | 3357.84 | 3357.84 | 3357.84 | 3357.84 | 3357.84 | 3357.84 | 3357.84 | 3357.84 | 3357.84 | 3357.84 | 3357.84 | 3357.84 | 3357.84 | 3357.84 | 3357.84 | 3357.84 | 3357.84 | 3357.84 | 3357.84 | 3357.84 | 3357.84 | 3357.84 | 3357.84 | 3357.84 | 3357.84 | 3357.84 | 3357.84 | 3357.84 | 3357.84 | 3357.84 | 3357.84 | 3357.84 | 3357.84 | 3357.84 | 3357.84 | 3357.84 | 3357.84 | 3357.84 | 3357.84 | 3357.84 | 3357.84 | 3357.84 | 3357.84 | 3357.84 | 3357.84 | 3357.84 | 3357.84 | 3357.84 | 3357.84 | 3357.84 | 3357.84 | 3357.84 | 3357.84 | 3357.84 | 3357.84 | 3357.84 | 3357.84 | 3357.84 | 3357.84 | 3357.84 | 3357.84 | 3357.84 | 3357.84 | 3357.84 | 3357.84 | 3357.84 | 3357.84 | 3357.84 | 3357.84 | 3357.84 | 3357.84 | 3357.84 | 3357.84 | 3357.84 | 3357.84 | 3357.84 | 3357.84 | 3357.84 | 3357.84 | 3357.84 | 3357.84 | 3357.84 | 3357.84 | 3357.84 | 3357.84 | 3357.84 | 3357.84 | 3357.84 | 3357.84 | 3357.84 | 3357.84 | 3357.84 | 3357.84 | 3357.84 | 3357.84 | 3357.84 | 3357.84 | 3357.84 | 3357.84 | 3357.84 | 3357.84 | 3357.84 | 3357.84 | 3357.84 | 3357.84 | 3357.84 | 3357.84 | 3357.84 | 3357.84 | 3357.84 | 3357.84 | 3357.84 | 3357.84 | 3357.84 | 3357.84 | 3357.84 | 3357.84 | 3357.84 | 3357.84 | 3357.84 | 3357.84 | 3357.84 | 3357.84 | 3357.84 | 3357.84 | 3357.84 | 3357.84 | 3357.84 | 3357.84 | 3357.84 | 3357.84 | 3357.84 | 3357.84 | 3357.84 | 3357.84 | 3357.84 | 3357.84 | 3357.84 | 3357.84 | 3357.84 | 3357.84 | 3357.84 | 3357.84 | 3357.84 | 3357.84 | 3357.84 | 3357.84 | 3357.84 | 3357.84 | 3357.84 | 3357.84 | 3357.84 | 3357.84 | 3357.84 | 3357.84 | 3357.84 | 3357.84 | 3357.84 | 3357.84 | 3357.84 | 3357.84 | 3357.84 | 3357.84 | 3357.84 | 3357.84 | 3357.84 | 3357.84 | 3357.84 | 3357.84 | 3357.84 | 3357.84 | 3357.84 | 3357.84 | 3357.84 | 3357.84 | 3357.84 | 3357.84 | 3357.84 | 3357.84 | 3357.84 | 3357.84 | 3357.84 | 3357.84 | 3357.84 | 3357.84 | 3357.84 | 3357.84 | 3357.84 | 3357.84 | 3357.84 | 3357.84 | 3357.84 | 3357.84 | 3357.84 | 3357.84 | 3357.84 | 3357.84 | 3357.84 | 3357.84 | 3357.84 | 3357.84 | 3357.84 | 3357.84 | 3357.84 | 3357.84 | 3357.84 | 3357.84 | 3357.84 | 3357.84 | 3357.84 | 3357.84 | 3357.84 | 3357.84 | 3357.84 | 3357.84 | 3357.84 | 3357.84 | 3357.84 | 3357.84 | 3357.84 | 3357.84 | 3357.84 | 3357.84 | 3357.84 | 3357.84 | 3357.84 | 3357.84 | 3357.84 | 3357.84 | 3357.84 | 3357.84 | 3357.84 | 3357.84 | 3357.84 | 3357.84 | 3357.84 | 3357.84 | 3357.84 | 3357.84 | 3357.84 | 3357.84 | 3357.84 | 3357.84 | 3357.84 | 3357.84 | 3357.84 | 3357.84 | 3357.84 | 3357.84 | 3357.84 | 3357.84 | 3357.84 | 3357.84 | 3357.84 | 3357.84 | 3357.84 | 3357.84 | 3357.84 | 3357.84 | 3357.84 | 3357.84 | 3357.84 | 3357.84 | 3357.84 | 3357.84 | 3357.84 | 3357.84 | 3357.84 | 3357.84 | 3357.84 | 3357.84 | 3357.84 | 3357.84 | 3357.84 | 3357.84 | 3357.84 | 3357.84 | 3357.84 | 3357.84 | 3357.84 | 3357.84 | 3357.84 | 3357.84 | 3357.84 | 3357.84 | 3357.84 | 3357.84 | 3357.84 | 3357.84 | 3357.84 | 3357.84 | 3357.84 | 3357.84 | 3357.84 | 3357.84 | 3357.84 | 3357.84 | 3357.84 | 3357.84 | 3357.84 | 3357.84 | 3357.84 | 3357.84 | 3357.84 | 3357.84 | 3357.84 | 3357.84 | 3357.84 | 3357.84 | 3357.84 | 3357.84 | 3357.84 | 3357.84 | 3357.84 | 3357.84 | 3357.84 | 3357.84 | 3357.84 | 3357.84 | 3357.84 | 3357.84 | 3357.84 | 3357.84 | 3357.84 | 3357.84 | 3357.84 | 3357.84 | 3357.84 | 3357.84 | 3357.84 | 3357.84 | 3357.84 | 3357.84 | 3357.84 | 3357.84 | 3357.84 | 3357.84 | 3357.84 | 3357.84 | 3357.84 | 3357.84 | 3357.84 | 3357.84 | 3357.84 | 3357.84 | 3357.84 | 3357.84 | 3357.84 | 3357.84 | 3357.84 | 3357.84 | 3357.84 | 3357.84 | 3357.84 | 3357.84 | 3357.84 | 3357.84 | 3357.84 | 3357.84 | 3357.84 | 3357.84 | 3357.84 | 3357.84 | 3357.84 | 3357.84 | 3357.84 | 3357.84 | 3357.84 | 3357.84 | 3357.84 | 3357.84 | 3357.84 | 3357.84 | 3357.84 | 3357.84 | 3357.84 | 3357.84 | 3357.84 | 3357.84 | 3357.84 | 3357.84 | 3357.84 | 3357.84 | 3357.84 | 3357.84 | 3357.84 | 3357.84 | 3357.84 | 3357.84 | 3357.84 | 3357.84 | 3357.84 | 3357.84 | 3357.84 | 3357.84 | 3357.84 | 3357.84 | 3357.84 | 3357.84 | 3357.84 | 3357.84 | 3357.84 | 3357.84 | 3357.84 | 3357.84 | 3357.84 | 3357.84 | 3357.84 | 3357.84 | 3357.84 | 3357.84 | 3357.84 | 3357.84 | 3357.84 | 3357.84 | 3357.84 | 3357.84 | 3357.84 | 3357.84 | 3357.84 | 3357.84 | 3357.84 | 3357.84 | 3357.84 | 3357.84 | 3357.84 | 3357.84 | 3357.84 | 3357.84 | 3357.84 | 3357.84 | 3357.84 | 3357.84 | 3357.84 | 3357.84 | 3357.84 | 3357.84 | 3357.84 | 3357.84 | 3357.84 | 3357.84 | 3357.84 | 3357.84 | 3357.84 | 3357.84 | 3357.84 | 3357.84 | 3357.84 | 3357.84 | 3357.84 | 3357.84 | 3357.84 | 3357.84 | 3357.84 | 3357.84 | 3357.84 | 3357.84 | 3357.84 | 3357.84 | 3357.84 | 3357.84 | 3357.84 | 3357.84 | 3357.84 | 3357.84 | 3357.84 | 3357.84 | 3357.84 | 3357.84 | 3357.84 | 3357.84 | 3357.84 | 3357.84 | 3357.84 | 3357.84 | 3357.84 | 3357.84 | 3357.84 | 3357.84 | 3357.84 | 3357.84 | 3357.84 | 3357.84 | 3357.84 | 3357.84 | 3357.84 | 3357.84 | 3357.84 | 3357.84 | 3357.84 | 3357.84 | 3357.84 | 3357.84 | 3357.84 | 3357.84 | 3357.84 | 3357.84 | 3357.84 | 3357.84 | 3357.84 | 3357.84 | 3357.84 | 3357.84 | 3357.84 | 3357.84 | 3357.84 | 3357.84 | 3357.84 | 3357.84 | 3357.84 | 3357.84 | 3357.84 | 3357.84 | 3357.84 | 3357.84 | 3357.84 | 3357.84 | 3357.84 | 3357.84 | 3357.84 | 3357.84 | 3357.84 | 3357.84 | 3357.84 | 3357.84 | 3357.84 | 3357.84 | 3357.84 | 3357.84 | 3357.84 | 3357.84 | 3357.84 | 3357.84 | 3357.84 | 3357.84 | 3357.84 | 3357.84 | 3357.84 | 3357.84 | 3357.84 | 3357.84 | 3357.84 | 3357.84 | 3357.84 | 3357.84 | 3357.84 | 3357.84 | 3357.84 | 3357.84 | 3357.84 | 3357.84 | 3357.84 | 3357.84 | 3357.84 | 3357.84 | 3357.84 | 3357.84 | 3357.84 | 3357.84 | 3357.84 | 3357.84 | 3357.84 | 3357.84 | 3357.84 | 3357.84 | 3357.84 | 3357.84 | 3357.84 | 3357.84 | 3357.84 | 3357.84 | 3357.84 | 3357.84 | 3357.84 | 3357.84 | 3357.84 | 3357.84 | 3357.84 | 3357.84 | 3357.84 | 3357.84 | 3357.84 | 3357.84 | 3357.84 | 3357.84 | 3357.84 | 3357.84 | 3357.84 | 3357.84 | 3357.84 | 3357.84 | 3357.84 | 3357.84 | 3357.84 | 3357.84 | 3357.84 | 3357.84 | 3357.84 | 3357.84 | 3357.84 | 3357.84 | 3357.84 | 3357.84 | 3357.84 | 3357.84 | 3357.84 | 3357.84 | 3357.84 | 3357.84 | 3357.84 | 3357.84 | 3357.84 | 3357.84 | 3357.84 | 3357.84 | 3357.84 | 3357.84 | 3357.84 | 3357.84 | 3357.84 | 3357.84 | 3357.84 | 3357.84 | 3357.84 | 3357.84 | 3357.84 | 3357.84 | 3357.84 | 3357.84 | 3357.84 | 3357.84 | 3357.84 | 3357.84 | 3357.84 | 3357.84 | 3357.84 | 3357.84 | 3357.84 | 3357.84 | 3357.84 | 3357.84 | 3357.84 | 3357.84 | 3357.84 | 3357.84 | 3357.84 | 3357.84 | 3357.84 | 3357.84 | 3357.84 | 3357.84 | 3357.84 | 3357.84 | 3357.84 | 3357.84 | 3357.84 | 3357.84 | 3357.84 | 3357.84 | 3357.84 | 3357.84 | 3357.84 | 3357.84 | 3357.84 | 3357.84 | 3357.84 | 3357.84 | 3357.84 | 3357.84 | 3357.84 | 3357.84 | 3357.84 | 3357.84 | 3357.84 | 3357.84 | 3357.84 | 3357.84 | 3357.84 | 3357.84 | 3357.84 | 3357.84 | 3357.84 | 3357.84 | 3357.84 | 3357.84 | 3357.84 | 3357.84 | 3357.84 | 3357.84 | 3357.84 | 3357.84 | 3357.84 | 3357.84 | 3357.84 | 3357.84 | 3357.84 | 3357.84 | 3357.84 | 3357.84 | 3357.84 | 3357.84 | 3357.84 | 3357.84 | 3357.84 | 3357.84 | 3357.84 | 3357.84 | 3357.84 | 3357.84 | 3357.84 | 3357.84 | 3357.84 | 3357.84 | 3357.84 | 3357.84 | 3357.84 | 3357.84 | 3357.84 | 3357.84 | 3357.84 | 3357.84 | 3357.84 | 3357.84 | 3357.84 | 3357.84 | 3357.84 | 3357.84 | 3357.84 | 3357.84 | 3357.84 | 3357.84 | 3357.84 | 3357.84 | 3357.84 | 3357.84 | 3357.84 | 3357.84 | 3357.84 | 3357.84 | 3357.84 | 3357.84 | 3357.84 | 3357.84 | 3357.84 | 3357.84 | 3357.84 | 3357.84 | 3357.84 | 3357.84 | 3357.84 | 3357.84 | 3357.84 | 3357.84 | 3357.84 | 3357.84 | 3357.84 | 3357.84 | 3357.84 | 3357.84 | 3357.84 | 3357.84 | 3357.84 | 3357.84 | 3357.84 | 3357.84 | 3357.84 | 3357.84 | 3357.84 | 3357.84 | 3357.84 | 3357.84 | 3357.84 | 3357.84 | 3357.84 | 3357.84 | 3357.84 | 3357.84 | 3357.84 | 3357.84 | 3357.84 | 3357.84 | 3357.84 | 3357.84 | 3357.84 | 3357.84 | 3357.84 | 3357.84 | 3357.84 | 3357.84 | 3357.84 | 3357.84 | 3357.84 | 3357.84 | 3357.84 | 3357.84 | 3357.84 | 3357.84 | 3357.84 | 3357.84 | 3357.84 | 3357.84 | 3357.84 | 3357.84 | 3357.84 | 3357.84 | 3357.84 | 3357.84 | 3357.84 | 3357.84 | 3357.84 | 3357.84 | 3357.84 | 3357.84 | 3357.84 | 3357.84 | 3357.84 | 3357.84 | 3357.84 | 3357.84 | 3357.84 | 3357.84 | 3357.84 | 3357.84 | 3357.84 | 3357.84 | 3357.84 | 3357.84 | 3357.84 | 3357.84 | 3357.84 | 3357.84 | 3357.84 | 3357.84 | 3357.84 | 3357.84 | 3357.84 | 3357.84 | 3357.84 | 3357.84 | 3357.84 | 3357.84 | 3357.84 | 3357.84 | 3357.84 | 3357.84 | 3357.84 | 3357.84 | 3357.84 | 3357.84 | 3357.84 | 3357.84 | 3357.84 | 3357.84 | 3357.84 | 3357.84 | 3357.84 | 3357.84 | 3357.84 | 3357.84 | 3357.84 | 3357.84 | 3357.84 | 3357.84 | 3357.84 | 3357.84 | 3357.84 | 3357.84 | 3357.84 | 3357.84 | 3357.84 | 3357.84 | 3357.84 | 3357.84 | 3357.84 | 3357.84 | 3357.84 | 3357.84 | 3357.84 | 3357.84 | 3357.84 | 3357.84 | 3357.84 | 3357.84 | 3357.84 | 3357.84 | 3357.84 | 3357.84 | 3357.84 | 3357.84 | 3357.84 | 3357.84 | 3357.84 | 3357.84 | 3357.84 | 3357.84 | 3357.84 | 3357.84 | 3357.84 | 3357.84 | 3357.84 | 3357.84 | 3357.84 | 3357.84 | 3357.84 | 3357.84 | 3357.84 | 3357.84 | 3357.84 | 3357.84 | 3357.84 | 3357.84 | 3357.84 | 3357.84 | 3357.84 | 3357.84 | 3357.84 | 3357.84 | 3357.84 | 3357.84 | 3357.84 | 3357.84 | 3357.84 | 3357.84 | 3357.84 | 3357.84 | 3357.84 | 3357.84 | 3357.84 | 3357.84 | 3357.84 | 3357.84 | 3357.84 | 3357.84 | 3357.84 | 3357.84 | 3357.84 | 3357.84 | 3357.84 | 3357.84 | 3357.84 | 3357.84 | 3357.84 | 3357.84 | 3357.84 | 3357.84 | 3357.84 | 3357.84 | 3357.84 | 3357.84 | 3357.84 | 3357.84 | 3357.84 | 3357.84 | 3357.84 | 3357.84 | 3357.84 | 3357.84 | 3357.84 | 3357.84 | 3357.84 | 3357.84 | 3357.84 | 3357.84 | 3357.84 | 3357.84 | 3357.84 | 3357.84 | 3357.84 | 3357.84 | 3357.84 | 3357.84 | 3357.84 | 3357.84 | 3357.84 | 3357.84 | 3357.84 | 3357.84 | 3357.84 | 3357.84 | 3357.84 | 3357.84 | 3357.84 | 3357.84 | 3357.84 | 3357.84 | 3357.84 | 3357.84 | 3357.84 | 3357.84 | 3357.84 | 3357.84 | 3357.84 | 3357.84 | 3357.84 | 3357.84 | 3357.84 | 3357.84 | 3357.84 | 3357.84 | 3357.84 | 3357.84 | 3357.84 | 3357.84 | 3357.84 | 3357.84 | 3357.84 | 3357.84 | 3357.84 | 3357.84 | 3357.84 | 3357.84 | 3357.84 | 3357.84 | 3357.84 | 3357.84 | 3357.84 | 3357.84 | 3357.84 | 3357.84 | 3357.84 | 3357.84 | 3357.84 | 3357.84 | 3357.84 | 3357.84 | 3357.84 | 3357.84 | 3357.84 | 3357.84 | 3357.84 | 3357.84 | 3357.84 | 3357.84 | 3357.84 | 3357.84 | 3357.84 | 3357.84 | 3357.84 | 3357.84 | 3357.84 | 3357.84 | 3357.84 | 3357.84 | 3357.84 | 3357.84 | 3357.84 | 3357.84 | 3357.84 | 3357.84 | 3357.84 | 3357.84 | 3357.84 | 3357.84 | 3357.84 | 3357.84 | 3357.84 | 3357.84 | 3357.84 | 3357.84 | 3357.84 | 3357.84 | 3357.84 | 3357.84 | 3357.84 | 3357.84 | 3357.84 | 3357.84 | 3357.84 | 3357.84 | 3357.84 | 3357.84 | 3357.84 | 3357.84 | 3357.84 | 3357.84 | 3357.84 | 3357.84 | 3357.84 | 3357.84 | 3357.84 | 3357.84 | 3357.84 | 3357.84 | 3357.84 | 3357.84 | 3357.84 | 3357.84 | 3357.84 | 3357.84 | 3357.84 | 3357.84 | 3357.84 | 3357.84 | 3357.84 | 3357.84 | 3357.84 | 3357.84 | 3357.84 | 3357.84 | 3357.84 | 3357.84 | 3357.84 | 3357.84 | 3357.84 | 3357.84 | 3357.84 | 3357.84 | 3357.84 | 3357.84 | 3357.84 | 3357.84 | 3357.84 | 3357.84 | 3357.84 | 3357.84 | 3357.84 | 3357.84 | 3357.84 | 3357.84 | 3357.84 | 3357.84 | 3357.84 | 3357.84 | 3357.84 | 3357.84 | 3357.84 | 3357.84 | 3357.84 | 3357.84 | 3357.84 | 3357.84 | 3357.84 | 3357.84 | 3357.84 | 3357.84 | 3357.84 | 3357.84 | 3357.84 | 3357.84 | 3357.84 | 3357.84 | 3357.84 | 3357.84 | 3357.84 | 3357.84 | 3357.84 | 3357.84 | 3357.84 | 3357.84 | 3357.84 | 3357.84 | 3357.84 | 3357.84 | 3357.84 | 3357.84 | 3357.84 | 3357.84 | 3357.84 | 3357.84 | 3357.84 | 3357.84 | 3357.84 | 3357.84 | 3357.84 | 3357.84 | 3357.84 | 3357.84 | 3357.84 | 3357.84 | 3357.84 | 3357.84 | 3357.84 | 3357.84 | 3357.84 | 3357.84 | 3357.84 | 3357.84 | 3357.84 | 3357.84 | 3357.84 | 3357.84 | 3357.84 | 3357.84 | 3357.84 | 3357.84 | 3357.84 | 3357.84 | 3357.84 | 3357.84 | 3357.84 | 3357.84 | 3357.84 | 3357.84 | 3357.84 | 3357.84 | 3357.84 | 3357.84 | 3357.84 | 3357.84 | 3357.84 | 3357.84 | 3357.84 | 3357.84 | 3357.84 | 3357.84 | 3357.84 | 3357.84 | 3357.84 | 3357.84 | 3357.84 | 3357.84 | 3357.84 | 3357.84 | 3357.84 | 3357.84 | 3357.84 | 3357.84 | 3357.84 | 3357.84 | 3357.84 | 3357.84 | 3357.84 | 3357.84 | 3357.84 | 3357.84 | 3357.84 | 3357.84 | 3357.84 | 3357.84 | 3357.84 | 3357.84 | 3357.84 | 3357.84 | 3357.84 | 3357.84 | 3357.84 | 3357.84 | 3357.84 | 3357.84 | 3357.84 | 3357.84 | 3357.84 | 3357.84 | 3357.84 | 3357.84 | 3357.84 | 3357.84 | 3357.84 | 3357.84 | 3357.84 | 3357.84 | 3357.84 | 3357.84 | 3357.84 | 3357.84 | 3357.84 | 3357.84 | 3357.84 | 3357.84 | 3357.84 | 3357.84 | 3357.84 | 3357.84 | 3357.84 | 3357.84 | 3357.84 | 3357.84 | 3357.84 | 3357.84 | 3357.84 | 3357.84 | 3357.84 | 3357.84 | 3357.84 | 3357.84 | 3357.84 | 3357.84 | 3357.84 | 3357.84 | 3357.84 | 3357.84 | 3357.84 | 3357.84 | 3357.84 | 3357.84 | 3357.84 | 3357.84 | 3357.84 | 3357.84 | 3357.84 | 3357.84 | 3357.84 | 3357.84 | 3357.84 | 3357.84 | 3357.84 | 3357.84 | 3357.84 | 3357.84 | 3357.84 | 3357.84 | 3357.84 | 3357.84 | 3357.84 | 3357.84 | 3357.84 | 3357.84 | 3357.84 | 3357.84 | 3357.84 | 3357.84 | 3357.84 | 3357.84 | 3357.84 | 3357.84 | 3357.84 | 3357.84 | 3357.84 | 3357.84 | 3357.84 | 3357.84 | 3357.84 | 3357.84 | 3357.84 | 3357.84 | 3357.84 | 3357.84 | 3357.84 | 3357.84 | 3357.84 | 3357.84 | 3357.84 | 3357.84 | 3357.84 | 3357.84 | 3357.84 | 3357.84 | 3357.84 | 3357.84 | 3357.84 | 3357.84 | 3357.84 | 3357.84 | 3357.84 | 3357.84 | 3357.84 | 3357.84 | 3357.84 | 3357.84 | 3357.84 | 3357.84 | 3357.84 | 3357.84 | 3357.84 | 3357.84 | 3357.84 | 3357.84 | 3357.84 | 3357.84 | 3357.84 | 3357.84 | 3357.84 | 3357.84 | 3357.84 | 3357.84 | 3357.84 | 3357.84 | 3357.84 | 3357.84 | 3357.84 | 3357.84 | 3357.84 | 3357.84 | 3357.84 | 3357.84 | 3357.84 | 3357.84 | 3357.84 | 3357.84 | 3357.84 | 3357.84 | 3357.84 | 3357.84 | 3357.84 | 3357.84 | 3357.84 | 3357.84 | 3357.84 | 3357.84 | 3357.84 | 3357.84 | 3357.84 | 3357.84 | 3357.84 | 3357.84 | 3357.84 | 3357.84 | 3357.84 | 3357.84 | 3357.84 | 3357.84 | 3357.84 | 3357.84 | 3357.84 | 3357.84 | 3357.84 | 3357.84 | 3357.84 | 3357.84 | 3357.84 | 3357.84 | 3357.84 | 3357.84 | 3357.84 | 3357.84 | 3357.84 | 3357.84 | 3357.84 | 3357.84 | 3357.84 | 3357.84 | 3357.84 | 3357.84 | 3357.84 | 3357.84 | 3357.84 | 3357.84 | 3357.84 | 3357.84 | 3357.84 | 3357.84 | 3357.84 | 3357.84 | 3357.84 | 3357.84 | 3357.84 | 3357.84 | 3357.84 | 3357.84 | 3357.84 | 3357.84 | 3357.84 | 3357.84 | 3357.84 | 3357.84 | 3357.84 | 3357.84 | 3357.84 | 3357.84 | 3357.84 | 3357.84 | 3357.84 | 3357.84 | 3357.84 | 3357.84 | 3357.84 | 3357.84 | 3357.84 | 3357.84 | 3357.84 | 3357.84 | 3357.84 | 3357.84 | 3357.84 | 3357.84 | 3357.84 | 3357.84 | 3357.84 | 3357.84 | 3357.84 | 3357.84 | 3357.84 | 3357.84 | 3357.84 | 3357.84 | 3357.84 | 3357.84 | 3357.84 | 3357.84 | 3357.84 | 3357.84 | 3357.84 | 3357.84 | 3357.84 | 3357.84 | 3357.84 | 3357.84 | 3357.84 | 3357.84 | 3357.84 | 3357.84 | 3357.84 | 3357.84 | 3357.84 | 3357.84 | 3357.84 | 3357.84 | 3357.84 | 3357.84 | 3357.84 | 3357.84 | 3357.84 | 3357.84 | 3357.84 | 3357.84 | 3357.84 | 3357.84 | 3357.84 | 3357.84 | 3357.84 | 3357.84 | 3357.84 | 3357.84 | 3357.84 | 3357.84 | 3357.84 | 3357.84 | 3357.84 | 3357.84 | 3357.84 | 3357.84 | 3357.84 | 3357.84 | 3357.84 | 3357.84 | 3357.84 | 3357.84 | 3357.84 | 3357.84 | 3357.84 | 3357.84 | 3357.84 | 3357.84 | 3357.84 | 3357.84 | 3357.84 | 3357.84 | 3357.84 | 3357.84 | 3357.84 | 3357.84 | 3357.84 | 3357.84 | 3357.84 | 3357.84 | 3357.84 | 3357.84 | 3357.84 | 3357.84 | 3357.84 | 3357.84 | 3357.84 | 3357.84 | 3357.84 | 3357.84 | 3357.84 | 3357.84 | 3357.84 | 3357.84 | 3357.84 | 3357.84 | 3357.84 | 3357.84 | 3357.84 | 3357.84 | 3357.84 | 3357.84 | 3357.84 | 3357.84 | 3357.84 | 3357.84 | 3357.84 | 3357.84 | 3357.84 | 3357.84 | 3357.84 | 3357.84 | 3357.84 | 3357.84 | 3357.84 | 3357.84 | 3357.84 | 3357.84 | 3357.84 | 3357.84 | 3357.84 | 3357.84 | 3357.84 | 3357.84 | 3357.84 | 3357.84 | 3357.84 | 3357.84 | 3357.84 | 3357.84 | 3357.84 | 3357.84 | 3357.84 | 3357.84 | 3357.84 | 3357.84 | 3357.84 | 3357.84 | 3357.84 | 3357.84 | 3357.84 | 3357.84 | 3357.84 | 3357.84 | 3357.84 | 3357.84 | 3357.84 | 3357.84 | 3357.84 | 3357.84 | 3357.84 | 3357.84 | 3357.84 | 3357.84 | 3357.84 | 3357.84 | 3357.84 | 3357.84 | 3357.84 | 3357.84 | 3357.84 | 3357.84 | 3357.84 | 3357.84 | 3357.84 | 3357.84 | 3357.84 | 3357.84 | 3357.84 | 3357.84 | 3357.84 | 3357.84 | 3357.84 | 3357.84 | 3357.84 | 3357.84 | 3357.84 | 3357.84 | 3357.84 | 3357.84 | 3357.84 | 3357.84 | 3357.84 | 3357.84 | 3357.84 | 3357.84 | 3357.84 | 3357.84 | 3357.84 | 3357.84 | 3357.84 | 3357.84 | 3357.84 | 3357.84 | 3357.84 | 3357.84 | 3357.84 | 3357.84 | 3357.84 | 3357.84 | 3357.84 | 3357.84 | 3357.84 | 3357.84 | 3357.84 | 3357.84 | 3357.84 | 3357.84 | 3357.84 | 3357.84 | 3357.84 | 3357.84 | 3357.84 | 3357.84 | 3357.84 | 3357.84 | 3357.84 | 3357.84 | 3357.84 | 3357.84 | 3357.84 | 3357.84 | 3357.84 | 3357.84 | 3357.84 | 3357.84 | 3357.84 | 3357.84 | 3357.84 | 3357.84 | 3357.84 | 3357.84 | 3357.84 | 3357.84 | 3357.84 | 3357.84 | 3357.84 | 3357.84 | 3357.84 | 3357.84 | 3357.84 | 3357.84 | 3357.84 | 3357.84 | 3357.84 | 3357.84 | 3357.84 | 3357.84 | 3357.84 | 3357.84 | 3357.84 | 3357.84 | 3357.84 | 3357.84 | 3357.84 | 3357.84 | 3357.84 | 3357.84 | 3357.84 | 3357.84 | 3357.84 | 3357.84 | 3357.84 | 3357.84 | 3357.84 | 3357.84 | 3357.84 | 3357.84 | 3357.84 | 3357.84 | 3357.84 | 3357.84 | 3357.84 | 3357.84 | 3357.84 | 3357.84 | 3357.84 | 3357.84 | 3357.84 | 3357.84 | 3357.84 | 3357.84 | 3357.84 | 3357.84 | 3357.84 | 3357.84 | 3357.84 | 3357.84 | 3357.84 | 3357.84 | 3357.84 | 3357.84 | 3357.84 | 3357.84 | 3357.84 | 3357.84 | 3357.84 | 3357.84 | 3357.84 | 3357.84 | 3357.84 | 3357.84 | 3357.84 | 3357.84 | 3357.84 | 3357.84 | 3357.84 | 3357.84 | 3357.84 | 3357.84 | 3357.84 | 3357.84 | 3357.84 | 3357.84 | 3357.84 | 3357.84 | 3357.84 | 3357.84 | 3357.84 | 3357.84 | 3357.84 | 3357.84 | 3357.84 | 3357.84 | 3357.84 | 3357.84 | 3357.84 | 3357.84 | 3357.84 | 3357.84 | 3357.84 | 3357.84 | 3357.84 | 3357.84 | 3357.84 | 3357.84 | 3357.84 | 3357.84 | 3357.84 | 3357.84 | 3357.84 | 3357.84 | 3357.84 | 3357.84 | 3357.84 | 3357.84 | 3357.84 | 3357.84 | 3357.84 | 3357.84 | 3357.84 | 3357.84 | 3357.84 | 3357.84 | 3357.84 | 3357.84 | 3357.84 | 3357.84 | 3357.84 | 3357.84 | 3357.84 | 3357.84 | 3357.84 | 3357.84 | 3357.84 | 3357.84 | 3357.84 | 3357.84 | 3357.84 | 3357.84 | 3357.84 | 3357.84 | 3357.84 | 3357.84 | 3357.84 | 3357.84 | 3357.84 | 3357.84 | 3357.84 | 3357.84 | 3357.84 | 3357.84 | 3357.84 | 3357.84 | 3357.84 | 3357.84 | 3357.84 | 3357.84 | 3357.84 | 3357.84 | 3357.84 | 3357.84 | 3357.84 | 3357.84 | 3357.84 | 3357.84 | 3357.84 | 3357.84 | 3357.84 | 3357.84 | 3357.84 | 3357.84 | 3357.84 | 3357.84 | 3357.84 | 3357.84 | 3357.84 | 3357.84 | 3357.84 | 3357.84 | 3357.84 | 3357.84 | 3357.84 | 3357.84 | 3357.84 | 3357.84 | 3357.84 | 3357.84 | 3357.84 | 3357.84 | 3357.84 | 3357.84 | 3357.84 | 3357.84 | 3357.84 | 3357.84 | 3357.84 | 3357.84 | 3357.84 | 3357.84 | 3357.84 | 3357.84 | 3357.84 | 3357.84 | 3357.84 | 3357.84 | 3357.84 | 3357.84 | 3357.84 | 3357.84 | 3357.84 | 3357.84 | 3357.84 | 3357.84 | 3357.84 | 3357.84 | 3357.84 | 3357.84 | 3357.84 | 3357.84 | 3357.84 | 3357.84 | 3357.84 | 3357.84 | 3357.84 | 3357.84 | 3357.84 | 3357.84 | 3357.84 | 3357.84 | 3357.84 | 3357.84 | 3357.84 | 3357.84 | 3357.84 | 3357.84 | 3357.84 | 3357.84 | 3357.84 | 3357.84 | 3357.84 | 3357.84 | 3357.84 | 3357.84 | 3357.84 | 3357.84 | 3357.84 | 3357.84 | 3357.84 | 3357.84 | 3357.84 | 3357.84 | 3357.84 | 3357.84 | 3357.84 | 3357.84 | 3357.84 | 3357.84 | 3357.84 | 3357.84 | 3357.84 | 3357.84 | 3357.84 | 3357.84 | 3357.84 | 3357.84 | 3357.84 | 3357.84 | 3357.84 | 3357.84 | 3357.84 | 3357.84 | 3357.84 | 3357.84 | 3357.84 | 3357.84 | 3357.84 | 3357.84 | 3357.84 | 3357.84 | 3357.84 | 3357.84 | 3357.84 | 3357.84 | 3357.84 | 3357.84 | 3357.84 | 3357.84 | 3357.84 | 3357.84 | 3357.84 | 3357.84 | 3357.84 | 3357.84 | 3357.84 | 3357.84 | 3357.84 | 3357.84 | 3357.84 | 3357.84 | 3357.84 | 3357.84 | 3357.84 | 3357.84 | 3357.84 | 3357.84 | 3357.84 | 3357.84 | 3357.84 | 3357.84 | 3357.84 | 3357.84 | 3357.84 | 3357.84 | 3357.84 | 3357.84 | 3357.84 | 3357.84 | 3357.84 | 3357.84 | 3357.84 | 3357.84 | 3357.84 | 3357.84 | 3357.84 | 3357.84 | 3357.84 | 3357.84 | 3357.84 | 3357.84 | 3357.84 | 3357.84 | 3357.84 | 3357.84 | 3357.84 | 3357.84 | 3357.84 | 3357.84 | 3357.84 | 3357.84 | 3357.84 | 3357.84 | 3357.84 | 3357.84 | 3357.84 | 3357.84 | 3357.84 | 3357.84 | 3357.84 | 3357.84 | 3357.84 | 3357.84 | 3357.84 | 3357.84 | 3357.84 | 3357.84 | 3357.84 | 3357.84 | 3357.84 | 3357.84 | 3357.84 | 3357.84 | 3357.84 | 3357.84 | 3357.84 | 3357.84 | 3357.84 | 3357.84 | 3357.84 | 3357.84 | 3357.84 | 3357.84 | 3357.84 | 3357.84 | 3357.84 | 3357.84 | 3357.84 | 3357.84 | 3357.84 | 3357.84 | 3357.84 | 3357.84 | 3357.84 | 3357.84 | 3357.84 | 3357.84 | 3357.84 | 3357.84 | 3357.84 | 3357.84 | 3357.84 | 3357.84 | 3357.84 | 3357.84 | 3357.84 | 3357.84 | 3357.84 | 3357.84 | 3357.84 | 3357.84 | 3357.84 | 3357.84 | 3357.84 | 3357.84 | 3357.84 | 3357.84 | 3357.84 | 3357.84 | 3357.84 | 3357.84 | 3357.84 | 3357.84 | 3357.84 | 3357.84 | 3357.84 | 3357.84 | 3357.84 | 3357.84 | 3357.84 | 3357.84 | 3357.84 | 3357.84 | 3357.84 | 3357.84 | 3357.84 | 3357.84 | 3357.84 | 3357.84 | 3357.84 | 3357.84 | 3357.84 | 3357.84 | 3357.84 | 3357.84 | 3357.84 | 3357.84 | 3357.84 | 3357.84 | 3357.84 | 3357.84 | 3357.84 | 3357.84 | 3357.84 | 3357.84 | 3357.84 | 3357.84 | 3357.84 | 3357.84 | 3357.84 | 3357.84 | 3357.84 | 3357.84 | 3357.84 | 3357.84 | 3357.84 | 3357.84 | 3357.84 | 3357.84 | 3357.84 | 3357.84 | 3357.84 | 3357.84 | 3357.84 | 3357.84 | 3357.84 | 3357.84 | 3357.84 | 3357.84 | 3357.84 | 3357.84 | 3357.84 | 3357.84 | 3357.84 | 3357.84 | 3357.84 | 3357.84 | 3357.84 | 3357.84 | 3357.84 | 3357.84 | 3357.84 | 3357.84 | 3357.84 | 3357.84 | 3357.84 | 3357.84 | 3357.84 | 3357.84 | 3357.84 | 3357.84 | 3357.84 | 3357.84 | 3357.84 | 3357.84 | 3357.84 | 3357.84 | 3357.84 | 3357.84 | 3357.84 | 3357.84 | 3357.84 | 3357.84 | 3357.84 | 3357.84 | 3357.84 | 3357.84 | 3357.84 | 3357.84 | 3357.84 | 3357.84 | 3357.84 | 3357.84 | 3357.84 | 3357.84 | 3357.84 | 3357.84 | 3357.84 | 3357.84 | 3357.84 | 3357.84 | 3357.84 | 3357.84 | 3357.84 | 3357.84 | 3357.84 | 3357.84 | 3357.84 | 3357.84 | 3357.84 | 3357.84 | 3357.84 | 3357.84 | 3357.84 | 3357.84 | 3357.84 | 3357.84 | 3357.84 | 3357.84 | 3357.84 | 3357.84 | 3357.84 | 3357.84 | 3357.84 | 3357.84 | 3357.84 | 3357.84 | 3357.84 | 3357.84 | 3357.84 | 3357.84 | 3357.84 | 3357.84 | 3357.84 | 3357.84 | 3357.84 | 3357.84 | 3357.84 | 3357.84 | 3357.84 | 3357.84 | 3357.84 | 3357.84 | 3357.84 | 3357.84 | 3357.84 | 3357.84 | 3357.84 | 3357.84 | 3357.84 | 3357.84 | 3357.84 | 3357.84 | 3357.84 | 3357.84 | 3357.84 | 3357.84 | 3357.84 | 3357.84 | 3357.84 | 3357.84 | 3357.84 | 3357.84 | 3357.84 | 3357.84 | 3357.84 | 3357.84 | 3357.84 | 3357.84 | 3357.84 | 3357.84 | 3357.84 | 3357.84 | 3357.84 | 3357.84 | 3357.84 | 3357.84 | 3357.84 | 3357.84 | 3357.84 | 3357.84 | 3357.84 | 3357.84 | 3357.84 | 3357.84 | 3357.84 | 3357.84 | 3357.84 | 3357.84 | 3357.84 | 3357.84 | 3357.84 | 3357.84 | 3357.84 | 3357.84 | 3357.84 | 3357.84 | 3357.84 | 3357.84 | 3357.84 | 3357.84 | 3357.84 | 3357.84 | 3357.84 | 3357.84 | 3357.84 | 3357.84 | 3357.84 | 3357.84 | 3357.84 | 3357.84 | 3357.84 | 3357.84 | 3357.84 | 3357.84 | 3357.84 | 3357.84 | 3357.84 | 3357.84 | 3357.84 | 3357.84 | 3357.84 | 3357.84 | 3357.84 | 3357.84 | 3357.84 | 3357.84 | 3357.84 | 3357.84 | 3357.84 | 3357.84 | 3357.84 | 3357.84 | 3357.84 | 3357.84 | 3357.84 | 3357.84 | 3357.84 | 3357.84 | 3357.84 | 3357.84 | 3357.84 | 3357.84 | 3357.84 | 3357.84 | 3357.84 | 3357.84 | 3357.84 | 3357.84 | 3357.84 | 3357.84 | 3357.84 | 3357.84 | 3357.84 | 3357.84 | 3357.84 | 3357.84 | 3357.84 | 3357.84 | 3357.84 | 3357.84 | 3357.84 | 3357.84 | 3357.84 | 3357.84 | 3357.84 | 3357.84 | 3357.84 | 3357.84 | 3357.84 | 3357.84 | 3357.84 | 3357.84 | 3357.84 | 3357.84 | 3357.84 | 3357.84 | 3357.84 | 3357.84 | 3357.84 | 3357.84 | 3357.84 | 3357.84 | 3357.84 | 3357.84 | 3357.84 | 3357.84 | 3357.84 | 3357.84 | 3357.84 | 3357.84 | 3357.84 | 3357.84 | 3357.84 | 3357.84 | 3357.84 | 3357.84 | 3357.84 | 3357.84 | 3357.84 | 3357.84 | 3357.84 | 3357.84 | 3357.84 | 3357.84 | 3357.84 | 3357.84 | 3357.84 | 3357.84 | 3357.84 | 3357.84 | 3357.84 | 3357.84 | 3357.84 | 3357.84 | 3357.84 | 3357.84 | 3357.84 | 3357.84 | 3357.84 | 3357.84 | 3357.84 | 3357.84 | 3357.84 | 3357.84 | 3357.84 | 3357.84 | 3357.84 | 3357.84 | 3357.84 | 3357.84 | 3357.84 | 3357.84 | 3357.84 | 3357.84 | 3357.84 | 3357.84 | 3357.84 | 3357.84 | 3357.84 | 3357.84 | 3357.84 | 3357.84 | 3357.84 | 3357.84 | 3357.84 | 3357.84 | 3357.84 | 3357.84 | 3357.84 | 3357.84 | 3357.84 | 3357.84 | 3357.84 | 3357.84 | 3357.84 | 3357.84 | 3357.84 | 3357.84 | 3357.84 | 3357.84 | 3357.84 | 3357.84 | 3357.84 | 3357.84 | 3357.84 | 3357.84 | 3357.84 | 3357.84 | 3357.84 | 3357.84 | 3357.84 | 3357.84 | 3357.84 | 3357.84 | 3357.84 | 3357.84 | 3357.84 | 3357.84 | 3357.84 | 3357.84 | 3357.84 | 3357.84 | 3357.84 | 3357.84 | 3357.84 | 3357.84 | 3357.84 | 3357.84 | 3357.84 | 3357.84 | 3357.84 | 3357.84 | 3357.84 | 3357.84 | 3357.84 | 3357.84 | 3357.84 | 3357.84 | 3357.84 | 3357.84 | 3357.84 | 3357.84 | 3357.84 | 3357.84 | 3357.84 | 3357.84 | 3357.84 | 3357.84 | 3357.84 | 3357.84 | 3357.84 | 3357.84 | 3357.84 | 3357.84 | 3357.84 | 3357.84 | 3357.84 | 3357.84 | 3357.84 | 3357.84 | 3357.84 | 3357.84 | 3357.84 | 3357.84 | 3357.84 | 3357.84 | 3357.84 | 3357.84 | 3357.84 | 3357.84 | 3357.84 | 3357.84 | 3357.84 | 3357.84 | 3357.84 | 3357.84 | 3357.84 | 3357.84 | 3357.84 | 3357.84 | 3357.84 | 3357.84 | 3357.84 | 3357.84 | 3357.84 | 3357.84 | 3357.84 | 3357.84 | 3357.84 | 3357.84 | 3357.84 | 3357.84 | 3357.84 | 3357.84 | 3357.84 | 3357.84 | 3357.84 | 3357.84 | 3357.84 | 3357.84 | 3357.84 | 3357.84 | 3357.84 | 3357.84 | 3357.84 | 3357.84 | 3357.84 | 3357.84 | 3357.84 | 3357.84 | 3357.84 | 3357.84 | 3357.84 | 3357.84 | 3357.84 | 3357.84 | 3357.84 | 3357.84 | 3357.84 | 3357.84 | 3357.84 | 3357.84 | 3357.84 | 3357.84 | 3357.84 | 3357.84 | 3357.84 | 3357.84 | 3357.84 | 3357.84 | 3357.84 | 3357.84 | 3357.84 | 3357.84 | 3357.84 | 3357.84 | 3357.84 | 3357.84 | 3357.84 | 3357.84 | 3357.84 | 3357.84 | 3357.84 | 3357.84 | 3357.84 | 3357.84 | 3357.84 | 3357.84 | 3357.84 | 3357.84 | 3357.84 | 3357.84 | 3357.84 | 3357.84 | 3357.84 | 3357.84 | 3357.84 | 3357.84 | 3357.84 | 3357.84 | 3357.84 | 3357.84 | 3357.84 | 3357.84 | 3357.84 | 3357.84 | 3357.84 | 3357.84 | 3357.84 | 3357.84 | 3357.84 | 3357.84 | 3357.84 | 3357.84 | 3357.84 | 3357.84 | 3357.84 | 3357.84 | 3357.84 | 3357.84 | 3357.84 | 3357.84 | 3357.84 | 3357.84 | 3357.84 | 3357.84 | 3357.84 | 3357.84 | 3357.84 | 3357.84 | 3357.84 | 3357.84 | 3357.84 | 3357.84 | 3357.84 | 3357.84 | 3357.84 | 3357.84 | 3357.84 | 3357.84 | 3357.84 | 3357.84 | 3357.84 | 3357.84 | 3357.84 | 3357.84 | 3357.84 | 3357.84 | 3357.84 | 3357.84 | 3357.84 | 3357.84 | 3357.84 | 3357.84 | 3357.84 | 3357.84 | 3357.84 | 3357.84 | 3357.84 | 3357.84 | 3357.84 | 3357.84 | 3357.84 | 3357.84 | 3357.84 | 3357.84 | 3357.84 | 3357.84 | 3357.84 | 3357.84 | 3357.84 | 3357.84 | 3357.84 | 3357.84 | 3357.84 | 3357.84 | 3357.84 | 3357.84 | 3357.84 | 3357.84 | 3357.84 | 3357.84 | 3357.84 | 3357.84 | 3357.84 | 3357.84 | 3357.84 | 3357.84 | 3357.84 | 3357.84 | 3357.84 | 3357.84 | 3357.84 | 3357.84 | 3357.84 | 3357.84 | 3357.84 | 3357.84 | 3357.84 | 3357.84 | 3357.84 | 3357.84 | 3357.84 | 3357.84 | 3357.84 | 3357.84 | 3357.84 | 3357.84 | 3357.84 | 3357.84 | 3357.84 | 3357.84 | 3357.84 | 3357.84 | 3357.84 | 3357.84 | 3357.84 | 3357.84 | 3357.84 | 3357.84 | 3357.84 | 3357.84 | 3357.84 | 3357.84 | 3357.84 | 3357.84 | 3357.84 | 3357.84 | 3357.84 | 3357.84 | 3357.84 | 3357.84 | 3357.84 | 3357.84 | 3357.84 | 3357.84 | 3357.84 | 3357.84 | 3357.84 | 3357.84 | 3357.84 | 3357.84 | 3357.84 | 3357.84 | 3357.84 | 3357.84 | 3357.84 | 3357.84 | 3357.84 | 3357.84 | 3357.84 | 3357.84 | 3357.84 | 3357.84 | 3357.84 | 3357.84 | 3357.84 | 3357.84 | 3357.84 | 3357.84 | 3357.84 | 3357.84 | 3357.84 | 3357.84 | 3357.84 | 3357.84 | 3357.84 | 3357.84 | 3357.84 | 3357.84 | 3357.84 | 3357.84 | 3357.84 | 3357.84 | 3357.84 | 3357.84 | 3357.84 | 3357.84 | 3357.84 | 3357.84 | 3357.84 | 3357.84 | 3357.84 | 3357.84 | 3357.84 | 3357.84 | 3357.84 | 3357.84 | 3357.84 | 3357.84 | 3357.84 | 3357.84 | 3357.84 | 3357.84 | 3357.84 | 3357.84 | 3357.84 | 3357.84 | 3357.84 | 3357.84 | 3357.84 | 3357.84 | 3357.84 | 3357.84 | 3357.84 | 3357.84 | 3357.84 | 3357.84 | 3357.84 | 3357.84 | 3357.84 | 3357.84 | 3357.84 | 3357.84 | 3357.84 | 3357.84 | 3357.84 | 3357.84 | 3357.84 | 3357.84 | 3357.84 | 3357.84 | 3357.84 | 3357.84 | 3357.84 | 3357.84 | 3357.84 | 3357.84 | 3357.84 | 3357.84 | 3357.84 | 3357.84 | 3357.84 | 3357.84 | 3357.84 | 3357.84 | 3357.84 | 3357.84 | 3357.84 | 3357.84 | 3357.84 | 3357.84 | 3357.84 | 3357.84 | 3357.84 | 3357.84 | 3357.84 | 3357.84 | 3357.84 | 3357.84 | 3357.84 | 3357.84 | 3357.84 | 3357.84 | 3357.84 | 3357.84 | 3357.84 | 3357.84 | 3357.84 | 3357.84 | 3357.84 | 3357.84 | 3357.84 | 3357.84 | 3357.84 | 3357.84 | 3357.84 | 3357.84 | 3357.84 | 3357.84 | 3357.84 | 3357.84 | 3357.84 | 3357.84 | 3357.84 | 3357.84 | 3357.84 | 3357.84 | 3357.84 | 3357.84 | 3357.84 | 3357.84 | 3357.84 | 3357.84 | 3357.84 | 3357.84 | 3357.84 | 3357.84 | 3357.84 | 3357.84 | 3357.84 | 3357.84 | 3357.84 | 3357.84 | 3357.84 | 3357.84 | 3357.84 | 3357.84 | 3357.84 | 3357.84 | 3357.84 | 3357.84 | 3357.84 | 3357.84 | 3357.84 | 3357.84 | 3357.84 | 3357.84 | 3357.84 | 3357.84 | 3357.84 | 3357.84 | 3357.84 | 3357.84 | 3357.84 | 3357.84 | 3357.84 | 3357.84 | 3357.84 | 3357.84 | 3357.84 | 3357.84 | 3357.84 | 3357.84 | 3357.84 | 3357.84 | 3357.84 | 3357.84 | 3357.84 | 3357.84 | 3357.84 | 3357.84 | 3357.84 | 3357.84 | 3357.84 | 3357.84 | 3357.84 | 3357.84 | 3357.84 | 3357.84 | 3357.84 | 3357.84 | 3357.84 | 3357.84 | 3357.84 | 3357.84 | 3357.84 | 3357.84 | 3357.84 | 3357.84 | 3357.84 | 3357.84 | 3357.84 | 3357.84 | 3357.84 | 3357.84 | 3357.84 | 3357.84 | 3357.84 | 3357.84 | 3357.84 | 3357.84 | 3357.84 | 3357.84 | 3357.84 | 3357.84 | 3357.84 | 3357.84 | 3357.84 | 3357.84 | 3357.84 | 3357.84 | 3357.84 | 3357.84 | 3357.84 | 3357.84 | 3357.84 | 3357.84 | 3357.84 | 3357.84 | 3357.84 | 3357.84 | 3357.84 | 3357.84 | 3357.84 | 3357.84 | 3357.84 | 3357.84 | 3357.84 | 3357.84 | 3357.84 | 3357.84 | 3357.84 | 3357.84 | 3357.84 | 3357.84 | 3357.84 | 3357.84 | 3357.84 | 3357.84 | 3357.84 | 3357.84 | 3357.84 | 3357.84 | 3357.84 | 3357.84 | 3357.84 | 3357.84 | 3357.84 | 3357.84 | 3357.84 | 3357.84 | 3357.84 | 3357.84 | 3357.84 | 3357.84 | 3357.84 | 3357.84 | 3357.84 | 3357.84 | 3357.84 | 3357.84 | 3357.84 | 3357.84 | 3357.84 | 3357.84 | 3357.84 | 3357.84 | 3357.84 | 3357.84 | 3357.84 | 3357.84 | 3357.84 | 3357.84 | 3357.84 | 3357.84 | 3357.84 | 3357.84 | 3357.84 | 3357.84 | 3357.84 | 3357.84 | 3357.84 | 3357.84 | 3357.84 | 3357.84 | 3357.84 | 3357.84 | 3357.84 | 3357.84 | 3357.84 | 3357.84 | 3357.84 | 3357.84 | 3357.84 | 3357.84 | 3357.84 | 3357.84 | 3357.84 | 3357.84 | 3357.84 | 3357.84 | 3357.84 | 3357.84 | 3357.84 | 3357.84 | 3357.84 | 3357.84 | 3357.84 | 3357.84 | 3357.84 | 3357.84 | 3357.84 | 3357.84 | 3357.84 | 3357.84 | 3357.84 | 3357.84 | 3357.84 | 3357.84 | 3357.84 | 3357.84 | 3357.84 | 3357.84 | 3357.84 | 3357.84 | 3357.84 | 3357.84 | 3357.84 | 3357.84 | 3357.84 | 3357.84 | 3357.84 | 3357.84 | 3357.84 | 3357.84 | 3357.84 | 3357.84 | 3357.84 | 3357.84 | 3357.84 | 3357.84 | 3357.84 | 3357.84 | 3357.84 | 3357.84 | 3357.84 | 3357.84 | 3357.84 | 3357.84 | 3357.84 | 3357.84 | 3357.84 | 3357.84 | 3357.84 | 3357.84 | 3357.84 | 3357.84 | 3357.84 | 3357.84 | 3357.84 | 3357.84 | 3357.84 | 3357.84 | 3357.84 | 3357.84 | 3357.84 | 3357.84 | 3357.84 | 3357.84 | 3357.84 | 3357.84 | 3357.84 | 3357.84 | 3357.84 | 3357.84 | 3357.84 | 3357.84 | 3357.84 | 3357.84 | 3357.84 | 3357.84 | 3357.84 | 3357.84 | 3357.84 | 3357.84 | 3357.84 | 3357.84 | 3357.84 | 3357.84 | 3357.84 | 3357.84 | 3357.84 | 3357.84 | 3357.84 | 3357.84 | 3357.84 | 3357.84 | 3357.84 | 3357.84 | 3357.84 | 3357.84 | 3357.84 | 3357.84 | 3357.84 | 3357.84 | 3357.84 | 3357.84 | 3357.84 | 3357.84 | 3357.84 | 3357.84 | 3357.84 | 3357.84 | 3357.84 | 3357.84 | 3357.84 | 3357.84 | 3357.84 | 3357.84 | 3357.84 | 3357.84 | 3357.84 | 3357.84 | 3357.84 | 3357.84 | 3357.84 | 3357.84 | 3357.84 | 3357.84 | 3357.84 | 3357.84 | 3357.84 | 3357.84 | 3357.84 | 3357.84 | 3357.84 | 3357.84 | 3357.84 | 3357.84 | 3357.84 | 3357.84 | 3357.84 | 3357.84 | 3357.84 | 3357.84 | 3357.84 | 3357.84 | 3357.84 | 3357.84 | 3357.84 | 3357.84 | 3357.84 | 3357.84 | 3357.84 | 3357.84 | 3357.84 | 3357.84 | 3357.84 | 3357.84 | 3357.84 | 3357.84 | 3357.84 | 3357.84 | 3357.84 | 3357.84 | 3357.84 | 3357.84 | 3357.84 | 3357.84 | 3357.84 | 3357.84 | 3357.84 | 3357.84 | 3357.84 | 3357.84 | 3357.84 | 3357.84 | 3357.84 | 3357.84 | 3357.84 | 3357.84 | 3357.84 | 3357.84 | 3357.84 | 3357.84 | 3357.84 | 3357.84 | 3357.84 | 3357.84 | 3357.84 | 3357.84 | 3357.84 | 3357.84 | 3357.84 | 3357.84 | 3357.84 | 3357.84 | 3357.84 | 3357.84 | 3357.84 | 3357.84 | 3357.84 | 3357.84 | 3357.84 | 3357.84 | 3357.84 | 3357.84 | 3357.84 | 3357.84 | 3357.84 | 3357.84 | 3357.84 | 3357.84 | 3357.84 | 3357.84 | 3357.84 | 3357.84 | 3357.84 | 3357.84 | 3357.84 | 3357.84 | 3357.84 | 3357.84 | 3357.84 | 3357.84 | 3357.84 | 3357.84 | 3357.84 | 3357.84 | 3357.84 | 3357.84 | 3357.84 | 3357.84 | 3357.84 | 3357.84 | 3357.84 | 3357.84 | 3357.84 | 3357.84 | 3357.84 | 3357.84 | 3357.84 | 3357.84 | 3357.84 | 3357.84 | 3357.84 | 3357.84 | 3357.84 | 3357.84 | 3357.84 | 3357.84 | 3357.84 | 3357.84 | 3357.84 | 3357.84 | 3357.84 | 3357.84 | 3357.84 | 3357.84 | 3357.84 | 3357.84 | 3357.84 | 3357.84 | 3357.84 | 3357.84 | 3357.84 | 3357.84 | 3357.84 | 3357.84 | 3357.84 | 3357.84 | 3357.84 | 3357.84 | 3357.84 | 3357.84 | 3357.84 | 3357.84 | 3357.84 | 3357.84 | 3357.84 | 3357.84 | 3357.84 | 3357.84 | 3357.84 | 3357.84 | 3357.84 | 3357.84 | 3357.84 | 3357.84 | 3357.84 | 3357.84 | 3357.84 | 3357.84 | 3357.84 | 3357.84 | 3357.84 | 3357.84 | 3357.84 | 3357.84 | 3357.84 | 3357.84 | 3357.84 | 3357.84 | 3357.84 | 3357.84 | 3357.84 | 3357.84 | 3357.84 | 3357.84 | 3357.84 | 3357.84 | 3357.84 | 3357.84 | 3357.84 | 3357.84 | 3357.84 | 3357.84 | 3357.84 | 3357.84 | 3357.84 | 3357.84 | 3357.84 | 3357.84 | 3357.84 | 3357.84 | 3357.84 | 3357.84 | 3357.84 | 3357.84 | 3357.84 | 3357.84 | 3357.84 | 3357.84 | 3357.84 | 3357.84 | 3357.84 | 3357.84 | 3357.84 | 3357.84 | 3357.84 | 3357.84 | 3357.84 | 3357.84 | 3357.84 | 3357.84 | 3357.84 | 3357.84 | 3357.84 | 3357.84 | 3357.84 | 3357.84 | 3357.84 | 3357.84 | 3357.84 | 3357.84 | 3357.84 | 3357.84 | 3357.84 | 3357.84 | 3357.84 | 3357.84 | 3357.84 | 3357.84 | 3357.84 | 3357.84 | 3357.84 | 3357.84 | 3357.84 | 3357.84 | 3357.84 | 3357.84 | 3357.84 | 3357.84 | 3357.84 | 3357.84 | 3357.84 | 3357.84 | 3357.84 | 3357.84 | 3357.84 | 3357.84 | 3357.84 | 3357.84 | 3357.84 | 3357.84 | 3357.84 | 3357.84 | 3357.84 | 3357.84 | 3357.84 | 3357.84 | 3357.84 | 3357.84 | 3357.84 | 3357.84 | 3357.84 | 3357.84 | 3357.84 | 3357.84 | 3357.84 | 3357.84 | 3357.84 | 3357.84 | 3357.84 | 3357.84 | 3357.84 | 3357.84 | 3357.84 | 3357.84 | 3357.84 | 3357.84 | 3357.84 | 3357.84 | 3357.84 | 3357.84 | 3357.84 | 3357.84 | 3357.84 | 3357.84 | 3357.84 | 3357.84 | 3357.84 | 3357.84 | 3357.84 | 3357.84 | 3357.84 | 3357.84 | 3357.84 | 3357.84 | 3357.84 | 3357.84 | 3357.84 | 3357.84 | 3357.84 | 3357.84 | 3357.84 | 3357.84 | 3357.84 | 3357.84 | 3357.84 | 3357.84 | 3357.84 | 3357.84 | 3357.84 | 3357.84 | 3357.84 | 3357.84 | 3357.84 | 3357.84 | 3357.84 | 3357.84 | 3357.84 | 3357.84 | 3357.84 | 3357.84 | 3357.84 | 3357.84 | 3357.84 | 3357.84 | 3357.84 | 3357.84 | 3357.84 | 3357.84 | 3357.84 | 3357.84 | 3357.84 | 3357.84 | 3357.84 | 3357.84 | 3357.84 | 3357.84 | 3357.84 | 3357.84 | 3357.84 | 3357.84 | 3357.84 | 3357.84 | 3357.84 | 3357.84 | 3357.84 | 3357.84 | 3357.84 | 3357.84 | 3357.84 | 3357.84 | 3357.84 | 3357.84 | 3357.84 | 3357.84 | 3357.84 | 3357.84 | 3357.84 | 3357.84 | 3357.84 | 3357.84 | 3357.84 | 3357.84 | 3357.84 | 3357.84 | 3357.84 | 3357.84 | 3357.84 | 3357.84 | 3357.84 | 3357.84 | 3357.84 | 3357.84 | 3357.84 | 3357.84 | 3357.84 | 3357.84 | 3357.84 | 3357.84 | 3357.84 | 3357.84 | 3357.84 | 3357.84 | 3357.84 | 3357.84 | 3357.84 | 3357.84 | 3357.84 | 3357.84 | 3357.84 | 3357.84 | 3357.84 | 3357.84 | 3357.84 | 3357.84 | 3357.84 | 3357.84 | 3357.84 | 3357.84 | 3357.84 | 3357.84 | 3357.84 | 3357.84 | 3357.84 | 3357.84 | 3357.84 | 3357.84 | 3357.84 | 3357.84 | 3357.84 | 3357.84 | 3357.84 | 3357.84 | 3357.84 | 3357.84 | 3357.84 | 3357.84 | 3357.84 | 3357.84 | 3357.84 | 3357.84 | 3357.84 | 3357.84 | 3357.84 | 3357.84 | 3357.84 | 3357.84 | 3357.84 | 3357.84 | 3357.84 | 3357.84 | 3357.84 | 3357.84 | 3357.84 | 3357.84 | 3357.84 | 3357.84 | 3357.84 | 3357.84 | 3357.84 | 3357.84 | 3357.84 | 3357.84 | 3357.84 | 3357.84 | 3357.84 | 3357.84 | 3357.84 | 3357.84 | 3357.84 | 3357.84 | 3357.84 | 3357.84 | 3357.84 | 3357.84 | 3357.84 | 3357.84 | 3357.84 | 3357.84 | 3357.84 | 3357.84 | 3357.84 | 3357.84 | 3357.84 | 3357.84 | 3357.84 | 3357.84 | 3357.84 | 3357.84 | 3357.84 | 3357.84 | 3357.84 | 3357.84 | 3357.84 | 3357.84 | 3357.84 | 3357.84 | 3357.84 | 3357.84 | 3357.84 | 3357.84 | 3357.84 | 3357.84 | 3357.84 | 3357.84 | 3357.84 | 3357.84 | 3357.84 | 3357.84 | 3357.84 | 3357.84 | 3357.84 | 3357.84 | 3357.84 | 3357.84 | 3357.84 | 3357.84 | 3357.84 | 3357.84 | 3357.84 | 3357.84 | 3357.84 | 3357.84 | 3357.84 | 3357.84 | 3357.84 | 3357.84 | 3357.84 | 3357.84 | 3357.84 | 3357.84 | 3357.84 | 3357.84 | 3357.84 | 3357.84 | 3357.84 | 3357.84 | 3357.84 | 3357.84 | 3357.84 | 3357.84 | 3357.84 | 3357.84 | 3357.84 | 3357.84 | 3357.84 | 3357.84 | 3357.84 | 3357.84 | 3357.84 | 3357.84 | 3357.84 | 3357.84 | 3357.84 | 3357.84 | 3357.84 | 3357.84 | 3357.84 | 3357.84 | 3357.84 | 3357.84 | 3357.84 | 3357.84 | 3357.84 | 3357.84 | 3357.84 | 3357.84 | 3357.84 | 3357.84 | 3357.84 | 3357.84 | 3357.84 | 3357.84 | 3357.84 | 3357.84 | 3357.84 | 3357.84 | 3357.84 | 3357.84 | 3357.84 | 3357.84 | 3357.84 | 3357.84 | 3357.84 | 3357.84 | 3357.84 | 3357.84 | 3357.84 | 3357.84 | 3357.84 | 3357.84 | 3357.84 | 3357.84 | 3357.84 | 3357.84 | 3357.84 | 3357.84 | 3357.84 | 3357.84 | 3357.84 | 3357.84 | 3357.84 | 3357.84 | 3357.84 | 3357.84 | 3357.84 | 3357.84 | 3357.84 | 3357.84 | 3357.84 | 3357.84 | 3357.84 | 3357.84 | 3357.84 | 3357.84 | 3357.84 | 3357.84 | 3357.84
| Cumulative Growth Small Industrial | 10^3M^3/Yr |  | 0 | 0 | 0 | 0 | 0 | 0 | 0 | 0 | 0 | 0 | 0 | 0 | 0 | 0 | 0 | 0 | 0 | 0 | 0 | 0 | 0 | 0 | 0 | 0 | 0 | 0 | 0 | 0 | 0 | 0 | 0 | 0 | 0 | 0 | 0 | 0 | 0 | 0 | 0 | 0 | 0 | 0 | 0 | 0 | 0 | 0 | 0 | 0 | 0 | 0 | 0 | 0 | 0 | 0 | 0 | 0 | 0 | 0 | 0 | 0 | 0
| Total Cummulative Gen Serv Incremental Growth | 10^3M^3/Yr |  | 516773.97 | 755.5175 | 2266.5525 | 3777.5875 | 5288.6225 | 6799.6575 | 8310.6925 | 9066.21 | 9066.21 | 9066.21 | 9066.21 | 9066.21 | 9066.21 | 9066.21 | 9066.21 | 9066.21 | 9066.21 | 9066.21 | 9066.21 | 9066.21 | 9066.21 | 9066.21 | 9066.21 | 9066.21 | 9066.21 | 9066.21 | 9066.21 | 9066.21 | 9066.21 | 9066.21 | 9066.21 | 9066.21 | 9066.21 | 9066.21 | 9066.21 | 9066.21 | 9066.21 | 9066.21 | 9066.21 | 9066.21 | 9066.21 | 9066.21 | 9066.21 | 9066.21 | 9066.21 | 9066.21 | 9066.21 | 9066.21 | 9066.21 | 9066.21 | 9066.21 | 9066.21 | 9066.21 | 9066.21 | 9066.21 | 9066.21 | 9066.21 | 9066.21 | 9066.21 | 9066.21 | 9066.21
| Assumed Fuel Mix | $/ M3
| Heating Oil | 1.988 | bar: 2023 1 to 2082 60
electricity and propane rates were switched | Propane | 1.58 | bar: 2023 1 to 2082 60
electricity and propane rates were switched | Electricity | 1.4386 |  |  | 100% | 100% | 100% | 100% | 100% | 100% | 100% | 100% | 100% | 100% | 100% | 100% | 100% | 100% | 100% | 100% | 100% | 100% | 100% | 100% | 100% | 100% | 100% | 100% | 100% | 100% | 100% | 100% | 100% | 100% | 100% | 100% | 100% | 100% | 100% | 100% | 100% | 100% | 100% | 100% | 100% | 100% | 100% | 100% | 100% | 100% | 100% | 100% | 100% | 100% | 100% | 100% | 100% | 100% | 100% | 100% | 100% | 100% | 100% | 100%
| Weighted Cost of Alt Fuels | $/ M^3 |  |  | 0.67859 | 0.67859 | 0.67859 | 0.67859 | 0.67859 | 0.67859 | 0.67859 | 0.67859 | 0.67859 | 0.67859 | 0.67859 | 0.67859 | 0.67859 | 0.67859 | 0.67859 | 0.67859 | 0.67859 | 0.67859 | 0.67859 | 0.67859 | 0.67859 | 0.67859 | 0.67859 | 0.67859 | 0.67859 | 0.67859 | 0.67859 | 0.67859 | 0.67859 | 0.67859 | 0.67859 | 0.67859 | 0.67859 | 0.67859 | 0.67859 | 0.67859 | 0.67859 | 0.67859 | 0.67859 | 0.67859 | 0.67859 | 0.67859 | 0.67859 | 0.67859 | 0.67859 | 0.67859 | 0.67859 | 0.67859 | 0.67859 | 0.67859 | 0.67859 | 0.67859 | 0.67859 | 0.67859 | 0.67859 | 0.67859 | 0.67859 | 0.67859 | 0.67859 | 0.67859
| Cost of Gas | $/ M^3 |  |  | 0.65856 | 0.69015 | 0.72173 | 0.75331 | 0.78489 | 0.81647 | 0.84805 | 0.87963 | 0.87963 | 0.87963 | 0.87963 | 0.87963 | 0.87963 | 0.87963 | 0.87963 | 0.87963 | 0.87963 | 0.87963 | 0.87963 | 0.87963 | 0.87963 | 0.87963 | 0.87963 | 0.87963 | 0.87963 | 0.87963 | 0.87963 | 0.87963 | 0.87963 | 0.87963 | 0.87963 | 0.87963 | 0.87963 | 0.87963 | 0.87963 | 0.87963 | 0.87963 | 0.87963 | 0.87963 | 0.87963 | 0.87963 | 0.87963 | 0.87963 | 0.87963 | 0.87963 | 0.87963 | 0.87963 | 0.87963 | 0.87963 | 0.87963 | 0.87963 | 0.87963 | 0.87963 | 0.87963 | 0.87963 | 0.87963 | 0.87963 | 0.87963 | 0.87963 | 0.87963
| Difference | $/ M^3 |  |  | 0.020027 | -0.011553 | -0.043134 | -0.074715 | -0.1063 | -0.13788 | -0.16946 | -0.20104 | -0.20104 | -0.20104 | -0.20104 | -0.20104 | -0.20104 | -0.20104 | -0.20104 | -0.20104 | -0.20104 | -0.20104 | -0.20104 | -0.20104 | -0.20104 | -0.20104 | -0.20104 | -0.20104 | -0.20104 | -0.20104 | -0.20104 | -0.20104 | -0.20104 | -0.20104 | -0.20104 | -0.20104 | -0.20104 | -0.20104 | -0.20104 | -0.20104 | -0.20104 | -0.20104 | -0.20104 | -0.20104 | -0.20104 | -0.20104 | -0.20104 | -0.20104 | -0.20104 | -0.20104 | -0.20104 | -0.20104 | -0.20104 | -0.20104 | -0.20104 | -0.20104 | -0.20104 | -0.20104 | -0.20104 | -0.20104 | -0.20104 | -0.20104 | -0.20104 | -0.20104
| Cumulative Gen Serv & Contract | 10^3M^3/Yr |  |  | 755.5175 | 2266.5525 | 3777.5875 | 5288.6225 | 6799.6575 | 8310.6925 | 9066.21 | 9066.21 | 9066.21 | 9066.21 | 9066.21 | 9066.21 | 9066.21 | 9066.21 | 9066.21 | 9066.21 | 9066.21 | 9066.21 | 9066.21 | 9066.21 | 9066.21 | 9066.21 | 9066.21 | 9066.21 | 9066.21 | 9066.21 | 9066.21 | 9066.21 | 9066.21 | 9066.21 | 9066.21 | 9066.21 | 9066.21 | 9066.21 | 9066.21 | 9066.21 | 9066.21 | 9066.21 | 9066.21 | 9066.21 | 9066.21 | 9066.21 | 9066.21 | 9066.21 | 9066.21 | 9066.21 | 9066.21 | 9066.21 | 9066.21 | 9066.21 | 9066.21 | 9066.21 | 9066.21 | 9066.21 | 9066.21 | 9066.21 | 9066.21 | 9066.21 | 9066.21 | 9066.21
| Alt Fuel Saving | $/ M^3 |  |  | 0.020027 | -0.011553 | -0.043134 | -0.074715 | -0.1063 | -0.13788 | -0.16946 | -0.20104 | -0.20104 | -0.20104 | -0.20104 | -0.20104 | -0.20104 | -0.20104 | -0.20104 | -0.20104 | -0.20104 | -0.20104 | -0.20104 | -0.20104 | -0.20104 | -0.20104 | -0.20104 | -0.20104 | -0.20104 | -0.20104 | -0.20104 | -0.20104 | -0.20104 | -0.20104 | -0.20104 | -0.20104 | -0.20104 | -0.20104 | -0.20104 | -0.20104 | -0.20104 | -0.20104 | -0.20104 | -0.20104 | -0.20104 | -0.20104 | -0.20104 | -0.20104 | -0.20104 | -0.20104 | -0.20104 | -0.20104 | -0.20104 | -0.20104 | -0.20104 | -0.20104 | -0.20104 | -0.20104 | -0.20104 | -0.20104 | -0.20104 | -0.20104 | -0.20104 | -0.20104
| Res & Comm Fuel Savings with Gas | $ 000's |  |  | 15.1309 | -26.1864 | -162.9426 | -395.1378 | -722.7719 | -1145.8449 | -1536.3293 | -1822.6461 | -1822.6461 | -1822.6461 | -1822.6461 | -1822.6461 | -1822.6461 | -1822.6461 | -1822.6461 | -1822.6461 | -1822.6461 | -1822.6461 | -1822.6461 | -1822.6461 | -1822.6461 | -1822.6461 | -1822.6461 | -1822.6461 | -1822.6461 | -1822.6461 | -1822.6461 | -1822.6461 | -1822.6461 | -1822.6461 | -1822.6461 | -1822.6461 | -1822.6461 | -1822.6461 | -1822.6461 | -1822.6461 | -1822.6461 | -1822.6461 | -1822.6461 | -1822.6461 | -1822.6461 | -1822.6461 | -1822.6461 | -1822.6461 | -1822.6461 | -1822.6461 | -1822.6461 | -1822.6461 | -1822.6461 | -1822.6461 | -1822.6461 | -1822.6461 | -1822.6461 | -1822.6461 | -1822.6461 | -1822.6461 | -1822.6461 | -1822.6461 | -1822.6461 | -1822.6461
| Discount Factor (Mid Period) |  |  |  | 0.98058 | 0.94287 | 0.9066 | 0.87173 | 0.8382 | 0.80597 | 0.77497 | 0.74516 | 0.7165 | 0.68894 | 0.66245 | 0.63697 | 0.61247 | 0.58891 | 0.56626 | 0.54448 | 0.52354 | 0.5034 | 0.48404 | 0.46543 | 0.44752 | 0.43031 | 0.41376 | 0.39785 | 0.38255 | 0.36783 | 0.35368 | 0.34008 | 0.327 | 0.31442 | 0.30233 | 0.2907 | 0.27952 | 0.26877 | 0.25843 | 0.24849 | 0.23894 | 0.22975 | 0.22091 | 0.21241 | 0.20424 | 0.19639 | 0.18884 | 0.18157 | 0.17459 | 0.16787 | 0.16142 | 0.15521 | 0.14924 | 0.1435 | 0.13798 | 0.13267 | 0.12757 | 0.12266 | 0.11795 | 0.11341 | 0.10905 | 0.10485 | 0.10082 | 0.096943
| Fuel Savings Discounted |  |  |  | 14.8371 | -24.6903 | -147.7241 | -344.4545 | -605.8306 | -923.5118 | -1190.6048 | -1358.1643 | -1305.9272 | -1255.6992 | -1207.4031 | -1160.9645 | -1116.312 | -1073.377 | -1032.0932 | -992.3973 | -954.2282 | -917.5271 | -882.2376 | -848.3054 | -815.6783 | -784.306 | -754.1404 | -725.135 | -697.2452 | -670.4281 | -644.6424 | -619.8485 | -596.0081 | -573.0847 | -551.043 | -529.8491 | -509.4702 | -489.8752 | -471.0339 | -452.9172 | -435.4973 | -418.7474 | -402.6417 | -387.1555 | -372.2649 | -357.947 | -344.1798 | -330.9422 | -318.2136 | -305.9746 | -294.2064 | -282.8907 | -272.0103 | -261.5484 | -251.4888 | -241.8162 | -232.5156 | -223.5727 | -214.9737 | -206.7055 | -198.7553 | -191.1108 | -183.7604 | -176.6927
| Cumulative Fuel Savings: Discounted | $ 000's |  |  | 14.8371 | -9.8531 | -157.5772 | -502.0318 | -1107.8624 | -2031.3742 | -3221.9789 | -4580.1432 | -5886.0704 | -7141.7697 | -8349.1728 | -9510.1373 | -10626.4493 | -11699.8263 | -12731.9195 | -13724.3169 | -14678.5451 | -15596.0722 | -16478.3098 | -17326.6152 | -18142.2935 | -18926.5995 | -19680.7399 | -20405.875 | -21103.1202 | -21773.5482 | -22418.1906 | -23038.0391 | -23634.0472 | -24207.1319 | -24758.175 | -25288.024 | -25797.4943 | -26287.3695 | -26758.4034 | -27211.3206 | -27646.8179 | -28065.5653 | -28468.207 | -28855.3625 | -29227.6274 | -29585.5745 | -29929.7543 | -30260.6965 | -30578.9101 | -30884.8847 | -31179.0911 | -31461.9818 | -31733.9921 | -31995.5405 | -32247.0294 | -32488.8456 | -32721.3611 | -32944.9338 | -33159.9075 | -33366.613 | -33565.3683 | -33756.4791 | -33940.2396 | -34116.9323
| NPV Term (yrs) |  |  |  | 2023 1: 20; 2024 2: 40
| NPV of Fuel Savings $millions |  |  |  | 2023 1: -17.3266; 2024 2: -28.8554
Sum of the NPV from ind, com, and res buildings | Total NPV of fuel savings $millions for all buildings |  |  |  | 2023 1: -83.8555; 2024 2: -136.1331

## Exhibit I.ED.14a ind
Changes made
[5 empty] | 2023 | 2024 | 2025 | 2026 | 2027 | 2028 | 2029 | 2030 | 2031 | 2032 | 2033 | 2034 | 2035 | 2036 | 2037 | 2038 | 2039 | 2040 | 2041 | 2042 | 2043 | 2044 | 2045 | 2046 | 2047 | 2048 | 2049 | 2050 | 2051 | 2052 | 2053 | 2054 | 2055 | 2056 | 2057 | 2058 | 2059 | 2060 | 2061 | 2062 | 2063 | 2064 | 2065 | 2066 | 2067 | 2068 | 2069 | 2070 | 2071 | 2072 | 2073 | 2074 | 2075 | 2076 | 2077 | 2078 | 2079 | 2080 | 2081 | 2082
| Incremental Growth | Constant | Units | Total | 1 | 2 | 3 | 4 | 5 | 6 | 7 | 8 | 9 | 10 | 11 | 12 | 13 | 14 | 15 | 16 | 17 | 18 | 19 | 20 | 21 | 22 | 23 | 24 | 25 | 26 | 27 | 28 | 29 | 30 | 31 | 32 | 33 | 34 | 35 | 36 | 37 | 38 | 39 | 40 | 41 | 42 | 43 | 44 | 45 | 46 | 47 | 48 | 49 | 50 | 51 | 52 | 53 | 54 | 55 | 56 | 57 | 58 | 59 | 60
| Discount Rate | 4%
| Discount Factor (Mid Period) | 0.5 |  |  | 0.98058 | 0.94287 | 0.9066 | 0.87173 | 0.8382 | 0.80597 | 0.77497 | 0.74516 | 0.7165 | 0.68894 | 0.66245 | 0.63697 | 0.61247 | 0.58891 | 0.56626 | 0.54448 | 0.52354 | 0.5034 | 0.48404 | 0.46543 | 0.44752 | 0.43031 | 0.41376 | 0.39785 | 0.38255 | 0.36783 | 0.35368 | 0.34008 | 0.327 | 0.31442 | 0.30233 | 0.2907 | 0.27952 | 0.26877 | 0.25843 | 0.24849 | 0.23894 | 0.22975 | 0.22091 | 0.21241 | 0.20424 | 0.19639 | 0.18884 | 0.18157 | 0.17459 | 0.16787 | 0.16142 | 0.15521 | 0.14924 | 0.1435 | 0.13798 | 0.13267 | 0.12757 | 0.12266 | 0.11795 | 0.11341 | 0.10905 | 0.10485 | 0.10082 | 0.096943 | 1.0198 | 1.0198 | 1.0198 | 1.0198 | 1.0198 | 1.0198 | 1.0198 | 1.0198 | 1.0198 | 1.0198 | 1.0198 | 1.0198 | 1.0198 | 1.0198 | 1.0198 | 1.0198 | 1.0198 | 1.0198 | 1.0198 | 1.0198 | 1.0198 | 1.0198 | 1.0198 | 1.0198 | 1.0198 | 1.0198 | 1.0198 | 1.0198 | 1.0198 | 1.0198 | 1.0198 | 1.0198 | 1.0198 | 1.0198 | 1.0198 | 1.0198 | 1.0198 | 1.0198 | 1.0198 | 1.0198 | 1.0198 | 1.0198 | 1.0198 | 1.0198 | 1.0198 | 1.0198 | 1.0198 | 1.0198 | 1.0198 | 1.0198 | 1.0198 | 1.0198 | 1.0198 | 1.0198 | 1.0198 | 1.0198 | 1.0198 | 1.0198 | 1.0198 | 1.0198 | 1.0198 | 1.0198 | 1.0198 | 1.0198 | 1.0198 | 1.0198 | 1.0198 | 1.0198 | 1.0198 | 1.0198 | 1.0198 | 1.0198 | 1.0198 | 1.0198 | 1.0198 | 1.0198 | 1.0198 | 1.0198 | 1.0198 | 1.0198 | 1.0198 | 1.0198 | 1.0198 | 1.0198 | 1.0198 | 1.0198 | 1.0198 | 1.0198 | 1.0198 | 1.0198 | 1.0198 | 1.0198 | 1.0198 | 1.0198 | 1.0198 | 1.0198 | 1.0198 | 1.0198 | 1.0198 | 1.0198 | 1.0198 | 1.0198 | 1.0198 | 1.0198 | 1.0198 | 1.0198 | 1.0198 | 1.0198 | 1.0198 | 1.0198 | 1.0198 | 1.0198 | 1.0198 | 1.0198 | 1.0198 | 1.0198 | 1.0198 | 1.0198 | 1.0198 | 1.0198 | 1.0198 | 1.0198 | 1.0198 | 1.0198 | 1.0198 | 1.0198 | 1.0198 | 1.0198 | 1.0198 | 1.0198 | 1.0198 | 1.0198 | 1.0198 | 1.0198 | 1.0198 | 1.0198 | 1.0198 | 1.0198 | 1.0198 | 1.0198 | 1.0198 | 1.0198 | 1.0198 | 1.0198 | 1.0198 | 1.0198 | 1.0198 | 1.0198 | 1.0198 | 1.0198 | 1.0198 | 1.0198 | 1.0198 | 1.0198 | 1.0198 | 1.0198 | 1.0198 | 1.0198 | 1.0198 | 1.0198 | 1.0198 | 1.0198 | 1.0198 | 1.0198 | 1.0198 | 1.0198 | 1.0198 | 1.0198 | 1.0198 | 1.0198 | 1.0198 | 1.0198 | 1.0198 | 1.0198 | 1.0198 | 1.0198 | 1.0198 | 1.0198 | 1.0198 | 1.0198 | 1.0198 | 1.0198 | 1.0198 | 1.0198 | 1.0198 | 1.0198 | 1.0198 | 1.0198 | 1.0198 | 1.0198 | 1.0198 | 1.0198 | 1.0198 | 1.0198 | 1.0198 | 1.0198 | 1.0198 | 1.0198 | 1.0198 | 1.0198 | 1.0198 | 1.0198 | 1.0198 | 1.0198 | 1.0198 | 1.0198 | 1.0198 | 1.0198 | 1.0198 | 1.0198 | 1.0198 | 1.0198 | 1.0198 | 1.0198 | 1.0198 | 1.0198 | 1.0198 | 1.0198 | 1.0198 | 1.0198 | 1.0198 | 1.0198 | 1.0198 | 1.0198 | 1.0198 | 1.0198 | 1.0198 | 1.0198 | 1.0198 | 1.0198 | 1.0198 | 1.0198 | 1.0198 | 1.0198 | 1.0198 | 1.0198 | 1.0198 | 1.0198 | 1.0198 | 1.0198 | 1.0198 | 1.0198 | 1.0198 | 1.0198 | 1.0198 | 1.0198 | 1.0198 | 1.0198 | 1.0198 | 1.0198 | 1.0198 | 1.0198 | 1.0198 | 1.0198 | 1.0198 | 1.0198 | 1.0198 | 1.0198 | 1.0198 | 1.0198 | 1.0198 | 1.0198 | 1.0198 | 1.0198 | 1.0198 | 1.0198 | 1.0198 | 1.0198 | 1.0198 | 1.0198 | 1.0198 | 1.0198 | 1.0198 | 1.0198 | 1.0198 | 1.0198 | 1.0198 | 1.0198 | 1.0198 | 1.0198 | 1.0198 | 1.0198 | 1.0198 | 1.0198 | 1.0198 | 1.0198 | 1.0198 | 1.0198 | 1.0198 | 1.0198 | 1.0198 | 1.0198 | 1.0198 | 1.0198 | 1.0198 | 1.0198 | 1.0198 | 1.0198 | 1.0198 | 1.0198 | 1.0198 | 1.0198 | 1.0198 | 1.0198 | 1.0198 | 1.0198 | 1.0198 | 1.0198 | 1.0198 | 1.0198 | 1.0198 | 1.0198 | 1.0198 | 1.0198 | 1.0198 | 1.0198 | 1.0198 | 1.0198 | 1.0198 | 1.0198 | 1.0198 | 1.0198 | 1.0198 | 1.0198 | 1.0198 | 1.0198 | 1.0198 | 1.0198 | 1.0198 | 1.0198 | 1.0198 | 1.0198 | 1.0198 | 1.0198 | 1.0198 | 1.0198 | 1.0198 | 1.0198 | 1.0198 | 1.0198 | 1.0198 | 1.0198 | 1.0198 | 1.0198 | 1.0198 | 1.0198 | 1.0198 | 1.0198 | 1.0198 | 1.0198 | 1.0198 | 1.0198 | 1.0198 | 1.0198 | 1.0198 | 1.0198 | 1.0198 | 1.0198 | 1.0198 | 1.0198 | 1.0198 | 1.0198 | 1.0198 | 1.0198 | 1.0198 | 1.0198 | 1.0198 | 1.0198 | 1.0198 | 1.0198 | 1.0198 | 1.0198 | 1.0198 | 1.0198 | 1.0198 | 1.0198 | 1.0198 | 1.0198 | 1.0198 | 1.0198 | 1.0198 | 1.0198 | 1.0198 | 1.0198 | 1.0198 | 1.0198 | 1.0198 | 1.0198 | 1.0198 | 1.0198 | 1.0198 | 1.0198 | 1.0198 | 1.0198 | 1.0198 | 1.0198 | 1.0198 | 1.0198 | 1.0198 | 1.0198 | 1.0198 | 1.0198 | 1.0198 | 1.0198 | 1.0198 | 1.0198 | 1.0198 | 1.0198 | 1.0198 | 1.0198 | 1.0198 | 1.0198 | 1.0198 | 1.0198 | 1.0198 | 1.0198 | 1.0198 | 1.0198 | 1.0198 | 1.0198 | 1.0198 | 1.0198 | 1.0198 | 1.0198 | 1.0198 | 1.0198 | 1.0198 | 1.0198 | 1.0198 | 1.0198 | 1.0198 | 1.0198 | 1.0198 | 1.0198 | 1.0198 | 1.0198 | 1.0198 | 1.0198 | 1.0198 | 1.0198 | 1.0198 | 1.0198 | 1.0198 | 1.0198 | 1.0198 | 1.0198 | 1.0198 | 1.0198 | 1.0198 | 1.0198 | 1.0198 | 1.0198 | 1.0198 | 1.0198 | 1.0198 | 1.0198 | 1.0198 | 1.0198 | 1.0198 | 1.0198 | 1.0198 | 1.0198 | 1.0198 | 1.0198 | 1.0198 | 1.0198 | 1.0198 | 1.0198 | 1.0198 | 1.0198 | 1.0198 | 1.0198 | 1.0198 | 1.0198 | 1.0198 | 1.0198 | 1.0198 | 1.0198 | 1.0198 | 1.0198 | 1.0198 | 1.0198 | 1.0198 | 1.0198 | 1.0198 | 1.0198 | 1.0198 | 1.0198 | 1.0198 | 1.0198 | 1.0198 | 1.0198 | 1.0198 | 1.0198 | 1.0198 | 1.0198 | 1.0198 | 1.0198 | 1.0198 | 1.0198 | 1.0198 | 1.0198 | 1.0198 | 1.0198 | 1.0198 | 1.0198 | 1.0198 | 1.0198 | 1.0198 | 1.0198 | 1.0198 | 1.0198 | 1.0198 | 1.0198 | 1.0198 | 1.0198 | 1.0198 | 1.0198 | 1.0198 | 1.0198 | 1.0198 | 1.0198 | 1.0198 | 1.0198 | 1.0198 | 1.0198 | 1.0198 | 1.0198 | 1.0198 | 1.0198 | 1.0198 | 1.0198 | 1.0198 | 1.0198 | 1.0198 | 1.0198 | 1.0198 | 1.0198 | 1.0198 | 1.0198 | 1.0198 | 1.0198 | 1.0198 | 1.0198 | 1.0198 | 1.0198 | 1.0198 | 1.0198 | 1.0198 | 1.0198 | 1.0198 | 1.0198 | 1.0198 | 1.0198 | 1.0198 | 1.0198 | 1.0198 | 1.0198 | 1.0198 | 1.0198 | 1.0198 | 1.0198 | 1.0198 | 1.0198 | 1.0198 | 1.0198 | 1.0198 | 1.0198 | 1.0198 | 1.0198 | 1.0198 | 1.0198 | 1.0198 | 1.0198 | 1.0198 | 1.0198 | 1.0198 | 1.0198 | 1.0198 | 1.0198 | 1.0198 | 1.0198 | 1.0198 | 1.0198 | 1.0198 | 1.0198 | 1.0198 | 1.0198 | 1.0198 | 1.0198 | 1.0198 | 1.0198 | 1.0198 | 1.0198 | 1.0198 | 1.0198 | 1.0198 | 1.0198 | 1.0198 | 1.0198 | 1.0198 | 1.0198 | 1.0198 | 1.0198 | 1.0198 | 1.0198 | 1.0198 | 1.0198 | 1.0198 | 1.0198 | 1.0198 | 1.0198 | 1.0198 | 1.0198 | 1.0198 | 1.0198 | 1.0198 | 1.0198 | 1.0198 | 1.0198 | 1.0198 | 1.0198 | 1.0198 | 1.0198 | 1.0198 | 1.0198 | 1.0198 | 1.0198 | 1.0198 | 1.0198 | 1.0198 | 1.0198 | 1.0198 | 1.0198 | 1.0198 | 1.0198 | 1.0198 | 1.0198 | 1.0198 | 1.0198 | 1.0198 | 1.0198 | 1.0198 | 1.0198 | 1.0198 | 1.0198 | 1.0198 | 1.0198 | 1.0198 | 1.0198 | 1.0198 | 1.0198 | 1.0198 | 1.0198 | 1.0198 | 1.0198 | 1.0198 | 1.0198 | 1.0198 | 1.0198 | 1.0198 | 1.0198 | 1.0198 | 1.0198 | 1.0198 | 1.0198 | 1.0198 | 1.0198 | 1.0198 | 1.0198 | 1.0198 | 1.0198 | 1.0198 | 1.0198 | 1.0198 | 1.0198 | 1.0198 | 1.0198 | 1.0198 | 1.0198 | 1.0198 | 1.0198 | 1.0198 | 1.0198 | 1.0198 | 1.0198 | 1.0198 | 1.0198 | 1.0198 | 1.0198 | 1.0198 | 1.0198 | 1.0198 | 1.0198 | 1.0198 | 1.0198 | 1.0198 | 1.0198 | 1.0198 | 1.0198 | 1.0198 | 1.0198 | 1.0198 | 1.0198 | 1.0198 | 1.0198 | 1.0198 | 1.0198 | 1.0198 | 1.0198 | 1.0198 | 1.0198 | 1.0198 | 1.0198 | 1.0198 | 1.0198 | 1.0198 | 1.0198 | 1.0198 | 1.0198 | 1.0198 | 1.0198 | 1.0198 | 1.0198 | 1.0198 | 1.0198 | 1.0198 | 1.0198 | 1.0198 | 1.0198 | 1.0198 | 1.0198 | 1.0198 | 1.0198 | 1.0198 | 1.0198 | 1.0198 | 1.0198 | 1.0198 | 1.0198 | 1.0198 | 1.0198 | 1.0198 | 1.0198 | 1.0198 | 1.0198 | 1.0198 | 1.0198 | 1.0198 | 1.0198 | 1.0198 | 1.0198 | 1.0198 | 1.0198 | 1.0198 | 1.0198 | 1.0198 | 1.0198 | 1.0198 | 1.0198 | 1.0198 | 1.0198 | 1.0198 | 1.0198 | 1.0198 | 1.0198 | 1.0198 | 1.0198 | 1.0198 | 1.0198 | 1.0198 | 1.0198 | 1.0198 | 1.0198 | 1.0198 | 1.0198 | 1.0198 | 1.0198 | 1.0198 | 1.0198 | 1.0198 | 1.0198 | 1.0198 | 1.0198 | 1.0198 | 1.0198 | 1.0198 | 1.0198 | 1.0198 | 1.0198 | 1.0198 | 1.0198 | 1.0198 | 1.0198 | 1.0198 | 1.0198 | 1.0198 | 1.0198 | 1.0198 | 1.0198 | 1.0198 | 1.0198 | 1.0198 | 1.0198 | 1.0198 | 1.0198 | 1.0198 | 1.0198 | 1.0198 | 1.0198 | 1.0198 | 1.0198 | 1.0198 | 1.0198 | 1.0198 | 1.0198 | 1.0198 | 1.0198 | 1.0198 | 1.0198 | 1.0198 | 1.0198 | 1.0198 | 1.0198 | 1.0198 | 1.0198 | 1.0198 | 1.0198 | 1.0198 | 1.0198 | 1.0198 | 1.0198 | 1.0198 | 1.0198 | 1.0198 | 1.0198 | 1.0198 | 1.0198 | 1.0198 | 1.0198 | 1.0198 | 1.0198 | 1.0198 | 1.0198 | 1.0198 | 1.0198 | 1.0198 | 1.0198 | 1.0198 | 1.0198 | 1.0198 | 1.0198 | 1.0198 | 1.0198 | 1.0198 | 1.0198 | 1.0198 | 1.0198 | 1.0198 | 1.0198 | 1.0198 | 1.0198 | 1.0198 | 1.0198 | 1.0198 | 1.0198 | 1.0198 | 1.0198 | 1.0198 | 1.0198 | 1.0198 | 1.0198 | 1.0198 | 1.0198 | 1.0198 | 1.0198 | 1.0198 | 1.0198 | 1.0198 | 1.0198 | 1.0198 | 1.0198 | 1.0198 | 1.0198 | 1.0198 | 1.0198 | 1.0198 | 1.0198 | 1.0198 | 1.0198 | 1.0198 | 1.0198 | 1.0198 | 1.0198 | 1.0198 | 1.0198 | 1.0198 | 1.0198 | 1.0198 | 1.0198 | 1.0198 | 1.0198 | 1.0198 | 1.0198 | 1.0198 | 1.0198 | 1.0198 | 1.0198 | 1.0198 | 1.0198 | 1.0198 | 1.0198 | 1.0198 | 1.0198 | 1.0198 | 1.0198 | 1.0198 | 1.0198 | 1.0198 | 1.0198 | 1.0198 | 1.0198 | 1.0198 | 1.0198 | 1.0198 | 1.0198 | 1.0198 | 1.0198 | 1.0198 | 1.0198 | 1.0198 | 1.0198 | 1.0198 | 1.0198 | 1.0198 | 1.0198 | 1.0198 | 1.0198 | 1.0198 | 1.0198 | 1.0198 | 1.0198 | 1.0198 | 1.0198 | 1.0198 | 1.0198 | 1.0198 | 1.0198 | 1.0198 | 1.0198 | 1.0198 | 1.0198 | 1.0198 | 1.0198 | 1.0198 | 1.0198 | 1.0198 | 1.0198 | 1.0198 | 1.0198 | 1.0198 | 1.0198 | 1.0198 | 1.0198 | 1.0198 | 1.0198 | 1.0198 | 1.0198 | 1.0198 | 1.0198 | 1.0198 | 1.0198 | 1.0198 | 1.0198 | 1.0198 | 1.0198 | 1.0198 | 1.0198 | 1.0198 | 1.0198 | 1.0198 | 1.0198 | 1.0198 | 1.0198 | 1.0198 | 1.0198 | 1.0198 | 1.0198 | 1.0198 | 1.0198 | 1.0198 | 1.0198 | 1.0198 | 1.0198 | 1.0198 | 1.0198 | 1.0198 | 1.0198 | 1.0198 | 1.0198 | 1.0198 | 1.0198 | 1.0198 | 1.0198 | 1.0198 | 1.0198 | 1.0198 | 1.0198 | 1.0198 | 1.0198 | 1.0198 | 1.0198 | 1.0198 | 1.0198 | 1.0198 | 1.0198 | 1.0198 | 1.0198 | 1.0198 | 1.0198 | 1.0198 | 1.0198 | 1.0198 | 1.0198 | 1.0198 | 1.0198 | 1.0198 | 1.0198 | 1.0198 | 1.0198 | 1.0198 | 1.0198 | 1.0198 | 1.0198 | 1.0198 | 1.0198 | 1.0198 | 1.0198 | 1.0198 | 1.0198 | 1.0198 | 1.0198 | 1.0198 | 1.0198 | 1.0198 | 1.0198 | 1.0198 | 1.0198 | 1.0198 | 1.0198 | 1.0198 | 1.0198 | 1.0198 | 1.0198 | 1.0198 | 1.0198 | 1.0198 | 1.0198 | 1.0198 | 1.0198 | 1.0198 | 1.0198 | 1.0198 | 1.0198 | 1.0198 | 1.0198 | 1.0198 | 1.0198 | 1.0198 | 1.0198 | 1.0198 | 1.0198 | 1.0198 | 1.0198 | 1.0198 | 1.0198 | 1.0198 | 1.0198 | 1.0198 | 1.0198 | 1.0198 | 1.0198 | 1.0198 | 1.0198 | 1.0198 | 1.0198 | 1.0198 | 1.0198 | 1.0198 | 1.0198 | 1.0198 | 1.0198 | 1.0198 | 1.0198 | 1.0198 | 1.0198 | 1.0198 | 1.0198 | 1.0198 | 1.0198 | 1.0198 | 1.0198 | 1.0198 | 1.0198 | 1.0198 | 1.0198 | 1.0198 | 1.0198 | 1.0198 | 1.0198 | 1.0198 | 1.0198 | 1.0198 | 1.0198 | 1.0198 | 1.0198 | 1.0198 | 1.0198 | 1.0198 | 1.0198 | 1.0198 | 1.0198 | 1.0198 | 1.0198 | 1.0198 | 1.0198 | 1.0198 | 1.0198 | 1.0198 | 1.0198 | 1.0198 | 1.0198 | 1.0198 | 1.0198 | 1.0198 | 1.0198 | 1.0198 | 1.0198 | 1.0198 | 1.0198 | 1.0198 | 1.0198 | 1.0198 | 1.0198 | 1.0198 | 1.0198 | 1.0198 | 1.0198 | 1.0198 | 1.0198 | 1.0198 | 1.0198 | 1.0198 | 1.0198 | 1.0198 | 1.0198 | 1.0198 | 1.0198 | 1.0198 | 1.0198 | 1.0198 | 1.0198 | 1.0198 | 1.0198 | 1.0198 | 1.0198 | 1.0198 | 1.0198 | 1.0198 | 1.0198 | 1.0198 | 1.0198 | 1.0198 | 1.0198 | 1.0198 | 1.0198 | 1.0198 | 1.0198 | 1.0198 | 1.0198 | 1.0198 | 1.0198 | 1.0198 | 1.0198 | 1.0198 | 1.0198 | 1.0198 | 1.0198 | 1.0198 | 1.0198 | 1.0198 | 1.0198 | 1.0198 | 1.0198 | 1.0198 | 1.0198 | 1.0198 | 1.0198 | 1.0198 | 1.0198 | 1.0198 | 1.0198 | 1.0198 | 1.0198 | 1.0198 | 1.0198 | 1.0198 | 1.0198 | 1.0198 | 1.0198 | 1.0198 | 1.0198 | 1.0198 | 1.0198 | 1.0198 | 1.0198 | 1.0198 | 1.0198 | 1.0198 | 1.0198 | 1.0198 | 1.0198 | 1.0198 | 1.0198 | 1.0198 | 1.0198 | 1.0198 | 1.0198 | 1.0198 | 1.0198 | 1.0198 | 1.0198 | 1.0198 | 1.0198 | 1.0198 | 1.0198 | 1.0198 | 1.0198 | 1.0198 | 1.0198 | 1.0198 | 1.0198 | 1.0198 | 1.0198 | 1.0198 | 1.0198 | 1.0198 | 1.0198 | 1.0198 | 1.0198 | 1.0198 | 1.0198 | 1.0198 | 1.0198 | 1.0198 | 1.0198 | 1.0198 | 1.0198 | 1.0198 | 1.0198 | 1.0198 | 1.0198 | 1.0198 | 1.0198 | 1.0198 | 1.0198 | 1.0198 | 1.0198 | 1.0198 | 1.0198 | 1.0198 | 1.0198 | 1.0198 | 1.0198 | 1.0198 | 1.0198 | 1.0198 | 1.0198 | 1.0198 | 1.0198 | 1.0198 | 1.0198 | 1.0198 | 1.0198 | 1.0198 | 1.0198 | 1.0198 | 1.0198 | 1.0198 | 1.0198 | 1.0198 | 1.0198 | 1.0198 | 1.0198 | 1.0198 | 1.0198 | 1.0198 | 1.0198 | 1.0198 | 1.0198 | 1.0198 | 1.0198 | 1.0198 | 1.0198 | 1.0198 | 1.0198 | 1.0198 | 1.0198 | 1.0198 | 1.0198 | 1.0198 | 1.0198 | 1.0198 | 1.0198 | 1.0198 | 1.0198 | 1.0198 | 1.0198 | 1.0198 | 1.0198 | 1.0198 | 1.0198 | 1.0198 | 1.0198 | 1.0198 | 1.0198 | 1.0198 | 1.0198 | 1.0198 | 1.0198 | 1.0198 | 1.0198 | 1.0198 | 1.0198 | 1.0198 | 1.0198 | 1.0198 | 1.0198 | 1.0198 | 1.0198 | 1.0198 | 1.0198 | 1.0198 | 1.0198 | 1.0198 | 1.0198 | 1.0198 | 1.0198 | 1.0198 | 1.0198 | 1.0198 | 1.0198 | 1.0198 | 1.0198 | 1.0198 | 1.0198 | 1.0198 | 1.0198 | 1.0198 | 1.0198 | 1.0198 | 1.0198 | 1.0198 | 1.0198 | 1.0198 | 1.0198 | 1.0198 | 1.0198 | 1.0198 | 1.0198 | 1.0198 | 1.0198 | 1.0198 | 1.0198 | 1.0198 | 1.0198 | 1.0198 | 1.0198 | 1.0198 | 1.0198 | 1.0198 | 1.0198 | 1.0198 | 1.0198 | 1.0198 | 1.0198 | 1.0198 | 1.0198 | 1.0198 | 1.0198 | 1.0198 | 1.0198 | 1.0198 | 1.0198 | 1.0198 | 1.0198 | 1.0198 | 1.0198 | 1.0198 | 1.0198 | 1.0198 | 1.0198 | 1.0198 | 1.0198 | 1.0198 | 1.0198 | 1.0198 | 1.0198 | 1.0198 | 1.0198 | 1.0198 | 1.0198 | 1.0198 | 1.0198 | 1.0198 | 1.0198 | 1.0198 | 1.0198 | 1.0198 | 1.0198 | 1.0198 | 1.0198 | 1.0198 | 1.0198 | 1.0198 | 1.0198 | 1.0198 | 1.0198 | 1.0198 | 1.0198 | 1.0198 | 1.0198 | 1.0198 | 1.0198 | 1.0198 | 1.0198 | 1.0198 | 1.0198 | 1.0198 | 1.0198 | 1.0198 | 1.0198 | 1.0198 | 1.0198 | 1.0198 | 1.0198 | 1.0198 | 1.0198 | 1.0198 | 1.0198 | 1.0198 | 1.0198 | 1.0198 | 1.0198 | 1.0198 | 1.0198 | 1.0198 | 1.0198 | 1.0198 | 1.0198 | 1.0198 | 1.0198 | 1.0198 | 1.0198 | 1.0198 | 1.0198 | 1.0198 | 1.0198 | 1.0198 | 1.0198 | 1.0198 | 1.0198 | 1.0198 | 1.0198 | 1.0198 | 1.0198 | 1.0198 | 1.0198 | 1.0198 | 1.0198 | 1.0198 | 1.0198 | 1.0198 | 1.0198 | 1.0198 | 1.0198 | 1.0198 | 1.0198 | 1.0198 | 1.0198 | 1.0198 | 1.0198 | 1.0198 | 1.0198 | 1.0198 | 1.0198 | 1.0198 | 1.0198 | 1.0198 | 1.0198 | 1.0198 | 1.0198 | 1.0198 | 1.0198 | 1.0198 | 1.0198 | 1.0198 | 1.0198 | 1.0198 | 1.0198 | 1.0198 | 1.0198 | 1.0198 | 1.0198 | 1.0198 | 1.0198 | 1.0198 | 1.0198 | 1.0198 | 1.0198 | 1.0198 | 1.0198 | 1.0198 | 1.0198 | 1.0198 | 1.0198 | 1.0198 | 1.0198 | 1.0198 | 1.0198 | 1.0198 | 1.0198 | 1.0198 | 1.0198 | 1.0198 | 1.0198 | 1.0198 | 1.0198 | 1.0198 | 1.0198 | 1.0198 | 1.0198 | 1.0198 | 1.0198 | 1.0198 | 1.0198 | 1.0198 | 1.0198 | 1.0198 | 1.0198 | 1.0198 | 1.0198 | 1.0198 | 1.0198 | 1.0198 | 1.0198 | 1.0198 | 1.0198 | 1.0198 | 1.0198 | 1.0198 | 1.0198 | 1.0198 | 1.0198 | 1.0198 | 1.0198 | 1.0198 | 1.0198 | 1.0198 | 1.0198 | 1.0198 | 1.0198 | 1.0198 | 1.0198 | 1.0198 | 1.0198 | 1.0198 | 1.0198 | 1.0198 | 1.0198 | 1.0198 | 1.0198 | 1.0198 | 1.0198 | 1.0198 | 1.0198 | 1.0198 | 1.0198 | 1.0198 | 1.0198 | 1.0198 | 1.0198 | 1.0198 | 1.0198 | 1.0198 | 1.0198 | 1.0198 | 1.0198 | 1.0198 | 1.0198 | 1.0198 | 1.0198 | 1.0198 | 1.0198 | 1.0198 | 1.0198 | 1.0198 | 1.0198 | 1.0198 | 1.0198 | 1.0198 | 1.0198 | 1.0198 | 1.0198 | 1.0198 | 1.0198 | 1.0198 | 1.0198 | 1.0198 | 1.0198 | 1.0198 | 1.0198 | 1.0198 | 1.0198 | 1.0198 | 1.0198 | 1.0198 | 1.0198 | 1.0198 | 1.0198 | 1.0198 | 1.0198 | 1.0198 | 1.0198 | 1.0198 | 1.0198 | 1.0198 | 1.0198 | 1.0198 | 1.0198 | 1.0198 | 1.0198 | 1.0198 | 1.0198 | 1.0198 | 1.0198 | 1.0198 | 1.0198 | 1.0198 | 1.0198 | 1.0198 | 1.0198 | 1.0198 | 1.0198 | 1.0198 | 1.0198 | 1.0198 | 1.0198 | 1.0198 | 1.0198 | 1.0198 | 1.0198 | 1.0198 | 1.0198 | 1.0198 | 1.0198 | 1.0198 | 1.0198 | 1.0198 | 1.0198 | 1.0198 | 1.0198 | 1.0198 | 1.0198 | 1.0198 | 1.0198 | 1.0198 | 1.0198 | 1.0198 | 1.0198 | 1.0198 | 1.0198 | 1.0198 | 1.0198 | 1.0198 | 1.0198 | 1.0198 | 1.0198 | 1.0198 | 1.0198 | 1.0198 | 1.0198 | 1.0198 | 1.0198 | 1.0198 | 1.0198 | 1.0198 | 1.0198 | 1.0198 | 1.0198 | 1.0198 | 1.0198 | 1.0198 | 1.0198 | 1.0198 | 1.0198 | 1.0198 | 1.0198 | 1.0198 | 1.0198 | 1.0198 | 1.0198 | 1.0198 | 1.0198 | 1.0198 | 1.0198 | 1.0198 | 1.0198 | 1.0198 | 1.0198 | 1.0198 | 1.0198 | 1.0198 | 1.0198 | 1.0198 | 1.0198 | 1.0198 | 1.0198 | 1.0198 | 1.0198 | 1.0198 | 1.0198 | 1.0198 | 1.0198 | 1.0198 | 1.0198 | 1.0198 | 1.0198 | 1.0198 | 1.0198 | 1.0198 | 1.0198 | 1.0198 | 1.0198 | 1.0198 | 1.0198 | 1.0198 | 1.0198 | 1.0198 | 1.0198 | 1.0198 | 1.0198 | 1.0198 | 1.0198 | 1.0198 | 1.0198 | 1.0198 | 1.0198 | 1.0198 | 1.0198 | 1.0198 | 1.0198 | 1.0198 | 1.0198 | 1.0198 | 1.0198 | 1.0198 | 1.0198 | 1.0198 | 1.0198 | 1.0198 | 1.0198 | 1.0198 | 1.0198 | 1.0198 | 1.0198 | 1.0198 | 1.0198 | 1.0198 | 1.0198 | 1.0198 | 1.0198 | 1.0198 | 1.0198 | 1.0198 | 1.0198 | 1.0198 | 1.0198 | 1.0198 | 1.0198 | 1.0198 | 1.0198 | 1.0198 | 1.0198 | 1.0198 | 1.0198 | 1.0198 | 1.0198 | 1.0198 | 1.0198 | 1.0198 | 1.0198 | 1.0198 | 1.0198 | 1.0198 | 1.0198 | 1.0198 | 1.0198 | 1.0198 | 1.0198 | 1.0198 | 1.0198 | 1.0198 | 1.0198 | 1.0198 | 1.0198 | 1.0198 | 1.0198 | 1.0198 | 1.0198 | 1.0198 | 1.0198 | 1.0198 | 1.0198 | 1.0198 | 1.0198 | 1.0198 | 1.0198 | 1.0198 | 1.0198 | 1.0198 | 1.0198 | 1.0198 | 1.0198 | 1.0198 | 1.0198 | 1.0198 | 1.0198 | 1.0198 | 1.0198 | 1.0198 | 1.0198 | 1.0198 | 1.0198 | 1.0198 | 1.0198 | 1.0198 | 1.0198 | 1.0198 | 1.0198 | 1.0198 | 1.0198 | 1.0198 | 1.0198 | 1.0198 | 1.0198 | 1.0198 | 1.0198 | 1.0198 | 1.0198 | 1.0198 | 1.0198 | 1.0198 | 1.0198 | 1.0198 | 1.0198 | 1.0198 | 1.0198 | 1.0198 | 1.0198 | 1.0198 | 1.0198 | 1.0198 | 1.0198 | 1.0198 | 1.0198 | 1.0198 | 1.0198 | 1.0198 | 1.0198 | 1.0198 | 1.0198 | 1.0198 | 1.0198 | 1.0198 | 1.0198 | 1.0198 | 1.0198 | 1.0198 | 1.0198 | 1.0198 | 1.0198 | 1.0198 | 1.0198 | 1.0198 | 1.0198 | 1.0198 | 1.0198 | 1.0198 | 1.0198 | 1.0198 | 1.0198 | 1.0198 | 1.0198 | 1.0198 | 1.0198 | 1.0198 | 1.0198 | 1.0198 | 1.0198 | 1.0198 | 1.0198 | 1.0198 | 1.0198 | 1.0198 | 1.0198 | 1.0198 | 1.0198 | 1.0198 | 1.0198 | 1.0198 | 1.0198 | 1.0198 | 1.0198 | 1.0198 | 1.0198 | 1.0198 | 1.0198 | 1.0198 | 1.0198 | 1.0198 | 1.0198 | 1.0198 | 1.0198 | 1.0198 | 1.0198 | 1.0198 | 1.0198 | 1.0198 | 1.0198 | 1.0198 | 1.0198 | 1.0198 | 1.0198 | 1.0198 | 1.0198 | 1.0198 | 1.0198 | 1.0198 | 1.0198 | 1.0198 | 1.0198 | 1.0198 | 1.0198 | 1.0198 | 1.0198 | 1.0198 | 1.0198 | 1.0198 | 1.0198 | 1.0198 | 1.0198 | 1.0198 | 1.0198 | 1.0198 | 1.0198 | 1.0198 | 1.0198 | 1.0198 | 1.0198 | 1.0198 | 1.0198 | 1.0198 | 1.0198 | 1.0198 | 1.0198 | 1.0198 | 1.0198 | 1.0198 | 1.0198 | 1.0198 | 1.0198 | 1.0198 | 1.0198 | 1.0198 | 1.0198 | 1.0198 | 1.0198 | 1.0198 | 1.0198 | 1.0198 | 1.0198 | 1.0198 | 1.0198 | 1.0198 | 1.0198 | 1.0198 | 1.0198 | 1.0198 | 1.0198 | 1.0198 | 1.0198 | 1.0198 | 1.0198 | 1.0198 | 1.0198 | 1.0198 | 1.0198 | 1.0198 | 1.0198 | 1.0198 | 1.0198 | 1.0198 | 1.0198 | 1.0198 | 1.0198 | 1.0198 | 1.0198 | 1.0198 | 1.0198 | 1.0198 | 1.0198 | 1.0198 | 1.0198 | 1.0198 | 1.0198 | 1.0198 | 1.0198 | 1.0198 | 1.0198 | 1.0198 | 1.0198 | 1.0198 | 1.0198 | 1.0198 | 1.0198 | 1.0198 | 1.0198 | 1.0198 | 1.0198 | 1.0198 | 1.0198 | 1.0198 | 1.0198 | 1.0198 | 1.0198 | 1.0198 | 1.0198 | 1.0198 | 1.0198 | 1.0198 | 1.0198 | 1.0198 | 1.0198 | 1.0198 | 1.0198 | 1.0198 | 1.0198 | 1.0198 | 1.0198 | 1.0198 | 1.0198 | 1.0198 | 1.0198 | 1.0198 | 1.0198 | 1.0198 | 1.0198 | 1.0198 | 1.0198 | 1.0198 | 1.0198 | 1.0198 | 1.0198 | 1.0198 | 1.0198 | 1.0198 | 1.0198 | 1.0198 | 1.0198 | 1.0198 | 1.0198 | 1.0198 | 1.0198 | 1.0198 | 1.0198 | 1.0198 | 1.0198 | 1.0198 | 1.0198 | 1.0198 | 1.0198 | 1.0198 | 1.0198 | 1.0198 | 1.0198 | 1.0198 | 1.0198 | 1.0198 | 1.0198 | 1.0198 | 1.0198 | 1.0198 | 1.0198 | 1.0198 | 1.0198 | 1.0198 | 1.0198 | 1.0198 | 1.0198 | 1.0198 | 1.0198 | 1.0198 | 1.0198 | 1.0198 | 1.0198 | 1.0198 | 1.0198 | 1.0198 | 1.0198 | 1.0198 | 1.0198 | 1.0198 | 1.0198 | 1.0198 | 1.0198 | 1.0198 | 1.0198 | 1.0198 | 1.0198 | 1.0198 | 1.0198 | 1.0198 | 1.0198 | 1.0198 | 1.0198 | 1.0198 | 1.0198 | 1.0198 | 1.0198 | 1.0198 | 1.0198 | 1.0198 | 1.0198 | 1.0198 | 1.0198 | 1.0198 | 1.0198 | 1.0198 | 1.0198 | 1.0198 | 1.0198 | 1.0198 | 1.0198 | 1.0198 | 1.0198 | 1.0198 | 1.0198 | 1.0198 | 1.0198 | 1.0198 | 1.0198 | 1.0198 | 1.0198 | 1.0198 | 1.0198 | 1.0198 | 1.0198 | 1.0198 | 1.0198 | 1.0198 | 1.0198 | 1.0198 | 1.0198 | 1.0198 | 1.0198 | 1.0198 | 1.0198 | 1.0198 | 1.0198 | 1.0198 | 1.0198 | 1.0198 | 1.0198 | 1.0198 | 1.0198 | 1.0198 | 1.0198 | 1.0198 | 1.0198 | 1.0198 | 1.0198 | 1.0198 | 1.0198 | 1.0198 | 1.0198 | 1.0198 | 1.0198 | 1.0198 | 1.0198 | 1.0198 | 1.0198 | 1.0198 | 1.0198 | 1.0198 | 1.0198 | 1.0198 | 1.0198 | 1.0198 | 1.0198 | 1.0198 | 1.0198 | 1.0198 | 1.0198 | 1.0198 | 1.0198 | 1.0198 | 1.0198 | 1.0198 | 1.0198 | 1.0198 | 1.0198 | 1.0198 | 1.0198 | 1.0198 | 1.0198 | 1.0198 | 1.0198 | 1.0198 | 1.0198 | 1.0198 | 1.0198 | 1.0198 | 1.0198 | 1.0198 | 1.0198 | 1.0198 | 1.0198 | 1.0198 | 1.0198 | 1.0198 | 1.0198 | 1.0198 | 1.0198 | 1.0198 | 1.0198 | 1.0198 | 1.0198 | 1.0198 | 1.0198 | 1.0198 | 1.0198 | 1.0198 | 1.0198 | 1.0198 | 1.0198 | 1.0198 | 1.0198 | 1.0198 | 1.0198 | 1.0198 | 1.0198 | 1.0198 | 1.0198 | 1.0198 | 1.0198 | 1.0198 | 1.0198 | 1.0198 | 1.0198 | 1.0198 | 1.0198 | 1.0198 | 1.0198 | 1.0198 | 1.0198 | 1.0198 | 1.0198 | 1.0198 | 1.0198 | 1.0198 | 1.0198 | 1.0198 | 1.0198 | 1.0198 | 1.0198 | 1.0198 | 1.0198 | 1.0198 | 1.0198 | 1.0198 | 1.0198 | 1.0198 | 1.0198 | 1.0198 | 1.0198 | 1.0198 | 1.0198 | 1.0198 | 1.0198 | 1.0198 | 1.0198 | 1.0198 | 1.0198 | 1.0198 | 1.0198 | 1.0198 | 1.0198 | 1.0198 | 1.0198 | 1.0198 | 1.0198 | 1.0198 | 1.0198 | 1.0198 | 1.0198 | 1.0198 | 1.0198 | 1.0198 | 1.0198 | 1.0198 | 1.0198 | 1.0198 | 1.0198 | 1.0198 | 1.0198 | 1.0198 | 1.0198 | 1.0198 | 1.0198 | 1.0198 | 1.0198 | 1.0198 | 1.0198 | 1.0198 | 1.0198 | 1.0198 | 1.0198 | 1.0198 | 1.0198 | 1.0198 | 1.0198 | 1.0198 | 1.0198 | 1.0198 | 1.0198 | 1.0198 | 1.0198 | 1.0198 | 1.0198 | 1.0198 | 1.0198 | 1.0198 | 1.0198 | 1.0198 | 1.0198 | 1.0198 | 1.0198 | 1.0198 | 1.0198 | 1.0198 | 1.0198 | 1.0198 | 1.0198 | 1.0198 | 1.0198 | 1.0198 | 1.0198 | 1.0198 | 1.0198 | 1.0198 | 1.0198 | 1.0198 | 1.0198 | 1.0198 | 1.0198 | 1.0198 | 1.0198 | 1.0198 | 1.0198 | 1.0198 | 1.0198 | 1.0198 | 1.0198 | 1.0198 | 1.0198 | 1.0198 | 1.0198 | 1.0198 | 1.0198 | 1.0198 | 1.0198 | 1.0198 | 1.0198 | 1.0198 | 1.0198 | 1.0198 | 1.0198 | 1.0198 | 1.0198 | 1.0198 | 1.0198 | 1.0198 | 1.0198 | 1.0198 | 1.0198 | 1.0198 | 1.0198 | 1.0198 | 1.0198 | 1.0198 | 1.0198 | 1.0198 | 1.0198 | 1.0198 | 1.0198 | 1.0198 | 1.0198 | 1.0198 | 1.0198 | 1.0198 | 1.0198 | 1.0198 | 1.0198 | 1.0198 | 1.0198 | 1.0198 | 1.0198 | 1.0198 | 1.0198 | 1.0198 | 1.0198 | 1.0198 | 1.0198 | 1.0198 | 1.0198 | 1.0198 | 1.0198 | 1.0198 | 1.0198 | 1.0198 | 1.0198 | 1.0198 | 1.0198 | 1.0198 | 1.0198 | 1.0198 | 1.0198 | 1.0198 | 1.0198 | 1.0198 | 1.0198 | 1.0198 | 1.0198 | 1.0198 | 1.0198 | 1.0198 | 1.0198 | 1.0198 | 1.0198 | 1.0198 | 1.0198 | 1.0198 | 1.0198 | 1.0198 | 1.0198 | 1.0198 | 1.0198 | 1.0198 | 1.0198 | 1.0198 | 1.0198 | 1.0198 | 1.0198 | 1.0198 | 1.0198 | 1.0198 | 1.0198 | 1.0198 | 1.0198 | 1.0198 | 1.0198 | 1.0198 | 1.0198 | 1.0198 | 1.0198 | 1.0198 | 1.0198 | 1.0198 | 1.0198 | 1.0198 | 1.0198 | 1.0198 | 1.0198 | 1.0198 | 1.0198 | 1.0198 | 1.0198 | 1.0198 | 1.0198 | 1.0198 | 1.0198 | 1.0198 | 1.0198 | 1.0198 | 1.0198 | 1.0198 | 1.0198 | 1.0198 | 1.0198 | 1.0198 | 1.0198 | 1.0198 | 1.0198 | 1.0198 | 1.0198 | 1.0198 | 1.0198 | 1.0198 | 1.0198 | 1.0198 | 1.0198 | 1.0198 | 1.0198 | 1.0198 | 1.0198 | 1.0198 | 1.0198 | 1.0198 | 1.0198 | 1.0198 | 1.0198 | 1.0198 | 1.0198 | 1.0198 | 1.0198 | 1.0198 | 1.0198 | 1.0198 | 1.0198 | 1.0198 | 1.0198 | 1.0198 | 1.0198 | 1.0198 | 1.0198 | 1.0198 | 1.0198 | 1.0198 | 1.0198 | 1.0198 | 1.0198 | 1.0198 | 1.0198 | 1.0198 | 1.0198 | 1.0198 | 1.0198 | 1.0198 | 1.0198 | 1.0198 | 1.0198 | 1.0198 | 1.0198 | 1.0198 | 1.0198 | 1.0198 | 1.0198 | 1.0198 | 1.0198 | 1.0198 | 1.0198 | 1.0198 | 1.0198 | 1.0198 | 1.0198 | 1.0198 | 1.0198 | 1.0198 | 1.0198 | 1.0198 | 1.0198 | 1.0198 | 1.0198 | 1.0198 | 1.0198 | 1.0198 | 1.0198 | 1.0198 | 1.0198 | 1.0198 | 1.0198 | 1.0198 | 1.0198 | 1.0198 | 1.0198 | 1.0198 | 1.0198 | 1.0198 | 1.0198 | 1.0198 | 1.0198 | 1.0198 | 1.0198 | 1.0198 | 1.0198 | 1.0198 | 1.0198 | 1.0198 | 1.0198 | 1.0198 | 1.0198 | 1.0198 | 1.0198 | 1.0198 | 1.0198 | 1.0198 | 1.0198 | 1.0198 | 1.0198 | 1.0198 | 1.0198 | 1.0198 | 1.0198 | 1.0198 | 1.0198 | 1.0198 | 1.0198 | 1.0198 | 1.0198 | 1.0198 | 1.0198 | 1.0198 | 1.0198 | 1.0198 | 1.0198 | 1.0198 | 1.0198 | 1.0198 | 1.0198 | 1.0198 | 1.0198 | 1.0198 | 1.0198 | 1.0198 | 1.0198 | 1.0198 | 1.0198 | 1.0198 | 1.0198 | 1.0198 | 1.0198 | 1.0198 | 1.0198 | 1.0198 | 1.0198 | 1.0198 | 1.0198 | 1.0198 | 1.0198 | 1.0198 | 1.0198 | 1.0198 | 1.0198 | 1.0198 | 1.0198 | 1.0198 | 1.0198 | 1.0198 | 1.0198 | 1.0198 | 1.0198 | 1.0198 | 1.0198 | 1.0198 | 1.0198 | 1.0198 | 1.0198 | 1.0198 | 1.0198 | 1.0198 | 1.0198 | 1.0198 | 1.0198 | 1.0198 | 1.0198 | 1.0198 | 1.0198 | 1.0198 | 1.0198 | 1.0198 | 1.0198 | 1.0198 | 1.0198 | 1.0198 | 1.0198 | 1.0198 | 1.0198 | 1.0198 | 1.0198 | 1.0198 | 1.0198 | 1.0198 | 1.0198 | 1.0198 | 1.0198 | 1.0198 | 1.0198 | 1.0198 | 1.0198 | 1.0198 | 1.0198 | 1.0198 | 1.0198 | 1.0198 | 1.0198 | 1.0198 | 1.0198 | 1.0198 | 1.0198 | 1.0198 | 1.0198 | 1.0198 | 1.0198 | 1.0198 | 1.0198 | 1.0198 | 1.0198 | 1.0198 | 1.0198 | 1.0198 | 1.0198 | 1.0198 | 1.0198 | 1.0198 | 1.0198 | 1.0198 | 1.0198 | 1.0198 | 1.0198 | 1.0198 | 1.0198 | 1.0198 | 1.0198 | 1.0198 | 1.0198 | 1.0198 | 1.0198 | 1.0198 | 1.0198 | 1.0198 | 1.0198 | 1.0198 | 1.0198 | 1.0198 | 1.0198 | 1.0198 | 1.0198 | 1.0198 | 1.0198 | 1.0198 | 1.0198 | 1.0198 | 1.0198 | 1.0198 | 1.0198 | 1.0198 | 1.0198 | 1.0198 | 1.0198 | 1.0198 | 1.0198 | 1.0198 | 1.0198 | 1.0198 | 1.0198 | 1.0198 | 1.0198 | 1.0198 | 1.0198 | 1.0198 | 1.0198 | 1.0198 | 1.0198 | 1.0198 | 1.0198 | 1.0198 | 1.0198 | 1.0198 | 1.0198 | 1.0198 | 1.0198 | 1.0198 | 1.0198 | 1.0198 | 1.0198 | 1.0198 | 1.0198 | 1.0198 | 1.0198 | 1.0198 | 1.0198 | 1.0198 | 1.0198 | 1.0198 | 1.0198 | 1.0198 | 1.0198 | 1.0198 | 1.0198 | 1.0198 | 1.0198 | 1.0198 | 1.0198 | 1.0198 | 1.0198 | 1.0198 | 1.0198 | 1.0198 | 1.0198 | 1.0198 | 1.0198 | 1.0198 | 1.0198 | 1.0198 | 1.0198 | 1.0198 | 1.0198 | 1.0198 | 1.0198 | 1.0198 | 1.0198 | 1.0198 | 1.0198 | 1.0198 | 1.0198 | 1.0198 | 1.0198 | 1.0198 | 1.0198 | 1.0198 | 1.0198 | 1.0198 | 1.0198 | 1.0198 | 1.0198 | 1.0198 | 1.0198 | 1.0198 | 1.0198 | 1.0198 | 1.0198 | 1.0198 | 1.0198 | 1.0198 | 1.0198 | 1.0198 | 1.0198 | 1.0198 | 1.0198 | 1.0198 | 1.0198 | 1.0198 | 1.0198 | 1.0198 | 1.0198 | 1.0198 | 1.0198 | 1.0198 | 1.0198 | 1.0198 | 1.0198 | 1.0198 | 1.0198 | 1.0198 | 1.0198 | 1.0198 | 1.0198 | 1.0198 | 1.0198 | 1.0198 | 1.0198 | 1.0198 | 1.0198 | 1.0198 | 1.0198 | 1.0198 | 1.0198 | 1.0198 | 1.0198 | 1.0198 | 1.0198 | 1.0198 | 1.0198 | 1.0198 | 1.0198 | 1.0198 | 1.0198 | 1.0198 | 1.0198 | 1.0198 | 1.0198 | 1.0198 | 1.0198 | 1.0198 | 1.0198 | 1.0198 | 1.0198 | 1.0198 | 1.0198 | 1.0198 | 1.0198 | 1.0198 | 1.0198 | 1.0198 | 1.0198 | 1.0198 | 1.0198 | 1.0198 | 1.0198 | 1.0198 | 1.0198 | 1.0198 | 1.0198 | 1.0198 | 1.0198 | 1.0198 | 1.0198 | 1.0198 | 1.0198 | 1.0198 | 1.0198 | 1.0198 | 1.0198 | 1.0198 | 1.0198 | 1.0198 | 1.0198 | 1.0198 | 1.0198 | 1.0198 | 1.0198 | 1.0198 | 1.0198 | 1.0198 | 1.0198 | 1.0198 | 1.0198 | 1.0198 | 1.0198 | 1.0198 | 1.0198 | 1.0198 | 1.0198 | 1.0198 | 1.0198 | 1.0198 | 1.0198 | 1.0198 | 1.0198 | 1.0198 | 1.0198 | 1.0198 | 1.0198 | 1.0198 | 1.0198 | 1.0198 | 1.0198 | 1.0198 | 1.0198 | 1.0198 | 1.0198 | 1.0198 | 1.0198 | 1.0198 | 1.0198 | 1.0198 | 1.0198 | 1.0198 | 1.0198 | 1.0198 | 1.0198 | 1.0198 | 1.0198 | 1.0198 | 1.0198 | 1.0198 | 1.0198 | 1.0198 | 1.0198 | 1.0198 | 1.0198 | 1.0198 | 1.0198 | 1.0198 | 1.0198 | 1.0198 | 1.0198 | 1.0198 | 1.0198 | 1.0198 | 1.0198 | 1.0198 | 1.0198 | 1.0198 | 1.0198 | 1.0198 | 1.0198 | 1.0198 | 1.0198 | 1.0198 | 1.0198 | 1.0198 | 1.0198 | 1.0198 | 1.0198 | 1.0198 | 1.0198 | 1.0198 | 1.0198 | 1.0198 | 1.0198 | 1.0198 | 1.0198 | 1.0198 | 1.0198 | 1.0198 | 1.0198 | 1.0198 | 1.0198 | 1.0198 | 1.0198 | 1.0198 | 1.0198 | 1.0198 | 1.0198 | 1.0198 | 1.0198 | 1.0198 | 1.0198 | 1.0198 | 1.0198 | 1.0198 | 1.0198 | 1.0198 | 1.0198 | 1.0198 | 1.0198 | 1.0198 | 1.0198 | 1.0198 | 1.0198 | 1.0198 | 1.0198 | 1.0198 | 1.0198 | 1.0198 | 1.0198 | 1.0198 | 1.0198 | 1.0198 | 1.0198 | 1.0198 | 1.0198 | 1.0198 | 1.0198 | 1.0198 | 1.0198 | 1.0198 | 1.0198 | 1.0198 | 1.0198 | 1.0198 | 1.0198 | 1.0198 | 1.0198 | 1.0198 | 1.0198 | 1.0198 | 1.0198 | 1.0198 | 1.0198 | 1.0198 | 1.0198 | 1.0198 | 1.0198 | 1.0198 | 1.0198 | 1.0198 | 1.0198 | 1.0198 | 1.0198 | 1.0198 | 1.0198 | 1.0198 | 1.0198 | 1.0198 | 1.0198 | 1.0198 | 1.0198 | 1.0198 | 1.0198 | 1.0198 | 1.0198 | 1.0198 | 1.0198 | 1.0198 | 1.0198 | 1.0198 | 1.0198 | 1.0198 | 1.0198 | 1.0198 | 1.0198 | 1.0198 | 1.0198 | 1.0198 | 1.0198 | 1.0198 | 1.0198 | 1.0198 | 1.0198 | 1.0198 | 1.0198 | 1.0198 | 1.0198 | 1.0198 | 1.0198 | 1.0198 | 1.0198 | 1.0198 | 1.0198 | 1.0198 | 1.0198 | 1.0198 | 1.0198 | 1.0198 | 1.0198 | 1.0198 | 1.0198 | 1.0198 | 1.0198 | 1.0198 | 1.0198 | 1.0198 | 1.0198 | 1.0198 | 1.0198 | 1.0198 | 1.0198 | 1.0198 | 1.0198 | 1.0198 | 1.0198 | 1.0198 | 1.0198 | 1.0198 | 1.0198 | 1.0198 | 1.0198 | 1.0198 | 1.0198 | 1.0198 | 1.0198 | 1.0198 | 1.0198 | 1.0198 | 1.0198 | 1.0198 | 1.0198 | 1.0198 | 1.0198 | 1.0198 | 1.0198 | 1.0198 | 1.0198 | 1.0198 | 1.0198 | 1.0198 | 1.0198 | 1.0198 | 1.0198 | 1.0198 | 1.0198 | 1.0198 | 1.0198 | 1.0198 | 1.0198 | 1.0198 | 1.0198 | 1.0198 | 1.0198 | 1.0198 | 1.0198 | 1.0198 | 1.0198 | 1.0198 | 1.0198 | 1.0198 | 1.0198 | 1.0198 | 1.0198 | 1.0198 | 1.0198 | 1.0198 | 1.0198 | 1.0198 | 1.0198 | 1.0198 | 1.0198 | 1.0198 | 1.0198 | 1.0198 | 1.0198 | 1.0198 | 1.0198 | 1.0198 | 1.0198 | 1.0198 | 1.0198 | 1.0198 | 1.0198 | 1.0198 | 1.0198 | 1.0198 | 1.0198 | 1.0198 | 1.0198 | 1.0198 | 1.0198 | 1.0198 | 1.0198 | 1.0198 | 1.0198 | 1.0198 | 1.0198 | 1.0198 | 1.0198 | 1.0198 | 1.0198 | 1.0198 | 1.0198 | 1.0198 | 1.0198 | 1.0198 | 1.0198 | 1.0198 | 1.0198 | 1.0198 | 1.0198 | 1.0198 | 1.0198 | 1.0198 | 1.0198 | 1.0198 | 1.0198 | 1.0198 | 1.0198 | 1.0198 | 1.0198 | 1.0198 | 1.0198 | 1.0198 | 1.0198 | 1.0198 | 1.0198 | 1.0198 | 1.0198 | 1.0198 | 1.0198 | 1.0198 | 1.0198 | 1.0198 | 1.0198 | 1.0198 | 1.0198 | 1.0198 | 1.0198 | 1.0198 | 1.0198 | 1.0198 | 1.0198 | 1.0198 | 1.0198 | 1.0198 | 1.0198 | 1.0198 | 1.0198 | 1.0198 | 1.0198 | 1.0198 | 1.0198 | 1.0198 | 1.0198 | 1.0198 | 1.0198 | 1.0198 | 1.0198 | 1.0198 | 1.0198 | 1.0198 | 1.0198 | 1.0198 | 1.0198 | 1.0198 | 1.0198 | 1.0198 | 1.0198 | 1.0198 | 1.0198 | 1.0198 | 1.0198 | 1.0198 | 1.0198 | 1.0198 | 1.0198 | 1.0198 | 1.0198 | 1.0198 | 1.0198 | 1.0198 | 1.0198 | 1.0198 | 1.0198 | 1.0198 | 1.0198 | 1.0198 | 1.0198 | 1.0198 | 1.0198 | 1.0198 | 1.0198 | 1.0198 | 1.0198 | 1.0198 | 1.0198 | 1.0198 | 1.0198 | 1.0198 | 1.0198 | 1.0198 | 1.0198 | 1.0198 | 1.0198 | 1.0198 | 1.0198 | 1.0198 | 1.0198 | 1.0198 | 1.0198 | 1.0198 | 1.0198 | 1.0198 | 1.0198 | 1.0198 | 1.0198 | 1.0198 | 1.0198 | 1.0198 | 1.0198 | 1.0198 | 1.0198 | 1.0198 | 1.0198 | 1.0198 | 1.0198 | 1.0198 | 1.0198 | 1.0198 | 1.0198 | 1.0198 | 1.0198 | 1.0198 | 1.0198 | 1.0198 | 1.0198 | 1.0198 | 1.0198 | 1.0198 | 1.0198 | 1.0198 | 1.0198 | 1.0198 | 1.0198 | 1.0198 | 1.0198 | 1.0198 | 1.0198 | 1.0198 | 1.0198 | 1.0198 | 1.0198 | 1.0198 | 1.0198 | 1.0198 | 1.0198 | 1.0198 | 1.0198 | 1.0198 | 1.0198 | 1.0198 | 1.0198 | 1.0198 | 1.0198 | 1.0198 | 1.0198 | 1.0198 | 1.0198 | 1.0198 | 1.0198 | 1.0198 | 1.0198 | 1.0198 | 1.0198 | 1.0198 | 1.0198 | 1.0198 | 1.0198 | 1.0198 | 1.0198 | 1.0198 | 1.0198 | 1.0198 | 1.0198 | 1.0198 | 1.0198 | 1.0198 | 1.0198 | 1.0198 | 1.0198 | 1.0198 | 1.0198 | 1.0198 | 1.0198 | 1.0198 | 1.0198 | 1.0198 | 1.0198 | 1.0198 | 1.0198 | 1.0198 | 1.0198 | 1.0198 | 1.0198 | 1.0198 | 1.0198 | 1.0198 | 1.0198 | 1.0198 | 1.0198 | 1.0198 | 1.0198 | 1.0198 | 1.0198 | 1.0198 | 1.0198 | 1.0198 | 1.0198 | 1.0198 | 1.0198 | 1.0198 | 1.0198 | 1.0198 | 1.0198 | 1.0198 | 1.0198 | 1.0198 | 1.0198 | 1.0198 | 1.0198 | 1.0198 | 1.0198 | 1.0198 | 1.0198 | 1.0198 | 1.0198 | 1.0198 | 1.0198 | 1.0198 | 1.0198 | 1.0198 | 1.0198 | 1.0198 | 1.0198 | 1.0198 | 1.0198 | 1.0198 | 1.0198 | 1.0198 | 1.0198 | 1.0198 | 1.0198 | 1.0198 | 1.0198 | 1.0198 | 1.0198 | 1.0198 | 1.0198 | 1.0198 | 1.0198 | 1.0198 | 1.0198 | 1.0198 | 1.0198 | 1.0198 | 1.0198 | 1.0198 | 1.0198 | 1.0198 | 1.0198 | 1.0198 | 1.0198 | 1.0198 | 1.0198 | 1.0198 | 1.0198 | 1.0198 | 1.0198 | 1.0198 | 1.0198 | 1.0198 | 1.0198 | 1.0198 | 1.0198 | 1.0198 | 1.0198 | 1.0198 | 1.0198 | 1.0198 | 1.0198 | 1.0198 | 1.0198 | 1.0198 | 1.0198 | 1.0198 | 1.0198 | 1.0198 | 1.0198 | 1.0198 | 1.0198 | 1.0198 | 1.0198 | 1.0198 | 1.0198 | 1.0198 | 1.0198 | 1.0198 | 1.0198 | 1.0198 | 1.0198 | 1.0198 | 1.0198 | 1.0198 | 1.0198 | 1.0198 | 1.0198 | 1.0198 | 1.0198 | 1.0198 | 1.0198 | 1.0198 | 1.0198 | 1.0198 | 1.0198 | 1.0198 | 1.0198 | 1.0198 | 1.0198 | 1.0198 | 1.0198 | 1.0198 | 1.0198 | 1.0198 | 1.0198 | 1.0198 | 1.0198 | 1.0198 | 1.0198 | 1.0198 | 1.0198 | 1.0198 | 1.0198 | 1.0198 | 1.0198 | 1.0198 | 1.0198 | 1.0198 | 1.0198 | 1.0198 | 1.0198 | 1.0198 | 1.0198 | 1.0198 | 1.0198 | 1.0198 | 1.0198 | 1.0198 | 1.0198 | 1.0198 | 1.0198 | 1.0198 | 1.0198 | 1.0198 | 1.0198 | 1.0198 | 1.0198 | 1.0198 | 1.0198 | 1.0198 | 1.0198 | 1.0198 | 1.0198 | 1.0198 | 1.0198 | 1.0198 | 1.0198 | 1.0198 | 1.0198 | 1.0198 | 1.0198 | 1.0198 | 1.0198 | 1.0198 | 1.0198 | 1.0198 | 1.0198 | 1.0198 | 1.0198 | 1.0198 | 1.0198 | 1.0198 | 1.0198 | 1.0198 | 1.0198 | 1.0198 | 1.0198 | 1.0198 | 1.0198 | 1.0198 | 1.0198 | 1.0198 | 1.0198 | 1.0198 | 1.0198 | 1.0198 | 1.0198 | 1.0198 | 1.0198 | 1.0198 | 1.0198 | 1.0198 | 1.0198 | 1.0198 | 1.0198 | 1.0198 | 1.0198 | 1.0198 | 1.0198 | 1.0198 | 1.0198 | 1.0198 | 1.0198 | 1.0198 | 1.0198 | 1.0198 | 1.0198 | 1.0198 | 1.0198 | 1.0198 | 1.0198 | 1.0198 | 1.0198 | 1.0198 | 1.0198 | 1.0198 | 1.0198 | 1.0198 | 1.0198 | 1.0198 | 1.0198 | 1.0198 | 1.0198 | 1.0198 | 1.0198 | 1.0198 | 1.0198 | 1.0198 | 1.0198 | 1.0198 | 1.0198 | 1.0198 | 1.0198 | 1.0198 | 1.0198 | 1.0198 | 1.0198 | 1.0198 | 1.0198 | 1.0198 | 1.0198 | 1.0198 | 1.0198 | 1.0198 | 1.0198 | 1.0198 | 1.0198 | 1.0198 | 1.0198 | 1.0198 | 1.0198 | 1.0198 | 1.0198 | 1.0198 | 1.0198 | 1.0198 | 1.0198 | 1.0198 | 1.0198 | 1.0198 | 1.0198 | 1.0198 | 1.0198 | 1.0198 | 1.0198 | 1.0198 | 1.0198 | 1.0198 | 1.0198 | 1.0198 | 1.0198 | 1.0198 | 1.0198 | 1.0198 | 1.0198 | 1.0198 | 1.0198 | 1.0198 | 1.0198 | 1.0198 | 1.0198 | 1.0198 | 1.0198 | 1.0198 | 1.0198 | 1.0198 | 1.0198 | 1.0198 | 1.0198 | 1.0198 | 1.0198 | 1.0198 | 1.0198 | 1.0198 | 1.0198 | 1.0198 | 1.0198 | 1.0198 | 1.0198 | 1.0198 | 1.0198 | 1.0198 | 1.0198 | 1.0198 | 1.0198 | 1.0198 | 1.0198 | 1.0198 | 1.0198 | 1.0198 | 1.0198 | 1.0198 | 1.0198 | 1.0198 | 1.0198 | 1.0198 | 1.0198 | 1.0198 | 1.0198 | 1.0198 | 1.0198 | 1.0198 | 1.0198 | 1.0198 | 1.0198 | 1.0198 | 1.0198 | 1.0198 | 1.0198 | 1.0198 | 1.0198 | 1.0198 | 1.0198 | 1.0198 | 1.0198 | 1.0198 | 1.0198 | 1.0198 | 1.0198 | 1.0198 | 1.0198 | 1.0198 | 1.0198 | 1.0198 | 1.0198 | 1.0198 | 1.0198 | 1.0198 | 1.0198 | 1.0198 | 1.0198 | 1.0198 | 1.0198 | 1.0198 | 1.0198 | 1.0198 | 1.0198 | 1.0198 | 1.0198 | 1.0198 | 1.0198 | 1.0198 | 1.0198 | 1.0198 | 1.0198 | 1.0198 | 1.0198 | 1.0198 | 1.0198 | 1.0198 | 1.0198 | 1.0198 | 1.0198 | 1.0198 | 1.0198 | 1.0198 | 1.0198 | 1.0198 | 1.0198 | 1.0198 | 1.0198 | 1.0198 | 1.0198 | 1.0198 | 1.0198 | 1.0198 | 1.0198 | 1.0198 | 1.0198 | 1.0198 | 1.0198 | 1.0198 | 1.0198 | 1.0198 | 1.0198 | 1.0198 | 1.0198 | 1.0198 | 1.0198 | 1.0198 | 1.0198 | 1.0198 | 1.0198 | 1.0198 | 1.0198 | 1.0198 | 1.0198 | 1.0198 | 1.0198 | 1.0198 | 1.0198 | 1.0198 | 1.0198 | 1.0198 | 1.0198 | 1.0198 | 1.0198 | 1.0198 | 1.0198 | 1.0198 | 1.0198 | 1.0198 | 1.0198 | 1.0198 | 1.0198 | 1.0198 | 1.0198 | 1.0198 | 1.0198 | 1.0198 | 1.0198 | 1.0198 | 1.0198 | 1.0198 | 1.0198 | 1.0198 | 1.0198 | 1.0198 | 1.0198 | 1.0198 | 1.0198 | 1.0198 | 1.0198 | 1.0198 | 1.0198 | 1.0198 | 1.0198 | 1.0198 | 1.0198 | 1.0198 | 1.0198 | 1.0198 | 1.0198 | 1.0198 | 1.0198 | 1.0198 | 1.0198 | 1.0198 | 1.0198 | 1.0198 | 1.0198 | 1.0198 | 1.0198 | 1.0198 | 1.0198 | 1.0198 | 1.0198 | 1.0198 | 1.0198 | 1.0198 | 1.0198 | 1.0198 | 1.0198 | 1.0198 | 1.0198 | 1.0198 | 1.0198 | 1.0198 | 1.0198 | 1.0198 | 1.0198 | 1.0198 | 1.0198 | 1.0198 | 1.0198 | 1.0198 | 1.0198 | 1.0198 | 1.0198 | 1.0198 | 1.0198 | 1.0198 | 1.0198 | 1.0198 | 1.0198 | 1.0198 | 1.0198 | 1.0198 | 1.0198 | 1.0198 | 1.0198 | 1.0198 | 1.0198 | 1.0198 | 1.0198 | 1.0198 | 1.0198 | 1.0198 | 1.0198 | 1.0198 | 1.0198 | 1.0198 | 1.0198 | 1.0198 | 1.0198 | 1.0198 | 1.0198 | 1.0198 | 1.0198 | 1.0198 | 1.0198 | 1.0198 | 1.0198 | 1.0198 | 1.0198 | 1.0198 | 1.0198 | 1.0198 | 1.0198 | 1.0198 | 1.0198 | 1.0198 | 1.0198 | 1.0198 | 1.0198 | 1.0198 | 1.0198 | 1.0198 | 1.0198 | 1.0198 | 1.0198 | 1.0198 | 1.0198 | 1.0198 | 1.0198 | 1.0198 | 1.0198 | 1.0198 | 1.0198 | 1.0198 | 1.0198 | 1.0198 | 1.0198 | 1.0198 | 1.0198 | 1.0198 | 1.0198 | 1.0198 | 1.0198 | 1.0198 | 1.0198 | 1.0198 | 1.0198 | 1.0198 | 1.0198 | 1.0198 | 1.0198 | 1.0198 | 1.0198 | 1.0198 | 1.0198 | 1.0198 | 1.0198 | 1.0198 | 1.0198 | 1.0198 | 1.0198 | 1.0198 | 1.0198 | 1.0198 | 1.0198 | 1.0198 | 1.0198 | 1.0198 | 1.0198 | 1.0198 | 1.0198 | 1.0198 | 1.0198 | 1.0198 | 1.0198 | 1.0198 | 1.0198 | 1.0198 | 1.0198 | 1.0198 | 1.0198 | 1.0198 | 1.0198 | 1.0198 | 1.0198 | 1.0198 | 1.0198 | 1.0198 | 1.0198 | 1.0198 | 1.0198 | 1.0198 | 1.0198 | 1.0198 | 1.0198 | 1.0198 | 1.0198 | 1.0198 | 1.0198 | 1.0198 | 1.0198 | 1.0198 | 1.0198 | 1.0198 | 1.0198 | 1.0198 | 1.0198 | 1.0198 | 1.0198 | 1.0198 | 1.0198 | 1.0198 | 1.0198 | 1.0198 | 1.0198 | 1.0198 | 1.0198 | 1.0198 | 1.0198 | 1.0198 | 1.0198 | 1.0198 | 1.0198 | 1.0198 | 1.0198 | 1.0198 | 1.0198 | 1.0198 | 1.0198 | 1.0198 | 1.0198 | 1.0198 | 1.0198 | 1.0198 | 1.0198 | 1.0198 | 1.0198 | 1.0198 | 1.0198 | 1.0198 | 1.0198 | 1.0198 | 1.0198 | 1.0198 | 1.0198 | 1.0198 | 1.0198 | 1.0198 | 1.0198 | 1.0198 | 1.0198 | 1.0198 | 1.0198 | 1.0198 | 1.0198 | 1.0198 | 1.0198 | 1.0198 | 1.0198 | 1.0198 | 1.0198 | 1.0198 | 1.0198 | 1.0198 | 1.0198 | 1.0198 | 1.0198 | 1.0198 | 1.0198 | 1.0198 | 1.0198 | 1.0198 | 1.0198 | 1.0198 | 1.0198 | 1.0198 | 1.0198 | 1.0198 | 1.0198 | 1.0198 | 1.0198 | 1.0198 | 1.0198 | 1.0198 | 1.0198 | 1.0198 | 1.0198 | 1.0198 | 1.0198 | 1.0198 | 1.0198 | 1.0198 | 1.0198 | 1.0198 | 1.0198 | 1.0198 | 1.0198 | 1.0198 | 1.0198 | 1.0198 | 1.0198 | 1.0198 | 1.0198 | 1.0198 | 1.0198 | 1.0198 | 1.0198 | 1.0198 | 1.0198 | 1.0198 | 1.0198 | 1.0198 | 1.0198 | 1.0198 | 1.0198 | 1.0198 | 1.0198 | 1.0198 | 1.0198 | 1.0198 | 1.0198 | 1.0198 | 1.0198 | 1.0198 | 1.0198 | 1.0198 | 1.0198 | 1.0198 | 1.0198 | 1.0198 | 1.0198 | 1.0198 | 1.0198 | 1.0198 | 1.0198 | 1.0198 | 1.0198 | 1.0198 | 1.0198 | 1.0198 | 1.0198 | 1.0198 | 1.0198 | 1.0198 | 1.0198 | 1.0198 | 1.0198 | 1.0198 | 1.0198 | 1.0198 | 1.0198 | 1.0198 | 1.0198 | 1.0198 | 1.0198 | 1.0198 | 1.0198 | 1.0198 | 1.0198 | 1.0198 | 1.0198 | 1.0198 | 1.0198 | 1.0198 | 1.0198 | 1.0198 | 1.0198 | 1.0198 | 1.0198 | 1.0198 | 1.0198 | 1.0198 | 1.0198 | 1.0198 | 1.0198 | 1.0198 | 1.0198 | 1.0198 | 1.0198 | 1.0198 | 1.0198 | 1.0198 | 1.0198 | 1.0198 | 1.0198 | 1.0198 | 1.0198 | 1.0198 | 1.0198 | 1.0198 | 1.0198 | 1.0198 | 1.0198 | 1.0198 | 1.0198 | 1.0198 | 1.0198 | 1.0198 | 1.0198 | 1.0198 | 1.0198 | 1.0198 | 1.0198 | 1.0198 | 1.0198 | 1.0198 | 1.0198 | 1.0198 | 1.0198 | 1.0198 | 1.0198 | 1.0198 | 1.0198 | 1.0198 | 1.0198 | 1.0198 | 1.0198 | 1.0198 | 1.0198 | 1.0198 | 1.0198 | 1.0198 | 1.0198 | 1.0198 | 1.0198 | 1.0198 | 1.0198 | 1.0198 | 1.0198 | 1.0198 | 1.0198 | 1.0198 | 1.0198 | 1.0198 | 1.0198 | 1.0198 | 1.0198 | 1.0198 | 1.0198 | 1.0198 | 1.0198 | 1.0198 | 1.0198 | 1.0198 | 1.0198 | 1.0198 | 1.0198 | 1.0198 | 1.0198 | 1.0198 | 1.0198 | 1.0198 | 1.0198 | 1.0198 | 1.0198 | 1.0198 | 1.0198 | 1.0198 | 1.0198 | 1.0198 | 1.0198 | 1.0198 | 1.0198 | 1.0198 | 1.0198 | 1.0198 | 1.0198 | 1.0198 | 1.0198 | 1.0198 | 1.0198 | 1.0198 | 1.0198 | 1.0198 | 1.0198 | 1.0198 | 1.0198 | 1.0198 | 1.0198 | 1.0198 | 1.0198 | 1.0198 | 1.0198 | 1.0198 | 1.0198 | 1.0198 | 1.0198 | 1.0198 | 1.0198 | 1.0198 | 1.0198 | 1.0198 | 1.0198 | 1.0198 | 1.0198 | 1.0198 | 1.0198 | 1.0198 | 1.0198 | 1.0198 | 1.0198 | 1.0198 | 1.0198 | 1.0198 | 1.0198 | 1.0198 | 1.0198 | 1.0198 | 1.0198 | 1.0198 | 1.0198 | 1.0198 | 1.0198 | 1.0198 | 1.0198 | 1.0198 | 1.0198 | 1.0198 | 1.0198 | 1.0198 | 1.0198 | 1.0198 | 1.0198 | 1.0198 | 1.0198 | 1.0198 | 1.0198 | 1.0198 | 1.0198 | 1.0198 | 1.0198 | 1.0198 | 1.0198 | 1.0198 | 1.0198 | 1.0198 | 1.0198 | 1.0198 | 1.0198 | 1.0198 | 1.0198 | 1.0198 | 1.0198 | 1.0198 | 1.0198 | 1.0198 | 1.0198 | 1.0198 | 1.0198 | 1.0198 | 1.0198 | 1.0198 | 1.0198 | 1.0198 | 1.0198 | 1.0198 | 1.0198 | 1.0198 | 1.0198 | 1.0198 | 1.0198 | 1.0198 | 1.0198 | 1.0198 | 1.0198 | 1.0198 | 1.0198 | 1.0198 | 1.0198 | 1.0198 | 1.0198 | 1.0198 | 1.0198 | 1.0198 | 1.0198 | 1.0198 | 1.0198 | 1.0198 | 1.0198 | 1.0198 | 1.0198 | 1.0198 | 1.0198 | 1.0198 | 1.0198 | 1.0198 | 1.0198 | 1.0198 | 1.0198 | 1.0198 | 1.0198 | 1.0198 | 1.0198 | 1.0198 | 1.0198 | 1.0198 | 1.0198 | 1.0198 | 1.0198 | 1.0198 | 1.0198 | 1.0198 | 1.0198 | 1.0198 | 1.0198 | 1.0198 | 1.0198 | 1.0198 | 1.0198 | 1.0198 | 1.0198 | 1.0198 | 1.0198 | 1.0198 | 1.0198 | 1.0198 | 1.0198 | 1.0198 | 1.0198 | 1.0198 | 1.0198 | 1.0198 | 1.0198 | 1.0198 | 1.0198 | 1.0198 | 1.0198 | 1.0198 | 1.0198 | 1.0198 | 1.0198 | 1.0198 | 1.0198 | 1.0198 | 1.0198 | 1.0198 | 1.0198 | 1.0198 | 1.0198 | 1.0198 | 1.0198 | 1.0198 | 1.0198 | 1.0198 | 1.0198 | 1.0198 | 1.0198 | 1.0198 | 1.0198 | 1.0198 | 1.0198 | 1.0198 | 1.0198 | 1.0198 | 1.0198 | 1.0198 | 1.0198 | 1.0198 | 1.0198 | 1.0198 | 1.0198 | 1.0198 | 1.0198 | 1.0198 | 1.0198 | 1.0198 | 1.0198 | 1.0198 | 1.0198 | 1.0198 | 1.0198 | 1.0198 | 1.0198 | 1.0198 | 1.0198 | 1.0198 | 1.0198 | 1.0198 | 1.0198 | 1.0198 | 1.0198 | 1.0198 | 1.0198 | 1.0198 | 1.0198 | 1.0198 | 1.0198 | 1.0198 | 1.0198 | 1.0198 | 1.0198 | 1.0198 | 1.0198 | 1.0198 | 1.0198 | 1.0198 | 1.0198 | 1.0198 | 1.0198 | 1.0198 | 1.0198 | 1.0198 | 1.0198 | 1.0198 | 1.0198 | 1.0198 | 1.0198 | 1.0198 | 1.0198 | 1.0198 | 1.0198 | 1.0198 | 1.0198 | 1.0198 | 1.0198 | 1.0198 | 1.0198 | 1.0198 | 1.0198 | 1.0198 | 1.0198 | 1.0198 | 1.0198 | 1.0198 | 1.0198 | 1.0198 | 1.0198 | 1.0198 | 1.0198 | 1.0198 | 1.0198 | 1.0198 | 1.0198 | 1.0198 | 1.0198 | 1.0198 | 1.0198 | 1.0198 | 1.0198 | 1.0198 | 1.0198 | 1.0198 | 1.0198 | 1.0198 | 1.0198 | 1.0198 | 1.0198 | 1.0198 | 1.0198 | 1.0198 | 1.0198 | 1.0198 | 1.0198 | 1.0198 | 1.0198 | 1.0198 | 1.0198 | 1.0198 | 1.0198 | 1.0198 | 1.0198 | 1.0198 | 1.0198 | 1.0198 | 1.0198 | 1.0198 | 1.0198 | 1.0198 | 1.0198 | 1.0198 | 1.0198 | 1.0198 | 1.0198 | 1.0198 | 1.0198 | 1.0198 | 1.0198 | 1.0198 | 1.0198 | 1.0198 | 1.0198 | 1.0198 | 1.0198 | 1.0198 | 1.0198 | 1.0198 | 1.0198 | 1.0198 | 1.0198 | 1.0198 | 1.0198 | 1.0198 | 1.0198 | 1.0198 | 1.0198 | 1.0198 | 1.0198 | 1.0198 | 1.0198 | 1.0198 | 1.0198 | 1.0198 | 1.0198 | 1.0198 | 1.0198 | 1.0198 | 1.0198 | 1.0198 | 1.0198 | 1.0198 | 1.0198 | 1.0198 | 1.0198 | 1.0198 | 1.0198 | 1.0198 | 1.0198 | 1.0198 | 1.0198 | 1.0198 | 1.0198 | 1.0198 | 1.0198 | 1.0198 | 1.0198 | 1.0198 | 1.0198 | 1.0198 | 1.0198 | 1.0198 | 1.0198 | 1.0198 | 1.0198 | 1.0198 | 1.0198 | 1.0198 | 1.0198 | 1.0198 | 1.0198 | 1.0198 | 1.0198 | 1.0198 | 1.0198 | 1.0198 | 1.0198 | 1.0198 | 1.0198 | 1.0198 | 1.0198 | 1.0198 | 1.0198 | 1.0198 | 1.0198 | 1.0198 | 1.0198 | 1.0198 | 1.0198 | 1.0198 | 1.0198 | 1.0198 | 1.0198 | 1.0198 | 1.0198 | 1.0198 | 1.0198 | 1.0198 | 1.0198 | 1.0198 | 1.0198 | 1.0198 | 1.0198 | 1.0198 | 1.0198 | 1.0198 | 1.0198 | 1.0198 | 1.0198 | 1.0198 | 1.0198 | 1.0198 | 1.0198 | 1.0198 | 1.0198 | 1.0198 | 1.0198 | 1.0198 | 1.0198 | 1.0198 | 1.0198 | 1.0198 | 1.0198 | 1.0198 | 1.0198 | 1.0198 | 1.0198 | 1.0198 | 1.0198 | 1.0198 | 1.0198 | 1.0198 | 1.0198 | 1.0198 | 1.0198 | 1.0198 | 1.0198 | 1.0198 | 1.0198 | 1.0198 | 1.0198 | 1.0198 | 1.0198 | 1.0198 | 1.0198 | 1.0198 | 1.0198 | 1.0198 | 1.0198 | 1.0198 | 1.0198 | 1.0198 | 1.0198 | 1.0198 | 1.0198 | 1.0198 | 1.0198 | 1.0198 | 1.0198 | 1.0198 | 1.0198 | 1.0198 | 1.0198 | 1.0198 | 1.0198 | 1.0198 | 1.0198 | 1.0198 | 1.0198 | 1.0198 | 1.0198 | 1.0198 | 1.0198 | 1.0198 | 1.0198 | 1.0198 | 1.0198 | 1.0198 | 1.0198 | 1.0198 | 1.0198 | 1.0198 | 1.0198 | 1.0198 | 1.0198 | 1.0198 | 1.0198 | 1.0198 | 1.0198 | 1.0198 | 1.0198 | 1.0198 | 1.0198 | 1.0198 | 1.0198 | 1.0198 | 1.0198 | 1.0198 | 1.0198 | 1.0198 | 1.0198 | 1.0198 | 1.0198 | 1.0198 | 1.0198 | 1.0198 | 1.0198 | 1.0198 | 1.0198 | 1.0198 | 1.0198 | 1.0198 | 1.0198 | 1.0198 | 1.0198 | 1.0198 | 1.0198 | 1.0198 | 1.0198 | 1.0198 | 1.0198 | 1.0198 | 1.0198 | 1.0198 | 1.0198 | 1.0198 | 1.0198 | 1.0198 | 1.0198 | 1.0198 | 1.0198 | 1.0198 | 1.0198 | 1.0198 | 1.0198 | 1.0198 | 1.0198 | 1.0198 | 1.0198 | 1.0198 | 1.0198 | 1.0198 | 1.0198 | 1.0198 | 1.0198 | 1.0198 | 1.0198 | 1.0198 | 1.0198 | 1.0198 | 1.0198 | 1.0198 | 1.0198 | 1.0198 | 1.0198 | 1.0198 | 1.0198 | 1.0198 | 1.0198 | 1.0198 | 1.0198 | 1.0198 | 1.0198 | 1.0198 | 1.0198 | 1.0198 | 1.0198 | 1.0198 | 1.0198 | 1.0198 | 1.0198 | 1.0198 | 1.0198 | 1.0198 | 1.0198 | 1.0198 | 1.0198 | 1.0198 | 1.0198 | 1.0198 | 1.0198 | 1.0198 | 1.0198 | 1.0198 | 1.0198 | 1.0198 | 1.0198 | 1.0198 | 1.0198 | 1.0198 | 1.0198 | 1.0198 | 1.0198 | 1.0198 | 1.0198 | 1.0198 | 1.0198 | 1.0198 | 1.0198 | 1.0198 | 1.0198 | 1.0198 | 1.0198 | 1.0198 | 1.0198 | 1.0198 | 1.0198 | 1.0198 | 1.0198 | 1.0198 | 1.0198 | 1.0198 | 1.0198 | 1.0198 | 1.0198 | 1.0198 | 1.0198 | 1.0198 | 1.0198 | 1.0198 | 1.0198 | 1.0198 | 1.0198 | 1.0198 | 1.0198 | 1.0198 | 1.0198 | 1.0198 | 1.0198 | 1.0198 | 1.0198 | 1.0198 | 1.0198 | 1.0198 | 1.0198 | 1.0198 | 1.0198 | 1.0198 | 1.0198 | 1.0198 | 1.0198 | 1.0198 | 1.0198 | 1.0198 | 1.0198 | 1.0198 | 1.0198 | 1.0198 | 1.0198 | 1.0198 | 1.0198 | 1.0198 | 1.0198 | 1.0198 | 1.0198 | 1.0198 | 1.0198 | 1.0198 | 1.0198 | 1.0198 | 1.0198 | 1.0198 | 1.0198 | 1.0198 | 1.0198 | 1.0198 | 1.0198 | 1.0198 | 1.0198 | 1.0198 | 1.0198 | 1.0198 | 1.0198 | 1.0198 | 1.0198 | 1.0198 | 1.0198 | 1.0198 | 1.0198 | 1.0198 | 1.0198 | 1.0198 | 1.0198 | 1.0198 | 1.0198 | 1.0198 | 1.0198 | 1.0198 | 1.0198 | 1.0198 | 1.0198 | 1.0198 | 1.0198 | 1.0198 | 1.0198 | 1.0198 | 1.0198 | 1.0198 | 1.0198 | 1.0198 | 1.0198 | 1.0198 | 1.0198 | 1.0198 | 1.0198 | 1.0198 | 1.0198 | 1.0198 | 1.0198 | 1.0198 | 1.0198 | 1.0198 | 1.0198 | 1.0198 | 1.0198 | 1.0198 | 1.0198 | 1.0198 | 1.0198 | 1.0198 | 1.0198 | 1.0198 | 1.0198 | 1.0198 | 1.0198 | 1.0198 | 1.0198 | 1.0198 | 1.0198 | 1.0198 | 1.0198 | 1.0198 | 1.0198 | 1.0198 | 1.0198 | 1.0198 | 1.0198 | 1.0198 | 1.0198 | 1.0198 | 1.0198 | 1.0198 | 1.0198 | 1.0198 | 1.0198 | 1.0198 | 1.0198 | 1.0198 | 1.0198 | 1.0198 | 1.0198 | 1.0198 | 1.0198 | 1.0198 | 1.0198 | 1.0198 | 1.0198 | 1.0198 | 1.0198 | 1.0198 | 1.0198 | 1.0198 | 1.0198 | 1.0198 | 1.0198 | 1.0198 | 1.0198 | 1.0198 | 1.0198 | 1.0198 | 1.0198 | 1.0198 | 1.0198 | 1.0198 | 1.0198 | 1.0198 | 1.0198 | 1.0198 | 1.0198 | 1.0198 | 1.0198 | 1.0198 | 1.0198 | 1.0198 | 1.0198 | 1.0198 | 1.0198 | 1.0198 | 1.0198 | 1.0198 | 1.0198 | 1.0198 | 1.0198 | 1.0198 | 1.0198 | 1.0198 | 1.0198 | 1.0198 | 1.0198 | 1.0198 | 1.0198 | 1.0198 | 1.0198 | 1.0198 | 1.0198 | 1.0198 | 1.0198 | 1.0198 | 1.0198 | 1.0198 | 1.0198 | 1.0198 | 1.0198 | 1.0198 | 1.0198 | 1.0198 | 1.0198 | 1.0198 | 1.0198 | 1.0198 | 1.0198 | 1.0198 | 1.0198 | 1.0198 | 1.0198 | 1.0198 | 1.0198 | 1.0198 | 1.0198 | 1.0198 | 1.0198 | 1.0198 | 1.0198 | 1.0198 | 1.0198 | 1.0198 | 1.0198 | 1.0198 | 1.0198 | 1.0198 | 1.0198 | 1.0198 | 1.0198 | 1.0198 | 1.0198 | 1.0198 | 1.0198 | 1.0198 | 1.0198 | 1.0198 | 1.0198 | 1.0198 | 1.0198 | 1.0198 | 1.0198 | 1.0198 | 1.0198 | 1.0198 | 1.0198 | 1.0198 | 1.0198 | 1.0198 | 1.0198 | 1.0198 | 1.0198 | 1.0198 | 1.0198 | 1.0198 | 1.0198 | 1.0198 | 1.0198 | 1.0198 | 1.0198 | 1.0198 | 1.0198 | 1.0198 | 1.0198 | 1.0198 | 1.0198 | 1.0198 | 1.0198 | 1.0198 | 1.0198 | 1.0198 | 1.0198 | 1.0198 | 1.0198 | 1.0198 | 1.0198 | 1.0198 | 1.0198 | 1.0198 | 1.0198 | 1.0198 | 1.0198 | 1.0198 | 1.0198 | 1.0198 | 1.0198 | 1.0198 | 1.0198 | 1.0198 | 1.0198 | 1.0198 | 1.0198 | 1.0198 | 1.0198 | 1.0198 | 1.0198 | 1.0198 | 1.0198 | 1.0198 | 1.0198 | 1.0198 | 1.0198 | 1.0198 | 1.0198 | 1.0198 | 1.0198 | 1.0198 | 1.0198 | 1.0198 | 1.0198 | 1.0198 | 1.0198 | 1.0198 | 1.0198 | 1.0198 | 1.0198 | 1.0198 | 1.0198 | 1.0198 | 1.0198 | 1.0198 | 1.0198 | 1.0198 | 1.0198 | 1.0198 | 1.0198 | 1.0198 | 1.0198 | 1.0198 | 1.0198 | 1.0198 | 1.0198 | 1.0198 | 1.0198 | 1.0198 | 1.0198 | 1.0198 | 1.0198 | 1.0198 | 1.0198 | 1.0198 | 1.0198 | 1.0198 | 1.0198 | 1.0198 | 1.0198 | 1.0198 | 1.0198 | 1.0198 | 1.0198 | 1.0198 | 1.0198 | 1.0198 | 1.0198 | 1.0198 | 1.0198 | 1.0198 | 1.0198 | 1.0198 | 1.0198 | 1.0198 | 1.0198 | 1.0198 | 1.0198 | 1.0198 | 1.0198 | 1.0198 | 1.0198 | 1.0198 | 1.0198 | 1.0198 | 1.0198 | 1.0198 | 1.0198 | 1.0198 | 1.0198 | 1.0198 | 1.0198 | 1.0198 | 1.0198 | 1.0198 | 1.0198 | 1.0198 | 1.0198 | 1.0198 | 1.0198 | 1.0198 | 1.0198 | 1.0198 | 1.0198 | 1.0198 | 1.0198 | 1.0198 | 1.0198 | 1.0198 | 1.0198 | 1.0198 | 1.0198 | 1.0198 | 1.0198 | 1.0198 | 1.0198 | 1.0198 | 1.0198 | 1.0198 | 1.0198 | 1.0198 | 1.0198 | 1.0198 | 1.0198 | 1.0198 | 1.0198 | 1.0198 | 1.0198 | 1.0198 | 1.0198 | 1.0198 | 1.0198 | 1.0198 | 1.0198 | 1.0198 | 1.0198 | 1.0198 | 1.0198 | 1.0198 | 1.0198 | 1.0198 | 1.0198 | 1.0198 | 1.0198 | 1.0198 | 1.0198 | 1.0198 | 1.0198 | 1.0198 | 1.0198 | 1.0198 | 1.0198 | 1.0198 | 1.0198 | 1.0198 | 1.0198 | 1.0198 | 1.0198 | 1.0198 | 1.0198 | 1.0198 | 1.0198 | 1.0198 | 1.0198 | 1.0198 | 1.0198 | 1.0198 | 1.0198 | 1.0198 | 1.0198 | 1.0198 | 1.0198 | 1.0198 | 1.0198 | 1.0198 | 1.0198 | 1.0198 | 1.0198 | 1.0198 | 1.0198 | 1.0198 | 1.0198 | 1.0198 | 1.0198 | 1.0198 | 1.0198 | 1.0198 | 1.0198 | 1.0198 | 1.0198 | 1.0198 | 1.0198 | 1.0198 | 1.0198 | 1.0198 | 1.0198 | 1.0198 | 1.0198 | 1.0198 | 1.0198 | 1.0198 | 1.0198 | 1.0198 | 1.0198 | 1.0198 | 1.0198 | 1.0198 | 1.0198 | 1.0198 | 1.0198 | 1.0198 | 1.0198 | 1.0198 | 1.0198 | 1.0198 | 1.0198 | 1.0198 | 1.0198 | 1.0198 | 1.0198 | 1.0198 | 1.0198 | 1.0198 | 1.0198 | 1.0198 | 1.0198 | 1.0198 | 1.0198 | 1.0198 | 1.0198 | 1.0198 | 1.0198 | 1.0198 | 1.0198 | 1.0198 | 1.0198 | 1.0198 | 1.0198 | 1.0198 | 1.0198 | 1.0198 | 1.0198 | 1.0198 | 1.0198 | 1.0198 | 1.0198 | 1.0198 | 1.0198 | 1.0198 | 1.0198 | 1.0198 | 1.0198 | 1.0198 | 1.0198 | 1.0198 | 1.0198 | 1.0198 | 1.0198 | 1.0198 | 1.0198 | 1.0198 | 1.0198 | 1.0198 | 1.0198 | 1.0198 | 1.0198 | 1.0198 | 1.0198 | 1.0198 | 1.0198 | 1.0198 | 1.0198 | 1.0198 | 1.0198 | 1.0198 | 1.0198 | 1.0198 | 1.0198 | 1.0198 | 1.0198 | 1.0198 | 1.0198 | 1.0198 | 1.0198 | 1.0198 | 1.0198 | 1.0198 | 1.0198 | 1.0198 | 1.0198 | 1.0198 | 1.0198 | 1.0198 | 1.0198 | 1.0198 | 1.0198 | 1.0198 | 1.0198 | 1.0198 | 1.0198 | 1.0198 | 1.0198 | 1.0198 | 1.0198 | 1.0198 | 1.0198 | 1.0198 | 1.0198 | 1.0198 | 1.0198 | 1.0198 | 1.0198 | 1.0198 | 1.0198 | 1.0198 | 1.0198 | 1.0198 | 1.0198 | 1.0198 | 1.0198 | 1.0198 | 1.0198 | 1.0198 | 1.0198 | 1.0198 | 1.0198 | 1.0198 | 1.0198 | 1.0198 | 1.0198 | 1.0198 | 1.0198 | 1.0198 | 1.0198 | 1.0198 | 1.0198 | 1.0198 | 1.0198 | 1.0198 | 1.0198 | 1.0198 | 1.0198 | 1.0198 | 1.0198 | 1.0198 | 1.0198 | 1.0198 | 1.0198 | 1.0198 | 1.0198 | 1.0198 | 1.0198 | 1.0198 | 1.0198 | 1.0198 | 1.0198 | 1.0198 | 1.0198 | 1.0198 | 1.0198 | 1.0198 | 1.0198 | 1.0198 | 1.0198 | 1.0198 | 1.0198 | 1.0198 | 1.0198 | 1.0198 | 1.0198 | 1.0198 | 1.0198 | 1.0198 | 1.0198 | 1.0198 | 1.0198 | 1.0198 | 1.0198 | 1.0198 | 1.0198 | 1.0198 | 1.0198 | 1.0198 | 1.0198 | 1.0198 | 1.0198 | 1.0198 | 1.0198 | 1.0198 | 1.0198 | 1.0198 | 1.0198 | 1.0198 | 1.0198 | 1.0198 | 1.0198 | 1.0198 | 1.0198 | 1.0198 | 1.0198 | 1.0198 | 1.0198 | 1.0198 | 1.0198 | 1.0198 | 1.0198 | 1.0198 | 1.0198 | 1.0198 | 1.0198 | 1.0198 | 1.0198 | 1.0198 | 1.0198 | 1.0198 | 1.0198 | 1.0198 | 1.0198 | 1.0198 | 1.0198 | 1.0198 | 1.0198 | 1.0198 | 1.0198 | 1.0198 | 1.0198 | 1.0198 | 1.0198 | 1.0198 | 1.0198 | 1.0198 | 1.0198 | 1.0198 | 1.0198 | 1.0198 | 1.0198 | 1.0198 | 1.0198 | 1.0198 | 1.0198 | 1.0198 | 1.0198 | 1.0198 | 1.0198 | 1.0198 | 1.0198 | 1.0198 | 1.0198 | 1.0198 | 1.0198 | 1.0198 | 1.0198 | 1.0198 | 1.0198 | 1.0198 | 1.0198 | 1.0198 | 1.0198 | 1.0198 | 1.0198 | 1.0198 | 1.0198 | 1.0198 | 1.0198 | 1.0198 | 1.0198 | 1.0198 | 1.0198 | 1.0198 | 1.0198 | 1.0198 | 1.0198 | 1.0198 | 1.0198 | 1.0198 | 1.0198 | 1.0198 | 1.0198 | 1.0198 | 1.0198 | 1.0198 | 1.0198 | 1.0198 | 1.0198 | 1.0198 | 1.0198 | 1.0198 | 1.0198 | 1.0198 | 1.0198 | 1.0198 | 1.0198 | 1.0198 | 1.0198 | 1.0198 | 1.0198 | 1.0198 | 1.0198 | 1.0198 | 1.0198 | 1.0198 | 1.0198 | 1.0198 | 1.0198 | 1.0198 | 1.0198 | 1.0198 | 1.0198 | 1.0198 | 1.0198 | 1.0198 | 1.0198 | 1.0198 | 1.0198 | 1.0198 | 1.0198 | 1.0198 | 1.0198 | 1.0198 | 1.0198 | 1.0198 | 1.0198 | 1.0198 | 1.0198 | 1.0198 | 1.0198 | 1.0198 | 1.0198 | 1.0198 | 1.0198 | 1.0198 | 1.0198 | 1.0198 | 1.0198 | 1.0198 | 1.0198 | 1.0198 | 1.0198 | 1.0198 | 1.0198 | 1.0198 | 1.0198 | 1.0198 | 1.0198 | 1.0198 | 1.0198 | 1.0198 | 1.0198 | 1.0198 | 1.0198 | 1.0198 | 1.0198 | 1.0198 | 1.0198 | 1.0198 | 1.0198 | 1.0198 | 1.0198 | 1.0198 | 1.0198 | 1.0198 | 1.0198 | 1.0198 | 1.0198 | 1.0198 | 1.0198 | 1.0198 | 1.0198 | 1.0198 | 1.0198 | 1.0198 | 1.0198 | 1.0198 | 1.0198 | 1.0198 | 1.0198 | 1.0198 | 1.0198 | 1.0198 | 1.0198 | 1.0198 | 1.0198 | 1.0198 | 1.0198 | 1.0198 | 1.0198 | 1.0198 | 1.0198 | 1.0198 | 1.0198 | 1.0198 | 1.0198 | 1.0198 | 1.0198 | 1.0198 | 1.0198 | 1.0198 | 1.0198 | 1.0198 | 1.0198 | 1.0198 | 1.0198 | 1.0198 | 1.0198 | 1.0198 | 1.0198 | 1.0198 | 1.0198 | 1.0198 | 1.0198 | 1.0198 | 1.0198 | 1.0198 | 1.0198 | 1.0198 | 1.0198 | 1.0198 | 1.0198 | 1.0198 | 1.0198 | 1.0198 | 1.0198 | 1.0198 | 1.0198 | 1.0198 | 1.0198 | 1.0198 | 1.0198 | 1.0198 | 1.0198 | 1.0198 | 1.0198 | 1.0198 | 1.0198 | 1.0198 | 1.0198 | 1.0198 | 1.0198 | 1.0198 | 1.0198 | 1.0198 | 1.0198 | 1.0198 | 1.0198 | 1.0198 | 1.0198 | 1.0198 | 1.0198 | 1.0198 | 1.0198 | 1.0198 | 1.0198 | 1.0198 | 1.0198 | 1.0198 | 1.0198 | 1.0198 | 1.0198 | 1.0198 | 1.0198 | 1.0198 | 1.0198 | 1.0198 | 1.0198 | 1.0198 | 1.0198 | 1.0198 | 1.0198 | 1.0198 | 1.0198 | 1.0198 | 1.0198 | 1.0198 | 1.0198 | 1.0198 | 1.0198 | 1.0198 | 1.0198 | 1.0198 | 1.0198 | 1.0198 | 1.0198 | 1.0198 | 1.0198 | 1.0198 | 1.0198 | 1.0198 | 1.0198 | 1.0198 | 1.0198 | 1.0198 | 1.0198 | 1.0198 | 1.0198 | 1.0198 | 1.0198 | 1.0198 | 1.0198 | 1.0198 | 1.0198 | 1.0198 | 1.0198 | 1.0198 | 1.0198 | 1.0198 | 1.0198 | 1.0198 | 1.0198 | 1.0198 | 1.0198 | 1.0198 | 1.0198 | 1.0198 | 1.0198 | 1.0198 | 1.0198 | 1.0198 | 1.0198 | 1.0198 | 1.0198 | 1.0198 | 1.0198 | 1.0198 | 1.0198 | 1.0198 | 1.0198 | 1.0198 | 1.0198 | 1.0198 | 1.0198 | 1.0198 | 1.0198 | 1.0198 | 1.0198 | 1.0198 | 1.0198 | 1.0198 | 1.0198 | 1.0198 | 1.0198 | 1.0198 | 1.0198 | 1.0198 | 1.0198 | 1.0198 | 1.0198 | 1.0198 | 1.0198 | 1.0198 | 1.0198 | 1.0198 | 1.0198 | 1.0198 | 1.0198 | 1.0198 | 1.0198 | 1.0198 | 1.0198 | 1.0198 | 1.0198 | 1.0198 | 1.0198 | 1.0198 | 1.0198 | 1.0198 | 1.0198 | 1.0198 | 1.0198 | 1.0198 | 1.0198 | 1.0198 | 1.0198 | 1.0198 | 1.0198 | 1.0198 | 1.0198 | 1.0198 | 1.0198 | 1.0198 | 1.0198 | 1.0198 | 1.0198 | 1.0198 | 1.0198 | 1.0198 | 1.0198 | 1.0198 | 1.0198 | 1.0198 | 1.0198 | 1.0198 | 1.0198 | 1.0198 | 1.0198 | 1.0198 | 1.0198 | 1.0198 | 1.0198 | 1.0198 | 1.0198 | 1.0198 | 1.0198 | 1.0198 | 1.0198 | 1.0198 | 1.0198 | 1.0198 | 1.0198 | 1.0198 | 1.0198 | 1.0198 | 1.0198 | 1.0198 | 1.0198 | 1.0198 | 1.0198 | 1.0198 | 1.0198 | 1.0198 | 1.0198 | 1.0198 | 1.0198 | 1.0198 | 1.0198 | 1.0198 | 1.0198 | 1.0198 | 1.0198 | 1.0198 | 1.0198 | 1.0198 | 1.0198 | 1.0198 | 1.0198 | 1.0198 | 1.0198 | 1.0198 | 1.0198 | 1.0198 | 1.0198 | 1.0198 | 1.0198 | 1.0198 | 1.0198 | 1.0198 | 1.0198 | 1.0198 | 1.0198 | 1.0198 | 1.0198 | 1.0198 | 1.0198 | 1.0198 | 1.0198 | 1.0198 | 1.0198 | 1.0198 | 1.0198 | 1.0198 | 1.0198 | 1.0198 | 1.0198 | 1.0198 | 1.0198 | 1.0198 | 1.0198 | 1.0198 | 1.0198 | 1.0198 | 1.0198 | 1.0198 | 1.0198 | 1.0198 | 1.0198 | 1.0198 | 1.0198 | 1.0198 | 1.0198 | 1.0198 | 1.0198 | 1.0198 | 1.0198 | 1.0198 | 1.0198 | 1.0198 | 1.0198 | 1.0198 | 1.0198 | 1.0198 | 1.0198 | 1.0198 | 1.0198 | 1.0198 | 1.0198 | 1.0198 | 1.0198 | 1.0198 | 1.0198 | 1.0198 | 1.0198 | 1.0198 | 1.0198 | 1.0198 | 1.0198 | 1.0198 | 1.0198 | 1.0198 | 1.0198 | 1.0198 | 1.0198 | 1.0198 | 1.0198 | 1.0198 | 1.0198 | 1.0198 | 1.0198 | 1.0198 | 1.0198 | 1.0198 | 1.0198 | 1.0198 | 1.0198 | 1.0198 | 1.0198 | 1.0198 | 1.0198 | 1.0198 | 1.0198 | 1.0198 | 1.0198 | 1.0198 | 1.0198 | 1.0198 | 1.0198 | 1.0198 | 1.0198 | 1.0198 | 1.0198 | 1.0198 | 1.0198 | 1.0198 | 1.0198 | 1.0198 | 1.0198 | 1.0198 | 1.0198 | 1.0198 | 1.0198 | 1.0198 | 1.0198 | 1.0198 | 1.0198 | 1.0198 | 1.0198 | 1.0198 | 1.0198 | 1.0198 | 1.0198 | 1.0198 | 1.0198 | 1.0198 | 1.0198 | 1.0198 | 1.0198 | 1.0198 | 1.0198 | 1.0198 | 1.0198 | 1.0198 | 1.0198 | 1.0198 | 1.0198 | 1.0198 | 1.0198 | 1.0198 | 1.0198 | 1.0198 | 1.0198 | 1.0198 | 1.0198 | 1.0198 | 1.0198 | 1.0198 | 1.0198 | 1.0198 | 1.0198 | 1.0198 | 1.0198 | 1.0198 | 1.0198 | 1.0198 | 1.0198 | 1.0198 | 1.0198 | 1.0198 | 1.0198 | 1.0198 | 1.0198 | 1.0198 | 1.0198 | 1.0198 | 1.0198 | 1.0198 | 1.0198 | 1.0198 | 1.0198 | 1.0198 | 1.0198 | 1.0198 | 1.0198 | 1.0198 | 1.0198 | 1.0198 | 1.0198 | 1.0198 | 1.0198 | 1.0198 | 1.0198 | 1.0198 | 1.0198 | 1.0198 | 1.0198 | 1.0198 | 1.0198 | 1.0198 | 1.0198 | 1.0198 | 1.0198 | 1.0198 | 1.0198 | 1.0198 | 1.0198 | 1.0198 | 1.0198 | 1.0198 | 1.0198 | 1.0198 | 1.0198 | 1.0198 | 1.0198 | 1.0198 | 1.0198 | 1.0198 | 1.0198 | 1.0198 | 1.0198 | 1.0198 | 1.0198 | 1.0198 | 1.0198 | 1.0198 | 1.0198 | 1.0198 | 1.0198 | 1.0198 | 1.0198 | 1.0198 | 1.0198 | 1.0198 | 1.0198 | 1.0198 | 1.0198 | 1.0198 | 1.0198 | 1.0198 | 1.0198 | 1.0198 | 1.0198 | 1.0198 | 1.0198 | 1.0198 | 1.0198 | 1.0198 | 1.0198 | 1.0198 | 1.0198 | 1.0198 | 1.0198 | 1.0198 | 1.0198 | 1.0198 | 1.0198 | 1.0198 | 1.0198 | 1.0198 | 1.0198 | 1.0198 | 1.0198 | 1.0198 | 1.0198 | 1.0198 | 1.0198 | 1.0198 | 1.0198 | 1.0198 | 1.0198 | 1.0198 | 1.0198 | 1.0198 | 1.0198 | 1.0198 | 1.0198 | 1.0198 | 1.0198 | 1.0198 | 1.0198 | 1.0198 | 1.0198 | 1.0198 | 1.0198 | 1.0198 | 1.0198 | 1.0198 | 1.0198 | 1.0198 | 1.0198 | 1.0198 | 1.0198 | 1.0198 | 1.0198 | 1.0198 | 1.0198 | 1.0198 | 1.0198 | 1.0198 | 1.0198 | 1.0198 | 1.0198 | 1.0198 | 1.0198 | 1.0198 | 1.0198 | 1.0198 | 1.0198 | 1.0198 | 1.0198 | 1.0198 | 1.0198 | 1.0198 | 1.0198 | 1.0198 | 1.0198 | 1.0198 | 1.0198 | 1.0198 | 1.0198 | 1.0198 | 1.0198 | 1.0198 | 1.0198 | 1.0198 | 1.0198 | 1.0198 | 1.0198 | 1.0198 | 1.0198 | 1.0198 | 1.0198 | 1.0198 | 1.0198 | 1.0198 | 1.0198 | 1.0198 | 1.0198 | 1.0198 | 1.0198 | 1.0198 | 1.0198 | 1.0198 | 1.0198 | 1.0198 | 1.0198 | 1.0198 | 1.0198 | 1.0198 | 1.0198 | 1.0198 | 1.0198 | 1.0198 | 1.0198 | 1.0198 | 1.0198 | 1.0198 | 1.0198 | 1.0198 | 1.0198 | 1.0198 | 1.0198 | 1.0198 | 1.0198 | 1.0198 | 1.0198 | 1.0198 | 1.0198 | 1.0198 | 1.0198 | 1.0198 | 1.0198 | 1.0198 | 1.0198 | 1.0198 | 1.0198 | 1.0198 | 1.0198 | 1.0198 | 1.0198 | 1.0198 | 1.0198 | 1.0198 | 1.0198 | 1.0198 | 1.0198 | 1.0198 | 1.0198 | 1.0198 | 1.0198 | 1.0198 | 1.0198 | 1.0198 | 1.0198 | 1.0198 | 1.0198 | 1.0198 | 1.0198 | 1.0198 | 1.0198 | 1.0198 | 1.0198 | 1.0198 | 1.0198 | 1.0198 | 1.0198 | 1.0198 | 1.0198 | 1.0198 | 1.0198 | 1.0198 | 1.0198 | 1.0198 | 1.0198 | 1.0198 | 1.0198 | 1.0198 | 1.0198 | 1.0198 | 1.0198 | 1.0198 | 1.0198 | 1.0198 | 1.0198 | 1.0198 | 1.0198 | 1.0198 | 1.0198 | 1.0198 | 1.0198 | 1.0198 | 1.0198 | 1.0198 | 1.0198 | 1.0198 | 1.0198 | 1.0198 | 1.0198 | 1.0198 | 1.0198 | 1.0198 | 1.0198 | 1.0198 | 1.0198 | 1.0198 | 1.0198 | 1.0198 | 1.0198 | 1.0198 | 1.0198 | 1.0198 | 1.0198 | 1.0198 | 1.0198 | 1.0198 | 1.0198 | 1.0198 | 1.0198 | 1.0198 | 1.0198 | 1.0198 | 1.0198 | 1.0198 | 1.0198 | 1.0198 | 1.0198 | 1.0198 | 1.0198 | 1.0198 | 1.0198 | 1.0198 | 1.0198 | 1.0198 | 1.0198 | 1.0198 | 1.0198 | 1.0198 | 1.0198 | 1.0198 | 1.0198 | 1.0198 | 1.0198 | 1.0198 | 1.0198 | 1.0198 | 1.0198 | 1.0198 | 1.0198 | 1.0198 | 1.0198 | 1.0198 | 1.0198 | 1.0198 | 1.0198 | 1.0198 | 1.0198 | 1.0198 | 1.0198 | 1.0198 | 1.0198 | 1.0198 | 1.0198 | 1.0198 | 1.0198 | 1.0198 | 1.0198 | 1.0198 | 1.0198 | 1.0198 | 1.0198 | 1.0198 | 1.0198 | 1.0198 | 1.0198 | 1.0198 | 1.0198 | 1.0198 | 1.0198 | 1.0198 | 1.0198 | 1.0198 | 1.0198 | 1.0198 | 1.0198 | 1.0198 | 1.0198 | 1.0198 | 1.0198 | 1.0198 | 1.0198 | 1.0198 | 1.0198 | 1.0198 | 1.0198 | 1.0198 | 1.0198 | 1.0198 | 1.0198 | 1.0198 | 1.0198 | 1.0198 | 1.0198 | 1.0198 | 1.0198 | 1.0198 | 1.0198 | 1.0198 | 1.0198 | 1.0198 | 1.0198 | 1.0198 | 1.0198 | 1.0198 | 1.0198 | 1.0198 | 1.0198 | 1.0198 | 1.0198 | 1.0198 | 1.0198 | 1.0198 | 1.0198 | 1.0198 | 1.0198 | 1.0198 | 1.0198 | 1.0198 | 1.0198 | 1.0198 | 1.0198 | 1.0198 | 1.0198 | 1.0198 | 1.0198 | 1.0198 | 1.0198 | 1.0198 | 1.0198 | 1.0198 | 1.0198 | 1.0198 | 1.0198 | 1.0198 | 1.0198 | 1.0198 | 1.0198 | 1.0198 | 1.0198 | 1.0198 | 1.0198 | 1.0198 | 1.0198 | 1.0198 | 1.0198 | 1.0198 | 1.0198 | 1.0198 | 1.0198 | 1.0198 | 1.0198 | 1.0198 | 1.0198 | 1.0198 | 1.0198 | 1.0198 | 1.0198 | 1.0198 | 1.0198 | 1.0198 | 1.0198 | 1.0198 | 1.0198 | 1.0198 | 1.0198 | 1.0198 | 1.0198 | 1.0198 | 1.0198 | 1.0198 | 1.0198 | 1.0198 | 1.0198 | 1.0198 | 1.0198 | 1.0198 | 1.0198 | 1.0198 | 1.0198 | 1.0198 | 1.0198 | 1.0198 | 1.0198 | 1.0198 | 1.0198 | 1.0198 | 1.0198 | 1.0198 | 1.0198 | 1.0198 | 1.0198 | 1.0198 | 1.0198 | 1.0198 | 1.0198 | 1.0198 | 1.0198 | 1.0198 | 1.0198 | 1.0198 | 1.0198 | 1.0198 | 1.0198 | 1.0198 | 1.0198 | 1.0198 | 1.0198 | 1.0198 | 1.0198 | 1.0198 | 1.0198 | 1.0198 | 1.0198 | 1.0198 | 1.0198 | 1.0198 | 1.0198 | 1.0198 | 1.0198 | 1.0198 | 1.0198 | 1.0198 | 1.0198 | 1.0198 | 1.0198 | 1.0198 | 1.0198 | 1.0198 | 1.0198 | 1.0198 | 1.0198 | 1.0198 | 1.0198 | 1.0198 | 1.0198 | 1.0198 | 1.0198 | 1.0198 | 1.0198 | 1.0198 | 1.0198 | 1.0198 | 1.0198 | 1.0198 | 1.0198 | 1.0198 | 1.0198 | 1.0198 | 1.0198 | 1.0198 | 1.0198 | 1.0198 | 1.0198 | 1.0198 | 1.0198 | 1.0198 | 1.0198 | 1.0198 | 1.0198 | 1.0198 | 1.0198 | 1.0198 | 1.0198 | 1.0198 | 1.0198 | 1.0198 | 1.0198 | 1.0198 | 1.0198 | 1.0198 | 1.0198 | 1.0198 | 1.0198 | 1.0198 | 1.0198 | 1.0198 | 1.0198 | 1.0198 | 1.0198 | 1.0198 | 1.0198 | 1.0198 | 1.0198 | 1.0198 | 1.0198 | 1.0198 | 1.0198 | 1.0198 | 1.0198 | 1.0198 | 1.0198 | 1.0198 | 1.0198 | 1.0198 | 1.0198 | 1.0198 | 1.0198 | 1.0198 | 1.0198 | 1.0198 | 1.0198 | 1.0198 | 1.0198 | 1.0198 | 1.0198 | 1.0198 | 1.0198 | 1.0198 | 1.0198 | 1.0198 | 1.0198 | 1.0198 | 1.0198 | 1.0198 | 1.0198 | 1.0198 | 1.0198 | 1.0198 | 1.0198 | 1.0198 | 1.0198 | 1.0198 | 1.0198 | 1.0198 | 1.0198 | 1.0198 | 1.0198 | 1.0198 | 1.0198 | 1.0198 | 1.0198 | 1.0198 | 1.0198 | 1.0198 | 1.0198 | 1.0198 | 1.0198 | 1.0198 | 1.0198 | 1.0198 | 1.0198 | 1.0198 | 1.0198 | 1.0198 | 1.0198 | 1.0198 | 1.0198 | 1.0198 | 1.0198 | 1.0198 | 1.0198 | 1.0198 | 1.0198 | 1.0198 | 1.0198 | 1.0198 | 1.0198 | 1.0198 | 1.0198 | 1.0198 | 1.0198 | 1.0198 | 1.0198 | 1.0198 | 1.0198 | 1.0198 | 1.0198 | 1.0198 | 1.0198 | 1.0198 | 1.0198 | 1.0198 | 1.0198 | 1.0198 | 1.0198 | 1.0198 | 1.0198 | 1.0198 | 1.0198 | 1.0198 | 1.0198 | 1.0198 | 1.0198 | 1.0198 | 1.0198 | 1.0198 | 1.0198 | 1.0198 | 1.0198 | 1.0198 | 1.0198 | 1.0198 | 1.0198 | 1.0198 | 1.0198 | 1.0198 | 1.0198 | 1.0198 | 1.0198 | 1.0198 | 1.0198 | 1.0198 | 1.0198 | 1.0198 | 1.0198 | 1.0198 | 1.0198 | 1.0198 | 1.0198 | 1.0198 | 1.0198 | 1.0198 | 1.0198 | 1.0198 | 1.0198 | 1.0198 | 1.0198 | 1.0198 | 1.0198 | 1.0198 | 1.0198 | 1.0198 | 1.0198 | 1.0198 | 1.0198 | 1.0198 | 1.0198 | 1.0198 | 1.0198 | 1.0198 | 1.0198 | 1.0198 | 1.0198 | 1.0198 | 1.0198 | 1.0198 | 1.0198 | 1.0198 | 1.0198 | 1.0198 | 1.0198 | 1.0198 | 1.0198 | 1.0198 | 1.0198 | 1.0198 | 1.0198 | 1.0198 | 1.0198 | 1.0198 | 1.0198 | 1.0198 | 1.0198 | 1.0198 | 1.0198 | 1.0198 | 1.0198 | 1.0198 | 1.0198 | 1.0198 | 1.0198 | 1.0198 | 1.0198 | 1.0198 | 1.0198 | 1.0198 | 1.0198 | 1.0198 | 1.0198 | 1.0198 | 1.0198 | 1.0198 | 1.0198 | 1.0198 | 1.0198 | 1.0198 | 1.0198 | 1.0198 | 1.0198 | 1.0198 | 1.0198 | 1.0198 | 1.0198 | 1.0198 | 1.0198 | 1.0198 | 1.0198 | 1.0198 | 1.0198 | 1.0198 | 1.0198 | 1.0198 | 1.0198 | 1.0198 | 1.0198 | 1.0198 | 1.0198 | 1.0198 | 1.0198 | 1.0198 | 1.0198 | 1.0198 | 1.0198 | 1.0198 | 1.0198 | 1.0198 | 1.0198 | 1.0198 | 1.0198 | 1.0198 | 1.0198 | 1.0198 | 1.0198 | 1.0198 | 1.0198 | 1.0198 | 1.0198 | 1.0198 | 1.0198 | 1.0198 | 1.0198 | 1.0198 | 1.0198 | 1.0198 | 1.0198 | 1.0198 | 1.0198 | 1.0198 | 1.0198 | 1.0198 | 1.0198 | 1.0198 | 1.0198 | 1.0198 | 1.0198 | 1.0198 | 1.0198 | 1.0198 | 1.0198 | 1.0198 | 1.0198 | 1.0198 | 1.0198 | 1.0198 | 1.0198 | 1.0198 | 1.0198 | 1.0198 | 1.0198 | 1.0198 | 1.0198 | 1.0198 | 1.0198 | 1.0198 | 1.0198 | 1.0198 | 1.0198 | 1.0198 | 1.0198 | 1.0198 | 1.0198 | 1.0198 | 1.0198 | 1.0198 | 1.0198 | 1.0198 | 1.0198 | 1.0198 | 1.0198 | 1.0198 | 1.0198 | 1.0198 | 1.0198 | 1.0198 | 1.0198 | 1.0198 | 1.0198 | 1.0198 | 1.0198 | 1.0198 | 1.0198 | 1.0198 | 1.0198 | 1.0198 | 1.0198 | 1.0198 | 1.0198 | 1.0198 | 1.0198 | 1.0198 | 1.0198 | 1.0198 | 1.0198 | 1.0198 | 1.0198 | 1.0198 | 1.0198 | 1.0198 | 1.0198 | 1.0198 | 1.0198 | 1.0198 | 1.0198 | 1.0198 | 1.0198 | 1.0198 | 1.0198 | 1.0198 | 1.0198 | 1.0198 | 1.0198 | 1.0198 | 1.0198 | 1.0198 | 1.0198 | 1.0198 | 1.0198 | 1.0198 | 1.0198 | 1.0198 | 1.0198 | 1.0198 | 1.0198 | 1.0198 | 1.0198 | 1.0198 | 1.0198 | 1.0198 | 1.0198 | 1.0198 | 1.0198 | 1.0198 | 1.0198 | 1.0198 | 1.0198 | 1.0198 | 1.0198 | 1.0198 | 1.0198 | 1.0198 | 1.0198 | 1.0198 | 1.0198 | 1.0198 | 1.0198 | 1.0198 | 1.0198 | 1.0198 | 1.0198 | 1.0198 | 1.0198 | 1.0198 | 1.0198 | 1.0198 | 1.0198 | 1.0198 | 1.0198 | 1.0198 | 1.0198 | 1.0198 | 1.0198 | 1.0198 | 1.0198 | 1.0198 | 1.0198 | 1.0198 | 1.0198 | 1.0198 | 1.0198 | 1.0198 | 1.0198 | 1.0198 | 1.0198 | 1.0198 | 1.0198 | 1.0198 | 1.0198 | 1.0198 | 1.0198 | 1.0198 | 1.0198 | 1.0198 | 1.0198 | 1.0198 | 1.0198 | 1.0198 | 1.0198 | 1.0198 | 1.0198 | 1.0198 | 1.0198 | 1.0198 | 1.0198 | 1.0198 | 1.0198 | 1.0198 | 1.0198 | 1.0198 | 1.0198 | 1.0198 | 1.0198 | 1.0198 | 1.0198 | 1.0198 | 1.0198 | 1.0198 | 1.0198 | 1.0198 | 1.0198 | 1.0198 | 1.0198 | 1.0198 | 1.0198 | 1.0198 | 1.0198 | 1.0198 | 1.0198 | 1.0198 | 1.0198 | 1.0198 | 1.0198 | 1.0198 | 1.0198 | 1.0198 | 1.0198 | 1.0198 | 1.0198 | 1.0198 | 1.0198 | 1.0198 | 1.0198 | 1.0198 | 1.0198 | 1.0198 | 1.0198 | 1.0198 | 1.0198 | 1.0198 | 1.0198 | 1.0198 | 1.0198 | 1.0198 | 1.0198 | 1.0198 | 1.0198 | 1.0198 | 1.0198 | 1.0198 | 1.0198 | 1.0198 | 1.0198 | 1.0198 | 1.0198 | 1.0198 | 1.0198 | 1.0198 | 1.0198 | 1.0198 | 1.0198 | 1.0198 | 1.0198 | 1.0198 | 1.0198 | 1.0198 | 1.0198 | 1.0198 | 1.0198 | 1.0198 | 1.0198 | 1.0198 | 1.0198 | 1.0198 | 1.0198 | 1.0198 | 1.0198 | 1.0198 | 1.0198 | 1.0198 | 1.0198 | 1.0198 | 1.0198 | 1.0198 | 1.0198 | 1.0198 | 1.0198 | 1.0198 | 1.0198 | 1.0198 | 1.0198 | 1.0198 | 1.0198 | 1.0198 | 1.0198 | 1.0198 | 1.0198 | 1.0198 | 1.0198 | 1.0198 | 1.0198 | 1.0198 | 1.0198 | 1.0198 | 1.0198 | 1.0198 | 1.0198 | 1.0198 | 1.0198 | 1.0198 | 1.0198 | 1.0198 | 1.0198 | 1.0198 | 1.0198 | 1.0198 | 1.0198 | 1.0198 | 1.0198 | 1.0198 | 1.0198 | 1.0198 | 1.0198 | 1.0198 | 1.0198 | 1.0198 | 1.0198 | 1.0198 | 1.0198 | 1.0198 | 1.0198 | 1.0198 | 1.0198 | 1.0198 | 1.0198 | 1.0198 | 1.0198 | 1.0198 | 1.0198 | 1.0198 | 1.0198 | 1.0198 | 1.0198 | 1.0198 | 1.0198 | 1.0198 | 1.0198 | 1.0198 | 1.0198 | 1.0198 | 1.0198 | 1.0198 | 1.0198 | 1.0198 | 1.0198 | 1.0198 | 1.0198 | 1.0198 | 1.0198 | 1.0198 | 1.0198 | 1.0198 | 1.0198 | 1.0198 | 1.0198 | 1.0198 | 1.0198 | 1.0198 | 1.0198 | 1.0198 | 1.0198 | 1.0198 | 1.0198 | 1.0198 | 1.0198 | 1.0198 | 1.0198 | 1.0198 | 1.0198 | 1.0198 | 1.0198 | 1.0198 | 1.0198 | 1.0198 | 1.0198 | 1.0198 | 1.0198 | 1.0198 | 1.0198 | 1.0198 | 1.0198 | 1.0198 | 1.0198 | 1.0198 | 1.0198 | 1.0198 | 1.0198 | 1.0198 | 1.0198 | 1.0198 | 1.0198 | 1.0198 | 1.0198 | 1.0198 | 1.0198 | 1.0198 | 1.0198 | 1.0198 | 1.0198 | 1.0198 | 1.0198 | 1.0198 | 1.0198 | 1.0198 | 1.0198 | 1.0198 | 1.0198 | 1.0198 | 1.0198 | 1.0198 | 1.0198 | 1.0198 | 1.0198 | 1.0198 | 1.0198 | 1.0198 | 1.0198 | 1.0198 | 1.0198 | 1.0198 | 1.0198 | 1.0198 | 1.0198 | 1.0198 | 1.0198 | 1.0198 | 1.0198 | 1.0198 | 1.0198 | 1.0198 | 1.0198 | 1.0198 | 1.0198 | 1.0198 | 1.0198 | 1.0198 | 1.0198 | 1.0198 | 1.0198 | 1.0198 | 1.0198 | 1.0198 | 1.0198 | 1.0198 | 1.0198 | 1.0198 | 1.0198 | 1.0198 | 1.0198 | 1.0198 | 1.0198 | 1.0198 | 1.0198 | 1.0198 | 1.0198 | 1.0198 | 1.0198 | 1.0198 | 1.0198 | 1.0198 | 1.0198 | 1.0198 | 1.0198 | 1.0198 | 1.0198 | 1.0198 | 1.0198 | 1.0198 | 1.0198 | 1.0198 | 1.0198 | 1.0198 | 1.0198 | 1.0198 | 1.0198 | 1.0198 | 1.0198 | 1.0198 | 1.0198 | 1.0198 | 1.0198 | 1.0198 | 1.0198 | 1.0198 | 1.0198 | 1.0198 | 1.0198 | 1.0198 | 1.0198 | 1.0198 | 1.0198 | 1.0198 | 1.0198 | 1.0198 | 1.0198 | 1.0198 | 1.0198 | 1.0198 | 1.0198 | 1.0198 | 1.0198 | 1.0198 | 1.0198 | 1.0198 | 1.0198 | 1.0198 | 1.0198 | 1.0198 | 1.0198 | 1.0198 | 1.0198 | 1.0198 | 1.0198 | 1.0198 | 1.0198 | 1.0198 | 1.0198 | 1.0198 | 1.0198 | 1.0198 | 1.0198 | 1.0198 | 1.0198 | 1.0198 | 1.0198 | 1.0198 | 1.0198 | 1.0198 | 1.0198 | 1.0198 | 1.0198 | 1.0198 | 1.0198 | 1.0198 | 1.0198 | 1.0198 | 1.0198 | 1.0198 | 1.0198 | 1.0198 | 1.0198 | 1.0198 | 1.0198 | 1.0198 | 1.0198 | 1.0198 | 1.0198 | 1.0198 | 1.0198 | 1.0198 | 1.0198 | 1.0198 | 1.0198 | 1.0198 | 1.0198 | 1.0198 | 1.0198 | 1.0198 | 1.0198 | 1.0198 | 1.0198 | 1.0198 | 1.0198 | 1.0198 | 1.0198 | 1.0198 | 1.0198 | 1.0198 | 1.0198 | 1.0198 | 1.0198 | 1.0198 | 1.0198 | 1.0198 | 1.0198 | 1.0198 | 1.0198 | 1.0198 | 1.0198 | 1.0198 | 1.0198 | 1.0198 | 1.0198 | 1.0198 | 1.0198 | 1.0198 | 1.0198 | 1.0198 | 1.0198 | 1.0198 | 1.0198 | 1.0198 | 1.0198 | 1.0198 | 1.0198 | 1.0198 | 1.0198 | 1.0198 | 1.0198 | 1.0198 | 1.0198 | 1.0198 | 1.0198 | 1.0198 | 1.0198 | 1.0198 | 1.0198 | 1.0198 | 1.0198 | 1.0198 | 1.0198 | 1.0198 | 1.0198 | 1.0198 | 1.0198 | 1.0198 | 1.0198 | 1.0198 | 1.0198 | 1.0198 | 1.0198 | 1.0198 | 1.0198 | 1.0198 | 1.0198 | 1.0198 | 1.0198 | 1.0198 | 1.0198 | 1.0198 | 1.0198 | 1.0198 | 1.0198 | 1.0198 | 1.0198 | 1.0198 | 1.0198 | 1.0198 | 1.0198 | 1.0198 | 1.0198 | 1.0198 | 1.0198 | 1.0198 | 1.0198 | 1.0198 | 1.0198 | 1.0198 | 1.0198 | 1.0198 | 1.0198 | 1.0198 | 1.0198 | 1.0198 | 1.0198 | 1.0198 | 1.0198 | 1.0198 | 1.0198 | 1.0198 | 1.0198 | 1.0198 | 1.0198 | 1.0198 | 1.0198 | 1.0198 | 1.0198 | 1.0198 | 1.0198 | 1.0198 | 1.0198 | 1.0198 | 1.0198 | 1.0198 | 1.0198 | 1.0198 | 1.0198 | 1.0198 | 1.0198 | 1.0198 | 1.0198 | 1.0198 | 1.0198 | 1.0198 | 1.0198 | 1.0198 | 1.0198 | 1.0198 | 1.0198 | 1.0198 | 1.0198 | 1.0198 | 1.0198 | 1.0198 | 1.0198 | 1.0198 | 1.0198 | 1.0198 | 1.0198 | 1.0198 | 1.0198 | 1.0198 | 1.0198 | 1.0198 | 1.0198 | 1.0198 | 1.0198 | 1.0198 | 1.0198 | 1.0198 | 1.0198 | 1.0198 | 1.0198 | 1.0198 | 1.0198 | 1.0198 | 1.0198 | 1.0198 | 1.0198 | 1.0198 | 1.0198 | 1.0198 | 1.0198 | 1.0198 | 1.0198 | 1.0198 | 1.0198 | 1.0198 | 1.0198 | 1.0198 | 1.0198 | 1.0198 | 1.0198 | 1.0198 | 1.0198 | 1.0198 | 1.0198 | 1.0198 | 1.0198 | 1.0198 | 1.0198 | 1.0198 | 1.0198 | 1.0198 | 1.0198 | 1.0198 | 1.0198 | 1.0198 | 1.0198 | 1.0198 | 1.0198 | 1.0198 | 1.0198 | 1.0198 | 1.0198 | 1.0198 | 1.0198 | 1.0198 | 1.0198 | 1.0198 | 1.0198 | 1.0198 | 1.0198 | 1.0198 | 1.0198 | 1.0198 | 1.0198 | 1.0198 | 1.0198 | 1.0198 | 1.0198 | 1.0198 | 1.0198 | 1.0198 | 1.0198 | 1.0198 | 1.0198 | 1.0198 | 1.0198 | 1.0198 | 1.0198 | 1.0198 | 1.0198 | 1.0198 | 1.0198 | 1.0198 | 1.0198 | 1.0198 | 1.0198 | 1.0198 | 1.0198 | 1.0198 | 1.0198 | 1.0198 | 1.0198 | 1.0198 | 1.0198 | 1.0198 | 1.0198 | 1.0198 | 1.0198 | 1.0198 | 1.0198 | 1.0198 | 1.0198 | 1.0198 | 1.0198 | 1.0198 | 1.0198 | 1.0198 | 1.0198 | 1.0198 | 1.0198 | 1.0198 | 1.0198 | 1.0198 | 1.0198 | 1.0198 | 1.0198 | 1.0198 | 1.0198 | 1.0198 | 1.0198 | 1.0198 | 1.0198 | 1.0198 | 1.0198 | 1.0198 | 1.0198 | 1.0198 | 1.0198 | 1.0198 | 1.0198 | 1.0198 | 1.0198 | 1.0198 | 1.0198 | 1.0198 | 1.0198 | 1.0198 | 1.0198 | 1.0198 | 1.0198 | 1.0198 | 1.0198 | 1.0198 | 1.0198 | 1.0198 | 1.0198 | 1.0198 | 1.0198 | 1.0198 | 1.0198 | 1.0198 | 1.0198 | 1.0198 | 1.0198 | 1.0198 | 1.0198 | 1.0198 | 1.0198 | 1.0198 | 1.0198 | 1.0198 | 1.0198 | 1.0198 | 1.0198 | 1.0198 | 1.0198 | 1.0198 | 1.0198 | 1.0198 | 1.0198 | 1.0198 | 1.0198 | 1.0198 | 1.0198 | 1.0198 | 1.0198 | 1.0198 | 1.0198 | 1.0198 | 1.0198 | 1.0198 | 1.0198 | 1.0198 | 1.0198 | 1.0198 | 1.0198 | 1.0198 | 1.0198 | 1.0198 | 1.0198 | 1.0198 | 1.0198 | 1.0198 | 1.0198 | 1.0198 | 1.0198 | 1.0198 | 1.0198 | 1.0198 | 1.0198 | 1.0198 | 1.0198 | 1.0198 | 1.0198 | 1.0198 | 1.0198 | 1.0198 | 1.0198 | 1.0198 | 1.0198 | 1.0198 | 1.0198 | 1.0198 | 1.0198 | 1.0198 | 1.0198 | 1.0198 | 1.0198 | 1.0198 | 1.0198 | 1.0198 | 1.0198 | 1.0198 | 1.0198 | 1.0198 | 1.0198 | 1.0198 | 1.0198 | 1.0198 | 1.0198 | 1.0198 | 1.0198 | 1.0198 | 1.0198 | 1.0198 | 1.0198 | 1.0198 | 1.0198 | 1.0198 | 1.0198 | 1.0198 | 1.0198 | 1.0198 | 1.0198 | 1.0198 | 1.0198 | 1.0198 | 1.0198 | 1.0198 | 1.0198 | 1.0198 | 1.0198 | 1.0198 | 1.0198 | 1.0198 | 1.0198 | 1.0198 | 1.0198 | 1.0198 | 1.0198 | 1.0198 | 1.0198 | 1.0198 | 1.0198 | 1.0198 | 1.0198 | 1.0198 | 1.0198 | 1.0198 | 1.0198 | 1.0198 | 1.0198 | 1.0198 | 1.0198 | 1.0198 | 1.0198 | 1.0198 | 1.0198 | 1.0198 | 1.0198 | 1.0198 | 1.0198 | 1.0198 | 1.0198 | 1.0198 | 1.0198 | 1.0198 | 1.0198 | 1.0198 | 1.0198 | 1.0198 | 1.0198 | 1.0198 | 1.0198 | 1.0198 | 1.0198 | 1.0198 | 1.0198 | 1.0198 | 1.0198 | 1.0198 | 1.0198 | 1.0198 | 1.0198 | 1.0198 | 1.0198 | 1.0198 | 1.0198 | 1.0198 | 1.0198 | 1.0198 | 1.0198 | 1.0198 | 1.0198 | 1.0198 | 1.0198 | 1.0198 | 1.0198 | 1.0198 | 1.0198 | 1.0198 | 1.0198 | 1.0198 | 1.0198 | 1.0198 | 1.0198 | 1.0198 | 1.0198 | 1.0198 | 1.0198 | 1.0198 | 1.0198 | 1.0198 | 1.0198 | 1.0198 | 1.0198 | 1.0198 | 1.0198 | 1.0198 | 1.0198 | 1.0198 | 1.0198 | 1.0198 | 1.0198 | 1.0198 | 1.0198 | 1.0198 | 1.0198 | 1.0198 | 1.0198 | 1.0198 | 1.0198 | 1.0198 | 1.0198 | 1.0198 | 1.0198 | 1.0198 | 1.0198 | 1.0198 | 1.0198 | 1.0198 | 1.0198 | 1.0198 | 1.0198 | 1.0198 | 1.0198 | 1.0198 | 1.0198 | 1.0198 | 1.0198 | 1.0198 | 1.0198 | 1.0198 | 1.0198 | 1.0198 | 1.0198 | 1.0198 | 1.0198 | 1.0198 | 1.0198 | 1.0198 | 1.0198 | 1.0198 | 1.0198 | 1.0198 | 1.0198 | 1.0198 | 1.0198 | 1.0198 | 1.0198 | 1.0198 | 1.0198 | 1.0198 | 1.0198 | 1.0198 | 1.0198 | 1.0198 | 1.0198 | 1.0198 | 1.0198 | 1.0198 | 1.0198 | 1.0198 | 1.0198 | 1.0198 | 1.0198 | 1.0198 | 1.0198 | 1.0198 | 1.0198 | 1.0198 | 1.0198 | 1.0198 | 1.0198 | 1.0198 | 1.0198 | 1.0198 | 1.0198 | 1.0198 | 1.0198 | 1.0198 | 1.0198 | 1.0198 | 1.0198 | 1.0198 | 1.0198 | 1.0198 | 1.0198 | 1.0198 | 1.0198 | 1.0198 | 1.0198 | 1.0198 | 1.0198 | 1.0198 | 1.0198 | 1.0198 | 1.0198 | 1.0198 | 1.0198 | 1.0198 | 1.0198 | 1.0198 | 1.0198 | 1.0198 | 1.0198 | 1.0198 | 1.0198 | 1.0198 | 1.0198 | 1.0198 | 1.0198 | 1.0198 | 1.0198 | 1.0198 | 1.0198 | 1.0198 | 1.0198 | 1.0198 | 1.0198 | 1.0198 | 1.0198 | 1.0198 | 1.0198 | 1.0198 | 1.0198 | 1.0198 | 1.0198 | 1.0198 | 1.0198 | 1.0198 | 1.0198 | 1.0198 | 1.0198 | 1.0198 | 1.0198 | 1.0198 | 1.0198 | 1.0198 | 1.0198 | 1.0198 | 1.0198 | 1.0198 | 1.0198 | 1.0198 | 1.0198 | 1.0198 | 1.0198 | 1.0198 | 1.0198 | 1.0198 | 1.0198 | 1.0198 | 1.0198 | 1.0198 | 1.0198 | 1.0198 | 1.0198 | 1.0198 | 1.0198 | 1.0198 | 1.0198 | 1.0198 | 1.0198 | 1.0198 | 1.0198 | 1.0198 | 1.0198 | 1.0198 | 1.0198 | 1.0198 | 1.0198 | 1.0198 | 1.0198 | 1.0198 | 1.0198 | 1.0198 | 1.0198 | 1.0198 | 1.0198 | 1.0198 | 1.0198 | 1.0198 | 1.0198 | 1.0198 | 1.0198 | 1.0198 | 1.0198 | 1.0198 | 1.0198 | 1.0198 | 1.0198 | 1.0198 | 1.0198 | 1.0198 | 1.0198 | 1.0198 | 1.0198 | 1.0198 | 1.0198 | 1.0198 | 1.0198 | 1.0198 | 1.0198 | 1.0198 | 1.0198 | 1.0198 | 1.0198 | 1.0198 | 1.0198 | 1.0198 | 1.0198 | 1.0198 | 1.0198 | 1.0198 | 1.0198 | 1.0198 | 1.0198 | 1.0198 | 1.0198 | 1.0198 | 1.0198 | 1.0198 | 1.0198 | 1.0198 | 1.0198 | 1.0198 | 1.0198 | 1.0198 | 1.0198 | 1.0198 | 1.0198 | 1.0198 | 1.0198 | 1.0198 | 1.0198 | 1.0198 | 1.0198 | 1.0198 | 1.0198 | 1.0198 | 1.0198 | 1.0198 | 1.0198 | 1.0198 | 1.0198 | 1.0198 | 1.0198 | 1.0198 | 1.0198 | 1.0198 | 1.0198 | 1.0198 | 1.0198 | 1.0198 | 1.0198 | 1.0198 | 1.0198 | 1.0198 | 1.0198 | 1.0198 | 1.0198 | 1.0198 | 1.0198 | 1.0198 | 1.0198 | 1.0198 | 1.0198 | 1.0198 | 1.0198 | 1.0198 | 1.0198 | 1.0198 | 1.0198 | 1.0198 | 1.0198 | 1.0198 | 1.0198 | 1.0198 | 1.0198 | 1.0198 | 1.0198 | 1.0198 | 1.0198 | 1.0198 | 1.0198 | 1.0198 | 1.0198 | 1.0198 | 1.0198 | 1.0198 | 1.0198 | 1.0198 | 1.0198 | 1.0198 | 1.0198 | 1.0198 | 1.0198 | 1.0198 | 1.0198 | 1.0198 | 1.0198 | 1.0198 | 1.0198 | 1.0198 | 1.0198 | 1.0198 | 1.0198 | 1.0198 | 1.0198 | 1.0198 | 1.0198 | 1.0198 | 1.0198 | 1.0198 | 1.0198 | 1.0198 | 1.0198 | 1.0198 | 1.0198 | 1.0198 | 1.0198 | 1.0198 | 1.0198 | 1.0198 | 1.0198 | 1.0198 | 1.0198 | 1.0198 | 1.0198 | 1.0198 | 1.0198 | 1.0198 | 1.0198 | 1.0198 | 1.0198 | 1.0198 | 1.0198 | 1.0198 | 1.0198 | 1.0198 | 1.0198 | 1.0198 | 1.0198 | 1.0198 | 1.0198 | 1.0198 | 1.0198 | 1.0198 | 1.0198 | 1.0198 | 1.0198 | 1.0198 | 1.0198 | 1.0198 | 1.0198 | 1.0198 | 1.0198 | 1.0198 | 1.0198 | 1.0198 | 1.0198 | 1.0198 | 1.0198 | 1.0198 | 1.0198 | 1.0198 | 1.0198 | 1.0198 | 1.0198 | 1.0198 | 1.0198 | 1.0198 | 1.0198 | 1.0198 | 1.0198 | 1.0198 | 1.0198 | 1.0198 | 1.0198 | 1.0198 | 1.0198 | 1.0198 | 1.0198 | 1.0198 | 1.0198 | 1.0198 | 1.0198 | 1.0198 | 1.0198 | 1.0198 | 1.0198 | 1.0198 | 1.0198 | 1.0198 | 1.0198 | 1.0198 | 1.0198 | 1.0198 | 1.0198 | 1.0198 | 1.0198 | 1.0198 | 1.0198 | 1.0198 | 1.0198 | 1.0198 | 1.0198 | 1.0198 | 1.0198 | 1.0198 | 1.0198 | 1.0198 | 1.0198 | 1.0198 | 1.0198 | 1.0198 | 1.0198 | 1.0198 | 1.0198 | 1.0198 | 1.0198 | 1.0198 | 1.0198 | 1.0198 | 1.0198 | 1.0198 | 1.0198 | 1.0198 | 1.0198 | 1.0198 | 1.0198 | 1.0198 | 1.0198 | 1.0198 | 1.0198 | 1.0198 | 1.0198 | 1.0198 | 1.0198 | 1.0198 | 1.0198 | 1.0198 | 1.0198 | 1.0198 | 1.0198 | 1.0198 | 1.0198 | 1.0198 | 1.0198 | 1.0198 | 1.0198 | 1.0198 | 1.0198 | 1.0198 | 1.0198 | 1.0198 | 1.0198 | 1.0198 | 1.0198 | 1.0198 | 1.0198 | 1.0198 | 1.0198 | 1.0198 | 1.0198 | 1.0198 | 1.0198 | 1.0198 | 1.0198 | 1.0198 | 1.0198 | 1.0198 | 1.0198 | 1.0198 | 1.0198 | 1.0198 | 1.0198 | 1.0198 | 1.0198 | 1.0198 | 1.0198 | 1.0198 | 1.0198 | 1.0198 | 1.0198 | 1.0198 | 1.0198 | 1.0198 | 1.0198 | 1.0198 | 1.0198 | 1.0198 | 1.0198 | 1.0198 | 1.0198 | 1.0198 | 1.0198 | 1.0198 | 1.0198 | 1.0198 | 1.0198 | 1.0198 | 1.0198 | 1.0198 | 1.0198 | 1.0198 | 1.0198 | 1.0198 | 1.0198 | 1.0198 | 1.0198 | 1.0198 | 1.0198 | 1.0198 | 1.0198 | 1.0198 | 1.0198 | 1.0198 | 1.0198 | 1.0198 | 1.0198 | 1.0198 | 1.0198 | 1.0198 | 1.0198 | 1.0198 | 1.0198 | 1.0198 | 1.0198 | 1.0198 | 1.0198 | 1.0198 | 1.0198 | 1.0198 | 1.0198 | 1.0198 | 1.0198 | 1.0198 | 1.0198 | 1.0198 | 1.0198 | 1.0198 | 1.0198 | 1.0198 | 1.0198 | 1.0198 | 1.0198 | 1.0198 | 1.0198 | 1.0198 | 1.0198 | 1.0198 | 1.0198 | 1.0198 | 1.0198 | 1.0198 | 1.0198 | 1.0198 | 1.0198 | 1.0198 | 1.0198 | 1.0198 | 1.0198 | 1.0198 | 1.0198 | 1.0198 | 1.0198 | 1.0198 | 1.0198 | 1.0198 | 1.0198 | 1.0198 | 1.0198 | 1.0198 | 1.0198 | 1.0198 | 1.0198 | 1.0198 | 1.0198 | 1.0198 | 1.0198 | 1.0198 | 1.0198 | 1.0198 | 1.0198 | 1.0198 | 1.0198 | 1.0198 | 1.0198 | 1.0198 | 1.0198 | 1.0198 | 1.0198 | 1.0198 | 1.0198 | 1.0198 | 1.0198 | 1.0198 | 1.0198 | 1.0198 | 1.0198 | 1.0198 | 1.0198 | 1.0198 | 1.0198 | 1.0198 | 1.0198 | 1.0198 | 1.0198 | 1.0198 | 1.0198 | 1.0198 | 1.0198 | 1.0198 | 1.0198 | 1.0198 | 1.0198 | 1.0198 | 1.0198 | 1.0198 | 1.0198 | 1.0198 | 1.0198 | 1.0198 | 1.0198 | 1.0198 | 1.0198 | 1.0198 | 1.0198 | 1.0198 | 1.0198 | 1.0198 | 1.0198 | 1.0198 | 1.0198 | 1.0198 | 1.0198 | 1.0198 | 1.0198 | 1.0198 | 1.0198 | 1.0198 | 1.0198 | 1.0198 | 1.0198 | 1.0198 | 1.0198 | 1.0198 | 1.0198 | 1.0198 | 1.0198 | 1.0198 | 1.0198 | 1.0198 | 1.0198 | 1.0198 | 1.0198 | 1.0198 | 1.0198 | 1.0198 | 1.0198 | 1.0198 | 1.0198 | 1.0198 | 1.0198 | 1.0198 | 1.0198 | 1.0198 | 1.0198 | 1.0198 | 1.0198 | 1.0198 | 1.0198 | 1.0198 | 1.0198 | 1.0198 | 1.0198 | 1.0198 | 1.0198 | 1.0198 | 1.0198 | 1.0198 | 1.0198 | 1.0198 | 1.0198 | 1.0198 | 1.0198 | 1.0198 | 1.0198 | 1.0198 | 1.0198 | 1.0198 | 1.0198 | 1.0198 | 1.0198 | 1.0198 | 1.0198 | 1.0198 | 1.0198 | 1.0198 | 1.0198 | 1.0198 | 1.0198 | 1.0198 | 1.0198 | 1.0198 | 1.0198 | 1.0198 | 1.0198 | 1.0198 | 1.0198 | 1.0198 | 1.0198 | 1.0198 | 1.0198 | 1.0198 | 1.0198 | 1.0198 | 1.0198 | 1.0198 | 1.0198 | 1.0198 | 1.0198 | 1.0198 | 1.0198 | 1.0198 | 1.0198 | 1.0198 | 1.0198 | 1.0198 | 1.0198 | 1.0198 | 1.0198 | 1.0198 | 1.0198 | 1.0198 | 1.0198 | 1.0198 | 1.0198 | 1.0198 | 1.0198 | 1.0198 | 1.0198 | 1.0198 | 1.0198 | 1.0198 | 1.0198 | 1.0198 | 1.0198 | 1.0198 | 1.0198 | 1.0198 | 1.0198 | 1.0198 | 1.0198 | 1.0198 | 1.0198 | 1.0198 | 1.0198 | 1.0198 | 1.0198 | 1.0198 | 1.0198 | 1.0198 | 1.0198 | 1.0198 | 1.0198 | 1.0198 | 1.0198 | 1.0198 | 1.0198 | 1.0198 | 1.0198 | 1.0198 | 1.0198 | 1.0198 | 1.0198 | 1.0198 | 1.0198 | 1.0198 | 1.0198 | 1.0198 | 1.0198 | 1.0198 | 1.0198 | 1.0198 | 1.0198 | 1.0198 | 1.0198 | 1.0198 | 1.0198 | 1.0198 | 1.0198 | 1.0198 | 1.0198 | 1.0198 | 1.0198 | 1.0198 | 1.0198 | 1.0198 | 1.0198 | 1.0198 | 1.0198 | 1.0198 | 1.0198 | 1.0198 | 1.0198 | 1.0198 | 1.0198 | 1.0198 | 1.0198 | 1.0198 | 1.0198 | 1.0198 | 1.0198 | 1.0198 | 1.0198 | 1.0198 | 1.0198 | 1.0198 | 1.0198 | 1.0198 | 1.0198 | 1.0198 | 1.0198 | 1.0198 | 1.0198 | 1.0198 | 1.0198 | 1.0198 | 1.0198 | 1.0198 | 1.0198 | 1.0198 | 1.0198 | 1.0198 | 1.0198 | 1.0198 | 1.0198 | 1.0198 | 1.0198 | 1.0198 | 1.0198 | 1.0198 | 1.0198 | 1.0198 | 1.0198 | 1.0198 | 1.0198 | 1.0198 | 1.0198 | 1.0198 | 1.0198 | 1.0198 | 1.0198 | 1.0198 | 1.0198 | 1.0198 | 1.0198 | 1.0198 | 1.0198 | 1.0198 | 1.0198 | 1.0198 | 1.0198 | 1.0198 | 1.0198 | 1.0198 | 1.0198 | 1.0198 | 1.0198 | 1.0198 | 1.0198 | 1.0198 | 1.0198 | 1.0198 | 1.0198 | 1.0198 | 1.0198 | 1.0198 | 1.0198 | 1.0198 | 1.0198 | 1.0198 | 1.0198 | 1.0198 | 1.0198 | 1.0198 | 1.0198 | 1.0198 | 1.0198 | 1.0198 | 1.0198 | 1.0198 | 1.0198 | 1.0198 | 1.0198 | 1.0198 | 1.0198 | 1.0198 | 1.0198 | 1.0198 | 1.0198 | 1.0198 | 1.0198 | 1.0198 | 1.0198 | 1.0198 | 1.0198 | 1.0198 | 1.0198 | 1.0198 | 1.0198 | 1.0198 | 1.0198 | 1.0198 | 1.0198 | 1.0198 | 1.0198 | 1.0198 | 1.0198 | 1.0198 | 1.0198 | 1.0198 | 1.0198 | 1.0198 | 1.0198 | 1.0198 | 1.0198 | 1.0198 | 1.0198 | 1.0198 | 1.0198 | 1.0198 | 1.0198 | 1.0198 | 1.0198 | 1.0198 | 1.0198 | 1.0198 | 1.0198 | 1.0198 | 1.0198 | 1.0198 | 1.0198 | 1.0198 | 1.0198 | 1.0198 | 1.0198 | 1.0198 | 1.0198 | 1.0198 | 1.0198 | 1.0198 | 1.0198 | 1.0198 | 1.0198 | 1.0198 | 1.0198 | 1.0198 | 1.0198 | 1.0198 | 1.0198 | 1.0198 | 1.0198 | 1.0198 | 1.0198 | 1.0198 | 1.0198 | 1.0198 | 1.0198 | 1.0198 | 1.0198 | 1.0198 | 1.0198 | 1.0198 | 1.0198 | 1.0198 | 1.0198 | 1.0198 | 1.0198 | 1.0198 | 1.0198 | 1.0198 | 1.0198 | 1.0198 | 1.0198 | 1.0198 | 1.0198 | 1.0198 | 1.0198 | 1.0198 | 1.0198 | 1.0198 | 1.0198 | 1.0198 | 1.0198 | 1.0198 | 1.0198 | 1.0198 | 1.0198 | 1.0198 | 1.0198 | 1.0198 | 1.0198 | 1.0198 | 1.0198 | 1.0198 | 1.0198 | 1.0198 | 1.0198 | 1.0198 | 1.0198 | 1.0198 | 1.0198 | 1.0198 | 1.0198 | 1.0198 | 1.0198 | 1.0198 | 1.0198 | 1.0198 | 1.0198 | 1.0198 | 1.0198 | 1.0198 | 1.0198 | 1.0198 | 1.0198 | 1.0198 | 1.0198 | 1.0198 | 1.0198 | 1.0198 | 1.0198 | 1.0198 | 1.0198 | 1.0198 | 1.0198 | 1.0198 | 1.0198 | 1.0198 | 1.0198 | 1.0198 | 1.0198 | 1.0198 | 1.0198 | 1.0198 | 1.0198 | 1.0198 | 1.0198 | 1.0198 | 1.0198 | 1.0198 | 1.0198 | 1.0198 | 1.0198 | 1.0198 | 1.0198 | 1.0198 | 1.0198 | 1.0198 | 1.0198 | 1.0198 | 1.0198 | 1.0198 | 1.0198 | 1.0198 | 1.0198 | 1.0198 | 1.0198 | 1.0198 | 1.0198 | 1.0198 | 1.0198 | 1.0198 | 1.0198 | 1.0198 | 1.0198 | 1.0198 | 1.0198 | 1.0198 | 1.0198 | 1.0198 | 1.0198 | 1.0198 | 1.0198 | 1.0198 | 1.0198 | 1.0198 | 1.0198 | 1.0198 | 1.0198 | 1.0198 | 1.0198 | 1.0198 | 1.0198 | 1.0198 | 1.0198 | 1.0198 | 1.0198 | 1.0198 | 1.0198 | 1.0198 | 1.0198 | 1.0198 | 1.0198 | 1.0198 | 1.0198 | 1.0198 | 1.0198 | 1.0198 | 1.0198 | 1.0198 | 1.0198 | 1.0198 | 1.0198 | 1.0198 | 1.0198 | 1.0198 | 1.0198 | 1.0198 | 1.0198 | 1.0198 | 1.0198 | 1.0198 | 1.0198 | 1.0198 | 1.0198 | 1.0198 | 1.0198 | 1.0198 | 1.0198 | 1.0198 | 1.0198 | 1.0198 | 1.0198 | 1.0198 | 1.0198 | 1.0198 | 1.0198 | 1.0198 | 1.0198 | 1.0198 | 1.0198 | 1.0198 | 1.0198 | 1.0198 | 1.0198 | 1.0198 | 1.0198 | 1.0198 | 1.0198 | 1.0198 | 1.0198 | 1.0198 | 1.0198 | 1.0198 | 1.0198 | 1.0198 | 1.0198 | 1.0198 | 1.0198 | 1.0198 | 1.0198 | 1.0198 | 1.0198 | 1.0198 | 1.0198 | 1.0198 | 1.0198 | 1.0198 | 1.0198 | 1.0198 | 1.0198 | 1.0198 | 1.0198 | 1.0198 | 1.0198 | 1.0198 | 1.0198 | 1.0198 | 1.0198 | 1.0198 | 1.0198 | 1.0198 | 1.0198 | 1.0198 | 1.0198 | 1.0198 | 1.0198 | 1.0198 | 1.0198 | 1.0198 | 1.0198 | 1.0198 | 1.0198 | 1.0198 | 1.0198 | 1.0198 | 1.0198 | 1.0198 | 1.0198 | 1.0198 | 1.0198 | 1.0198 | 1.0198 | 1.0198 | 1.0198 | 1.0198 | 1.0198 | 1.0198 | 1.0198 | 1.0198 | 1.0198 | 1.0198 | 1.0198 | 1.0198 | 1.0198 | 1.0198 | 1.0198 | 1.0198 | 1.0198 | 1.0198 | 1.0198 | 1.0198 | 1.0198 | 1.0198 | 1.0198 | 1.0198 | 1.0198 | 1.0198 | 1.0198 | 1.0198 | 1.0198 | 1.0198 | 1.0198 | 1.0198 | 1.0198 | 1.0198 | 1.0198 | 1.0198 | 1.0198 | 1.0198 | 1.0198 | 1.0198 | 1.0198 | 1.0198 | 1.0198 | 1.0198 | 1.0198 | 1.0198 | 1.0198 | 1.0198 | 1.0198 | 1.0198 | 1.0198 | 1.0198 | 1.0198 | 1.0198 | 1.0198 | 1.0198 | 1.0198 | 1.0198 | 1.0198 | 1.0198 | 1.0198 | 1.0198 | 1.0198 | 1.0198 | 1.0198 | 1.0198 | 1.0198 | 1.0198 | 1.0198 | 1.0198 | 1.0198 | 1.0198 | 1.0198 | 1.0198 | 1.0198 | 1.0198 | 1.0198 | 1.0198 | 1.0198 | 1.0198 | 1.0198 | 1.0198 | 1.0198 | 1.0198 | 1.0198 | 1.0198 | 1.0198 | 1.0198 | 1.0198 | 1.0198 | 1.0198 | 1.0198 | 1.0198 | 1.0198 | 1.0198 | 1.0198 | 1.0198 | 1.0198 | 1.0198 | 1.0198 | 1.0198 | 1.0198 | 1.0198 | 1.0198 | 1.0198 | 1.0198 | 1.0198 | 1.0198 | 1.0198 | 1.0198 | 1.0198 | 1.0198 | 1.0198 | 1.0198 | 1.0198 | 1.0198 | 1.0198 | 1.0198 | 1.0198 | 1.0198 | 1.0198 | 1.0198 | 1.0198 | 1.0198 | 1.0198 | 1.0198 | 1.0198 | 1.0198 | 1.0198 | 1.0198 | 1.0198 | 1.0198 | 1.0198 | 1.0198 | 1.0198 | 1.0198 | 1.0198 | 1.0198 | 1.0198 | 1.0198 | 1.0198 | 1.0198 | 1.0198 | 1.0198 | 1.0198 | 1.0198 | 1.0198 | 1.0198 | 1.0198 | 1.0198 | 1.0198 | 1.0198 | 1.0198 | 1.0198 | 1.0198 | 1.0198 | 1.0198 | 1.0198 | 1.0198 | 1.0198 | 1.0198 | 1.0198 | 1.0198 | 1.0198 | 1.0198 | 1.0198 | 1.0198 | 1.0198 | 1.0198 | 1.0198 | 1.0198 | 1.0198 | 1.0198 | 1.0198 | 1.0198 | 1.0198 | 1.0198 | 1.0198 | 1.0198 | 1.0198 | 1.0198 | 1.0198 | 1.0198 | 1.0198 | 1.0198 | 1.0198 | 1.0198 | 1.0198 | 1.0198 | 1.0198 | 1.0198 | 1.0198 | 1.0198 | 1.0198 | 1.0198 | 1.0198 | 1.0198 | 1.0198 | 1.0198 | 1.0198 | 1.0198 | 1.0198 | 1.0198 | 1.0198 | 1.0198 | 1.0198 | 1.0198 | 1.0198 | 1.0198 | 1.0198 | 1.0198 | 1.0198 | 1.0198 | 1.0198 | 1.0198 | 1.0198 | 1.0198 | 1.0198 | 1.0198 | 1.0198 | 1.0198 | 1.0198 | 1.0198 | 1.0198 | 1.0198 | 1.0198 | 1.0198 | 1.0198 | 1.0198 | 1.0198 | 1.0198 | 1.0198 | 1.0198 | 1.0198 | 1.0198 | 1.0198 | 1.0198 | 1.0198 | 1.0198 | 1.0198 | 1.0198 | 1.0198 | 1.0198 | 1.0198 | 1.0198 | 1.0198 | 1.0198 | 1.0198 | 1.0198 | 1.0198 | 1.0198 | 1.0198 | 1.0198 | 1.0198 | 1.0198 | 1.0198 | 1.0198 | 1.0198 | 1.0198 | 1.0198 | 1.0198 | 1.0198 | 1.0198 | 1.0198 | 1.0198 | 1.0198 | 1.0198 | 1.0198 | 1.0198 | 1.0198 | 1.0198 | 1.0198 | 1.0198 | 1.0198 | 1.0198 | 1.0198 | 1.0198 | 1.0198 | 1.0198 | 1.0198 | 1.0198 | 1.0198 | 1.0198 | 1.0198 | 1.0198 | 1.0198 | 1.0198 | 1.0198 | 1.0198 | 1.0198 | 1.0198 | 1.0198 | 1.0198 | 1.0198 | 1.0198 | 1.0198 | 1.0198 | 1.0198 | 1.0198 | 1.0198 | 1.0198 | 1.0198 | 1.0198 | 1.0198 | 1.0198 | 1.0198 | 1.0198 | 1.0198 | 1.0198 | 1.0198 | 1.0198 | 1.0198 | 1.0198 | 1.0198 | 1.0198 | 1.0198 | 1.0198 | 1.0198 | 1.0198 | 1.0198 | 1.0198 | 1.0198 | 1.0198 | 1.0198 | 1.0198 | 1.0198 | 1.0198 | 1.0198 | 1.0198 | 1.0198 | 1.0198 | 1.0198 | 1.0198 | 1.0198 | 1.0198 | 1.0198 | 1.0198 | 1.0198 | 1.0198 | 1.0198 | 1.0198 | 1.0198 | 1.0198 | 1.0198 | 1.0198 | 1.0198 | 1.0198 | 1.0198 | 1.0198 | 1.0198 | 1.0198 | 1.0198 | 1.0198 | 1.0198 | 1.0198 | 1.0198 | 1.0198 | 1.0198 | 1.0198 | 1.0198 | 1.0198 | 1.0198 | 1.0198 | 1.0198 | 1.0198 | 1.0198 | 1.0198 | 1.0198 | 1.0198 | 1.0198 | 1.0198 | 1.0198 | 1.0198 | 1.0198 | 1.0198 | 1.0198 | 1.0198 | 1.0198 | 1.0198 | 1.0198 | 1.0198 | 1.0198 | 1.0198 | 1.0198 | 1.0198 | 1.0198 | 1.0198 | 1.0198 | 1.0198 | 1.0198 | 1.0198 | 1.0198 | 1.0198 | 1.0198 | 1.0198 | 1.0198 | 1.0198 | 1.0198 | 1.0198 | 1.0198 | 1.0198 | 1.0198 | 1.0198 | 1.0198 | 1.0198 | 1.0198 | 1.0198 | 1.0198 | 1.0198 | 1.0198 | 1.0198 | 1.0198 | 1.0198 | 1.0198 | 1.0198 | 1.0198 | 1.0198 | 1.0198 | 1.0198 | 1.0198 | 1.0198 | 1.0198 | 1.0198 | 1.0198 | 1.0198 | 1.0198 | 1.0198 | 1.0198 | 1.0198 | 1.0198 | 1.0198 | 1.0198 | 1.0198 | 1.0198 | 1.0198 | 1.0198 | 1.0198 | 1.0198 | 1.0198 | 1.0198 | 1.0198 | 1.0198 | 1.0198 | 1.0198 | 1.0198 | 1.0198 | 1.0198 | 1.0198 | 1.0198 | 1.0198 | 1.0198 | 1.0198 | 1.0198 | 1.0198 | 1.0198 | 1.0198 | 1.0198 | 1.0198 | 1.0198 | 1.0198 | 1.0198 | 1.0198 | 1.0198 | 1.0198 | 1.0198 | 1.0198 | 1.0198 | 1.0198 | 1.0198 | 1.0198 | 1.0198 | 1.0198 | 1.0198 | 1.0198 | 1.0198 | 1.0198 | 1.0198 | 1.0198 | 1.0198 | 1.0198 | 1.0198 | 1.0198 | 1.0198 | 1.0198 | 1.0198 | 1.0198 | 1.0198 | 1.0198 | 1.0198 | 1.0198 | 1.0198 | 1.0198 | 1.0198 | 1.0198 | 1.0198 | 1.0198 | 1.0198 | 1.0198 | 1.0198 | 1.0198 | 1.0198 | 1.0198 | 1.0198 | 1.0198 | 1.0198 | 1.0198 | 1.0198 | 1.0198 | 1.0198 | 1.0198 | 1.0198 | 1.0198 | 1.0198 | 1.0198 | 1.0198 | 1.0198 | 1.0198 | 1.0198 | 1.0198 | 1.0198 | 1.0198 | 1.0198 | 1.0198 | 1.0198 | 1.0198 | 1.0198 | 1.0198 | 1.0198 | 1.0198 | 1.0198 | 1.0198 | 1.0198 | 1.0198 | 1.0198 | 1.0198 | 1.0198 | 1.0198 | 1.0198 | 1.0198 | 1.0198 | 1.0198 | 1.0198 | 1.0198 | 1.0198 | 1.0198 | 1.0198 | 1.0198 | 1.0198 | 1.0198 | 1.0198 | 1.0198 | 1.0198 | 1.0198 | 1.0198 | 1.0198 | 1.0198 | 1.0198 | 1.0198 | 1.0198 | 1.0198 | 1.0198 | 1.0198 | 1.0198 | 1.0198 | 1.0198 | 1.0198 | 1.0198 | 1.0198 | 1.0198 | 1.0198 | 1.0198 | 1.0198 | 1.0198 | 1.0198 | 1.0198 | 1.0198 | 1.0198 | 1.0198 | 1.0198 | 1.0198 | 1.0198 | 1.0198 | 1.0198 | 1.0198 | 1.0198 | 1.0198 | 1.0198 | 1.0198 | 1.0198 | 1.0198 | 1.0198 | 1.0198 | 1.0198 | 1.0198 | 1.0198 | 1.0198 | 1.0198 | 1.0198 | 1.0198 | 1.0198 | 1.0198 | 1.0198 | 1.0198 | 1.0198 | 1.0198 | 1.0198 | 1.0198 | 1.0198 | 1.0198 | 1.0198 | 1.0198 | 1.0198 | 1.0198 | 1.0198 | 1.0198 | 1.0198 | 1.0198 | 1.0198 | 1.0198 | 1.0198 | 1.0198 | 1.0198 | 1.0198 | 1.0198 | 1.0198 | 1.0198 | 1.0198 | 1.0198 | 1.0198 | 1.0198 | 1.0198 | 1.0198 | 1.0198 | 1.0198 | 1.0198 | 1.0198 | 1.0198 | 1.0198 | 1.0198 | 1.0198 | 1.0198 | 1.0198 | 1.0198 | 1.0198 | 1.0198 | 1.0198 | 1.0198 | 1.0198 | 1.0198 | 1.0198 | 1.0198 | 1.0198 | 1.0198 | 1.0198 | 1.0198 | 1.0198 | 1.0198 | 1.0198 | 1.0198 | 1.0198 | 1.0198 | 1.0198 | 1.0198 | 1.0198 | 1.0198 | 1.0198 | 1.0198 | 1.0198 | 1.0198 | 1.0198 | 1.0198 | 1.0198 | 1.0198 | 1.0198 | 1.0198 | 1.0198 | 1.0198 | 1.0198 | 1.0198 | 1.0198 | 1.0198 | 1.0198 | 1.0198 | 1.0198 | 1.0198 | 1.0198 | 1.0198 | 1.0198 | 1.0198 | 1.0198 | 1.0198 | 1.0198 | 1.0198 | 1.0198 | 1.0198 | 1.0198 | 1.0198 | 1.0198 | 1.0198 | 1.0198 | 1.0198 | 1.0198 | 1.0198 | 1.0198 | 1.0198 | 1.0198 | 1.0198 | 1.0198 | 1.0198 | 1.0198 | 1.0198 | 1.0198 | 1.0198 | 1.0198 | 1.0198 | 1.0198 | 1.0198 | 1.0198 | 1.0198 | 1.0198 | 1.0198 | 1.0198 | 1.0198 | 1.0198 | 1.0198 | 1.0198 | 1.0198 | 1.0198 | 1.0198 | 1.0198 | 1.0198 | 1.0198 | 1.0198 | 1.0198 | 1.0198 | 1.0198 | 1.0198 | 1.0198 | 1.0198 | 1.0198 | 1.0198 | 1.0198 | 1.0198 | 1.0198 | 1.0198 | 1.0198 | 1.0198 | 1.0198 | 1.0198 | 1.0198 | 1.0198 | 1.0198 | 1.0198 | 1.0198 | 1.0198 | 1.0198 | 1.0198 | 1.0198 | 1.0198 | 1.0198 | 1.0198 | 1.0198 | 1.0198 | 1.0198 | 1.0198 | 1.0198 | 1.0198 | 1.0198 | 1.0198 | 1.0198 | 1.0198 | 1.0198 | 1.0198 | 1.0198 | 1.0198 | 1.0198 | 1.0198 | 1.0198 | 1.0198 | 1.0198 | 1.0198 | 1.0198 | 1.0198 | 1.0198 | 1.0198 | 1.0198 | 1.0198 | 1.0198 | 1.0198 | 1.0198 | 1.0198 | 1.0198 | 1.0198 | 1.0198 | 1.0198 | 1.0198 | 1.0198 | 1.0198 | 1.0198 | 1.0198 | 1.0198 | 1.0198 | 1.0198 | 1.0198 | 1.0198 | 1.0198 | 1.0198 | 1.0198 | 1.0198 | 1.0198 | 1.0198 | 1.0198 | 1.0198 | 1.0198 | 1.0198 | 1.0198 | 1.0198 | 1.0198 | 1.0198 | 1.0198 | 1.0198 | 1.0198 | 1.0198 | 1.0198 | 1.0198 | 1.0198 | 1.0198 | 1.0198 | 1.0198 | 1.0198 | 1.0198 | 1.0198 | 1.0198 | 1.0198 | 1.0198 | 1.0198 | 1.0198 | 1.0198 | 1.0198 | 1.0198 | 1.0198 | 1.0198 | 1.0198 | 1.0198 | 1.0198 | 1.0198 | 1.0198 | 1.0198 | 1.0198 | 1.0198 | 1.0198 | 1.0198 | 1.0198 | 1.0198 | 1.0198 | 1.0198 | 1.0198 | 1.0198 | 1.0198 | 1.0198 | 1.0198 | 1.0198 | 1.0198 | 1.0198 | 1.0198 | 1.0198 | 1.0198 | 1.0198 | 1.0198 | 1.0198 | 1.0198 | 1.0198 | 1.0198 | 1.0198 | 1.0198 | 1.0198 | 1.0198 | 1.0198 | 1.0198 | 1.0198 | 1.0198 | 1.0198 | 1.0198 | 1.0198 | 1.0198 | 1.0198 | 1.0198 | 1.0198 | 1.0198 | 1.0198 | 1.0198 | 1.0198 | 1.0198 | 1.0198 | 1.0198 | 1.0198 | 1.0198 | 1.0198 | 1.0198 | 1.0198 | 1.0198 | 1.0198 | 1.0198 | 1.0198 | 1.0198 | 1.0198 | 1.0198 | 1.0198 | 1.0198 | 1.0198 | 1.0198 | 1.0198 | 1.0198 | 1.0198 | 1.0198 | 1.0198 | 1.0198 | 1.0198 | 1.0198 | 1.0198 | 1.0198 | 1.0198 | 1.0198 | 1.0198 | 1.0198 | 1.0198 | 1.0198 | 1.0198 | 1.0198 | 1.0198 | 1.0198 | 1.0198 | 1.0198 | 1.0198 | 1.0198 | 1.0198 | 1.0198 | 1.0198 | 1.0198 | 1.0198 | 1.0198 | 1.0198 | 1.0198 | 1.0198 | 1.0198 | 1.0198 | 1.0198 | 1.0198 | 1.0198 | 1.0198 | 1.0198 | 1.0198 | 1.0198 | 1.0198 | 1.0198 | 1.0198 | 1.0198 | 1.0198 | 1.0198 | 1.0198 | 1.0198 | 1.0198 | 1.0198 | 1.0198 | 1.0198 | 1.0198 | 1.0198 | 1.0198 | 1.0198 | 1.0198 | 1.0198 | 1.0198 | 1.0198 | 1.0198 | 1.0198 | 1.0198 | 1.0198 | 1.0198 | 1.0198 | 1.0198 | 1.0198 | 1.0198 | 1.0198 | 1.0198 | 1.0198 | 1.0198 | 1.0198 | 1.0198 | 1.0198 | 1.0198 | 1.0198 | 1.0198 | 1.0198 | 1.0198 | 1.0198 | 1.0198 | 1.0198 | 1.0198 | 1.0198 | 1.0198 | 1.0198 | 1.0198 | 1.0198 | 1.0198 | 1.0198 | 1.0198 | 1.0198 | 1.0198 | 1.0198 | 1.0198 | 1.0198 | 1.0198 | 1.0198 | 1.0198 | 1.0198 | 1.0198 | 1.0198 | 1.0198 | 1.0198 | 1.0198 | 1.0198 | 1.0198 | 1.0198 | 1.0198 | 1.0198 | 1.0198 | 1.0198 | 1.0198 | 1.0198 | 1.0198 | 1.0198 | 1.0198 | 1.0198 | 1.0198 | 1.0198 | 1.0198 | 1.0198 | 1.0198 | 1.0198 | 1.0198 | 1.0198 | 1.0198 | 1.0198 | 1.0198 | 1.0198 | 1.0198 | 1.0198 | 1.0198 | 1.0198 | 1.0198 | 1.0198 | 1.0198 | 1.0198 | 1.0198 | 1.0198 | 1.0198 | 1.0198 | 1.0198 | 1.0198 | 1.0198 | 1.0198 | 1.0198 | 1.0198 | 1.0198 | 1.0198 | 1.0198 | 1.0198 | 1.0198 | 1.0198 | 1.0198 | 1.0198 | 1.0198 | 1.0198 | 1.0198 | 1.0198 | 1.0198 | 1.0198 | 1.0198 | 1.0198 | 1.0198 | 1.0198 | 1.0198 | 1.0198 | 1.0198 | 1.0198 | 1.0198 | 1.0198 | 1.0198 | 1.0198 | 1.0198 | 1.0198 | 1.0198 | 1.0198 | 1.0198 | 1.0198 | 1.0198 | 1.0198 | 1.0198 | 1.0198 | 1.0198 | 1.0198 | 1.0198 | 1.0198 | 1.0198 | 1.0198 | 1.0198 | 1.0198 | 1.0198 | 1.0198 | 1.0198 | 1.0198 | 1.0198 | 1.0198 | 1.0198 | 1.0198 | 1.0198 | 1.0198 | 1.0198 | 1.0198 | 1.0198 | 1.0198 | 1.0198 | 1.0198 | 1.0198 | 1.0198 | 1.0198 | 1.0198 | 1.0198 | 1.0198 | 1.0198 | 1.0198 | 1.0198 | 1.0198 | 1.0198 | 1.0198 | 1.0198 | 1.0198 | 1.0198 | 1.0198 | 1.0198 | 1.0198 | 1.0198 | 1.0198 | 1.0198 | 1.0198 | 1.0198 | 1.0198 | 1.0198 | 1.0198 | 1.0198 | 1.0198 | 1.0198 | 1.0198 | 1.0198 | 1.0198 | 1.0198 | 1.0198 | 1.0198 | 1.0198 | 1.0198 | 1.0198 | 1.0198 | 1.0198 | 1.0198 | 1.0198 | 1.0198 | 1.0198 | 1.0198 | 1.0198 | 1.0198 | 1.0198 | 1.0198 | 1.0198 | 1.0198 | 1.0198 | 1.0198 | 1.0198 | 1.0198 | 1.0198 | 1.0198 | 1.0198 | 1.0198 | 1.0198 | 1.0198 | 1.0198 | 1.0198 | 1.0198 | 1.0198 | 1.0198 | 1.0198 | 1.0198 | 1.0198 | 1.0198 | 1.0198 | 1.0198 | 1.0198 | 1.0198 | 1.0198 | 1.0198 | 1.0198 | 1.0198 | 1.0198 | 1.0198 | 1.0198 | 1.0198 | 1.0198 | 1.0198 | 1.0198 | 1.0198 | 1.0198 | 1.0198 | 1.0198 | 1.0198 | 1.0198 | 1.0198 | 1.0198 | 1.0198 | 1.0198 | 1.0198 | 1.0198 | 1.0198 | 1.0198 | 1.0198 | 1.0198 | 1.0198 | 1.0198 | 1.0198 | 1.0198 | 1.0198 | 1.0198 | 1.0198 | 1.0198 | 1.0198 | 1.0198 | 1.0198 | 1.0198 | 1.0198 | 1.0198 | 1.0198 | 1.0198 | 1.0198 | 1.0198 | 1.0198 | 1.0198 | 1.0198 | 1.0198 | 1.0198 | 1.0198 | 1.0198 | 1.0198 | 1.0198 | 1.0198 | 1.0198 | 1.0198 | 1.0198 | 1.0198 | 1.0198 | 1.0198 | 1.0198 | 1.0198 | 1.0198 | 1.0198 | 1.0198 | 1.0198 | 1.0198 | 1.0198 | 1.0198 | 1.0198 | 1.0198 | 1.0198 | 1.0198 | 1.0198 | 1.0198 | 1.0198 | 1.0198 | 1.0198 | 1.0198 | 1.0198 | 1.0198 | 1.0198 | 1.0198 | 1.0198 | 1.0198 | 1.0198 | 1.0198 | 1.0198 | 1.0198 | 1.0198 | 1.0198 | 1.0198 | 1.0198 | 1.0198 | 1.0198 | 1.0198 | 1.0198 | 1.0198 | 1.0198 | 1.0198 | 1.0198 | 1.0198 | 1.0198 | 1.0198 | 1.0198 | 1.0198 | 1.0198 | 1.0198 | 1.0198 | 1.0198 | 1.0198 | 1.0198 | 1.0198 | 1.0198 | 1.0198 | 1.0198 | 1.0198 | 1.0198 | 1.0198 | 1.0198 | 1.0198 | 1.0198 | 1.0198 | 1.0198 | 1.0198 | 1.0198 | 1.0198 | 1.0198 | 1.0198 | 1.0198 | 1.0198 | 1.0198 | 1.0198 | 1.0198 | 1.0198 | 1.0198 | 1.0198 | 1.0198 | 1.0198 | 1.0198 | 1.0198 | 1.0198 | 1.0198 | 1.0198 | 1.0198 | 1.0198 | 1.0198 | 1.0198 | 1.0198 | 1.0198 | 1.0198 | 1.0198 | 1.0198 | 1.0198 | 1.0198 | 1.0198 | 1.0198 | 1.0198 | 1.0198 | 1.0198 | 1.0198 | 1.0198 | 1.0198 | 1.0198 | 1.0198 | 1.0198 | 1.0198 | 1.0198 | 1.0198 | 1.0198 | 1.0198 | 1.0198 | 1.0198 | 1.0198 | 1.0198 | 1.0198 | 1.0198 | 1.0198 | 1.0198 | 1.0198 | 1.0198 | 1.0198 | 1.0198 | 1.0198 | 1.0198 | 1.0198 | 1.0198 | 1.0198 | 1.0198 | 1.0198 | 1.0198 | 1.0198 | 1.0198 | 1.0198 | 1.0198 | 1.0198 | 1.0198 | 1.0198 | 1.0198 | 1.0198 | 1.0198 | 1.0198 | 1.0198 | 1.0198 | 1.0198 | 1.0198 | 1.0198 | 1.0198 | 1.0198 | 1.0198 | 1.0198 | 1.0198 | 1.0198 | 1.0198 | 1.0198 | 1.0198 | 1.0198 | 1.0198 | 1.0198 | 1.0198 | 1.0198 | 1.0198 | 1.0198 | 1.0198 | 1.0198 | 1.0198 | 1.0198 | 1.0198 | 1.0198 | 1.0198 | 1.0198 | 1.0198 | 1.0198 | 1.0198 | 1.0198 | 1.0198 | 1.0198 | 1.0198 | 1.0198 | 1.0198 | 1.0198 | 1.0198 | 1.0198 | 1.0198 | 1.0198 | 1.0198 | 1.0198 | 1.0198 | 1.0198 | 1.0198 | 1.0198 | 1.0198 | 1.0198 | 1.0198 | 1.0198 | 1.0198 | 1.0198 | 1.0198 | 1.0198 | 1.0198 | 1.0198 | 1.0198 | 1.0198 | 1.0198 | 1.0198 | 1.0198 | 1.0198 | 1.0198 | 1.0198 | 1.0198 | 1.0198 | 1.0198 | 1.0198 | 1.0198 | 1.0198 | 1.0198 | 1.0198 | 1.0198 | 1.0198 | 1.0198 | 1.0198 | 1.0198 | 1.0198 | 1.0198 | 1.0198 | 1.0198 | 1.0198 | 1.0198 | 1.0198 | 1.0198 | 1.0198 | 1.0198 | 1.0198 | 1.0198 | 1.0198 | 1.0198 | 1.0198 | 1.0198 | 1.0198 | 1.0198 | 1.0198 | 1.0198 | 1.0198 | 1.0198 | 1.0198 | 1.0198 | 1.0198 | 1.0198 | 1.0198 | 1.0198 | 1.0198 | 1.0198 | 1.0198 | 1.0198 | 1.0198 | 1.0198 | 1.0198 | 1.0198 | 1.0198 | 1.0198 | 1.0198 | 1.0198 | 1.0198 | 1.0198 | 1.0198 | 1.0198 | 1.0198 | 1.0198 | 1.0198 | 1.0198 | 1.0198 | 1.0198 | 1.0198 | 1.0198 | 1.0198 | 1.0198 | 1.0198 | 1.0198 | 1.0198 | 1.0198 | 1.0198 | 1.0198 | 1.0198 | 1.0198 | 1.0198 | 1.0198 | 1.0198 | 1.0198 | 1.0198 | 1.0198 | 1.0198 | 1.0198 | 1.0198 | 1.0198 | 1.0198 | 1.0198 | 1.0198 | 1.0198 | 1.0198 | 1.0198 | 1.0198 | 1.0198 | 1.0198 | 1.0198 | 1.0198 | 1.0198 | 1.0198 | 1.0198 | 1.0198 | 1.0198 | 1.0198 | 1.0198 | 1.0198 | 1.0198 | 1.0198 | 1.0198 | 1.0198 | 1.0198 | 1.0198 | 1.0198 | 1.0198 | 1.0198 | 1.0198 | 1.0198 | 1.0198 | 1.0198 | 1.0198 | 1.0198 | 1.0198 | 1.0198 | 1.0198 | 1.0198 | 1.0198 | 1.0198 | 1.0198 | 1.0198 | 1.0198 | 1.0198 | 1.0198 | 1.0198 | 1.0198 | 1.0198 | 1.0198 | 1.0198 | 1.0198 | 1.0198 | 1.0198 | 1.0198 | 1.0198 | 1.0198 | 1.0198 | 1.0198 | 1.0198 | 1.0198 | 1.0198 | 1.0198 | 1.0198 | 1.0198 | 1.0198 | 1.0198 | 1.0198 | 1.0198 | 1.0198 | 1.0198 | 1.0198 | 1.0198 | 1.0198 | 1.0198 | 1.0198 | 1.0198 | 1.0198 | 1.0198 | 1.0198 | 1.0198 | 1.0198 | 1.0198 | 1.0198 | 1.0198 | 1.0198 | 1.0198 | 1.0198 | 1.0198 | 1.0198 | 1.0198 | 1.0198 | 1.0198 | 1.0198 | 1.0198 | 1.0198 | 1.0198 | 1.0198 | 1.0198 | 1.0198 | 1.0198 | 1.0198 | 1.0198 | 1.0198 | 1.0198 | 1.0198 | 1.0198 | 1.0198 | 1.0198 | 1.0198 | 1.0198 | 1.0198 | 1.0198 | 1.0198 | 1.0198 | 1.0198 | 1.0198 | 1.0198 | 1.0198 | 1.0198 | 1.0198 | 1.0198 | 1.0198 | 1.0198 | 1.0198 | 1.0198 | 1.0198 | 1.0198 | 1.0198 | 1.0198 | 1.0198 | 1.0198 | 1.0198 | 1.0198 | 1.0198 | 1.0198 | 1.0198 | 1.0198 | 1.0198 | 1.0198 | 1.0198 | 1.0198 | 1.0198 | 1.0198 | 1.0198 | 1.0198 | 1.0198 | 1.0198 | 1.0198 | 1.0198 | 1.0198 | 1.0198 | 1.0198 | 1.0198 | 1.0198 | 1.0198 | 1.0198 | 1.0198 | 1.0198 | 1.0198 | 1.0198 | 1.0198 | 1.0198 | 1.0198 | 1.0198 | 1.0198 | 1.0198 | 1.0198 | 1.0198 | 1.0198 | 1.0198 | 1.0198 | 1.0198 | 1.0198 | 1.0198 | 1.0198 | 1.0198 | 1.0198 | 1.0198 | 1.0198 | 1.0198 | 1.0198 | 1.0198 | 1.0198 | 1.0198 | 1.0198 | 1.0198 | 1.0198 | 1.0198 | 1.0198 | 1.0198 | 1.0198 | 1.0198 | 1.0198 | 1.0198 | 1.0198 | 1.0198 | 1.0198 | 1.0198 | 1.0198 | 1.0198 | 1.0198 | 1.0198 | 1.0198 | 1.0198 | 1.0198 | 1.0198 | 1.0198 | 1.0198 | 1.0198 | 1.0198 | 1.0198 | 1.0198 | 1.0198 | 1.0198 | 1.0198 | 1.0198 | 1.0198 | 1.0198 | 1.0198 | 1.0198 | 1.0198 | 1.0198 | 1.0198 | 1.0198 | 1.0198 | 1.0198 | 1.0198 | 1.0198 | 1.0198 | 1.0198 | 1.0198 | 1.0198 | 1.0198 | 1.0198 | 1.0198 | 1.0198 | 1.0198 | 1.0198 | 1.0198 | 1.0198 | 1.0198 | 1.0198 | 1.0198 | 1.0198 | 1.0198 | 1.0198 | 1.0198 | 1.0198 | 1.0198 | 1.0198 | 1.0198 | 1.0198 | 1.0198 | 1.0198 | 1.0198 | 1.0198 | 1.0198 | 1.0198 | 1.0198 | 1.0198 | 1.0198 | 1.0198 | 1.0198 | 1.0198 | 1.0198 | 1.0198 | 1.0198 | 1.0198 | 1.0198 | 1.0198 | 1.0198 | 1.0198 | 1.0198 | 1.0198 | 1.0198 | 1.0198 | 1.0198 | 1.0198 | 1.0198 | 1.0198 | 1.0198 | 1.0198 | 1.0198 | 1.0198 | 1.0198 | 1.0198 | 1.0198 | 1.0198 | 1.0198 | 1.0198 | 1.0198 | 1.0198 | 1.0198 | 1.0198 | 1.0198 | 1.0198 | 1.0198 | 1.0198 | 1.0198 | 1.0198 | 1.0198 | 1.0198 | 1.0198 | 1.0198 | 1.0198 | 1.0198 | 1.0198 | 1.0198 | 1.0198 | 1.0198 | 1.0198 | 1.0198 | 1.0198 | 1.0198 | 1.0198 | 1.0198 | 1.0198 | 1.0198 | 1.0198 | 1.0198 | 1.0198 | 1.0198 | 1.0198 | 1.0198 | 1.0198 | 1.0198 | 1.0198 | 1.0198 | 1.0198 | 1.0198 | 1.0198 | 1.0198 | 1.0198 | 1.0198 | 1.0198 | 1.0198 | 1.0198 | 1.0198 | 1.0198 | 1.0198 | 1.0198 | 1.0198 | 1.0198 | 1.0198 | 1.0198 | 1.0198 | 1.0198 | 1.0198 | 1.0198 | 1.0198 | 1.0198 | 1.0198 | 1.0198 | 1.0198 | 1.0198 | 1.0198 | 1.0198 | 1.0198 | 1.0198 | 1.0198 | 1.0198 | 1.0198 | 1.0198 | 1.0198 | 1.0198 | 1.0198 | 1.0198 | 1.0198 | 1.0198 | 1.0198 | 1.0198 | 1.0198 | 1.0198 | 1.0198 | 1.0198 | 1.0198 | 1.0198 | 1.0198 | 1.0198 | 1.0198 | 1.0198 | 1.0198 | 1.0198 | 1.0198 | 1.0198 | 1.0198 | 1.0198 | 1.0198 | 1.0198 | 1.0198 | 1.0198 | 1.0198 | 1.0198 | 1.0198 | 1.0198 | 1.0198 | 1.0198 | 1.0198 | 1.0198 | 1.0198 | 1.0198 | 1.0198 | 1.0198 | 1.0198 | 1.0198 | 1.0198 | 1.0198 | 1.0198 | 1.0198 | 1.0198 | 1.0198 | 1.0198 | 1.0198 | 1.0198 | 1.0198 | 1.0198 | 1.0198 | 1.0198 | 1.0198 | 1.0198 | 1.0198 | 1.0198 | 1.0198 | 1.0198 | 1.0198 | 1.0198 | 1.0198 | 1.0198 | 1.0198 | 1.0198 | 1.0198 | 1.0198 | 1.0198 | 1.0198 | 1.0198 | 1.0198 | 1.0198 | 1.0198 | 1.0198 | 1.0198 | 1.0198 | 1.0198 | 1.0198 | 1.0198 | 1.0198 | 1.0198 | 1.0198 | 1.0198 | 1.0198 | 1.0198 | 1.0198 | 1.0198 | 1.0198 | 1.0198 | 1.0198 | 1.0198 | 1.0198 | 1.0198 | 1.0198 | 1.0198 | 1.0198 | 1.0198 | 1.0198 | 1.0198 | 1.0198 | 1.0198 | 1.0198 | 1.0198 | 1.0198 | 1.0198 | 1.0198 | 1.0198 | 1.0198 | 1.0198 | 1.0198 | 1.0198 | 1.0198 | 1.0198 | 1.0198 | 1.0198 | 1.0198 | 1.0198 | 1.0198 | 1.0198 | 1.0198 | 1.0198 | 1.0198 | 1.0198 | 1.0198 | 1.0198 | 1.0198 | 1.0198 | 1.0198 | 1.0198 | 1.0198 | 1.0198 | 1.0198 | 1.0198 | 1.0198 | 1.0198 | 1.0198 | 1.0198 | 1.0198 | 1.0198 | 1.0198 | 1.0198 | 1.0198 | 1.0198 | 1.0198 | 1.0198 | 1.0198 | 1.0198 | 1.0198 | 1.0198 | 1.0198 | 1.0198 | 1.0198 | 1.0198 | 1.0198 | 1.0198 | 1.0198 | 1.0198 | 1.0198 | 1.0198 | 1.0198 | 1.0198 | 1.0198 | 1.0198 | 1.0198 | 1.0198 | 1.0198 | 1.0198 | 1.0198 | 1.0198 | 1.0198 | 1.0198 | 1.0198 | 1.0198 | 1.0198 | 1.0198 | 1.0198 | 1.0198 | 1.0198 | 1.0198 | 1.0198 | 1.0198 | 1.0198 | 1.0198 | 1.0198 | 1.0198 | 1.0198 | 1.0198 | 1.0198 | 1.0198 | 1.0198 | 1.0198 | 1.0198 | 1.0198 | 1.0198 | 1.0198 | 1.0198 | 1.0198 | 1.0198 | 1.0198 | 1.0198 | 1.0198 | 1.0198 | 1.0198 | 1.0198 | 1.0198 | 1.0198 | 1.0198 | 1.0198 | 1.0198 | 1.0198 | 1.0198 | 1.0198 | 1.0198 | 1.0198 | 1.0198 | 1.0198 | 1.0198 | 1.0198 | 1.0198 | 1.0198 | 1.0198 | 1.0198 | 1.0198 | 1.0198 | 1.0198 | 1.0198 | 1.0198 | 1.0198 | 1.0198 | 1.0198 | 1.0198 | 1.0198 | 1.0198 | 1.0198 | 1.0198 | 1.0198 | 1.0198 | 1.0198 | 1.0198 | 1.0198 | 1.0198 | 1.0198 | 1.0198 | 1.0198 | 1.0198 | 1.0198 | 1.0198 | 1.0198 | 1.0198 | 1.0198 | 1.0198 | 1.0198 | 1.0198 | 1.0198 | 1.0198 | 1.0198 | 1.0198 | 1.0198 | 1.0198 | 1.0198 | 1.0198 | 1.0198 | 1.0198 | 1.0198 | 1.0198 | 1.0198 | 1.0198 | 1.0198 | 1.0198 | 1.0198 | 1.0198 | 1.0198 | 1.0198 | 1.0198 | 1.0198 | 1.0198 | 1.0198 | 1.0198 | 1.0198 | 1.0198 | 1.0198 | 1.0198 | 1.0198 | 1.0198 | 1.0198 | 1.0198 | 1.0198 | 1.0198 | 1.0198 | 1.0198 | 1.0198 | 1.0198 | 1.0198 | 1.0198 | 1.0198 | 1.0198 | 1.0198 | 1.0198 | 1.0198 | 1.0198 | 1.0198 | 1.0198 | 1.0198 | 1.0198 | 1.0198 | 1.0198 | 1.0198 | 1.0198 | 1.0198 | 1.0198 | 1.0198 | 1.0198 | 1.0198 | 1.0198 | 1.0198 | 1.0198 | 1.0198 | 1.0198 | 1.0198 | 1.0198 | 1.0198 | 1.0198 | 1.0198 | 1.0198 | 1.0198 | 1.0198 | 1.0198 | 1.0198 | 1.0198 | 1.0198 | 1.0198 | 1.0198 | 1.0198 | 1.0198 | 1.0198 | 1.0198 | 1.0198 | 1.0198 | 1.0198 | 1.0198 | 1.0198 | 1.0198 | 1.0198 | 1.0198 | 1.0198 | 1.0198 | 1.0198 | 1.0198 | 1.0198 | 1.0198 | 1.0198 | 1.0198 | 1.0198 | 1.0198 | 1.0198 | 1.0198 | 1.0198 | 1.0198 | 1.0198 | 1.0198 | 1.0198 | 1.0198 | 1.0198 | 1.0198 | 1.0198 | 1.0198 | 1.0198 | 1.0198 | 1.0198 | 1.0198 | 1.0198 | 1.0198 | 1.0198 | 1.0198 | 1.0198 | 1.0198 | 1.0198 | 1.0198 | 1.0198 | 1.0198 | 1.0198 | 1.0198 | 1.0198 | 1.0198 | 1.0198 | 1.0198 | 1.0198 | 1.0198 | 1.0198 | 1.0198 | 1.0198 | 1.0198 | 1.0198 | 1.0198 | 1.0198 | 1.0198 | 1.0198 | 1.0198 | 1.0198 | 1.0198 | 1.0198 | 1.0198 | 1.0198 | 1.0198 | 1.0198 | 1.0198 | 1.0198 | 1.0198 | 1.0198 | 1.0198 | 1.0198 | 1.0198 | 1.0198 | 1.0198 | 1.0198 | 1.0198 | 1.0198 | 1.0198 | 1.0198 | 1.0198 | 1.0198 | 1.0198 | 1.0198 | 1.0198 | 1.0198 | 1.0198 | 1.0198 | 1.0198 | 1.0198 | 1.0198 | 1.0198 | 1.0198 | 1.0198 | 1.0198 | 1.0198 | 1.0198 | 1.0198 | 1.0198 | 1.0198 | 1.0198 | 1.0198 | 1.0198 | 1.0198 | 1.0198 | 1.0198 | 1.0198 | 1.0198 | 1.0198 | 1.0198 | 1.0198 | 1.0198 | 1.0198 | 1.0198 | 1.0198 | 1.0198 | 1.0198 | 1.0198 | 1.0198 | 1.0198 | 1.0198 | 1.0198 | 1.0198 | 1.0198 | 1.0198 | 1.0198 | 1.0198 | 1.0198 | 1.0198 | 1.0198 | 1.0198 | 1.0198 | 1.0198 | 1.0198 | 1.0198 | 1.0198 | 1.0198 | 1.0198 | 1.0198 | 1.0198 | 1.0198 | 1.0198 | 1.0198 | 1.0198 | 1.0198 | 1.0198 | 1.0198 | 1.0198 | 1.0198 | 1.0198 | 1.0198 | 1.0198 | 1.0198 | 1.0198 | 1.0198 | 1.0198 | 1.0198 | 1.0198 | 1.0198 | 1.0198 | 1.0198 | 1.0198 | 1.0198 | 1.0198 | 1.0198 | 1.0198 | 1.0198 | 1.0198 | 1.0198 | 1.0198 | 1.0198 | 1.0198 | 1.0198 | 1.0198 | 1.0198 | 1.0198 | 1.0198 | 1.0198 | 1.0198 | 1.0198 | 1.0198 | 1.0198 | 1.0198 | 1.0198 | 1.0198 | 1.0198 | 1.0198 | 1.0198 | 1.0198 | 1.0198 | 1.0198 | 1.0198 | 1.0198 | 1.0198 | 1.0198 | 1.0198 | 1.0198 | 1.0198 | 1.0198 | 1.0198 | 1.0198 | 1.0198 | 1.0198 | 1.0198 | 1.0198 | 1.0198 | 1.0198 | 1.0198 | 1.0198 | 1.0198 | 1.0198 | 1.0198 | 1.0198 | 1.0198 | 1.0198 | 1.0198 | 1.0198 | 1.0198 | 1.0198 | 1.0198 | 1.0198 | 1.0198 | 1.0198 | 1.0198 | 1.0198 | 1.0198 | 1.0198 | 1.0198 | 1.0198 | 1.0198 | 1.0198 | 1.0198 | 1.0198 | 1.0198 | 1.0198 | 1.0198 | 1.0198 | 1.0198 | 1.0198 | 1.0198 | 1.0198 | 1.0198 | 1.0198 | 1.0198 | 1.0198 | 1.0198 | 1.0198 | 1.0198 | 1.0198 | 1.0198 | 1.0198 | 1.0198 | 1.0198 | 1.0198 | 1.0198 | 1.0198 | 1.0198 | 1.0198 | 1.0198 | 1.0198 | 1.0198 | 1.0198 | 1.0198 | 1.0198 | 1.0198 | 1.0198 | 1.0198 | 1.0198 | 1.0198 | 1.0198 | 1.0198 | 1.0198 | 1.0198 | 1.0198 | 1.0198 | 1.0198 | 1.0198 | 1.0198 | 1.0198 | 1.0198 | 1.0198 | 1.0198 | 1.0198 | 1.0198 | 1.0198 | 1.0198 | 1.0198 | 1.0198 | 1.0198 | 1.0198 | 1.0198 | 1.0198 | 1.0198 | 1.0198 | 1.0198 | 1.0198 | 1.0198 | 1.0198 | 1.0198 | 1.0198 | 1.0198 | 1.0198 | 1.0198 | 1.0198 | 1.0198 | 1.0198 | 1.0198 | 1.0198 | 1.0198 | 1.0198 | 1.0198 | 1.0198 | 1.0198 | 1.0198 | 1.0198 | 1.0198 | 1.0198 | 1.0198 | 1.0198 | 1.0198 | 1.0198 | 1.0198 | 1.0198 | 1.0198 | 1.0198 | 1.0198 | 1.0198 | 1.0198 | 1.0198 | 1.0198 | 1.0198 | 1.0198 | 1.0198 | 1.0198 | 1.0198 | 1.0198 | 1.0198 | 1.0198 | 1.0198 | 1.0198 | 1.0198 | 1.0198 | 1.0198 | 1.0198 | 1.0198 | 1.0198 | 1.0198 | 1.0198 | 1.0198 | 1.0198 | 1.0198 | 1.0198 | 1.0198 | 1.0198 | 1.0198 | 1.0198 | 1.0198 | 1.0198 | 1.0198 | 1.0198 | 1.0198 | 1.0198 | 1.0198 | 1.0198 | 1.0198 | 1.0198 | 1.0198 | 1.0198 | 1.0198 | 1.0198 | 1.0198 | 1.0198 | 1.0198 | 1.0198 | 1.0198 | 1.0198 | 1.0198 | 1.0198 | 1.0198 | 1.0198 | 1.0198 | 1.0198 | 1.0198 | 1.0198 | 1.0198 | 1.0198 | 1.0198 | 1.0198 | 1.0198 | 1.0198 | 1.0198 | 1.0198 | 1.0198 | 1.0198 | 1.0198 | 1.0198 | 1.0198 | 1.0198 | 1.0198 | 1.0198 | 1.0198 | 1.0198 | 1.0198 | 1.0198 | 1.0198 | 1.0198 | 1.0198 | 1.0198 | 1.0198 | 1.0198 | 1.0198 | 1.0198 | 1.0198 | 1.0198 | 1.0198 | 1.0198 | 1.0198 | 1.0198 | 1.0198 | 1.0198 | 1.0198 | 1.0198 | 1.0198 | 1.0198 | 1.0198 | 1.0198 | 1.0198 | 1.0198 | 1.0198 | 1.0198 | 1.0198 | 1.0198 | 1.0198 | 1.0198 | 1.0198 | 1.0198 | 1.0198 | 1.0198 | 1.0198 | 1.0198 | 1.0198 | 1.0198 | 1.0198 | 1.0198 | 1.0198 | 1.0198 | 1.0198 | 1.0198 | 1.0198 | 1.0198 | 1.0198 | 1.0198 | 1.0198 | 1.0198 | 1.0198 | 1.0198 | 1.0198 | 1.0198 | 1.0198 | 1.0198 | 1.0198 | 1.0198 | 1.0198 | 1.0198 | 1.0198 | 1.0198 | 1.0198 | 1.0198 | 1.0198 | 1.0198 | 1.0198 | 1.0198 | 1.0198 | 1.0198 | 1.0198 | 1.0198 | 1.0198 | 1.0198 | 1.0198 | 1.0198 | 1.0198 | 1.0198 | 1.0198 | 1.0198 | 1.0198 | 1.0198 | 1.0198 | 1.0198 | 1.0198 | 1.0198 | 1.0198 | 1.0198 | 1.0198 | 1.0198 | 1.0198 | 1.0198 | 1.0198 | 1.0198 | 1.0198 | 1.0198 | 1.0198 | 1.0198 | 1.0198 | 1.0198 | 1.0198 | 1.0198 | 1.0198 | 1.0198 | 1.0198 | 1.0198 | 1.0198 | 1.0198 | 1.0198 | 1.0198 | 1.0198 | 1.0198 | 1.0198 | 1.0198 | 1.0198 | 1.0198 | 1.0198 | 1.0198 | 1.0198 | 1.0198 | 1.0198 | 1.0198 | 1.0198 | 1.0198 | 1.0198 | 1.0198 | 1.0198 | 1.0198 | 1.0198 | 1.0198 | 1.0198 | 1.0198 | 1.0198 | 1.0198 | 1.0198 | 1.0198 | 1.0198 | 1.0198 | 1.0198 | 1.0198 | 1.0198 | 1.0198 | 1.0198 | 1.0198 | 1.0198 | 1.0198 | 1.0198 | 1.0198 | 1.0198 | 1.0198 | 1.0198 | 1.0198 | 1.0198 | 1.0198 | 1.0198 | 1.0198 | 1.0198 | 1.0198 | 1.0198 | 1.0198 | 1.0198 | 1.0198 | 1.0198 | 1.0198 | 1.0198 | 1.0198 | 1.0198 | 1.0198 | 1.0198 | 1.0198 | 1.0198 | 1.0198 | 1.0198 | 1.0198 | 1.0198 | 1.0198 | 1.0198 | 1.0198 | 1.0198 | 1.0198 | 1.0198 | 1.0198 | 1.0198 | 1.0198 | 1.0198 | 1.0198 | 1.0198 | 1.0198 | 1.0198 | 1.0198 | 1.0198 | 1.0198 | 1.0198 | 1.0198 | 1.0198 | 1.0198 | 1.0198 | 1.0198 | 1.0198 | 1.0198 | 1.0198 | 1.0198 | 1.0198 | 1.0198 | 1.0198 | 1.0198 | 1.0198 | 1.0198 | 1.0198 | 1.0198 | 1.0198 | 1.0198 | 1.0198 | 1.0198 | 1.0198 | 1.0198 | 1.0198 | 1.0198 | 1.0198 | 1.0198 | 1.0198 | 1.0198 | 1.0198 | 1.0198 | 1.0198 | 1.0198 | 1.0198 | 1.0198 | 1.0198 | 1.0198 | 1.0198 | 1.0198 | 1.0198 | 1.0198 | 1.0198 | 1.0198 | 1.0198 | 1.0198 | 1.0198 | 1.0198 | 1.0198 | 1.0198 | 1.0198 | 1.0198 | 1.0198 | 1.0198 | 1.0198 | 1.0198 | 1.0198 | 1.0198 | 1.0198 | 1.0198 | 1.0198 | 1.0198 | 1.0198 | 1.0198 | 1.0198 | 1.0198 | 1.0198 | 1.0198 | 1.0198 | 1.0198 | 1.0198 | 1.0198 | 1.0198 | 1.0198 | 1.0198 | 1.0198 | 1.0198 | 1.0198 | 1.0198 | 1.0198 | 1.0198 | 1.0198 | 1.0198 | 1.0198 | 1.0198 | 1.0198 | 1.0198 | 1.0198 | 1.0198 | 1.0198 | 1.0198 | 1.0198 | 1.0198 | 1.0198 | 1.0198 | 1.0198 | 1.0198 | 1.0198 | 1.0198 | 1.0198 | 1.0198 | 1.0198 | 1.0198 | 1.0198 | 1.0198 | 1.0198 | 1.0198 | 1.0198 | 1.0198 | 1.0198 | 1.0198 | 1.0198 | 1.0198 | 1.0198 | 1.0198 | 1.0198 | 1.0198 | 1.0198 | 1.0198 | 1.0198 | 1.0198 | 1.0198 | 1.0198 | 1.0198 | 1.0198 | 1.0198 | 1.0198 | 1.0198 | 1.0198 | 1.0198 | 1.0198 | 1.0198 | 1.0198 | 1.0198 | 1.0198 | 1.0198 | 1.0198 | 1.0198 | 1.0198 | 1.0198 | 1.0198 | 1.0198 | 1.0198 | 1.0198 | 1.0198 | 1.0198 | 1.0198 | 1.0198 | 1.0198 | 1.0198 | 1.0198 | 1.0198 | 1.0198 | 1.0198 | 1.0198 | 1.0198 | 1.0198 | 1.0198 | 1.0198 | 1.0198 | 1.0198 | 1.0198 | 1.0198 | 1.0198 | 1.0198 | 1.0198 | 1.0198 | 1.0198 | 1.0198 | 1.0198 | 1.0198 | 1.0198 | 1.0198 | 1.0198 | 1.0198 | 1.0198 | 1.0198 | 1.0198 | 1.0198 | 1.0198 | 1.0198 | 1.0198 | 1.0198 | 1.0198 | 1.0198 | 1.0198 | 1.0198 | 1.0198 | 1.0198 | 1.0198 | 1.0198 | 1.0198 | 1.0198 | 1.0198 | 1.0198 | 1.0198 | 1.0198 | 1.0198 | 1.0198 | 1.0198 | 1.0198 | 1.0198 | 1.0198 | 1.0198 | 1.0198 | 1.0198 | 1.0198 | 1.0198 | 1.0198 | 1.0198 | 1.0198 | 1.0198 | 1.0198 | 1.0198 | 1.0198 | 1.0198 | 1.0198 | 1.0198 | 1.0198 | 1.0198 | 1.0198 | 1.0198 | 1.0198 | 1.0198 | 1.0198 | 1.0198 | 1.0198 | 1.0198 | 1.0198 | 1.0198 | 1.0198 | 1.0198 | 1.0198 | 1.0198 | 1.0198 | 1.0198 | 1.0198 | 1.0198 | 1.0198 | 1.0198 | 1.0198 | 1.0198 | 1.0198 | 1.0198 | 1.0198 | 1.0198 | 1.0198 | 1.0198 | 1.0198 | 1.0198 | 1.0198 | 1.0198 | 1.0198 | 1.0198 | 1.0198 | 1.0198 | 1.0198 | 1.0198 | 1.0198 | 1.0198 | 1.0198 | 1.0198 | 1.0198 | 1.0198 | 1.0198 | 1.0198 | 1.0198 | 1.0198 | 1.0198 | 1.0198 | 1.0198 | 1.0198 | 1.0198 | 1.0198 | 1.0198 | 1.0198 | 1.0198 | 1.0198 | 1.0198 | 1.0198 | 1.0198 | 1.0198 | 1.0198 | 1.0198 | 1.0198 | 1.0198 | 1.0198 | 1.0198 | 1.0198 | 1.0198 | 1.0198 | 1.0198 | 1.0198 | 1.0198 | 1.0198 | 1.0198 | 1.0198 | 1.0198 | 1.0198 | 1.0198 | 1.0198 | 1.0198 | 1.0198 | 1.0198 | 1.0198 | 1.0198 | 1.0198 | 1.0198 | 1.0198 | 1.0198 | 1.0198 | 1.0198 | 1.0198 | 1.0198 | 1.0198 | 1.0198 | 1.0198 | 1.0198 | 1.0198 | 1.0198 | 1.0198 | 1.0198 | 1.0198 | 1.0198 | 1.0198 | 1.0198 | 1.0198 | 1.0198 | 1.0198 | 1.0198 | 1.0198 | 1.0198 | 1.0198 | 1.0198 | 1.0198 | 1.0198 | 1.0198 | 1.0198 | 1.0198 | 1.0198 | 1.0198 | 1.0198 | 1.0198 | 1.0198 | 1.0198 | 1.0198 | 1.0198 | 1.0198 | 1.0198 | 1.0198 | 1.0198 | 1.0198 | 1.0198 | 1.0198 | 1.0198 | 1.0198 | 1.0198 | 1.0198 | 1.0198 | 1.0198 | 1.0198 | 1.0198 | 1.0198 | 1.0198 | 1.0198 | 1.0198 | 1.0198 | 1.0198 | 1.0198 | 1.0198 | 1.0198 | 1.0198 | 1.0198 | 1.0198 | 1.0198 | 1.0198 | 1.0198 | 1.0198 | 1.0198 | 1.0198 | 1.0198 | 1.0198 | 1.0198 | 1.0198 | 1.0198 | 1.0198 | 1.0198 | 1.0198 | 1.0198 | 1.0198 | 1.0198 | 1.0198 | 1.0198 | 1.0198 | 1.0198 | 1.0198 | 1.0198 | 1.0198 | 1.0198 | 1.0198 | 1.0198 | 1.0198 | 1.0198 | 1.0198 | 1.0198 | 1.0198 | 1.0198 | 1.0198 | 1.0198 | 1.0198 | 1.0198 | 1.0198 | 1.0198 | 1.0198 | 1.0198 | 1.0198 | 1.0198 | 1.0198 | 1.0198 | 1.0198 | 1.0198 | 1.0198 | 1.0198 | 1.0198 | 1.0198 | 1.0198 | 1.0198 | 1.0198 | 1.0198 | 1.0198 | 1.0198 | 1.0198 | 1.0198 | 1.0198 | 1.0198 | 1.0198 | 1.0198 | 1.0198 | 1.0198 | 1.0198 | 1.0198 | 1.0198 | 1.0198 | 1.0198 | 1.0198 | 1.0198 | 1.0198 | 1.0198 | 1.0198 | 1.0198 | 1.0198 | 1.0198 | 1.0198 | 1.0198 | 1.0198 | 1.0198 | 1.0198 | 1.0198 | 1.0198 | 1.0198 | 1.0198 | 1.0198 | 1.0198 | 1.0198 | 1.0198 | 1.0198 | 1.0198 | 1.0198 | 1.0198 | 1.0198 | 1.0198 | 1.0198 | 1.0198 | 1.0198 | 1.0198 | 1.0198 | 1.0198 | 1.0198 | 1.0198 | 1.0198 | 1.0198 | 1.0198 | 1.0198 | 1.0198 | 1.0198 | 1.0198 | 1.0198 | 1.0198 | 1.0198 | 1.0198 | 1.0198 | 1.0198 | 1.0198 | 1.0198 | 1.0198 | 1.0198 | 1.0198 | 1.0198 | 1.0198 | 1.0198 | 1.0198 | 1.0198 | 1.0198 | 1.0198 | 1.0198 | 1.0198 | 1.0198 | 1.0198 | 1.0198 | 1.0198 | 1.0198 | 1.0198 | 1.0198 | 1.0198 | 1.0198 | 1.0198 | 1.0198 | 1.0198 | 1.0198 | 1.0198 | 1.0198 | 1.0198 | 1.0198 | 1.0198 | 1.0198 | 1.0198 | 1.0198 | 1.0198 | 1.0198 | 1.0198 | 1.0198 | 1.0198 | 1.0198 | 1.0198 | 1.0198 | 1.0198 | 1.0198 | 1.0198 | 1.0198 | 1.0198 | 1.0198 | 1.0198 | 1.0198 | 1.0198 | 1.0198 | 1.0198 | 1.0198 | 1.0198 | 1.0198 | 1.0198 | 1.0198 | 1.0198 | 1.0198 | 1.0198 | 1.0198 | 1.0198 | 1.0198 | 1.0198 | 1.0198 | 1.0198 | 1.0198 | 1.0198 | 1.0198 | 1.0198 | 1.0198 | 1.0198 | 1.0198 | 1.0198 | 1.0198 | 1.0198 | 1.0198 | 1.0198 | 1.0198 | 1.0198 | 1.0198 | 1.0198 | 1.0198 | 1.0198 | 1.0198 | 1.0198 | 1.0198 | 1.0198 | 1.0198 | 1.0198 | 1.0198 | 1.0198 | 1.0198 | 1.0198 | 1.0198 | 1.0198 | 1.0198 | 1.0198 | 1.0198 | 1.0198 | 1.0198 | 1.0198 | 1.0198 | 1.0198 | 1.0198 | 1.0198 | 1.0198 | 1.0198 | 1.0198 | 1.0198 | 1.0198 | 1.0198 | 1.0198 | 1.0198 | 1.0198 | 1.0198 | 1.0198 | 1.0198 | 1.0198 | 1.0198 | 1.0198 | 1.0198 | 1.0198 | 1.0198 | 1.0198 | 1.0198 | 1.0198 | 1.0198 | 1.0198 | 1.0198 | 1.0198 | 1.0198 | 1.0198 | 1.0198 | 1.0198 | 1.0198 | 1.0198 | 1.0198 | 1.0198 | 1.0198 | 1.0198 | 1.0198 | 1.0198 | 1.0198 | 1.0198 | 1.0198 | 1.0198 | 1.0198 | 1.0198 | 1.0198 | 1.0198 | 1.0198 | 1.0198 | 1.0198 | 1.0198 | 1.0198 | 1.0198 | 1.0198 | 1.0198 | 1.0198 | 1.0198 | 1.0198 | 1.0198 | 1.0198 | 1.0198 | 1.0198 | 1.0198 | 1.0198 | 1.0198 | 1.0198 | 1.0198 | 1.0198 | 1.0198 | 1.0198 | 1.0198 | 1.0198 | 1.0198 | 1.0198 | 1.0198 | 1.0198 | 1.0198 | 1.0198 | 1.0198 | 1.0198 | 1.0198 | 1.0198 | 1.0198 | 1.0198 | 1.0198 | 1.0198 | 1.0198 | 1.0198 | 1.0198 | 1.0198 | 1.0198 | 1.0198 | 1.0198 | 1.0198 | 1.0198 | 1.0198 | 1.0198 | 1.0198 | 1.0198 | 1.0198 | 1.0198 | 1.0198 | 1.0198 | 1.0198 | 1.0198 | 1.0198 | 1.0198 | 1.0198 | 1.0198 | 1.0198 | 1.0198 | 1.0198 | 1.0198 | 1.0198 | 1.0198 | 1.0198 | 1.0198 | 1.0198 | 1.0198 | 1.0198 | 1.0198 | 1.0198 | 1.0198 | 1.0198 | 1.0198 | 1.0198 | 1.0198 | 1.0198 | 1.0198 | 1.0198 | 1.0198 | 1.0198 | 1.0198 | 1.0198 | 1.0198 | 1.0198 | 1.0198 | 1.0198 | 1.0198 | 1.0198 | 1.0198 | 1.0198 | 1.0198 | 1.0198 | 1.0198 | 1.0198 | 1.0198 | 1.0198 | 1.0198 | 1.0198 | 1.0198 | 1.0198 | 1.0198 | 1.0198 | 1.0198 | 1.0198 | 1.0198 | 1.0198 | 1.0198 | 1.0198 | 1.0198 | 1.0198 | 1.0198 | 1.0198 | 1.0198 | 1.0198 | 1.0198 | 1.0198 | 1.0198 | 1.0198 | 1.0198 | 1.0198 | 1.0198 | 1.0198 | 1.0198 | 1.0198 | 1.0198 | 1.0198 | 1.0198 | 1.0198 | 1.0198 | 1.0198 | 1.0198 | 1.0198 | 1.0198 | 1.0198 | 1.0198 | 1.0198 | 1.0198 | 1.0198 | 1.0198 | 1.0198 | 1.0198 | 1.0198 | 1.0198 | 1.0198 | 1.0198 | 1.0198 | 1.0198 | 1.0198 | 1.0198 | 1.0198 | 1.0198 | 1.0198 | 1.0198 | 1.0198 | 1.0198 | 1.0198 | 1.0198 | 1.0198 | 1.0198 | 1.0198 | 1.0198 | 1.0198 | 1.0198 | 1.0198 | 1.0198 | 1.0198 | 1.0198 | 1.0198 | 1.0198 | 1.0198 | 1.0198 | 1.0198 | 1.0198 | 1.0198 | 1.0198 | 1.0198 | 1.0198 | 1.0198 | 1.0198 | 1.0198 | 1.0198 | 1.0198 | 1.0198 | 1.0198 | 1.0198 | 1.0198 | 1.0198 | 1.0198 | 1.0198 | 1.0198 | 1.0198 | 1.0198 | 1.0198 | 1.0198 | 1.0198 | 1.0198 | 1.0198 | 1.0198 | 1.0198 | 1.0198 | 1.0198 | 1.0198 | 1.0198 | 1.0198 | 1.0198 | 1.0198 | 1.0198 | 1.0198 | 1.0198 | 1.0198 | 1.0198 | 1.0198 | 1.0198 | 1.0198 | 1.0198 | 1.0198 | 1.0198 | 1.0198 | 1.0198 | 1.0198 | 1.0198 | 1.0198 | 1.0198 | 1.0198 | 1.0198 | 1.0198 | 1.0198 | 1.0198 | 1.0198 | 1.0198 | 1.0198 | 1.0198 | 1.0198 | 1.0198 | 1.0198 | 1.0198 | 1.0198 | 1.0198 | 1.0198 | 1.0198 | 1.0198 | 1.0198 | 1.0198 | 1.0198 | 1.0198 | 1.0198 | 1.0198 | 1.0198 | 1.0198 | 1.0198 | 1.0198 | 1.0198 | 1.0198 | 1.0198 | 1.0198 | 1.0198 | 1.0198 | 1.0198 | 1.0198 | 1.0198 | 1.0198 | 1.0198 | 1.0198 | 1.0198 | 1.0198 | 1.0198 | 1.0198 | 1.0198 | 1.0198 | 1.0198 | 1.0198 | 1.0198 | 1.0198 | 1.0198 | 1.0198 | 1.0198 | 1.0198 | 1.0198 | 1.0198 | 1.0198 | 1.0198 | 1.0198 | 1.0198 | 1.0198 | 1.0198 | 1.0198 | 1.0198 | 1.0198 | 1.0198 | 1.0198 | 1.0198 | 1.0198 | 1.0198 | 1.0198 | 1.0198 | 1.0198 | 1.0198 | 1.0198 | 1.0198 | 1.0198 | 1.0198 | 1.0198 | 1.0198 | 1.0198 | 1.0198 | 1.0198 | 1.0198 | 1.0198 | 1.0198 | 1.0198 | 1.0198 | 1.0198 | 1.0198 | 1.0198 | 1.0198 | 1.0198 | 1.0198 | 1.0198 | 1.0198 | 1.0198 | 1.0198 | 1.0198 | 1.0198 | 1.0198 | 1.0198 | 1.0198 | 1.0198 | 1.0198 | 1.0198 | 1.0198 | 1.0198 | 1.0198 | 1.0198 | 1.0198 | 1.0198 | 1.0198 | 1.0198 | 1.0198 | 1.0198 | 1.0198 | 1.0198 | 1.0198 | 1.0198 | 1.0198 | 1.0198 | 1.0198 | 1.0198 | 1.0198 | 1.0198 | 1.0198 | 1.0198 | 1.0198 | 1.0198 | 1.0198 | 1.0198 | 1.0198 | 1.0198 | 1.0198 | 1.0198 | 1.0198 | 1.0198 | 1.0198 | 1.0198 | 1.0198 | 1.0198 | 1.0198 | 1.0198 | 1.0198 | 1.0198 | 1.0198 | 1.0198 | 1.0198 | 1.0198 | 1.0198 | 1.0198 | 1.0198 | 1.0198 | 1.0198 | 1.0198 | 1.0198 | 1.0198 | 1.0198 | 1.0198 | 1.0198 | 1.0198 | 1.0198 | 1.0198 | 1.0198 | 1.0198 | 1.0198 | 1.0198 | 1.0198 | 1.0198 | 1.0198 | 1.0198 | 1.0198 | 1.0198 | 1.0198 | 1.0198 | 1.0198 | 1.0198 | 1.0198 | 1.0198 | 1.0198 | 1.0198 | 1.0198 | 1.0198 | 1.0198 | 1.0198 | 1.0198 | 1.0198 | 1.0198 | 1.0198 | 1.0198 | 1.0198 | 1.0198 | 1.0198 | 1.0198 | 1.0198 | 1.0198 | 1.0198 | 1.0198 | 1.0198 | 1.0198 | 1.0198 | 1.0198 | 1.0198 | 1.0198 | 1.0198 | 1.0198 | 1.0198 | 1.0198 | 1.0198 | 1.0198 | 1.0198 | 1.0198 | 1.0198 | 1.0198 | 1.0198 | 1.0198 | 1.0198 | 1.0198 | 1.0198 | 1.0198 | 1.0198 | 1.0198 | 1.0198 | 1.0198 | 1.0198 | 1.0198 | 1.0198 | 1.0198 | 1.0198 | 1.0198 | 1.0198 | 1.0198 | 1.0198 | 1.0198 | 1.0198 | 1.0198 | 1.0198 | 1.0198 | 1.0198 | 1.0198 | 1.0198 | 1.0198 | 1.0198 | 1.0198 | 1.0198 | 1.0198 | 1.0198 | 1.0198 | 1.0198 | 1.0198 | 1.0198 | 1.0198 | 1.0198 | 1.0198 | 1.0198 | 1.0198 | 1.0198 | 1.0198 | 1.0198 | 1.0198 | 1.0198 | 1.0198 | 1.0198 | 1.0198 | 1.0198 | 1.0198 | 1.0198 | 1.0198 | 1.0198 | 1.0198 | 1.0198 | 1.0198 | 1.0198 | 1.0198 | 1.0198 | 1.0198 | 1.0198 | 1.0198 | 1.0198 | 1.0198 | 1.0198 | 1.0198 | 1.0198 | 1.0198 | 1.0198 | 1.0198 | 1.0198 | 1.0198 | 1.0198 | 1.0198 | 1.0198 | 1.0198 | 1.0198 | 1.0198 | 1.0198 | 1.0198 | 1.0198 | 1.0198 | 1.0198 | 1.0198 | 1.0198 | 1.0198 | 1.0198 | 1.0198 | 1.0198 | 1.0198 | 1.0198 | 1.0198 | 1.0198 | 1.0198 | 1.0198 | 1.0198 | 1.0198 | 1.0198 | 1.0198 | 1.0198 | 1.0198 | 1.0198 | 1.0198 | 1.0198 | 1.0198 | 1.0198 | 1.0198 | 1.0198 | 1.0198 | 1.0198 | 1.0198 | 1.0198 | 1.0198 | 1.0198 | 1.0198 | 1.0198 | 1.0198 | 1.0198 | 1.0198 | 1.0198 | 1.0198 | 1.0198 | 1.0198 | 1.0198 | 1.0198 | 1.0198 | 1.0198 | 1.0198 | 1.0198 | 1.0198 | 1.0198 | 1.0198 | 1.0198 | 1.0198 | 1.0198 | 1.0198 | 1.0198 | 1.0198 | 1.0198 | 1.0198 | 1.0198 | 1.0198 | 1.0198 | 1.0198 | 1.0198 | 1.0198 | 1.0198 | 1.0198 | 1.0198 | 1.0198 | 1.0198 | 1.0198 | 1.0198 | 1.0198 | 1.0198 | 1.0198 | 1.0198 | 1.0198 | 1.0198 | 1.0198 | 1.0198 | 1.0198 | 1.0198 | 1.0198 | 1.0198 | 1.0198 | 1.0198 | 1.0198 | 1.0198 | 1.0198 | 1.0198 | 1.0198 | 1.0198 | 1.0198 | 1.0198 | 1.0198 | 1.0198 | 1.0198 | 1.0198 | 1.0198 | 1.0198 | 1.0198 | 1.0198 | 1.0198 | 1.0198 | 1.0198 | 1.0198 | 1.0198 | 1.0198 | 1.0198 | 1.0198 | 1.0198 | 1.0198 | 1.0198 | 1.0198 | 1.0198 | 1.0198 | 1.0198 | 1.0198 | 1.0198 | 1.0198 | 1.0198 | 1.0198 | 1.0198 | 1.0198 | 1.0198 | 1.0198 | 1.0198 | 1.0198 | 1.0198 | 1.0198 | 1.0198 | 1.0198 | 1.0198 | 1.0198 | 1.0198 | 1.0198 | 1.0198 | 1.0198 | 1.0198 | 1.0198 | 1.0198 | 1.0198 | 1.0198 | 1.0198 | 1.0198 | 1.0198 | 1.0198 | 1.0198 | 1.0198 | 1.0198 | 1.0198 | 1.0198 | 1.0198 | 1.0198 | 1.0198 | 1.0198 | 1.0198 | 1.0198 | 1.0198 | 1.0198 | 1.0198 | 1.0198 | 1.0198 | 1.0198 | 1.0198 | 1.0198 | 1.0198 | 1.0198 | 1.0198 | 1.0198 | 1.0198 | 1.0198 | 1.0198 | 1.0198 | 1.0198 | 1.0198 | 1.0198 | 1.0198 | 1.0198 | 1.0198 | 1.0198 | 1.0198 | 1.0198 | 1.0198 | 1.0198 | 1.0198 | 1.0198 | 1.0198 | 1.0198 | 1.0198 | 1.0198 | 1.0198 | 1.0198 | 1.0198 | 1.0198 | 1.0198 | 1.0198 | 1.0198 | 1.0198 | 1.0198 | 1.0198 | 1.0198 | 1.0198 | 1.0198 | 1.0198 | 1.0198 | 1.0198 | 1.0198 | 1.0198 | 1.0198 | 1.0198 | 1.0198 | 1.0198 | 1.0198 | 1.0198 | 1.0198 | 1.0198 | 1.0198 | 1.0198 | 1.0198 | 1.0198 | 1.0198 | 1.0198 | 1.0198 | 1.0198 | 1.0198 | 1.0198 | 1.0198 | 1.0198 | 1.0198 | 1.0198 | 1.0198 | 1.0198 | 1.0198 | 1.0198 | 1.0198 | 1.0198 | 1.0198 | 1.0198 | 1.0198 | 1.0198 | 1.0198 | 1.0198 | 1.0198 | 1.0198 | 1.0198 | 1.0198 | 1.0198 | 1.0198 | 1.0198 | 1.0198 | 1.0198 | 1.0198 | 1.0198 | 1.0198 | 1.0198 | 1.0198 | 1.0198 | 1.0198 | 1.0198 | 1.0198 | 1.0198 | 1.0198 | 1.0198 | 1.0198 | 1.0198 | 1.0198 | 1.0198 | 1.0198 | 1.0198 | 1.0198 | 1.0198 | 1.0198 | 1.0198 | 1.0198 | 1.0198 | 1.0198 | 1.0198 | 1.0198 | 1.0198 | 1.0198 | 1.0198 | 1.0198 | 1.0198 | 1.0198 | 1.0198 | 1.0198 | 1.0198 | 1.0198 | 1.0198 | 1.0198 | 1.0198 | 1.0198 | 1.0198 | 1.0198 | 1.0198 | 1.0198 | 1.0198 | 1.0198 | 1.0198 | 1.0198 | 1.0198 | 1.0198 | 1.0198 | 1.0198 | 1.0198 | 1.0198 | 1.0198 | 1.0198 | 1.0198 | 1.0198 | 1.0198 | 1.0198 | 1.0198 | 1.0198 | 1.0198 | 1.0198 | 1.0198 | 1.0198 | 1.0198 | 1.0198 | 1.0198 | 1.0198 | 1.0198 | 1.0198 | 1.0198 | 1.0198 | 1.0198 | 1.0198 | 1.0198 | 1.0198 | 1.0198 | 1.0198 | 1.0198 | 1.0198 | 1.0198 | 1.0198 | 1.0198 | 1.0198 | 1.0198 | 1.0198 | 1.0198 | 1.0198 | 1.0198 | 1.0198 | 1.0198 | 1.0198 | 1.0198 | 1.0198 | 1.0198 | 1.0198 | 1.0198 | 1.0198 | 1.0198 | 1.0198 | 1.0198 | 1.0198 | 1.0198 | 1.0198 | 1.0198 | 1.0198 | 1.0198 | 1.0198 | 1.0198 | 1.0198 | 1.0198 | 1.0198 | 1.0198 | 1.0198 | 1.0198 | 1.0198 | 1.0198 | 1.0198 | 1.0198 | 1.0198 | 1.0198 | 1.0198 | 1.0198 | 1.0198 | 1.0198 | 1.0198 | 1.0198 | 1.0198 | 1.0198 | 1.0198 | 1.0198 | 1.0198 | 1.0198 | 1.0198 | 1.0198 | 1.0198 | 1.0198 | 1.0198 | 1.0198 | 1.0198 | 1.0198 | 1.0198 | 1.0198 | 1.0198 | 1.0198 | 1.0198 | 1.0198 | 1.0198 | 1.0198 | 1.0198 | 1.0198 | 1.0198 | 1.0198 | 1.0198 | 1.0198 | 1.0198 | 1.0198 | 1.0198 | 1.0198 | 1.0198 | 1.0198 | 1.0198 | 1.0198 | 1.0198 | 1.0198 | 1.0198 | 1.0198 | 1.0198 | 1.0198 | 1.0198 | 1.0198 | 1.0198 | 1.0198 | 1.0198 | 1.0198 | 1.0198 | 1.0198 | 1.0198 | 1.0198 | 1.0198 | 1.0198 | 1.0198 | 1.0198 | 1.0198 | 1.0198 | 1.0198 | 1.0198 | 1.0198 | 1.0198 | 1.0198 | 1.0198 | 1.0198 | 1.0198 | 1.0198 | 1.0198 | 1.0198 | 1.0198 | 1.0198 | 1.0198 | 1.0198 | 1.0198 | 1.0198 | 1.0198 | 1.0198 | 1.0198 | 1.0198 | 1.0198 | 1.0198 | 1.0198 | 1.0198 | 1.0198 | 1.0198 | 1.0198 | 1.0198 | 1.0198 | 1.0198 | 1.0198 | 1.0198 | 1.0198 | 1.0198 | 1.0198 | 1.0198 | 1.0198 | 1.0198 | 1.0198 | 1.0198 | 1.0198 | 1.0198 | 1.0198 | 1.0198 | 1.0198 | 1.0198 | 1.0198 | 1.0198 | 1.0198 | 1.0198 | 1.0198 | 1.0198 | 1.0198 | 1.0198 | 1.0198 | 1.0198 | 1.0198 | 1.0198 | 1.0198 | 1.0198 | 1.0198 | 1.0198 | 1.0198 | 1.0198 | 1.0198 | 1.0198 | 1.0198 | 1.0198 | 1.0198 | 1.0198 | 1.0198 | 1.0198 | 1.0198 | 1.0198 | 1.0198 | 1.0198 | 1.0198 | 1.0198 | 1.0198 | 1.0198 | 1.0198 | 1.0198 | 1.0198 | 1.0198 | 1.0198 | 1.0198 | 1.0198 | 1.0198 | 1.0198 | 1.0198 | 1.0198 | 1.0198 | 1.0198 | 1.0198 | 1.0198 | 1.0198 | 1.0198 | 1.0198 | 1.0198 | 1.0198 | 1.0198 | 1.0198 | 1.0198 | 1.0198 | 1.0198 | 1.0198 | 1.0198 | 1.0198 | 1.0198 | 1.0198 | 1.0198 | 1.0198 | 1.0198 | 1.0198 | 1.0198 | 1.0198 | 1.0198 | 1.0198 | 1.0198 | 1.0198 | 1.0198 | 1.0198 | 1.0198 | 1.0198 | 1.0198 | 1.0198 | 1.0198 | 1.0198 | 1.0198 | 1.0198 | 1.0198 | 1.0198 | 1.0198 | 1.0198 | 1.0198 | 1.0198 | 1.0198 | 1.0198 | 1.0198 | 1.0198 | 1.0198 | 1.0198 | 1.0198 | 1.0198 | 1.0198 | 1.0198 | 1.0198 | 1.0198 | 1.0198 | 1.0198 | 1.0198 | 1.0198 | 1.0198 | 1.0198 | 1.0198 | 1.0198 | 1.0198 | 1.0198 | 1.0198 | 1.0198 | 1.0198 | 1.0198 | 1.0198 | 1.0198 | 1.0198 | 1.0198 | 1.0198 | 1.0198 | 1.0198 | 1.0198 | 1.0198 | 1.0198 | 1.0198 | 1.0198 | 1.0198 | 1.0198 | 1.0198 | 1.0198 | 1.0198 | 1.0198 | 1.0198 | 1.0198 | 1.0198 | 1.0198 | 1.0198 | 1.0198 | 1.0198 | 1.0198 | 1.0198 | 1.0198 | 1.0198 | 1.0198 | 1.0198 | 1.0198 | 1.0198 | 1.0198 | 1.0198 | 1.0198 | 1.0198 | 1.0198 | 1.0198 | 1.0198 | 1.0198 | 1.0198 | 1.0198 | 1.0198 | 1.0198 | 1.0198 | 1.0198 | 1.0198 | 1.0198 | 1.0198 | 1.0198 | 1.0198 | 1.0198 | 1.0198 | 1.0198 | 1.0198 | 1.0198 | 1.0198 | 1.0198 | 1.0198 | 1.0198 | 1.0198 | 1.0198 | 1.0198 | 1.0198 | 1.0198 | 1.0198 | 1.0198 | 1.0198 | 1.0198 | 1.0198 | 1.0198 | 1.0198 | 1.0198 | 1.0198 | 1.0198 | 1.0198 | 1.0198 | 1.0198 | 1.0198 | 1.0198 | 1.0198 | 1.0198 | 1.0198 | 1.0198 | 1.0198 | 1.0198 | 1.0198 | 1.0198 | 1.0198 | 1.0198 | 1.0198 | 1.0198 | 1.0198 | 1.0198 | 1.0198 | 1.0198 | 1.0198 | 1.0198 | 1.0198 | 1.0198 | 1.0198 | 1.0198 | 1.0198 | 1.0198 | 1.0198 | 1.0198 | 1.0198 | 1.0198 | 1.0198 | 1.0198 | 1.0198 | 1.0198 | 1.0198 | 1.0198 | 1.0198 | 1.0198 | 1.0198 | 1.0198 | 1.0198 | 1.0198 | 1.0198 | 1.0198 | 1.0198 | 1.0198 | 1.0198 | 1.0198 | 1.0198 | 1.0198 | 1.0198 | 1.0198 | 1.0198 | 1.0198 | 1.0198 | 1.0198 | 1.0198 | 1.0198 | 1.0198 | 1.0198 | 1.0198 | 1.0198 | 1.0198 | 1.0198 | 1.0198 | 1.0198 | 1.0198 | 1.0198 | 1.0198 | 1.0198 | 1.0198 | 1.0198 | 1.0198 | 1.0198 | 1.0198 | 1.0198 | 1.0198 | 1.0198 | 1.0198 | 1.0198 | 1.0198 | 1.0198 | 1.0198 | 1.0198 | 1.0198 | 1.0198 | 1.0198 | 1.0198 | 1.0198 | 1.0198 | 1.0198 | 1.0198 | 1.0198 | 1.0198 | 1.0198 | 1.0198 | 1.0198 | 1.0198 | 1.0198 | 1.0198 | 1.0198 | 1.0198 | 1.0198 | 1.0198 | 1.0198 | 1.0198 | 1.0198 | 1.0198 | 1.0198 | 1.0198 | 1.0198 | 1.0198 | 1.0198 | 1.0198 | 1.0198 | 1.0198 | 1.0198 | 1.0198 | 1.0198 | 1.0198 | 1.0198 | 1.0198 | 1.0198 | 1.0198 | 1.0198 | 1.0198 | 1.0198 | 1.0198 | 1.0198 | 1.0198 | 1.0198 | 1.0198 | 1.0198 | 1.0198 | 1.0198 | 1.0198 | 1.0198 | 1.0198 | 1.0198 | 1.0198 | 1.0198 | 1.0198 | 1.0198 | 1.0198 | 1.0198 | 1.0198 | 1.0198 | 1.0198 | 1.0198 | 1.0198 | 1.0198 | 1.0198 | 1.0198 | 1.0198 | 1.0198 | 1.0198 | 1.0198 | 1.0198 | 1.0198 | 1.0198 | 1.0198 | 1.0198 | 1.0198 | 1.0198 | 1.0198 | 1.0198 | 1.0198 | 1.0198 | 1.0198 | 1.0198 | 1.0198 | 1.0198 | 1.0198 | 1.0198 | 1.0198 | 1.0198 | 1.0198 | 1.0198 | 1.0198 | 1.0198 | 1.0198 | 1.0198 | 1.0198 | 1.0198 | 1.0198 | 1.0198 | 1.0198 | 1.0198 | 1.0198 | 1.0198 | 1.0198 | 1.0198 | 1.0198 | 1.0198 | 1.0198 | 1.0198 | 1.0198 | 1.0198 | 1.0198 | 1.0198 | 1.0198 | 1.0198 | 1.0198 | 1.0198 | 1.0198 | 1.0198 | 1.0198 | 1.0198 | 1.0198 | 1.0198 | 1.0198 | 1.0198 | 1.0198 | 1.0198 | 1.0198 | 1.0198 | 1.0198 | 1.0198 | 1.0198 | 1.0198 | 1.0198 | 1.0198 | 1.0198 | 1.0198 | 1.0198 | 1.0198 | 1.0198 | 1.0198 | 1.0198 | 1.0198 | 1.0198 | 1.0198 | 1.0198 | 1.0198 | 1.0198 | 1.0198 | 1.0198 | 1.0198 | 1.0198 | 1.0198 | 1.0198 | 1.0198 | 1.0198 | 1.0198 | 1.0198 | 1.0198 | 1.0198 | 1.0198 | 1.0198 | 1.0198 | 1.0198 | 1.0198 | 1.0198 | 1.0198 | 1.0198 | 1.0198 | 1.0198 | 1.0198 | 1.0198 | 1.0198 | 1.0198 | 1.0198 | 1.0198 | 1.0198 | 1.0198 | 1.0198 | 1.0198 | 1.0198 | 1.0198 | 1.0198 | 1.0198 | 1.0198 | 1.0198 | 1.0198 | 1.0198 | 1.0198 | 1.0198 | 1.0198 | 1.0198 | 1.0198 | 1.0198 | 1.0198 | 1.0198 | 1.0198 | 1.0198 | 1.0198 | 1.0198 | 1.0198 | 1.0198 | 1.0198 | 1.0198 | 1.0198 | 1.0198 | 1.0198 | 1.0198 | 1.0198 | 1.0198 | 1.0198 | 1.0198 | 1.0198 | 1.0198 | 1.0198 | 1.0198 | 1.0198 | 1.0198 | 1.0198 | 1.0198 | 1.0198 | 1.0198 | 1.0198 | 1.0198 | 1.0198 | 1.0198 | 1.0198 | 1.0198 | 1.0198 | 1.0198 | 1.0198 | 1.0198 | 1.0198 | 1.0198 | 1.0198 | 1.0198 | 1.0198 | 1.0198 | 1.0198 | 1.0198 | 1.0198 | 1.0198 | 1.0198 | 1.0198 | 1.0198 | 1.0198 | 1.0198 | 1.0198 | 1.0198 | 1.0198 | 1.0198 | 1.0198 | 1.0198 | 1.0198 | 1.0198 | 1.0198 | 1.0198 | 1.0198 | 1.0198 | 1.0198 | 1.0198 | 1.0198 | 1.0198 | 1.0198 | 1.0198 | 1.0198 | 1.0198 | 1.0198 | 1.0198 | 1.0198 | 1.0198 | 1.0198 | 1.0198 | 1.0198 | 1.0198 | 1.0198 | 1.0198 | 1.0198 | 1.0198 | 1.0198 | 1.0198 | 1.0198 | 1.0198 | 1.0198 | 1.0198 | 1.0198 | 1.0198 | 1.0198 | 1.0198 | 1.0198 | 1.0198 | 1.0198 | 1.0198 | 1.0198 | 1.0198 | 1.0198 | 1.0198 | 1.0198 | 1.0198 | 1.0198 | 1.0198 | 1.0198 | 1.0198 | 1.0198 | 1.0198 | 1.0198 | 1.0198 | 1.0198 | 1.0198 | 1.0198 | 1.0198 | 1.0198 | 1.0198 | 1.0198 | 1.0198 | 1.0198 | 1.0198 | 1.0198 | 1.0198 | 1.0198 | 1.0198 | 1.0198 | 1.0198 | 1.0198 | 1.0198 | 1.0198 | 1.0198 | 1.0198 | 1.0198 | 1.0198 | 1.0198 | 1.0198 | 1.0198 | 1.0198 | 1.0198 | 1.0198 | 1.0198 | 1.0198 | 1.0198 | 1.0198 | 1.0198 | 1.0198 | 1.0198 | 1.0198 | 1.0198 | 1.0198 | 1.0198 | 1.0198 | 1.0198 | 1.0198 | 1.0198 | 1.0198 | 1.0198 | 1.0198 | 1.0198 | 1.0198 | 1.0198 | 1.0198 | 1.0198 | 1.0198 | 1.0198 | 1.0198 | 1.0198 | 1.0198 | 1.0198 | 1.0198 | 1.0198 | 1.0198 | 1.0198 | 1.0198 | 1.0198 | 1.0198 | 1.0198 | 1.0198 | 1.0198 | 1.0198 | 1.0198 | 1.0198 | 1.0198 | 1.0198 | 1.0198 | 1.0198 | 1.0198 | 1.0198 | 1.0198 | 1.0198 | 1.0198 | 1.0198 | 1.0198 | 1.0198 | 1.0198 | 1.0198 | 1.0198 | 1.0198 | 1.0198 | 1.0198 | 1.0198 | 1.0198 | 1.0198 | 1.0198 | 1.0198 | 1.0198 | 1.0198 | 1.0198 | 1.0198 | 1.0198 | 1.0198 | 1.0198 | 1.0198 | 1.0198 | 1.0198 | 1.0198 | 1.0198 | 1.0198 | 1.0198 | 1.0198 | 1.0198 | 1.0198 | 1.0198 | 1.0198 | 1.0198 | 1.0198 | 1.0198 | 1.0198 | 1.0198 | 1.0198 | 1.0198 | 1.0198 | 1.0198 | 1.0198 | 1.0198 | 1.0198 | 1.0198 | 1.0198 | 1.0198 | 1.0198 | 1.0198 | 1.0198 | 1.0198 | 1.0198 | 1.0198 | 1.0198 | 1.0198 | 1.0198 | 1.0198 | 1.0198 | 1.0198 | 1.0198 | 1.0198 | 1.0198 | 1.0198 | 1.0198 | 1.0198 | 1.0198 | 1.0198 | 1.0198 | 1.0198 | 1.0198 | 1.0198 | 1.0198 | 1.0198 | 1.0198 | 1.0198 | 1.0198 | 1.0198 | 1.0198 | 1.0198 | 1.0198 | 1.0198 | 1.0198 | 1.0198 | 1.0198 | 1.0198 | 1.0198 | 1.0198 | 1.0198 | 1.0198 | 1.0198 | 1.0198 | 1.0198 | 1.0198 | 1.0198 | 1.0198 | 1.0198 | 1.0198 | 1.0198 | 1.0198 | 1.0198 | 1.0198 | 1.0198 | 1.0198 | 1.0198 | 1.0198 | 1.0198 | 1.0198 | 1.0198 | 1.0198 | 1.0198 | 1.0198 | 1.0198 | 1.0198 | 1.0198 | 1.0198 | 1.0198 | 1.0198 | 1.0198 | 1.0198 | 1.0198 | 1.0198 | 1.0198 | 1.0198 | 1.0198 | 1.0198 | 1.0198 | 1.0198 | 1.0198 | 1.0198 | 1.0198 | 1.0198 | 1.0198 | 1.0198 | 1.0198 | 1.0198 | 1.0198 | 1.0198 | 1.0198 | 1.0198 | 1.0198 | 1.0198 | 1.0198 | 1.0198 | 1.0198 | 1.0198 | 1.0198 | 1.0198 | 1.0198 | 1.0198 | 1.0198 | 1.0198 | 1.0198 | 1.0198 | 1.0198 | 1.0198 | 1.0198 | 1.0198 | 1.0198 | 1.0198 | 1.0198 | 1.0198 | 1.0198 | 1.0198 | 1.0198 | 1.0198 | 1.0198 | 1.0198 | 1.0198 | 1.0198 | 1.0198 | 1.0198 | 1.0198 | 1.0198 | 1.0198 | 1.0198 | 1.0198 | 1.0198 | 1.0198 | 1.0198 | 1.0198 | 1.0198 | 1.0198 | 1.0198 | 1.0198 | 1.0198 | 1.0198 | 1.0198 | 1.0198 | 1.0198 | 1.0198 | 1.0198 | 1.0198 | 1.0198 | 1.0198 | 1.0198 | 1.0198 | 1.0198 | 1.0198 | 1.0198 | 1.0198 | 1.0198 | 1.0198 | 1.0198 | 1.0198 | 1.0198 | 1.0198 | 1.0198 | 1.0198 | 1.0198 | 1.0198 | 1.0198 | 1.0198 | 1.0198 | 1.0198 | 1.0198 | 1.0198 | 1.0198 | 1.0198 | 1.0198 | 1.0198 | 1.0198 | 1.0198 | 1.0198 | 1.0198 | 1.0198 | 1.0198 | 1.0198 | 1.0198 | 1.0198 | 1.0198 | 1.0198 | 1.0198 | 1.0198 | 1.0198 | 1.0198 | 1.0198 | 1.0198 | 1.0198 | 1.0198 | 1.0198 | 1.0198 | 1.0198 | 1.0198 | 1.0198 | 1.0198 | 1.0198 | 1.0198 | 1.0198 | 1.0198 | 1.0198 | 1.0198 | 1.0198 | 1.0198 | 1.0198 | 1.0198 | 1.0198 | 1.0198 | 1.0198 | 1.0198 | 1.0198 | 1.0198 | 1.0198 | 1.0198 | 1.0198 | 1.0198 | 1.0198 | 1.0198 | 1.0198 | 1.0198 | 1.0198 | 1.0198 | 1.0198 | 1.0198 | 1.0198 | 1.0198 | 1.0198 | 1.0198 | 1.0198 | 1.0198 | 1.0198 | 1.0198 | 1.0198 | 1.0198 | 1.0198 | 1.0198 | 1.0198 | 1.0198 | 1.0198 | 1.0198 | 1.0198 | 1.0198 | 1.0198 | 1.0198 | 1.0198 | 1.0198 | 1.0198 | 1.0198 | 1.0198 | 1.0198 | 1.0198 | 1.0198 | 1.0198 | 1.0198 | 1.0198 | 1.0198 | 1.0198 | 1.0198 | 1.0198 | 1.0198 | 1.0198 | 1.0198 | 1.0198 | 1.0198 | 1.0198 | 1.0198 | 1.0198 | 1.0198 | 1.0198 | 1.0198 | 1.0198 | 1.0198 | 1.0198 | 1.0198 | 1.0198 | 1.0198 | 1.0198 | 1.0198 | 1.0198 | 1.0198 | 1.0198 | 1.0198 | 1.0198 | 1.0198 | 1.0198 | 1.0198 | 1.0198 | 1.0198 | 1.0198 | 1.0198 | 1.0198 | 1.0198 | 1.0198 | 1.0198 | 1.0198 | 1.0198 | 1.0198 | 1.0198 | 1.0198 | 1.0198 | 1.0198 | 1.0198 | 1.0198 | 1.0198 | 1.0198 | 1.0198 | 1.0198 | 1.0198 | 1.0198 | 1.0198 | 1.0198 | 1.0198 | 1.0198 | 1.0198 | 1.0198 | 1.0198 | 1.0198 | 1.0198 | 1.0198 | 1.0198 | 1.0198 | 1.0198 | 1.0198 | 1.0198 | 1.0198 | 1.0198 | 1.0198 | 1.0198 | 1.0198 | 1.0198 | 1.0198 | 1.0198 | 1.0198 | 1.0198 | 1.0198 | 1.0198 | 1.0198 | 1.0198 | 1.0198 | 1.0198 | 1.0198 | 1.0198 | 1.0198 | 1.0198 | 1.0198 | 1.0198 | 1.0198 | 1.0198 | 1.0198 | 1.0198 | 1.0198 | 1.0198 | 1.0198 | 1.0198 | 1.0198 | 1.0198 | 1.0198 | 1.0198 | 1.0198 | 1.0198 | 1.0198 | 1.0198 | 1.0198 | 1.0198 | 1.0198 | 1.0198 | 1.0198 | 1.0198 | 1.0198 | 1.0198 | 1.0198 | 1.0198 | 1.0198 | 1.0198 | 1.0198 | 1.0198 | 1.0198 | 1.0198 | 1.0198 | 1.0198 | 1.0198 | 1.0198 | 1.0198 | 1.0198 | 1.0198 | 1.0198 | 1.0198 | 1.0198 | 1.0198 | 1.0198 | 1.0198 | 1.0198 | 1.0198 | 1.0198 | 1.0198 | 1.0198 | 1.0198 | 1.0198 | 1.0198 | 1.0198 | 1.0198 | 1.0198 | 1.0198 | 1.0198 | 1.0198 | 1.0198 | 1.0198 | 1.0198 | 1.0198 | 1.0198 | 1.0198 | 1.0198 | 1.0198 | 1.0198 | 1.0198 | 1.0198 | 1.0198 | 1.0198 | 1.0198 | 1.0198 | 1.0198 | 1.0198 | 1.0198 | 1.0198 | 1.0198 | 1.0198 | 1.0198 | 1.0198 | 1.0198 | 1.0198 | 1.0198 | 1.0198 | 1.0198 | 1.0198 | 1.0198 | 1.0198 | 1.0198 | 1.0198 | 1.0198 | 1.0198 | 1.0198 | 1.0198 | 1.0198 | 1.0198 | 1.0198 | 1.0198 | 1.0198 | 1.0198 | 1.0198 | 1.0198 | 1.0198 | 1.0198 | 1.0198 | 1.0198 | 1.0198 | 1.0198 | 1.0198 | 1.0198 | 1.0198 | 1.0198 | 1.0198 | 1.0198 | 1.0198 | 1.0198 | 1.0198 | 1.0198 | 1.0198 | 1.0198 | 1.0198 | 1.0198 | 1.0198 | 1.0198 | 1.0198 | 1.0198 | 1.0198 | 1.0198 | 1.0198 | 1.0198 | 1.0198 | 1.0198 | 1.0198 | 1.0198 | 1.0198 | 1.0198 | 1.0198 | 1.0198 | 1.0198 | 1.0198 | 1.0198 | 1.0198 | 1.0198 | 1.0198 | 1.0198 | 1.0198 | 1.0198 | 1.0198 | 1.0198 | 1.0198 | 1.0198 | 1.0198 | 1.0198 | 1.0198 | 1.0198 | 1.0198 | 1.0198 | 1.0198 | 1.0198 | 1.0198 | 1.0198 | 1.0198 | 1.0198 | 1.0198 | 1.0198 | 1.0198 | 1.0198 | 1.0198 | 1.0198 | 1.0198 | 1.0198 | 1.0198 | 1.0198 | 1.0198 | 1.0198 | 1.0198 | 1.0198 | 1.0198 | 1.0198 | 1.0198 | 1.0198 | 1.0198 | 1.0198 | 1.0198 | 1.0198 | 1.0198 | 1.0198 | 1.0198 | 1.0198 | 1.0198 | 1.0198 | 1.0198 | 1.0198 | 1.0198 | 1.0198 | 1.0198 | 1.0198 | 1.0198 | 1.0198 | 1.0198 | 1.0198 | 1.0198 | 1.0198 | 1.0198 | 1.0198 | 1.0198 | 1.0198 | 1.0198 | 1.0198 | 1.0198 | 1.0198 | 1.0198 | 1.0198 | 1.0198 | 1.0198 | 1.0198 | 1.0198 | 1.0198 | 1.0198 | 1.0198 | 1.0198 | 1.0198 | 1.0198 | 1.0198 | 1.0198 | 1.0198 | 1.0198 | 1.0198 | 1.0198 | 1.0198 | 1.0198 | 1.0198 | 1.0198 | 1.0198 | 1.0198 | 1.0198 | 1.0198 | 1.0198 | 1.0198 | 1.0198 | 1.0198 | 1.0198 | 1.0198 | 1.0198 | 1.0198 | 1.0198 | 1.0198 | 1.0198 | 1.0198 | 1.0198 | 1.0198 | 1.0198 | 1.0198 | 1.0198 | 1.0198 | 1.0198 | 1.0198 | 1.0198 | 1.0198 | 1.0198 | 1.0198 | 1.0198 | 1.0198 | 1.0198 | 1.0198 | 1.0198 | 1.0198 | 1.0198 | 1.0198 | 1.0198 | 1.0198 | 1.0198 | 1.0198 | 1.0198 | 1.0198 | 1.0198 | 1.0198 | 1.0198 | 1.0198 | 1.0198 | 1.0198 | 1.0198 | 1.0198 | 1.0198 | 1.0198 | 1.0198 | 1.0198 | 1.0198 | 1.0198 | 1.0198 | 1.0198 | 1.0198 | 1.0198 | 1.0198 | 1.0198 | 1.0198 | 1.0198 | 1.0198 | 1.0198 | 1.0198 | 1.0198 | 1.0198 | 1.0198 | 1.0198 | 1.0198 | 1.0198 | 1.0198 | 1.0198 | 1.0198 | 1.0198 | 1.0198 | 1.0198 | 1.0198 | 1.0198 | 1.0198 | 1.0198 | 1.0198 | 1.0198 | 1.0198 | 1.0198 | 1.0198 | 1.0198 | 1.0198 | 1.0198 | 1.0198 | 1.0198 | 1.0198 | 1.0198 | 1.0198 | 1.0198 | 1.0198 | 1.0198 | 1.0198 | 1.0198 | 1.0198 | 1.0198 | 1.0198 | 1.0198 | 1.0198 | 1.0198 | 1.0198 | 1.0198 | 1.0198 | 1.0198 | 1.0198 | 1.0198 | 1.0198 | 1.0198 | 1.0198 | 1.0198 | 1.0198 | 1.0198 | 1.0198 | 1.0198 | 1.0198 | 1.0198 | 1.0198 | 1.0198 | 1.0198 | 1.0198 | 1.0198 | 1.0198 | 1.0198 | 1.0198 | 1.0198 | 1.0198 | 1.0198 | 1.0198 | 1.0198 | 1.0198 | 1.0198 | 1.0198 | 1.0198 | 1.0198 | 1.0198 | 1.0198 | 1.0198 | 1.0198 | 1.0198 | 1.0198 | 1.0198 | 1.0198 | 1.0198 | 1.0198 | 1.0198 | 1.0198 | 1.0198 | 1.0198 | 1.0198 | 1.0198 | 1.0198 | 1.0198 | 1.0198 | 1.0198 | 1.0198 | 1.0198 | 1.0198 | 1.0198 | 1.0198 | 1.0198 | 1.0198 | 1.0198 | 1.0198 | 1.0198 | 1.0198 | 1.0198 | 1.0198 | 1.0198 | 1.0198 | 1.0198 | 1.0198 | 1.0198 | 1.0198 | 1.0198 | 1.0198 | 1.0198 | 1.0198 | 1.0198 | 1.0198 | 1.0198 | 1.0198 | 1.0198 | 1.0198 | 1.0198 | 1.0198 | 1.0198 | 1.0198 | 1.0198 | 1.0198 | 1.0198 | 1.0198 | 1.0198 | 1.0198 | 1.0198 | 1.0198 | 1.0198 | 1.0198 | 1.0198 | 1.0198 | 1.0198 | 1.0198 | 1.0198 | 1.0198 | 1.0198 | 1.0198 | 1.0198 | 1.0198 | 1.0198 | 1.0198 | 1.0198 | 1.0198 | 1.0198 | 1.0198 | 1.0198 | 1.0198 | 1.0198 | 1.0198 | 1.0198 | 1.0198 | 1.0198 | 1.0198 | 1.0198 | 1.0198 | 1.0198 | 1.0198 | 1.0198 | 1.0198 | 1.0198 | 1.0198 | 1.0198 | 1.0198 | 1.0198 | 1.0198 | 1.0198 | 1.0198 | 1.0198 | 1.0198 | 1.0198 | 1.0198 | 1.0198 | 1.0198 | 1.0198 | 1.0198 | 1.0198 | 1.0198 | 1.0198 | 1.0198 | 1.0198 | 1.0198 | 1.0198 | 1.0198 | 1.0198 | 1.0198 | 1.0198 | 1.0198 | 1.0198 | 1.0198 | 1.0198 | 1.0198 | 1.0198 | 1.0198 | 1.0198 | 1.0198 | 1.0198 | 1.0198 | 1.0198 | 1.0198 | 1.0198 | 1.0198 | 1.0198 | 1.0198 | 1.0198 | 1.0198 | 1.0198 | 1.0198 | 1.0198 | 1.0198 | 1.0198 | 1.0198 | 1.0198 | 1.0198 | 1.0198 | 1.0198 | 1.0198 | 1.0198 | 1.0198 | 1.0198 | 1.0198 | 1.0198 | 1.0198 | 1.0198 | 1.0198 | 1.0198 | 1.0198 | 1.0198 | 1.0198 | 1.0198 | 1.0198 | 1.0198 | 1.0198 | 1.0198 | 1.0198 | 1.0198 | 1.0198 | 1.0198 | 1.0198 | 1.0198 | 1.0198 | 1.0198 | 1.0198 | 1.0198 | 1.0198 | 1.0198 | 1.0198 | 1.0198 | 1.0198 | 1.0198 | 1.0198 | 1.0198 | 1.0198 | 1.0198 | 1.0198 | 1.0198 | 1.0198 | 1.0198 | 1.0198 | 1.0198 | 1.0198 | 1.0198 | 1.0198 | 1.0198 | 1.0198 | 1.0198 | 1.0198 | 1.0198 | 1.0198 | 1.0198 | 1.0198 | 1.0198 | 1.0198 | 1.0198 | 1.0198 | 1.0198 | 1.0198 | 1.0198 | 1.0198 | 1.0198 | 1.0198 | 1.0198 | 1.0198 | 1.0198 | 1.0198 | 1.0198 | 1.0198 | 1.0198 | 1.0198 | 1.0198 | 1.0198 | 1.0198 | 1.0198 | 1.0198 | 1.0198 | 1.0198 | 1.0198 | 1.0198 | 1.0198 | 1.0198 | 1.0198 | 1.0198 | 1.0198 | 1.0198 | 1.0198 | 1.0198 | 1.0198 | 1.0198 | 1.0198 | 1.0198 | 1.0198 | 1.0198 | 1.0198 | 1.0198 | 1.0198 | 1.0198 | 1.0198 | 1.0198 | 1.0198 | 1.0198 | 1.0198 | 1.0198 | 1.0198 | 1.0198 | 1.0198 | 1.0198 | 1.0198 | 1.0198 | 1.0198 | 1.0198 | 1.0198 | 1.0198 | 1.0198 | 1.0198 | 1.0198 | 1.0198 | 1.0198 | 1.0198 | 1.0198 | 1.0198 | 1.0198 | 1.0198 | 1.0198 | 1.0198 | 1.0198 | 1.0198 | 1.0198 | 1.0198 | 1.0198 | 1.0198 | 1.0198 | 1.0198 | 1.0198 | 1.0198 | 1.0198 | 1.0198 | 1.0198 | 1.0198 | 1.0198 | 1.0198 | 1.0198 | 1.0198 | 1.0198 | 1.0198 | 1.0198 | 1.0198 | 1.0198 | 1.0198 | 1.0198 | 1.0198 | 1.0198 | 1.0198 | 1.0198 | 1.0198 | 1.0198 | 1.0198 | 1.0198 | 1.0198 | 1.0198 | 1.0198 | 1.0198 | 1.0198 | 1.0198 | 1.0198 | 1.0198 | 1.0198 | 1.0198 | 1.0198 | 1.0198 | 1.0198 | 1.0198 | 1.0198 | 1.0198 | 1.0198 | 1.0198 | 1.0198 | 1.0198 | 1.0198 | 1.0198 | 1.0198 | 1.0198 | 1.0198 | 1.0198 | 1.0198 | 1.0198 | 1.0198 | 1.0198 | 1.0198 | 1.0198 | 1.0198 | 1.0198 | 1.0198 | 1.0198 | 1.0198 | 1.0198 | 1.0198 | 1.0198 | 1.0198 | 1.0198 | 1.0198 | 1.0198 | 1.0198 | 1.0198 | 1.0198 | 1.0198 | 1.0198 | 1.0198 | 1.0198 | 1.0198 | 1.0198 | 1.0198 | 1.0198 | 1.0198 | 1.0198 | 1.0198 | 1.0198 | 1.0198 | 1.0198 | 1.0198 | 1.0198 | 1.0198 | 1.0198 | 1.0198 | 1.0198 | 1.0198 | 1.0198 | 1.0198 | 1.0198 | 1.0198 | 1.0198 | 1.0198 | 1.0198 | 1.0198 | 1.0198 | 1.0198 | 1.0198 | 1.0198 | 1.0198 | 1.0198 | 1.0198 | 1.0198 | 1.0198 | 1.0198 | 1.0198 | 1.0198 | 1.0198 | 1.0198 | 1.0198 | 1.0198 | 1.0198 | 1.0198 | 1.0198 | 1.0198 | 1.0198 | 1.0198 | 1.0198 | 1.0198 | 1.0198 | 1.0198 | 1.0198 | 1.0198 | 1.0198 | 1.0198 | 1.0198 | 1.0198 | 1.0198 | 1.0198 | 1.0198 | 1.0198 | 1.0198 | 1.0198 | 1.0198 | 1.0198 | 1.0198 | 1.0198 | 1.0198 | 1.0198 | 1.0198 | 1.0198 | 1.0198 | 1.0198 | 1.0198 | 1.0198 | 1.0198 | 1.0198 | 1.0198 | 1.0198 | 1.0198 | 1.0198 | 1.0198 | 1.0198 | 1.0198 | 1.0198 | 1.0198 | 1.0198 | 1.0198 | 1.0198 | 1.0198 | 1.0198 | 1.0198 | 1.0198 | 1.0198 | 1.0198 | 1.0198 | 1.0198 | 1.0198 | 1.0198 | 1.0198 | 1.0198 | 1.0198 | 1.0198 | 1.0198 | 1.0198 | 1.0198 | 1.0198 | 1.0198 | 1.0198 | 1.0198 | 1.0198 | 1.0198 | 1.0198 | 1.0198 | 1.0198 | 1.0198 | 1.0198 | 1.0198 | 1.0198 | 1.0198 | 1.0198 | 1.0198 | 1.0198 | 1.0198 | 1.0198 | 1.0198 | 1.0198 | 1.0198 | 1.0198 | 1.0198 | 1.0198 | 1.0198 | 1.0198 | 1.0198 | 1.0198 | 1.0198 | 1.0198 | 1.0198 | 1.0198 | 1.0198 | 1.0198 | 1.0198 | 1.0198 | 1.0198 | 1.0198 | 1.0198 | 1.0198 | 1.0198 | 1.0198 | 1.0198 | 1.0198 | 1.0198 | 1.0198 | 1.0198 | 1.0198 | 1.0198 | 1.0198 | 1.0198 | 1.0198 | 1.0198 | 1.0198 | 1.0198 | 1.0198 | 1.0198 | 1.0198 | 1.0198 | 1.0198 | 1.0198 | 1.0198 | 1.0198 | 1.0198 | 1.0198 | 1.0198 | 1.0198 | 1.0198 | 1.0198 | 1.0198 | 1.0198 | 1.0198 | 1.0198 | 1.0198 | 1.0198 | 1.0198 | 1.0198 | 1.0198 | 1.0198 | 1.0198 | 1.0198 | 1.0198 | 1.0198 | 1.0198 | 1.0198 | 1.0198 | 1.0198 | 1.0198 | 1.0198 | 1.0198 | 1.0198 | 1.0198 | 1.0198 | 1.0198 | 1.0198 | 1.0198 | 1.0198 | 1.0198 | 1.0198 | 1.0198 | 1.0198 | 1.0198 | 1.0198 | 1.0198 | 1.0198 | 1.0198 | 1.0198 | 1.0198 | 1.0198 | 1.0198 | 1.0198 | 1.0198 | 1.0198 | 1.0198 | 1.0198 | 1.0198 | 1.0198 | 1.0198 | 1.0198 | 1.0198 | 1.0198 | 1.0198 | 1.0198 | 1.0198 | 1.0198 | 1.0198 | 1.0198 | 1.0198 | 1.0198 | 1.0198 | 1.0198 | 1.0198 | 1.0198 | 1.0198 | 1.0198 | 1.0198 | 1.0198 | 1.0198 | 1.0198 | 1.0198 | 1.0198 | 1.0198 | 1.0198 | 1.0198 | 1.0198 | 1.0198 | 1.0198 | 1.0198 | 1.0198 | 1.0198 | 1.0198 | 1.0198 | 1.0198 | 1.0198 | 1.0198 | 1.0198 | 1.0198 | 1.0198 | 1.0198 | 1.0198 | 1.0198 | 1.0198 | 1.0198 | 1.0198 | 1.0198 | 1.0198 | 1.0198 | 1.0198 | 1.0198 | 1.0198 | 1.0198 | 1.0198 | 1.0198 | 1.0198 | 1.0198 | 1.0198 | 1.0198 | 1.0198 | 1.0198 | 1.0198 | 1.0198 | 1.0198 | 1.0198 | 1.0198 | 1.0198 | 1.0198 | 1.0198 | 1.0198 | 1.0198 | 1.0198 | 1.0198 | 1.0198 | 1.0198 | 1.0198 | 1.0198 | 1.0198 | 1.0198 | 1.0198 | 1.0198 | 1.0198 | 1.0198 | 1.0198 | 1.0198 | 1.0198 | 1.0198 | 1.0198 | 1.0198 | 1.0198 | 1.0198 | 1.0198 | 1.0198 | 1.0198 | 1.0198 | 1.0198 | 1.0198 | 1.0198 | 1.0198 | 1.0198 | 1.0198 | 1.0198 | 1.0198 | 1.0198 | 1.0198 | 1.0198 | 1.0198 | 1.0198 | 1.0198 | 1.0198 | 1.0198 | 1.0198 | 1.0198 | 1.0198 | 1.0198 | 1.0198 | 1.0198 | 1.0198 | 1.0198 | 1.0198 | 1.0198 | 1.0198 | 1.0198 | 1.0198 | 1.0198 | 1.0198 | 1.0198 | 1.0198 | 1.0198 | 1.0198 | 1.0198 | 1.0198 | 1.0198 | 1.0198 | 1.0198 | 1.0198 | 1.0198 | 1.0198 | 1.0198 | 1.0198 | 1.0198 | 1.0198 | 1.0198 | 1.0198 | 1.0198 | 1.0198 | 1.0198 | 1.0198 | 1.0198 | 1.0198 | 1.0198 | 1.0198 | 1.0198 | 1.0198 | 1.0198 | 1.0198 | 1.0198 | 1.0198 | 1.0198 | 1.0198 | 1.0198 | 1.0198 | 1.0198 | 1.0198 | 1.0198 | 1.0198 | 1.0198 | 1.0198 | 1.0198 | 1.0198 | 1.0198 | 1.0198 | 1.0198 | 1.0198 | 1.0198 | 1.0198 | 1.0198 | 1.0198 | 1.0198 | 1.0198 | 1.0198 | 1.0198 | 1.0198 | 1.0198 | 1.0198 | 1.0198 | 1.0198 | 1.0198 | 1.0198 | 1.0198 | 1.0198 | 1.0198 | 1.0198 | 1.0198 | 1.0198 | 1.0198 | 1.0198 | 1.0198 | 1.0198 | 1.0198 | 1.0198 | 1.0198 | 1.0198 | 1.0198 | 1.0198 | 1.0198 | 1.0198 | 1.0198 | 1.0198 | 1.0198 | 1.0198 | 1.0198 | 1.0198 | 1.0198 | 1.0198 | 1.0198 | 1.0198 | 1.0198 | 1.0198 | 1.0198 | 1.0198 | 1.0198 | 1.0198 | 1.0198 | 1.0198 | 1.0198 | 1.0198 | 1.0198 | 1.0198 | 1.0198 | 1.0198 | 1.0198 | 1.0198 | 1.0198 | 1.0198 | 1.0198 | 1.0198 | 1.0198 | 1.0198 | 1.0198 | 1.0198 | 1.0198 | 1.0198 | 1.0198 | 1.0198 | 1.0198 | 1.0198 | 1.0198 | 1.0198 | 1.0198 | 1.0198 | 1.0198 | 1.0198 | 1.0198 | 1.0198 | 1.0198 | 1.0198 | 1.0198 | 1.0198 | 1.0198 | 1.0198 | 1.0198 | 1.0198 | 1.0198 | 1.0198 | 1.0198 | 1.0198 | 1.0198 | 1.0198 | 1.0198 | 1.0198 | 1.0198 | 1.0198 | 1.0198 | 1.0198 | 1.0198 | 1.0198 | 1.0198 | 1.0198 | 1.0198 | 1.0198 | 1.0198 | 1.0198 | 1.0198 | 1.0198 | 1.0198 | 1.0198 | 1.0198 | 1.0198 | 1.0198 | 1.0198 | 1.0198 | 1.0198 | 1.0198 | 1.0198 | 1.0198 | 1.0198 | 1.0198 | 1.0198 | 1.0198 | 1.0198 | 1.0198 | 1.0198 | 1.0198 | 1.0198 | 1.0198 | 1.0198 | 1.0198 | 1.0198 | 1.0198 | 1.0198 | 1.0198 | 1.0198 | 1.0198 | 1.0198 | 1.0198 | 1.0198 | 1.0198 | 1.0198 | 1.0198 | 1.0198 | 1.0198 | 1.0198 | 1.0198 | 1.0198 | 1.0198 | 1.0198 | 1.0198 | 1.0198 | 1.0198 | 1.0198 | 1.0198 | 1.0198 | 1.0198 | 1.0198 | 1.0198 | 1.0198 | 1.0198 | 1.0198 | 1.0198 | 1.0198 | 1.0198 | 1.0198 | 1.0198 | 1.0198 | 1.0198 | 1.0198 | 1.0198 | 1.0198 | 1.0198 | 1.0198 | 1.0198 | 1.0198 | 1.0198 | 1.0198 | 1.0198 | 1.0198 | 1.0198 | 1.0198 | 1.0198 | 1.0198 | 1.0198 | 1.0198 | 1.0198 | 1.0198 | 1.0198 | 1.0198 | 1.0198 | 1.0198 | 1.0198 | 1.0198 | 1.0198 | 1.0198 | 1.0198 | 1.0198 | 1.0198 | 1.0198 | 1.0198 | 1.0198 | 1.0198 | 1.0198 | 1.0198 | 1.0198 | 1.0198 | 1.0198 | 1.0198 | 1.0198 | 1.0198 | 1.0198 | 1.0198 | 1.0198 | 1.0198 | 1.0198 | 1.0198 | 1.0198 | 1.0198 | 1.0198 | 1.0198 | 1.0198 | 1.0198 | 1.0198 | 1.0198 | 1.0198 | 1.0198 | 1.0198 | 1.0198 | 1.0198 | 1.0198 | 1.0198 | 1.0198 | 1.0198 | 1.0198 | 1.0198 | 1.0198 | 1.0198 | 1.0198 | 1.0198 | 1.0198 | 1.0198 | 1.0198 | 1.0198 | 1.0198 | 1.0198 | 1.0198 | 1.0198 | 1.0198 | 1.0198 | 1.0198 | 1.0198 | 1.0198 | 1.0198 | 1.0198 | 1.0198 | 1.0198 | 1.0198 | 1.0198 | 1.0198 | 1.0198 | 1.0198 | 1.0198 | 1.0198 | 1.0198 | 1.0198 | 1.0198 | 1.0198 | 1.0198 | 1.0198 | 1.0198 | 1.0198 | 1.0198 | 1.0198 | 1.0198 | 1.0198 | 1.0198 | 1.0198 | 1.0198 | 1.0198 | 1.0198 | 1.0198 | 1.0198 | 1.0198 | 1.0198 | 1.0198 | 1.0198 | 1.0198 | 1.0198 | 1.0198 | 1.0198 | 1.0198 | 1.0198 | 1.0198 | 1.0198 | 1.0198 | 1.0198 | 1.0198 | 1.0198 | 1.0198 | 1.0198 | 1.0198 | 1.0198 | 1.0198 | 1.0198 | 1.0198 | 1.0198 | 1.0198 | 1.0198 | 1.0198 | 1.0198 | 1.0198 | 1.0198 | 1.0198 | 1.0198 | 1.0198 | 1.0198 | 1.0198 | 1.0198 | 1.0198 | 1.0198 | 1.0198 | 1.0198 | 1.0198 | 1.0198 | 1.0198
Assumed Mix of Alt Fuel Market Share if Gas Not Available
Residential & Commercial
| Heating Oil | % |  |  | 24% | 24% | 24% | 24% | 24% | 24% | 24% | 24% | 24% | 24% | 24% | 24% | 24% | 24% | 24% | 24% | 24% | 24% | 24% | 24% | 24% | 24% | 24% | 24% | 24% | 24% | 24% | 24% | 24% | 24% | 24% | 24% | 24% | 24% | 24% | 24% | 24% | 24% | 24% | 24% | 24% | 24% | 24% | 24% | 24% | 24% | 24% | 24% | 24% | 24% | 24% | 24% | 24% | 24% | 24% | 24% | 24% | 24% | 24% | 24%
| Propane | % |  |  | 10% | 10% | 10% | 10% | 10% | 10% | 10% | 10% | 10% | 10% | 10% | 10% | 10% | 10% | 10% | 10% | 10% | 10% | 10% | 10% | 10% | 10% | 10% | 10% | 10% | 10% | 10% | 10% | 10% | 10% | 10% | 10% | 10% | 10% | 10% | 10% | 10% | 10% | 10% | 10% | 10% | 10% | 10% | 10% | 10% | 10% | 10% | 10% | 10% | 10% | 10% | 10% | 10% | 10% | 10% | 10% | 10% | 10% | 10% | 10%
| Electricity | % |  |  | 66% | 66% | 66% | 66% | 66% | 66% | 66% | 66% | 66% | 66% | 66% | 66% | 66% | 66% | 66% | 66% | 66% | 66% | 66% | 66% | 66% | 66% | 66% | 66% | 66% | 66% | 66% | 66% | 66% | 66% | 66% | 66% | 66% | 66% | 66% | 66% | 66% | 66% | 66% | 66% | 66% | 66% | 66% | 66% | 66% | 66% | 66% | 66% | 66% | 66% | 66% | 66% | 66% | 66% | 66% | 66% | 66% | 66% | 66% | 66%
| Total |  |  |  | 100% | 100% | 100% | 100% | 100% | 100% | 100% | 100% | 100% | 100% | 100% | 100% | 100% | 100% | 100% | 100% | 100% | 100% | 100% | 100% | 100% | 100% | 100% | 100% | 100% | 100% | 100% | 100% | 100% | 100% | 100% | 100% | 100% | 100% | 100% | 100% | 100% | 100% | 100% | 100% | 100% | 100% | 100% | 100% | 100% | 100% | 100% | 100% | 100% | 100% | 100% | 100% | 100% | 100% | 100% | 100% | 100% | 100% | 100% | 100%
| Energy Prices | $/m^3 | Gas $/m^3 | Diff $/m^3
NG cost adjusted to include all Oct 2022 costs charged per m3, including supply, delivery, transportation, storage, HST, and any adjustements but not the carbon price | Natural Gas | 0.4852 |  |  | 0.4852 | 0.4852 | 0.4852 | 0.4852 | 0.4852 | 0.4852 | 0.4852 | 0.4852 | 0.4852 | 0.4852 | 0.4852 | 0.4852 | 0.4852 | 0.4852 | 0.4852 | 0.4852 | 0.4852 | 0.4852 | 0.4852 | 0.4852 | 0.4852 | 0.4852 | 0.4852 | 0.4852 | 0.4852 | 0.4852 | 0.4852 | 0.4852 | 0.4852 | 0.4852 | 0.4852 | 0.4852 | 0.4852 | 0.4852 | 0.4852 | 0.4852 | 0.4852 | 0.4852 | 0.4852 | 0.4852 | 0.4852 | 0.4852 | 0.4852 | 0.4852 | 0.4852 | 0.4852 | 0.4852 | 0.4852 | 0.4852 | 0.4852 | 0.4852 | 0.4852 | 0.4852 | 0.4852 | 0.4852 | 0.4852 | 0.4852 | 0.4852 | 0.4852 | 0.4852
updated fuel oil cost based on Oct quote from MacEwan for the Chatham-Kent area ($2.25/L all taxes included, used 0.03672 GJ/L conversion factor) | Heating Oil | 1.988 | 0.4852 | 1.5028 | 1.988 | 1.988 | 1.988 | 1.988 | 1.988 | 1.988 | 1.988 | 1.988 | 1.988 | 1.988 | 1.988 | 1.988 | 1.988 | 1.988 | 1.988 | 1.988 | 1.988 | 1.988 | 1.988 | 1.988 | 1.988 | 1.988 | 1.988 | 1.988 | 1.988 | 1.988 | 1.988 | 1.988 | 1.988 | 1.988 | 1.988 | 1.988 | 1.988 | 1.988 | 1.988 | 1.988 | 1.988 | 1.988 | 1.988 | 1.988 | 1.988 | 1.988 | 1.988 | 1.988 | 1.988 | 1.988 | 1.988 | 1.988 | 1.988 | 1.988 | 1.988 | 1.988 | 1.988 | 1.988 | 1.988 | 1.988 | 1.988 | 1.988 | 1.988 | 1.988
updated propane cost based on Oct quote from Aabco Propane for the Chatham-Kent area ($0.839/L + GST + carbon price), used 0.0228GJ/L for propane | Propane | 1.58 | 0.4852 | 1.0948 | 1.58 | 1.58 | 1.58 | 1.58 | 1.58 | 1.58 | 1.58 | 1.58 | 1.58 | 1.58 | 1.58 | 1.58 | 1.58 | 1.58 | 1.58 | 1.58 | 1.58 | 1.58 | 1.58 | 1.58 | 1.58 | 1.58 | 1.58 | 1.58 | 1.58 | 1.58 | 1.58 | 1.58 | 1.58 | 1.58 | 1.58 | 1.58 | 1.58 | 1.58 | 1.58 | 1.58 | 1.58 | 1.58 | 1.58 | 1.58 | 1.58 | 1.58 | 1.58 | 1.58 | 1.58 | 1.58 | 1.58 | 1.58 | 1.58 | 1.58 | 1.58 | 1.58 | 1.58 | 1.58 | 1.58 | 1.58 | 1.58 | 1.58 | 1.58 | 1.58
electricity current rates for Hydro One medium density | Electricity | 1.4386 | 0.4852 | 0.95342 | 1.4386 | 1.4386 | 1.4386 | 1.4386 | 1.4386 | 1.4386 | 1.4386 | 1.4386 | 1.4386 | 1.4386 | 1.4386 | 1.4386 | 1.4386 | 1.4386 | 1.4386 | 1.4386 | 1.4386 | 1.4386 | 1.4386 | 1.4386 | 1.4386 | 1.4386 | 1.4386 | 1.4386 | 1.4386 | 1.4386 | 1.4386 | 1.4386 | 1.4386 | 1.4386 | 1.4386 | 1.4386 | 1.4386 | 1.4386 | 1.4386 | 1.4386 | 1.4386 | 1.4386 | 1.4386 | 1.4386 | 1.4386 | 1.4386 | 1.4386 | 1.4386 | 1.4386 | 1.4386 | 1.4386 | 1.4386 | 1.4386 | 1.4386 | 1.4386 | 1.4386 | 1.4386 | 1.4386 | 1.4386 | 1.4386 | 1.4386 | 1.4386 | 1.4386 | 1.4386
Factors for Carbon Calc
| Natural Gas | 0.001958
| Heating Oil | 0.0028719
| Propane | 0.0023842
| Electricity | 0
| Carbon Cost Estimate (ICF) | $/ ton |  |  | 65 | 80 | 95 | 110 | 125 | 140 | 155 | 170 | 170 | 170 | 170 | 170 | 170 | 170 | 170 | 170 | 170 | 170 | 170 | 170 | 170 | 170 | 170 | 170 | 170 | 170 | 170 | 170 | 170 | 170 | 170 | 170 | 170 | 170 | 170 | 170 | 170 | 170 | 170 | 170 | 170 | 170 | 170 | 170 | 170 | 170 | 170 | 170 | 170 | 170 | 170 | 170 | 170 | 170 | 170 | 170 | 170 | 170 | 170 | 170
Cost of Carbon Applied to Fuel Price Forecast
| Natural Gas | $/ M3 |  |  | 0.12727 | 0.15664 | 0.18601 | 0.21538 | 0.24475 | 0.27412 | 0.30349 | 0.33286 | 0.33286 | 0.33286 | 0.33286 | 0.33286 | 0.33286 | 0.33286 | 0.33286 | 0.33286 | 0.33286 | 0.33286 | 0.33286 | 0.33286 | 0.33286 | 0.33286 | 0.33286 | 0.33286 | 0.33286 | 0.33286 | 0.33286 | 0.33286 | 0.33286 | 0.33286 | 0.33286 | 0.33286 | 0.33286 | 0.33286 | 0.33286 | 0.33286 | 0.33286 | 0.33286 | 0.33286 | 0.33286 | 0.33286 | 0.33286 | 0.33286 | 0.33286 | 0.33286 | 0.33286 | 0.33286 | 0.33286 | 0.33286 | 0.33286 | 0.33286 | 0.33286 | 0.33286 | 0.33286 | 0.33286 | 0.33286 | 0.33286 | 0.33286 | 0.33286 | 0.33286
| Heating Oil | $/ M3 |  |  | 0.18667 | 0.22975 | 0.27283 | 0.31591 | 0.35899 | 0.40207 | 0.44514 | 0.48822 | 0.48822 | 0.48822 | 0.48822 | 0.48822 | 0.48822 | 0.48822 | 0.48822 | 0.48822 | 0.48822 | 0.48822 | 0.48822 | 0.48822 | 0.48822 | 0.48822 | 0.48822 | 0.48822 | 0.48822 | 0.48822 | 0.48822 | 0.48822 | 0.48822 | 0.48822 | 0.48822 | 0.48822 | 0.48822 | 0.48822 | 0.48822 | 0.48822 | 0.48822 | 0.48822 | 0.48822 | 0.48822 | 0.48822 | 0.48822 | 0.48822 | 0.48822 | 0.48822 | 0.48822 | 0.48822 | 0.48822 | 0.48822 | 0.48822 | 0.48822 | 0.48822 | 0.48822 | 0.48822 | 0.48822 | 0.48822 | 0.48822 | 0.48822 | 0.48822 | 0.48822
| Propane | $/ M3 |  |  | 0.15497 | 0.19073 | 0.22649 | 0.26226 | 0.29802 | 0.33378 | 0.36954 | 0.40531 | 0.40531 | 0.40531 | 0.40531 | 0.40531 | 0.40531 | 0.40531 | 0.40531 | 0.40531 | 0.40531 | 0.40531 | 0.40531 | 0.40531 | 0.40531 | 0.40531 | 0.40531 | 0.40531 | 0.40531 | 0.40531 | 0.40531 | 0.40531 | 0.40531 | 0.40531 | 0.40531 | 0.40531 | 0.40531 | 0.40531 | 0.40531 | 0.40531 | 0.40531 | 0.40531 | 0.40531 | 0.40531 | 0.40531 | 0.40531 | 0.40531 | 0.40531 | 0.40531 | 0.40531 | 0.40531 | 0.40531 | 0.40531 | 0.40531 | 0.40531 | 0.40531 | 0.40531 | 0.40531 | 0.40531 | 0.40531 | 0.40531 | 0.40531 | 0.40531 | 0.40531
| Electricity | $/ M3 |  |  | 0 | 0 | 0 | 0 | 0 | 0 | 0 | 0 | 0 | 0 | 0 | 0 | 0 | 0 | 0 | 0 | 0 | 0 | 0 | 0 | 0 | 0 | 0 | 0 | 0 | 0 | 0 | 0 | 0 | 0 | 0 | 0 | 0 | 0 | 0 | 0 | 0 | 0 | 0 | 0 | 0 | 0 | 0 | 0 | 0 | 0 | 0 | 0 | 0 | 0 | 0 | 0 | 0 | 0 | 0 | 0 | 0 | 0 | 0 | 0
| Trigger to Apply Carbon Cost | 1 | bar: 2023 1 to 2082 60
costs were adjusted for heating system efficiency by dividing fuel prices by the weighted average efficiencies for space and water heating. See additional information tab.
Fuel Prices adjusted for heating system efficiency
| Natural Gas |  |  |  | 0.61247 | 0.64184 | 0.67121 | 0.70058 | 0.72995 | 0.75932 | 0.78869 | 0.81806 | 0.81806 | 0.81806 | 0.81806 | 0.81806 | 0.81806 | 0.81806 | 0.81806 | 0.81806 | 0.81806 | 0.81806 | 0.81806 | 0.81806 | 0.81806 | 0.81806 | 0.81806 | 0.81806 | 0.81806 | 0.81806 | 0.81806 | 0.81806 | 0.81806 | 0.81806 | 0.81806 | 0.81806 | 0.81806 | 0.81806 | 0.81806 | 0.81806 | 0.81806 | 0.81806 | 0.81806 | 0.81806 | 0.81806 | 0.81806 | 0.81806 | 0.81806 | 0.81806 | 0.81806 | 0.81806 | 0.81806 | 0.81806 | 0.81806 | 0.81806 | 0.81806 | 0.81806 | 0.81806 | 0.81806 | 0.81806 | 0.81806 | 0.81806 | 0.81806 | 0.81806
| Heating Oil |  |  |  | 2.1747 | 2.2178 | 2.2608 | 2.3039 | 2.347 | 2.3901 | 2.4331 | 2.4762 | 2.4762 | 2.4762 | 2.4762 | 2.4762 | 2.4762 | 2.4762 | 2.4762 | 2.4762 | 2.4762 | 2.4762 | 2.4762 | 2.4762 | 2.4762 | 2.4762 | 2.4762 | 2.4762 | 2.4762 | 2.4762 | 2.4762 | 2.4762 | 2.4762 | 2.4762 | 2.4762 | 2.4762 | 2.4762 | 2.4762 | 2.4762 | 2.4762 | 2.4762 | 2.4762 | 2.4762 | 2.4762 | 2.4762 | 2.4762 | 2.4762 | 2.4762 | 2.4762 | 2.4762 | 2.4762 | 2.4762 | 2.4762 | 2.4762 | 2.4762 | 2.4762 | 2.4762 | 2.4762 | 2.4762 | 2.4762 | 2.4762 | 2.4762 | 2.4762 | 2.4762
| Propane |  |  |  | 1.735 | 1.7707 | 1.8065 | 1.8423 | 1.878 | 1.9138 | 1.9495 | 1.9853 | 1.9853 | 1.9853 | 1.9853 | 1.9853 | 1.9853 | 1.9853 | 1.9853 | 1.9853 | 1.9853 | 1.9853 | 1.9853 | 1.9853 | 1.9853 | 1.9853 | 1.9853 | 1.9853 | 1.9853 | 1.9853 | 1.9853 | 1.9853 | 1.9853 | 1.9853 | 1.9853 | 1.9853 | 1.9853 | 1.9853 | 1.9853 | 1.9853 | 1.9853 | 1.9853 | 1.9853 | 1.9853 | 1.9853 | 1.9853 | 1.9853 | 1.9853 | 1.9853 | 1.9853 | 1.9853 | 1.9853 | 1.9853 | 1.9853 | 1.9853 | 1.9853 | 1.9853 | 1.9853 | 1.9853 | 1.9853 | 1.9853 | 1.9853 | 1.9853 | 1.9853
| Electricity |  |  |  | 1.4386 | 1.4386 | 1.4386 | 1.4386 | 1.4386 | 1.4386 | 1.4386 | 1.4386 | 1.4386 | 1.4386 | 1.4386 | 1.4386 | 1.4386 | 1.4386 | 1.4386 | 1.4386 | 1.4386 | 1.4386 | 1.4386 | 1.4386 | 1.4386 | 1.4386 | 1.4386 | 1.4386 | 1.4386 | 1.4386 | 1.4386 | 1.4386 | 1.4386 | 1.4386 | 1.4386 | 1.4386 | 1.4386 | 1.4386 | 1.4386 | 1.4386 | 1.4386 | 1.4386 | 1.4386 | 1.4386 | 1.4386 | 1.4386 | 1.4386 | 1.4386 | 1.4386 | 1.4386 | 1.4386 | 1.4386 | 1.4386 | 1.4386 | 1.4386 | 1.4386 | 1.4386 | 1.4386 | 1.4386 | 1.4386 | 1.4386 | 1.4386 | 1.4386 | 1.4386 | 0 | 0 | 0 | 0 | 0 | 0 | 0 | 0 | 0 | 0 | 0 | 0 | 0 | 0 | 0 | 0 | 0 | 0 | 0 | 0 | 0 | 0 | 0 | 0 | 0 | 0 | 0 | 0 | 0 | 0 | 0 | 0 | 0 | 0 | 0 | 0 | 0 | 0 | 0 | 0 | 0 | 0 | 0 | 0 | 0 | 0 | 0 | 0 | 0 | 0 | 0 | 0 | 0 | 0 | 0 | 0 | 0 | 0 | 0 | 0 | 0 | 0 | 0 | 0 | 0 | 0 | 0 | 0 | 0 | 0 | 0 | 0 | 0 | 0 | 0 | 0 | 0 | 0 | 0 | 0 | 0 | 0 | 0 | 0 | 0 | 0 | 0 | 0 | 0 | 0 | 0 | 0 | 0 | 0 | 0 | 0 | 0 | 0 | 0 | 0 | 0 | 0 | 0 | 0 | 0 | 0 | 0 | 0 | 0 | 0 | 0 | 0 | 0 | 0 | 0 | 0 | 0 | 0 | 0 | 0 | 0 | 0 | 0 | 0 | 0 | 0 | 0 | 0 | 0 | 0 | 0 | 0 | 0 | 0 | 0 | 0 | 0 | 0 | 0 | 0 | 0 | 0 | 0 | 0 | 0 | 0 | 0 | 0 | 0 | 0 | 0 | 0 | 0 | 0 | 0 | 0 | 0 | 0 | 0 | 0 | 0 | 0 | 0 | 0 | 0 | 0 | 0 | 0 | 0 | 0 | 0 | 0 | 0 | 0 | 0 | 0 | 0 | 0 | 0 | 0 | 0 | 0 | 0 | 0 | 0 | 0 | 0 | 0 | 0 | 0 | 0 | 0 | 0 | 0 | 0 | 0 | 0 | 0 | 0 | 0 | 0 | 0 | 0 | 0 | 0 | 0 | 0 | 0 | 0 | 0 | 0 | 0 | 0 | 0 | 0 | 0 | 0 | 0 | 0 | 0 | 0 | 0 | 0 | 0 | 0 | 0 | 0 | 0 | 0 | 0 | 0 | 0 | 0 | 0 | 0 | 0 | 0 | 0 | 0 | 0 | 0 | 0 | 0 | 0 | 0 | 0 | 0 | 0 | 0 | 0 | 0 | 0 | 0 | 0 | 0 | 0 | 0 | 0 | 0 | 0 | 0 | 0 | 0 | 0 | 0 | 0 | 0 | 0 | 0 | 0 | 0 | 0 | 0 | 0 | 0 | 0 | 0 | 0 | 0 | 0 | 0 | 0 | 0 | 0 | 0 | 0 | 0 | 0 | 0 | 0 | 0 | 0 | 0 | 0 | 0 | 0 | 0 | 0 | 0 | 0 | 0 | 0 | 0 | 0 | 0 | 0 | 0 | 0 | 0 | 0 | 0 | 0 | 0 | 0 | 0 | 0 | 0 | 0 | 0 | 0 | 0 | 0 | 0 | 0 | 0 | 0 | 0 | 0 | 0 | 0 | 0 | 0 | 0 | 0 | 0 | 0 | 0 | 0 | 0 | 0 | 0 | 0 | 0 | 0 | 0 | 0 | 0 | 0 | 0 | 0 | 0 | 0 | 0 | 0 | 0 | 0 | 0 | 0 | 0 | 0 | 0 | 0 | 0 | 0 | 0 | 0 | 0 | 0 | 0 | 0 | 0 | 0 | 0 | 0 | 0 | 0 | 0 | 0 | 0 | 0 | 0 | 0 | 0 | 0 | 0 | 0 | 0 | 0 | 0 | 0 | 0 | 0 | 0 | 0 | 0 | 0 | 0 | 0 | 0 | 0 | 0 | 0 | 0 | 0 | 0 | 0 | 0 | 0 | 0 | 0 | 0 | 0 | 0 | 0 | 0 | 0 | 0 | 0 | 0 | 0 | 0 | 0 | 0 | 0 | 0 | 0 | 0 | 0 | 0 | 0 | 0 | 0 | 0 | 0 | 0 | 0 | 0 | 0 | 0 | 0 | 0 | 0 | 0 | 0 | 0 | 0 | 0 | 0 | 0 | 0 | 0 | 0 | 0 | 0 | 0 | 0 | 0 | 0 | 0 | 0 | 0 | 0 | 0 | 0 | 0 | 0 | 0 | 0 | 0 | 0 | 0 | 0 | 0 | 0 | 0 | 0 | 0 | 0 | 0 | 0 | 0 | 0 | 0 | 0 | 0 | 0 | 0 | 0 | 0 | 0 | 0 | 0 | 0 | 0 | 0 | 0 | 0 | 0 | 0 | 0 | 0 | 0 | 0 | 0 | 0 | 0 | 0 | 0 | 0 | 0 | 0 | 0 | 0 | 0 | 0 | 0 | 0 | 0 | 0 | 0 | 0 | 0 | 0 | 0 | 0 | 0 | 0 | 0 | 0 | 0 | 0 | 0 | 0 | 0 | 0 | 0 | 0 | 0 | 0 | 0 | 0 | 0 | 0 | 0 | 0 | 0 | 0 | 0 | 0 | 0 | 0 | 0 | 0 | 0 | 0 | 0 | 0 | 0 | 0 | 0 | 0 | 0 | 0 | 0 | 0 | 0 | 0 | 0 | 0 | 0 | 0 | 0 | 0 | 0 | 0 | 0 | 0 | 0 | 0 | 0 | 0 | 0 | 0 | 0 | 0 | 0 | 0 | 0 | 0 | 0 | 0 | 0 | 0 | 0 | 0 | 0 | 0 | 0 | 0 | 0 | 0 | 0 | 0 | 0 | 0 | 0 | 0 | 0 | 0 | 0 | 0 | 0 | 0 | 0 | 0 | 0 | 0 | 0 | 0 | 0 | 0 | 0 | 0 | 0 | 0 | 0 | 0 | 0 | 0 | 0 | 0 | 0 | 0 | 0 | 0 | 0 | 0 | 0 | 0 | 0 | 0 | 0 | 0 | 0 | 0 | 0 | 0 | 0 | 0 | 0 | 0 | 0 | 0 | 0 | 0 | 0 | 0 | 0 | 0 | 0 | 0 | 0 | 0 | 0 | 0 | 0 | 0 | 0 | 0 | 0 | 0 | 0 | 0 | 0 | 0 | 0 | 0 | 0 | 0 | 0 | 0 | 0 | 0 | 0 | 0 | 0 | 0 | 0 | 0 | 0 | 0 | 0 | 0 | 0 | 0 | 0 | 0 | 0 | 0 | 0 | 0 | 0 | 0 | 0 | 0 | 0 | 0 | 0 | 0 | 0 | 0 | 0 | 0 | 0 | 0 | 0 | 0 | 0 | 0 | 0 | 0 | 0 | 0 | 0 | 0 | 0 | 0 | 0 | 0 | 0 | 0 | 0 | 0 | 0 | 0 | 0 | 0 | 0 | 0 | 0 | 0 | 0 | 0 | 0 | 0 | 0 | 0 | 0 | 0 | 0 | 0 | 0 | 0 | 0 | 0 | 0 | 0 | 0 | 0 | 0 | 0 | 0 | 0 | 0 | 0 | 0 | 0 | 0 | 0 | 0 | 0 | 0 | 0 | 0 | 0 | 0 | 0 | 0 | 0 | 0 | 0 | 0 | 0 | 0 | 0 | 0 | 0 | 0 | 0 | 0 | 0 | 0 | 0 | 0 | 0 | 0 | 0 | 0 | 0 | 0 | 0 | 0 | 0 | 0 | 0 | 0 | 0 | 0 | 0 | 0 | 0 | 0 | 0 | 0 | 0 | 0 | 0 | 0 | 0 | 0 | 0 | 0 | 0 | 0 | 0 | 0 | 0 | 0 | 0 | 0 | 0 | 0 | 0 | 0 | 0 | 0 | 0 | 0 | 0 | 0 | 0 | 0 | 0 | 0 | 0 | 0 | 0 | 0 | 0 | 0 | 0 | 0 | 0 | 0 | 0 | 0 | 0 | 0 | 0 | 0 | 0 | 0 | 0 | 0 | 0 | 0 | 0 | 0 | 0 | 0 | 0 | 0 | 0 | 0 | 0 | 0 | 0 | 0 | 0 | 0 | 0 | 0 | 0 | 0 | 0 | 0 | 0 | 0 | 0 | 0 | 0 | 0 | 0 | 0 | 0 | 0 | 0 | 0 | 0 | 0 | 0 | 0 | 0 | 0 | 0 | 0 | 0 | 0 | 0 | 0 | 0 | 0 | 0 | 0 | 0 | 0 | 0 | 0 | 0 | 0 | 0 | 0 | 0 | 0 | 0 | 0 | 0 | 0 | 0 | 0 | 0 | 0 | 0 | 0 | 0 | 0 | 0 | 0 | 0 | 0 | 0 | 0 | 0 | 0 | 0 | 0 | 0 | 0 | 0 | 0 | 0 | 0 | 0 | 0 | 0 | 0 | 0 | 0 | 0 | 0 | 0 | 0 | 0 | 0 | 0 | 0 | 0 | 0 | 0 | 0 | 0 | 0 | 0 | 0 | 0 | 0 | 0 | 0 | 0 | 0 | 0 | 0 | 0 | 0 | 0 | 0 | 0 | 0 | 0 | 0 | 0 | 0 | 0 | 0 | 0 | 0 | 0 | 0 | 0 | 0 | 0 | 0 | 0 | 0 | 0 | 0 | 0 | 0 | 0 | 0 | 0 | 0 | 0 | 0 | 0 | 0 | 0 | 0 | 0 | 0 | 0 | 0 | 0 | 0 | 0 | 0 | 0 | 0 | 0 | 0 | 0 | 0 | 0 | 0 | 0 | 0 | 0 | 0 | 0 | 0 | 0 | 0 | 0 | 0 | 0 | 0 | 0 | 0 | 0 | 0 | 0 | 0 | 0 | 0 | 0 | 0 | 0 | 0 | 0 | 0 | 0 | 0 | 0 | 0 | 0 | 0 | 0 | 0 | 0 | 0 | 0 | 0 | 0 | 0 | 0 | 0 | 0 | 0 | 0 | 0 | 0 | 0 | 0 | 0 | 0 | 0 | 0 | 0 | 0 | 0 | 0 | 0 | 0 | 0 | 0 | 0 | 0 | 0 | 0 | 0 | 0 | 0 | 0 | 0 | 0 | 0 | 0 | 0 | 0 | 0 | 0 | 0 | 0 | 0 | 0 | 0 | 0 | 0 | 0 | 0 | 0 | 0 | 0 | 0 | 0 | 0 | 0 | 0 | 0 | 0 | 0 | 0 | 0 | 0 | 0 | 0 | 0 | 0 | 0 | 0 | 0 | 0 | 0 | 0 | 0 | 0 | 0 | 0 | 0 | 0 | 0 | 0 | 0 | 0 | 0 | 0 | 0 | 0 | 0 | 0 | 0 | 0 | 0 | 0 | 0 | 0 | 0 | 0 | 0 | 0 | 0 | 0 | 0 | 0 | 0 | 0 | 0 | 0 | 0 | 0 | 0 | 0 | 0 | 0 | 0 | 0 | 0 | 0 | 0 | 0 | 0 | 0 | 0 | 0 | 0 | 0 | 0 | 0 | 0 | 0 | 0 | 0 | 0 | 0 | 0 | 0 | 0 | 0 | 0 | 0 | 0 | 0 | 0 | 0 | 0 | 0 | 0 | 0 | 0 | 0 | 0 | 0 | 0 | 0 | 0 | 0 | 0 | 0 | 0 | 0 | 0 | 0 | 0 | 0 | 0 | 0 | 0 | 0 | 0 | 0 | 0 | 0 | 0 | 0 | 0 | 0 | 0 | 0 | 0 | 0 | 0 | 0 | 0 | 0 | 0 | 0 | 0 | 0 | 0 | 0 | 0 | 0 | 0 | 0 | 0 | 0 | 0 | 0 | 0 | 0 | 0 | 0 | 0 | 0 | 0 | 0 | 0 | 0 | 0 | 0 | 0 | 0 | 0 | 0 | 0 | 0 | 0 | 0 | 0 | 0 | 0 | 0 | 0 | 0 | 0 | 0 | 0 | 0 | 0 | 0 | 0 | 0 | 0 | 0 | 0 | 0 | 0 | 0 | 0 | 0 | 0 | 0 | 0 | 0 | 0 | 0 | 0 | 0 | 0 | 0 | 0 | 0 | 0 | 0 | 0 | 0 | 0 | 0 | 0 | 0 | 0 | 0 | 0 | 0 | 0 | 0 | 0 | 0 | 0 | 0 | 0 | 0 | 0 | 0 | 0 | 0 | 0 | 0 | 0 | 0 | 0 | 0 | 0 | 0 | 0 | 0 | 0 | 0 | 0 | 0 | 0 | 0 | 0 | 0 | 0 | 0 | 0 | 0 | 0 | 0 | 0 | 0 | 0 | 0 | 0 | 0 | 0 | 0 | 0 | 0 | 0 | 0 | 0 | 0 | 0 | 0 | 0 | 0 | 0 | 0 | 0 | 0 | 0 | 0 | 0 | 0 | 0 | 0 | 0 | 0 | 0 | 0 | 0 | 0 | 0 | 0 | 0 | 0 | 0 | 0 | 0 | 0 | 0 | 0 | 0 | 0 | 0 | 0 | 0 | 0 | 0 | 0 | 0 | 0 | 0 | 0 | 0 | 0 | 0 | 0 | 0 | 0 | 0 | 0 | 0 | 0 | 0 | 0 | 0 | 0 | 0 | 0 | 0 | 0 | 0 | 0 | 0 | 0 | 0 | 0 | 0 | 0 | 0 | 0 | 0 | 0 | 0 | 0 | 0 | 0 | 0 | 0 | 0 | 0 | 0 | 0 | 0 | 0 | 0 | 0 | 0 | 0 | 0 | 0 | 0 | 0 | 0 | 0 | 0 | 0 | 0 | 0 | 0 | 0 | 0 | 0 | 0 | 0 | 0 | 0 | 0 | 0 | 0 | 0 | 0 | 0 | 0 | 0 | 0 | 0 | 0 | 0 | 0 | 0 | 0 | 0 | 0 | 0 | 0 | 0 | 0 | 0 | 0 | 0 | 0 | 0 | 0 | 0 | 0 | 0 | 0 | 0 | 0 | 0 | 0 | 0 | 0 | 0 | 0 | 0 | 0 | 0 | 0 | 0 | 0 | 0 | 0 | 0 | 0 | 0 | 0 | 0 | 0 | 0 | 0 | 0 | 0 | 0 | 0 | 0 | 0 | 0 | 0 | 0 | 0 | 0 | 0 | 0 | 0 | 0 | 0 | 0 | 0 | 0 | 0 | 0 | 0 | 0 | 0 | 0 | 0 | 0 | 0 | 0 | 0 | 0 | 0 | 0 | 0 | 0 | 0 | 0 | 0 | 0 | 0 | 0 | 0 | 0 | 0 | 0 | 0 | 0 | 0 | 0 | 0 | 0 | 0 | 0 | 0 | 0 | 0 | 0 | 0 | 0 | 0 | 0 | 0 | 0 | 0 | 0 | 0 | 0 | 0 | 0 | 0 | 0 | 0 | 0 | 0 | 0 | 0 | 0 | 0 | 0 | 0 | 0 | 0 | 0 | 0 | 0 | 0 | 0 | 0 | 0 | 0 | 0 | 0 | 0 | 0 | 0 | 0 | 0 | 0 | 0 | 0 | 0 | 0 | 0 | 0 | 0 | 0 | 0 | 0 | 0 | 0 | 0 | 0 | 0 | 0 | 0 | 0 | 0 | 0 | 0 | 0 | 0 | 0 | 0 | 0 | 0 | 0 | 0 | 0 | 0 | 0 | 0 | 0 | 0 | 0 | 0 | 0 | 0 | 0 | 0 | 0 | 0 | 0 | 0 | 0 | 0 | 0 | 0 | 0 | 0 | 0 | 0 | 0 | 0 | 0 | 0 | 0 | 0 | 0 | 0 | 0 | 0 | 0 | 0 | 0 | 0 | 0 | 0 | 0 | 0 | 0 | 0 | 0 | 0 | 0 | 0 | 0 | 0 | 0 | 0 | 0 | 0 | 0 | 0 | 0 | 0 | 0 | 0 | 0 | 0 | 0 | 0 | 0 | 0 | 0 | 0 | 0 | 0 | 0 | 0 | 0 | 0 | 0 | 0 | 0 | 0 | 0 | 0 | 0 | 0 | 0 | 0 | 0 | 0 | 0 | 0 | 0 | 0 | 0 | 0 | 0 | 0 | 0 | 0 | 0 | 0 | 0 | 0 | 0 | 0 | 0 | 0 | 0 | 0 | 0 | 0 | 0 | 0 | 0 | 0 | 0 | 0 | 0 | 0 | 0 | 0 | 0 | 0 | 0 | 0 | 0 | 0 | 0 | 0 | 0 | 0 | 0 | 0 | 0 | 0 | 0 | 0 | 0 | 0 | 0 | 0 | 0 | 0 | 0 | 0 | 0 | 0 | 0 | 0 | 0 | 0 | 0 | 0 | 0 | 0 | 0 | 0 | 0 | 0 | 0 | 0 | 0 | 0 | 0 | 0 | 0 | 0 | 0 | 0 | 0 | 0 | 0 | 0 | 0 | 0 | 0 | 0 | 0 | 0 | 0 | 0 | 0 | 0 | 0 | 0 | 0 | 0 | 0 | 0 | 0 | 0 | 0 | 0 | 0 | 0 | 0 | 0 | 0 | 0 | 0 | 0 | 0 | 0 | 0 | 0 | 0 | 0 | 0 | 0 | 0 | 0 | 0 | 0 | 0 | 0 | 0 | 0 | 0 | 0 | 0 | 0 | 0 | 0 | 0 | 0 | 0 | 0 | 0 | 0 | 0 | 0 | 0 | 0 | 0 | 0 | 0 | 0 | 0 | 0 | 0 | 0 | 0 | 0 | 0 | 0 | 0 | 0 | 0 | 0 | 0 | 0 | 0 | 0 | 0 | 0 | 0 | 0 | 0 | 0 | 0 | 0 | 0 | 0 | 0 | 0 | 0 | 0 | 0 | 0 | 0 | 0 | 0 | 0 | 0 | 0 | 0 | 0 | 0 | 0 | 0 | 0 | 0 | 0 | 0 | 0 | 0 | 0 | 0 | 0 | 0 | 0 | 0 | 0 | 0 | 0 | 0 | 0 | 0 | 0 | 0 | 0 | 0 | 0 | 0 | 0 | 0 | 0 | 0 | 0 | 0 | 0 | 0 | 0 | 0 | 0 | 0 | 0 | 0 | 0 | 0 | 0 | 0 | 0 | 0 | 0 | 0 | 0 | 0 | 0 | 0 | 0 | 0 | 0 | 0 | 0 | 0 | 0 | 0 | 0 | 0 | 0 | 0 | 0 | 0 | 0 | 0 | 0 | 0 | 0 | 0 | 0 | 0 | 0 | 0 | 0 | 0 | 0 | 0 | 0 | 0 | 0 | 0 | 0 | 0 | 0 | 0 | 0 | 0 | 0 | 0 | 0 | 0 | 0 | 0 | 0 | 0 | 0 | 0 | 0 | 0 | 0 | 0 | 0 | 0 | 0 | 0 | 0 | 0 | 0 | 0 | 0 | 0 | 0 | 0 | 0 | 0 | 0 | 0 | 0 | 0 | 0 | 0 | 0 | 0 | 0 | 0 | 0 | 0 | 0 | 0 | 0 | 0 | 0 | 0 | 0 | 0 | 0 | 0 | 0 | 0 | 0 | 0 | 0 | 0 | 0 | 0 | 0 | 0 | 0 | 0 | 0 | 0 | 0 | 0 | 0 | 0 | 0 | 0 | 0 | 0 | 0 | 0 | 0 | 0 | 0 | 0 | 0 | 0 | 0 | 0 | 0 | 0 | 0 | 0 | 0 | 0 | 0 | 0 | 0 | 0 | 0 | 0 | 0 | 0 | 0 | 0 | 0 | 0 | 0 | 0 | 0 | 0 | 0 | 0 | 0 | 0 | 0 | 0 | 0 | 0 | 0 | 0 | 0 | 0 | 0 | 0 | 0 | 0 | 0 | 0 | 0 | 0 | 0 | 0 | 0 | 0 | 0 | 0 | 0 | 0 | 0 | 0 | 0 | 0 | 0 | 0 | 0 | 0 | 0 | 0 | 0 | 0 | 0 | 0 | 0 | 0 | 0 | 0 | 0 | 0 | 0 | 0 | 0 | 0 | 0 | 0 | 0 | 0 | 0 | 0 | 0 | 0 | 0 | 0 | 0 | 0 | 0 | 0 | 0 | 0 | 0 | 0 | 0 | 0 | 0 | 0 | 0 | 0 | 0 | 0 | 0 | 0 | 0 | 0 | 0 | 0 | 0 | 0 | 0 | 0 | 0 | 0 | 0 | 0 | 0 | 0 | 0 | 0 | 0 | 0 | 0 | 0 | 0 | 0 | 0 | 0 | 0 | 0 | 0 | 0 | 0 | 0 | 0 | 0 | 0 | 0 | 0 | 0 | 0 | 0 | 0 | 0 | 0 | 0 | 0 | 0 | 0 | 0 | 0 | 0 | 0 | 0 | 0 | 0 | 0 | 0 | 0 | 0 | 0 | 0 | 0 | 0 | 0 | 0 | 0 | 0 | 0 | 0 | 0 | 0 | 0 | 0 | 0 | 0 | 0 | 0 | 0 | 0 | 0 | 0 | 0 | 0 | 0 | 0 | 0 | 0 | 0 | 0 | 0 | 0 | 0 | 0 | 0 | 0 | 0 | 0 | 0 | 0 | 0 | 0 | 0 | 0 | 0 | 0 | 0 | 0 | 0 | 0 | 0 | 0 | 0 | 0 | 0 | 0 | 0 | 0 | 0 | 0 | 0 | 0 | 0 | 0 | 0 | 0 | 0 | 0 | 0 | 0 | 0 | 0 | 0 | 0 | 0 | 0 | 0 | 0 | 0 | 0 | 0 | 0 | 0 | 0 | 0 | 0 | 0 | 0 | 0 | 0 | 0 | 0 | 0 | 0 | 0 | 0 | 0 | 0 | 0 | 0 | 0 | 0 | 0 | 0 | 0 | 0 | 0 | 0 | 0 | 0 | 0 | 0 | 0 | 0 | 0 | 0 | 0 | 0 | 0 | 0 | 0 | 0 | 0 | 0 | 0 | 0 | 0 | 0 | 0 | 0 | 0 | 0 | 0 | 0 | 0 | 0 | 0 | 0 | 0 | 0 | 0 | 0 | 0 | 0 | 0 | 0 | 0 | 0 | 0 | 0 | 0 | 0 | 0 | 0 | 0 | 0 | 0 | 0 | 0 | 0 | 0 | 0 | 0 | 0 | 0 | 0 | 0 | 0 | 0 | 0 | 0 | 0 | 0 | 0 | 0 | 0 | 0 | 0 | 0 | 0 | 0 | 0 | 0 | 0 | 0 | 0 | 0 | 0 | 0 | 0 | 0 | 0 | 0 | 0 | 0 | 0 | 0 | 0 | 0 | 0 | 0 | 0 | 0 | 0 | 0 | 0 | 0 | 0 | 0 | 0 | 0 | 0 | 0 | 0 | 0 | 0 | 0 | 0 | 0 | 0 | 0 | 0 | 0 | 0 | 0 | 0 | 0 | 0 | 0 | 0 | 0 | 0 | 0 | 0 | 0 | 0 | 0 | 0 | 0 | 0 | 0 | 0 | 0 | 0 | 0 | 0 | 0 | 0 | 0 | 0 | 0 | 0 | 0 | 0 | 0 | 0 | 0 | 0 | 0 | 0 | 0 | 0 | 0 | 0 | 0 | 0 | 0 | 0 | 0 | 0 | 0 | 0 | 0 | 0 | 0 | 0 | 0 | 0 | 0 | 0 | 0 | 0 | 0 | 0 | 0 | 0 | 0 | 0 | 0 | 0 | 0 | 0 | 0 | 0 | 0 | 0 | 0 | 0 | 0 | 0 | 0 | 0 | 0 | 0 | 0 | 0 | 0 | 0 | 0 | 0 | 0 | 0 | 0 | 0 | 0 | 0 | 0 | 0 | 0 | 0 | 0 | 0 | 0 | 0 | 0 | 0 | 0 | 0 | 0 | 0 | 0 | 0 | 0 | 0 | 0 | 0 | 0 | 0 | 0 | 0 | 0 | 0 | 0 | 0 | 0 | 0 | 0 | 0 | 0 | 0 | 0 | 0 | 0 | 0 | 0 | 0 | 0 | 0 | 0 | 0 | 0 | 0 | 0 | 0 | 0 | 0 | 0 | 0 | 0 | 0 | 0 | 0 | 0 | 0 | 0 | 0 | 0 | 0 | 0 | 0 | 0 | 0 | 0 | 0 | 0 | 0 | 0 | 0 | 0 | 0 | 0 | 0 | 0 | 0 | 0 | 0 | 0 | 0 | 0 | 0 | 0 | 0 | 0 | 0 | 0 | 0 | 0 | 0 | 0 | 0 | 0 | 0 | 0 | 0 | 0 | 0 | 0 | 0 | 0 | 0 | 0 | 0 | 0 | 0 | 0 | 0 | 0 | 0 | 0 | 0 | 0 | 0 | 0 | 0 | 0 | 0 | 0 | 0 | 0 | 0 | 0 | 0 | 0 | 0 | 0 | 0 | 0 | 0 | 0 | 0 | 0 | 0 | 0 | 0 | 0 | 0 | 0 | 0 | 0 | 0 | 0 | 0 | 0 | 0 | 0 | 0 | 0 | 0 | 0 | 0 | 0 | 0 | 0 | 0 | 0 | 0 | 0 | 0 | 0 | 0 | 0 | 0 | 0 | 0 | 0 | 0 | 0 | 0 | 0 | 0 | 0 | 0 | 0 | 0 | 0 | 0 | 0 | 0 | 0 | 0 | 0 | 0 | 0 | 0 | 0 | 0 | 0 | 0 | 0 | 0 | 0 | 0 | 0 | 0 | 0 | 0 | 0 | 0 | 0 | 0 | 0 | 0 | 0 | 0 | 0 | 0 | 0 | 0 | 0 | 0 | 0 | 0 | 0 | 0 | 0 | 0 | 0 | 0 | 0 | 0 | 0 | 0 | 0 | 0 | 0 | 0 | 0 | 0 | 0 | 0 | 0 | 0 | 0 | 0 | 0 | 0 | 0 | 0 | 0 | 0 | 0 | 0 | 0 | 0 | 0 | 0 | 0 | 0 | 0 | 0 | 0 | 0 | 0 | 0 | 0 | 0 | 0 | 0 | 0 | 0 | 0 | 0 | 0 | 0 | 0 | 0 | 0 | 0 | 0 | 0 | 0 | 0 | 0 | 0 | 0 | 0 | 0 | 0 | 0 | 0 | 0 | 0 | 0 | 0 | 0 | 0 | 0 | 0 | 0 | 0 | 0 | 0 | 0 | 0 | 0 | 0 | 0 | 0 | 0 | 0 | 0 | 0 | 0 | 0 | 0 | 0 | 0 | 0 | 0 | 0 | 0 | 0 | 0 | 0 | 0 | 0 | 0 | 0 | 0 | 0 | 0 | 0 | 0 | 0 | 0 | 0 | 0 | 0 | 0 | 0 | 0 | 0 | 0 | 0 | 0 | 0 | 0 | 0 | 0 | 0 | 0 | 0 | 0 | 0 | 0 | 0 | 0 | 0 | 0 | 0 | 0 | 0 | 0 | 0 | 0 | 0 | 0 | 0 | 0 | 0 | 0 | 0 | 0 | 0 | 0 | 0 | 0 | 0 | 0 | 0 | 0 | 0 | 0 | 0 | 0 | 0 | 0 | 0 | 0 | 0 | 0 | 0 | 0 | 0 | 0 | 0 | 0 | 0 | 0 | 0 | 0 | 0 | 0 | 0 | 0 | 0 | 0 | 0 | 0 | 0 | 0 | 0 | 0 | 0 | 0 | 0 | 0 | 0 | 0 | 0 | 0 | 0 | 0 | 0 | 0 | 0 | 0 | 0 | 0 | 0 | 0 | 0 | 0 | 0 | 0 | 0 | 0 | 0 | 0 | 0 | 0 | 0 | 0 | 0 | 0 | 0 | 0 | 0 | 0 | 0 | 0 | 0 | 0 | 0 | 0 | 0 | 0 | 0 | 0 | 0 | 0 | 0 | 0 | 0 | 0 | 0 | 0 | 0 | 0 | 0 | 0 | 0 | 0 | 0 | 0 | 0 | 0 | 0 | 0 | 0 | 0 | 0 | 0 | 0 | 0 | 0 | 0 | 0 | 0 | 0 | 0 | 0 | 0 | 0 | 0 | 0 | 0 | 0 | 0 | 0 | 0 | 0 | 0 | 0 | 0 | 0 | 0 | 0 | 0 | 0 | 0 | 0 | 0 | 0 | 0 | 0 | 0 | 0 | 0 | 0 | 0 | 0 | 0 | 0 | 0 | 0 | 0 | 0 | 0 | 0 | 0 | 0 | 0 | 0 | 0 | 0 | 0 | 0 | 0 | 0 | 0 | 0 | 0 | 0 | 0 | 0 | 0 | 0 | 0 | 0 | 0 | 0 | 0 | 0 | 0 | 0 | 0 | 0 | 0 | 0 | 0 | 0 | 0 | 0 | 0 | 0 | 0 | 0 | 0 | 0 | 0 | 0 | 0 | 0 | 0 | 0 | 0 | 0 | 0 | 0 | 0 | 0 | 0 | 0 | 0 | 0 | 0 | 0 | 0 | 0 | 0 | 0 | 0 | 0 | 0 | 0 | 0 | 0 | 0 | 0 | 0 | 0 | 0 | 0 | 0 | 0 | 0 | 0 | 0 | 0 | 0 | 0 | 0 | 0 | 0 | 0 | 0 | 0 | 0 | 0 | 0 | 0 | 0 | 0 | 0 | 0 | 0 | 0 | 0 | 0 | 0 | 0 | 0 | 0 | 0 | 0 | 0 | 0 | 0 | 0 | 0 | 0 | 0 | 0 | 0 | 0 | 0 | 0 | 0 | 0 | 0 | 0 | 0 | 0 | 0 | 0 | 0 | 0 | 0 | 0 | 0 | 0 | 0 | 0 | 0 | 0 | 0 | 0 | 0 | 0 | 0 | 0 | 0 | 0 | 0 | 0 | 0 | 0 | 0 | 0 | 0 | 0 | 0 | 0 | 0 | 0 | 0 | 0 | 0 | 0 | 0 | 0 | 0 | 0 | 0 | 0 | 0 | 0 | 0 | 0 | 0 | 0 | 0 | 0 | 0 | 0 | 0 | 0 | 0 | 0 | 0 | 0 | 0 | 0 | 0 | 0 | 0 | 0 | 0 | 0 | 0 | 0 | 0 | 0 | 0 | 0 | 0 | 0 | 0 | 0 | 0 | 0 | 0 | 0 | 0 | 0 | 0 | 0 | 0 | 0 | 0 | 0 | 0 | 0 | 0 | 0 | 0 | 0 | 0 | 0 | 0 | 0 | 0 | 0 | 0 | 0 | 0 | 0 | 0 | 0 | 0 | 0 | 0 | 0 | 0 | 0 | 0 | 0 | 0 | 0 | 0 | 0 | 0 | 0 | 0 | 0 | 0 | 0 | 0 | 0 | 0 | 0 | 0 | 0 | 0 | 0 | 0 | 0 | 0 | 0 | 0 | 0 | 0 | 0 | 0 | 0 | 0 | 0 | 0 | 0 | 0 | 0 | 0 | 0 | 0 | 0 | 0 | 0 | 0 | 0 | 0 | 0 | 0 | 0 | 0 | 0 | 0 | 0 | 0 | 0 | 0 | 0 | 0 | 0 | 0 | 0 | 0 | 0 | 0 | 0 | 0 | 0 | 0 | 0 | 0 | 0 | 0 | 0 | 0 | 0 | 0 | 0 | 0 | 0 | 0 | 0 | 0 | 0 | 0 | 0 | 0 | 0 | 0 | 0 | 0 | 0 | 0 | 0 | 0 | 0 | 0 | 0 | 0 | 0 | 0 | 0 | 0 | 0 | 0 | 0 | 0 | 0 | 0 | 0 | 0 | 0 | 0 | 0 | 0 | 0 | 0 | 0 | 0 | 0 | 0 | 0 | 0 | 0 | 0 | 0 | 0 | 0 | 0 | 0 | 0 | 0 | 0 | 0 | 0 | 0 | 0 | 0 | 0 | 0 | 0 | 0 | 0 | 0 | 0 | 0 | 0 | 0 | 0 | 0 | 0 | 0 | 0 | 0 | 0 | 0 | 0 | 0 | 0 | 0 | 0 | 0 | 0 | 0 | 0 | 0 | 0 | 0 | 0 | 0 | 0 | 0 | 0 | 0 | 0 | 0 | 0 | 0 | 0 | 0 | 0 | 0 | 0 | 0 | 0 | 0 | 0 | 0 | 0 | 0 | 0 | 0 | 0 | 0 | 0 | 0 | 0 | 0 | 0 | 0 | 0 | 0 | 0 | 0 | 0 | 0 | 0 | 0 | 0 | 0 | 0 | 0 | 0 | 0 | 0 | 0 | 0 | 0 | 0 | 0 | 0 | 0 | 0 | 0 | 0 | 0 | 0 | 0 | 0 | 0 | 0 | 0 | 0 | 0 | 0 | 0 | 0 | 0 | 0 | 0 | 0 | 0 | 0 | 0 | 0 | 0 | 0 | 0 | 0 | 0 | 0 | 0 | 0 | 0 | 0 | 0 | 0 | 0 | 0 | 0 | 0 | 0 | 0 | 0 | 0 | 0 | 0 | 0 | 0 | 0 | 0 | 0 | 0 | 0 | 0 | 0 | 0 | 0 | 0 | 0 | 0 | 0 | 0 | 0 | 0 | 0 | 0 | 0 | 0 | 0 | 0 | 0 | 0 | 0 | 0 | 0 | 0 | 0 | 0 | 0 | 0 | 0 | 0 | 0 | 0 | 0 | 0 | 0 | 0 | 0 | 0 | 0 | 0 | 0 | 0 | 0 | 0 | 0 | 0 | 0 | 0 | 0 | 0 | 0 | 0 | 0 | 0 | 0 | 0 | 0 | 0 | 0 | 0 | 0 | 0 | 0 | 0 | 0 | 0 | 0 | 0 | 0 | 0 | 0 | 0 | 0 | 0 | 0 | 0 | 0 | 0 | 0 | 0 | 0 | 0 | 0 | 0 | 0 | 0 | 0 | 0 | 0 | 0 | 0 | 0 | 0 | 0 | 0 | 0 | 0 | 0 | 0 | 0 | 0 | 0 | 0 | 0 | 0 | 0 | 0 | 0 | 0 | 0 | 0 | 0 | 0 | 0 | 0 | 0 | 0 | 0 | 0 | 0 | 0 | 0 | 0 | 0 | 0 | 0 | 0 | 0 | 0 | 0 | 0 | 0 | 0 | 0 | 0 | 0 | 0 | 0 | 0 | 0 | 0 | 0 | 0 | 0 | 0 | 0 | 0 | 0 | 0 | 0 | 0 | 0 | 0 | 0 | 0 | 0 | 0 | 0 | 0 | 0 | 0 | 0 | 0 | 0 | 0 | 0 | 0 | 0 | 0 | 0 | 0 | 0 | 0 | 0 | 0 | 0 | 0 | 0 | 0 | 0 | 0 | 0 | 0 | 0 | 0 | 0 | 0 | 0 | 0 | 0 | 0 | 0 | 0 | 0 | 0 | 0 | 0 | 0 | 0 | 0 | 0 | 0 | 0 | 0 | 0 | 0 | 0 | 0 | 0 | 0 | 0 | 0 | 0 | 0 | 0 | 0 | 0 | 0 | 0 | 0 | 0 | 0 | 0 | 0 | 0 | 0 | 0 | 0 | 0 | 0 | 0 | 0 | 0 | 0 | 0 | 0 | 0 | 0 | 0 | 0 | 0 | 0 | 0 | 0 | 0 | 0 | 0 | 0 | 0 | 0 | 0 | 0 | 0 | 0 | 0 | 0 | 0 | 0 | 0 | 0 | 0 | 0 | 0 | 0 | 0 | 0 | 0 | 0 | 0 | 0 | 0 | 0 | 0 | 0 | 0 | 0 | 0 | 0 | 0 | 0 | 0 | 0 | 0 | 0 | 0 | 0 | 0 | 0 | 0 | 0 | 0 | 0 | 0 | 0 | 0 | 0 | 0 | 0 | 0 | 0 | 0 | 0 | 0 | 0 | 0 | 0 | 0 | 0 | 0 | 0 | 0 | 0 | 0 | 0 | 0 | 0 | 0 | 0 | 0 | 0 | 0 | 0 | 0 | 0 | 0 | 0 | 0 | 0 | 0 | 0 | 0 | 0 | 0 | 0 | 0 | 0 | 0 | 0 | 0 | 0 | 0 | 0 | 0 | 0 | 0 | 0 | 0 | 0 | 0 | 0 | 0 | 0 | 0 | 0 | 0 | 0 | 0 | 0 | 0 | 0 | 0 | 0 | 0 | 0 | 0 | 0 | 0 | 0 | 0 | 0 | 0 | 0 | 0 | 0 | 0 | 0 | 0 | 0 | 0 | 0 | 0 | 0 | 0 | 0 | 0 | 0 | 0 | 0 | 0 | 0 | 0 | 0 | 0 | 0 | 0 | 0 | 0 | 0 | 0 | 0 | 0 | 0 | 0 | 0 | 0 | 0 | 0 | 0 | 0 | 0 | 0 | 0 | 0 | 0 | 0 | 0 | 0 | 0 | 0 | 0 | 0 | 0 | 0 | 0 | 0 | 0 | 0 | 0 | 0 | 0 | 0 | 0 | 0 | 0 | 0 | 0 | 0 | 0 | 0 | 0 | 0 | 0 | 0 | 0 | 0 | 0 | 0 | 0 | 0 | 0 | 0 | 0 | 0 | 0 | 0 | 0 | 0 | 0 | 0 | 0 | 0 | 0 | 0 | 0 | 0 | 0 | 0 | 0 | 0 | 0 | 0 | 0 | 0 | 0 | 0 | 0 | 0 | 0 | 0 | 0 | 0 | 0 | 0 | 0 | 0 | 0 | 0 | 0 | 0 | 0 | 0 | 0 | 0 | 0 | 0 | 0 | 0 | 0 | 0 | 0 | 0 | 0 | 0 | 0 | 0 | 0 | 0 | 0 | 0 | 0 | 0 | 0 | 0 | 0 | 0 | 0 | 0 | 0 | 0 | 0 | 0 | 0 | 0 | 0 | 0 | 0 | 0 | 0 | 0 | 0 | 0 | 0 | 0 | 0 | 0 | 0 | 0 | 0 | 0 | 0 | 0 | 0 | 0 | 0 | 0 | 0 | 0 | 0 | 0 | 0 | 0 | 0 | 0 | 0 | 0 | 0 | 0 | 0 | 0 | 0 | 0 | 0 | 0 | 0 | 0 | 0 | 0 | 0 | 0 | 0 | 0 | 0 | 0 | 0 | 0 | 0 | 0 | 0 | 0 | 0 | 0 | 0 | 0 | 0 | 0 | 0 | 0 | 0 | 0 | 0 | 0 | 0 | 0 | 0 | 0 | 0 | 0 | 0 | 0 | 0 | 0 | 0 | 0 | 0 | 0 | 0 | 0 | 0 | 0 | 0 | 0 | 0 | 0 | 0 | 0 | 0 | 0 | 0 | 0 | 0 | 0 | 0 | 0 | 0 | 0 | 0 | 0 | 0 | 0 | 0 | 0 | 0 | 0 | 0 | 0 | 0 | 0 | 0 | 0 | 0 | 0 | 0 | 0 | 0 | 0 | 0 | 0 | 0 | 0 | 0 | 0 | 0 | 0 | 0 | 0 | 0 | 0 | 0 | 0 | 0 | 0 | 0 | 0 | 0 | 0 | 0 | 0 | 0 | 0 | 0 | 0 | 0 | 0 | 0 | 0 | 0 | 0 | 0 | 0 | 0 | 0 | 0 | 0 | 0 | 0 | 0 | 0 | 0 | 0 | 0 | 0 | 0 | 0 | 0 | 0 | 0 | 0 | 0 | 0 | 0 | 0 | 0 | 0 | 0 | 0 | 0 | 0 | 0 | 0 | 0 | 0 | 0 | 0 | 0 | 0 | 0 | 0 | 0 | 0 | 0 | 0 | 0 | 0 | 0 | 0 | 0 | 0 | 0 | 0 | 0 | 0 | 0 | 0 | 0 | 0 | 0 | 0 | 0 | 0 | 0 | 0 | 0 | 0 | 0 | 0 | 0 | 0 | 0 | 0 | 0 | 0 | 0 | 0 | 0 | 0 | 0 | 0 | 0 | 0 | 0 | 0 | 0 | 0 | 0 | 0 | 0 | 0 | 0 | 0 | 0 | 0 | 0 | 0 | 0 | 0 | 0 | 0 | 0 | 0 | 0 | 0 | 0 | 0 | 0 | 0 | 0 | 0 | 0 | 0 | 0 | 0 | 0 | 0 | 0 | 0 | 0 | 0 | 0 | 0 | 0 | 0 | 0 | 0 | 0 | 0 | 0 | 0 | 0 | 0 | 0 | 0 | 0 | 0 | 0 | 0 | 0 | 0 | 0 | 0 | 0 | 0 | 0 | 0 | 0 | 0 | 0 | 0 | 0 | 0 | 0 | 0 | 0 | 0 | 0 | 0 | 0 | 0 | 0 | 0 | 0 | 0 | 0 | 0 | 0 | 0 | 0 | 0 | 0 | 0 | 0 | 0 | 0 | 0 | 0 | 0 | 0 | 0 | 0 | 0 | 0 | 0 | 0 | 0 | 0 | 0 | 0 | 0 | 0 | 0 | 0 | 0 | 0 | 0 | 0 | 0 | 0 | 0 | 0 | 0 | 0 | 0 | 0 | 0 | 0 | 0 | 0 | 0 | 0 | 0 | 0 | 0 | 0 | 0 | 0 | 0 | 0 | 0 | 0 | 0 | 0 | 0 | 0 | 0 | 0 | 0 | 0 | 0 | 0 | 0 | 0 | 0 | 0 | 0 | 0 | 0 | 0 | 0 | 0 | 0 | 0 | 0 | 0 | 0 | 0 | 0 | 0 | 0 | 0 | 0 | 0 | 0 | 0 | 0 | 0 | 0 | 0 | 0 | 0 | 0 | 0 | 0 | 0 | 0 | 0 | 0 | 0 | 0 | 0 | 0 | 0 | 0 | 0 | 0 | 0 | 0 | 0 | 0 | 0 | 0 | 0 | 0 | 0 | 0 | 0 | 0 | 0 | 0 | 0 | 0 | 0 | 0 | 0 | 0 | 0 | 0 | 0 | 0 | 0 | 0 | 0 | 0 | 0 | 0 | 0 | 0 | 0 | 0 | 0 | 0 | 0 | 0 | 0 | 0 | 0 | 0 | 0 | 0 | 0 | 0 | 0 | 0 | 0 | 0 | 0 | 0 | 0 | 0 | 0 | 0 | 0 | 0 | 0 | 0 | 0 | 0 | 0 | 0 | 0 | 0 | 0 | 0 | 0 | 0 | 0 | 0 | 0 | 0 | 0 | 0 | 0 | 0 | 0 | 0 | 0 | 0 | 0 | 0 | 0 | 0 | 0 | 0 | 0 | 0 | 0 | 0 | 0 | 0 | 0 | 0 | 0 | 0 | 0 | 0 | 0 | 0 | 0 | 0 | 0 | 0 | 0 | 0 | 0 | 0 | 0 | 0 | 0 | 0 | 0 | 0 | 0 | 0 | 0 | 0 | 0 | 0 | 0 | 0 | 0 | 0 | 0 | 0 | 0 | 0 | 0 | 0 | 0 | 0 | 0 | 0 | 0 | 0 | 0 | 0 | 0 | 0 | 0 | 0 | 0 | 0 | 0 | 0 | 0 | 0 | 0 | 0 | 0 | 0 | 0 | 0 | 0 | 0 | 0 | 0 | 0 | 0 | 0 | 0 | 0 | 0 | 0 | 0 | 0 | 0 | 0 | 0 | 0 | 0 | 0 | 0 | 0 | 0 | 0 | 0 | 0 | 0 | 0 | 0 | 0 | 0 | 0 | 0 | 0 | 0 | 0 | 0 | 0 | 0 | 0 | 0 | 0 | 0 | 0 | 0 | 0 | 0 | 0 | 0 | 0 | 0 | 0 | 0 | 0 | 0 | 0 | 0 | 0 | 0 | 0 | 0 | 0 | 0 | 0 | 0 | 0 | 0 | 0 | 0 | 0 | 0 | 0 | 0 | 0 | 0 | 0 | 0 | 0 | 0 | 0 | 0 | 0 | 0 | 0 | 0 | 0 | 0 | 0 | 0 | 0 | 0 | 0 | 0 | 0 | 0 | 0 | 0 | 0 | 0 | 0 | 0 | 0 | 0 | 0 | 0 | 0 | 0 | 0 | 0 | 0 | 0 | 0 | 0 | 0 | 0 | 0 | 0 | 0 | 0 | 0 | 0 | 0 | 0 | 0 | 0 | 0 | 0 | 0 | 0 | 0 | 0 | 0 | 0 | 0 | 0 | 0 | 0 | 0 | 0 | 0 | 0 | 0 | 0 | 0 | 0 | 0 | 0 | 0 | 0 | 0 | 0 | 0 | 0 | 0 | 0 | 0 | 0 | 0 | 0 | 0 | 0 | 0 | 0 | 0 | 0 | 0 | 0 | 0 | 0 | 0 | 0 | 0 | 0 | 0 | 0 | 0 | 0 | 0 | 0 | 0 | 0 | 0 | 0 | 0 | 0 | 0 | 0 | 0 | 0 | 0 | 0 | 0 | 0 | 0 | 0 | 0 | 0 | 0 | 0 | 0 | 0 | 0 | 0 | 0 | 0 | 0 | 0 | 0 | 0 | 0 | 0 | 0 | 0 | 0 | 0 | 0 | 0 | 0 | 0 | 0 | 0 | 0 | 0 | 0 | 0 | 0 | 0 | 0 | 0 | 0 | 0 | 0 | 0 | 0 | 0 | 0 | 0 | 0 | 0 | 0 | 0 | 0 | 0 | 0 | 0 | 0 | 0 | 0 | 0 | 0 | 0 | 0 | 0 | 0 | 0 | 0 | 0 | 0 | 0 | 0 | 0 | 0 | 0 | 0 | 0 | 0 | 0 | 0 | 0 | 0 | 0 | 0 | 0 | 0 | 0 | 0 | 0 | 0 | 0 | 0 | 0 | 0 | 0 | 0 | 0 | 0 | 0 | 0 | 0 | 0 | 0 | 0 | 0 | 0 | 0 | 0 | 0 | 0 | 0 | 0 | 0 | 0 | 0 | 0 | 0 | 0 | 0 | 0 | 0 | 0 | 0 | 0 | 0 | 0 | 0 | 0 | 0 | 0 | 0 | 0 | 0 | 0 | 0 | 0 | 0 | 0 | 0 | 0 | 0 | 0 | 0 | 0 | 0 | 0 | 0 | 0 | 0 | 0 | 0 | 0 | 0 | 0 | 0 | 0 | 0 | 0 | 0 | 0 | 0 | 0 | 0 | 0 | 0 | 0 | 0 | 0 | 0 | 0 | 0 | 0 | 0 | 0 | 0 | 0 | 0 | 0 | 0 | 0 | 0 | 0 | 0 | 0 | 0 | 0 | 0 | 0 | 0 | 0 | 0 | 0 | 0 | 0 | 0 | 0 | 0 | 0 | 0 | 0 | 0 | 0 | 0 | 0 | 0 | 0 | 0 | 0 | 0 | 0 | 0 | 0 | 0 | 0 | 0 | 0 | 0 | 0 | 0 | 0 | 0 | 0 | 0 | 0 | 0 | 0 | 0 | 0 | 0 | 0 | 0 | 0 | 0 | 0 | 0 | 0 | 0 | 0 | 0 | 0 | 0 | 0 | 0 | 0 | 0 | 0 | 0 | 0 | 0 | 0 | 0 | 0 | 0 | 0 | 0 | 0 | 0 | 0 | 0 | 0 | 0 | 0 | 0 | 0 | 0 | 0 | 0 | 0 | 0 | 0 | 0 | 0 | 0 | 0 | 0 | 0 | 0 | 0 | 0 | 0 | 0 | 0 | 0 | 0 | 0 | 0 | 0 | 0 | 0 | 0 | 0 | 0 | 0 | 0 | 0 | 0 | 0 | 0 | 0 | 0 | 0 | 0 | 0 | 0 | 0 | 0 | 0 | 0 | 0 | 0 | 0 | 0 | 0 | 0 | 0 | 0 | 0 | 0 | 0 | 0 | 0 | 0 | 0 | 0 | 0 | 0 | 0 | 0 | 0 | 0 | 0 | 0 | 0 | 0 | 0 | 0 | 0 | 0 | 0 | 0 | 0 | 0 | 0 | 0 | 0 | 0 | 0 | 0 | 0 | 0 | 0 | 0 | 0 | 0 | 0 | 0 | 0 | 0 | 0 | 0 | 0 | 0 | 0 | 0 | 0 | 0 | 0 | 0 | 0 | 0 | 0 | 0 | 0 | 0 | 0 | 0 | 0 | 0 | 0 | 0 | 0 | 0 | 0 | 0 | 0 | 0 | 0 | 0 | 0 | 0 | 0 | 0 | 0 | 0 | 0 | 0 | 0 | 0 | 0 | 0 | 0 | 0 | 0 | 0 | 0 | 0 | 0 | 0 | 0 | 0 | 0 | 0 | 0 | 0 | 0 | 0 | 0 | 0 | 0 | 0 | 0 | 0 | 0 | 0 | 0 | 0 | 0 | 0 | 0 | 0 | 0 | 0 | 0 | 0 | 0 | 0 | 0 | 0 | 0 | 0 | 0 | 0 | 0 | 0 | 0 | 0 | 0 | 0 | 0 | 0 | 0 | 0 | 0 | 0 | 0 | 0 | 0 | 0 | 0 | 0 | 0 | 0 | 0 | 0 | 0 | 0 | 0 | 0 | 0 | 0 | 0 | 0 | 0 | 0 | 0 | 0 | 0 | 0 | 0 | 0 | 0 | 0 | 0 | 0 | 0 | 0 | 0 | 0 | 0 | 0 | 0 | 0 | 0 | 0 | 0 | 0 | 0 | 0 | 0 | 0 | 0 | 0 | 0 | 0 | 0 | 0 | 0 | 0 | 0 | 0 | 0 | 0 | 0 | 0 | 0 | 0 | 0 | 0 | 0 | 0 | 0 | 0 | 0 | 0 | 0 | 0 | 0 | 0 | 0 | 0 | 0 | 0 | 0 | 0 | 0 | 0 | 0 | 0 | 0 | 0 | 0 | 0 | 0 | 0 | 0 | 0 | 0 | 0 | 0 | 0 | 0 | 0 | 0 | 0 | 0 | 0 | 0 | 0 | 0 | 0 | 0 | 0 | 0 | 0 | 0 | 0 | 0 | 0 | 0 | 0 | 0 | 0 | 0 | 0 | 0 | 0 | 0 | 0 | 0 | 0 | 0 | 0 | 0 | 0 | 0 | 0 | 0 | 0 | 0 | 0 | 0 | 0 | 0 | 0 | 0 | 0 | 0 | 0 | 0 | 0 | 0 | 0 | 0 | 0 | 0 | 0 | 0 | 0 | 0 | 0 | 0 | 0 | 0 | 0 | 0 | 0 | 0 | 0 | 0 | 0 | 0 | 0 | 0 | 0 | 0 | 0 | 0 | 0 | 0 | 0 | 0 | 0 | 0 | 0 | 0 | 0 | 0 | 0 | 0 | 0 | 0 | 0 | 0 | 0 | 0 | 0 | 0 | 0 | 0 | 0 | 0 | 0 | 0 | 0 | 0 | 0 | 0 | 0 | 0 | 0 | 0 | 0 | 0 | 0 | 0 | 0 | 0 | 0 | 0 | 0 | 0 | 0 | 0 | 0 | 0 | 0 | 0 | 0 | 0 | 0 | 0 | 0 | 0 | 0 | 0 | 0 | 0 | 0 | 0 | 0 | 0 | 0 | 0 | 0 | 0 | 0 | 0 | 0 | 0 | 0 | 0 | 0 | 0 | 0 | 0 | 0 | 0 | 0 | 0 | 0 | 0 | 0 | 0 | 0 | 0 | 0 | 0 | 0 | 0 | 0 | 0 | 0 | 0 | 0 | 0 | 0 | 0 | 0 | 0 | 0 | 0 | 0 | 0 | 0 | 0 | 0 | 0 | 0 | 0 | 0 | 0 | 0 | 0 | 0 | 0 | 0 | 0 | 0 | 0 | 0 | 0 | 0 | 0 | 0 | 0 | 0 | 0 | 0 | 0 | 0 | 0 | 0 | 0 | 0 | 0 | 0 | 0 | 0 | 0 | 0 | 0 | 0 | 0 | 0 | 0 | 0 | 0 | 0 | 0 | 0 | 0 | 0 | 0 | 0 | 0 | 0 | 0 | 0 | 0 | 0 | 0 | 0 | 0 | 0 | 0 | 0 | 0 | 0 | 0 | 0 | 0 | 0 | 0 | 0 | 0 | 0 | 0 | 0 | 0 | 0 | 0 | 0 | 0 | 0 | 0 | 0 | 0 | 0 | 0 | 0 | 0 | 0 | 0 | 0 | 0 | 0 | 0 | 0 | 0 | 0 | 0 | 0 | 0 | 0 | 0 | 0 | 0 | 0 | 0 | 0 | 0 | 0 | 0 | 0 | 0 | 0 | 0 | 0 | 0 | 0 | 0 | 0 | 0 | 0 | 0 | 0 | 0 | 0 | 0 | 0 | 0 | 0 | 0 | 0 | 0 | 0 | 0 | 0 | 0 | 0 | 0 | 0 | 0 | 0 | 0 | 0 | 0 | 0 | 0 | 0 | 0 | 0 | 0 | 0 | 0 | 0 | 0 | 0 | 0 | 0 | 0 | 0 | 0 | 0 | 0 | 0 | 0 | 0 | 0 | 0 | 0 | 0 | 0 | 0 | 0 | 0 | 0 | 0 | 0 | 0 | 0 | 0 | 0 | 0 | 0 | 0 | 0 | 0 | 0 | 0 | 0 | 0 | 0 | 0 | 0 | 0 | 0 | 0 | 0 | 0 | 0 | 0 | 0 | 0 | 0 | 0 | 0 | 0 | 0 | 0 | 0 | 0 | 0 | 0 | 0 | 0 | 0 | 0 | 0 | 0 | 0 | 0 | 0 | 0 | 0 | 0 | 0 | 0 | 0 | 0 | 0 | 0 | 0 | 0 | 0 | 0 | 0 | 0 | 0 | 0 | 0 | 0 | 0 | 0 | 0 | 0 | 0 | 0 | 0 | 0 | 0 | 0 | 0 | 0 | 0 | 0 | 0 | 0 | 0 | 0 | 0 | 0 | 0 | 0 | 0 | 0 | 0 | 0 | 0 | 0 | 0 | 0 | 0 | 0 | 0 | 0 | 0 | 0 | 0 | 0 | 0 | 0 | 0 | 0 | 0 | 0 | 0 | 0 | 0 | 0 | 0 | 0 | 0 | 0 | 0 | 0 | 0 | 0 | 0 | 0 | 0 | 0 | 0 | 0 | 0 | 0 | 0 | 0 | 0 | 0 | 0 | 0 | 0 | 0 | 0 | 0 | 0 | 0 | 0 | 0 | 0 | 0 | 0 | 0 | 0 | 0 | 0 | 0 | 0 | 0 | 0 | 0 | 0 | 0 | 0 | 0 | 0 | 0 | 0 | 0 | 0 | 0 | 0 | 0 | 0 | 0 | 0 | 0 | 0 | 0 | 0 | 0 | 0 | 0 | 0 | 0 | 0 | 0 | 0 | 0 | 0 | 0 | 0 | 0 | 0 | 0 | 0 | 0 | 0 | 0 | 0 | 0 | 0 | 0 | 0 | 0 | 0 | 0 | 0 | 0 | 0 | 0 | 0 | 0 | 0 | 0 | 0 | 0 | 0 | 0 | 0 | 0 | 0 | 0 | 0 | 0 | 0 | 0 | 0 | 0 | 0 | 0 | 0 | 0 | 0 | 0 | 0 | 0 | 0 | 0 | 0 | 0 | 0 | 0 | 0 | 0 | 0 | 0 | 0 | 0 | 0 | 0 | 0 | 0 | 0 | 0 | 0 | 0 | 0 | 0 | 0 | 0 | 0 | 0 | 0 | 0 | 0 | 0 | 0 | 0 | 0 | 0 | 0 | 0 | 0 | 0 | 0 | 0 | 0 | 0 | 0 | 0 | 0 | 0 | 0 | 0 | 0 | 0 | 0 | 0 | 0 | 0 | 0 | 0 | 0 | 0 | 0 | 0 | 0 | 0 | 0 | 0 | 0 | 0 | 0 | 0 | 0 | 0 | 0 | 0 | 0 | 0 | 0 | 0 | 0 | 0 | 0 | 0 | 0 | 0 | 0 | 0 | 0 | 0 | 0 | 0 | 0 | 0 | 0 | 0 | 0 | 0 | 0 | 0 | 0 | 0 | 0 | 0 | 0 | 0 | 0 | 0 | 0 | 0 | 0 | 0 | 0 | 0 | 0 | 0 | 0 | 0 | 0 | 0 | 0 | 0 | 0 | 0 | 0 | 0 | 0 | 0 | 0 | 0 | 0 | 0 | 0 | 0 | 0 | 0 | 0 | 0 | 0 | 0 | 0 | 0 | 0 | 0 | 0 | 0 | 0 | 0 | 0 | 0 | 0 | 0 | 0 | 0 | 0 | 0 | 0 | 0 | 0 | 0 | 0 | 0 | 0 | 0 | 0 | 0 | 0 | 0 | 0 | 0 | 0 | 0 | 0 | 0 | 0 | 0 | 0 | 0 | 0 | 0 | 0 | 0 | 0 | 0 | 0 | 0 | 0 | 0 | 0 | 0 | 0 | 0 | 0 | 0 | 0 | 0 | 0 | 0 | 0 | 0 | 0 | 0 | 0 | 0 | 0 | 0 | 0 | 0 | 0 | 0 | 0 | 0 | 0 | 0 | 0 | 0 | 0 | 0 | 0 | 0 | 0 | 0 | 0 | 0 | 0 | 0 | 0 | 0 | 0 | 0 | 0 | 0 | 0 | 0 | 0 | 0 | 0 | 0 | 0 | 0 | 0 | 0 | 0 | 0 | 0 | 0 | 0 | 0 | 0 | 0 | 0 | 0 | 0 | 0 | 0 | 0 | 0 | 0 | 0 | 0 | 0 | 0 | 0 | 0 | 0 | 0 | 0 | 0 | 0 | 0 | 0 | 0 | 0 | 0 | 0 | 0 | 0 | 0 | 0 | 0 | 0 | 0 | 0 | 0 | 0 | 0 | 0 | 0 | 0 | 0 | 0 | 0 | 0 | 0 | 0 | 0 | 0 | 0 | 0 | 0 | 0 | 0 | 0 | 0 | 0 | 0 | 0 | 0 | 0 | 0 | 0 | 0 | 0 | 0 | 0 | 0 | 0 | 0 | 0 | 0 | 0 | 0 | 0 | 0 | 0 | 0 | 0 | 0 | 0 | 0 | 0 | 0 | 0 | 0 | 0 | 0 | 0 | 0 | 0 | 0 | 0 | 0 | 0 | 0 | 0 | 0 | 0 | 0 | 0 | 0 | 0 | 0 | 0 | 0 | 0 | 0 | 0 | 0 | 0 | 0 | 0 | 0 | 0 | 0 | 0 | 0 | 0 | 0 | 0 | 0 | 0 | 0 | 0 | 0 | 0 | 0 | 0 | 0 | 0 | 0 | 0 | 0 | 0 | 0 | 0 | 0 | 0 | 0 | 0 | 0 | 0 | 0 | 0 | 0 | 0 | 0 | 0 | 0 | 0 | 0 | 0 | 0 | 0 | 0 | 0 | 0 | 0 | 0 | 0 | 0 | 0 | 0 | 0 | 0 | 0 | 0 | 0 | 0 | 0 | 0 | 0 | 0 | 0 | 0 | 0 | 0 | 0 | 0 | 0 | 0 | 0 | 0 | 0 | 0 | 0 | 0 | 0 | 0 | 0 | 0 | 0 | 0 | 0 | 0 | 0 | 0 | 0 | 0 | 0 | 0 | 0 | 0 | 0 | 0 | 0 | 0 | 0 | 0 | 0 | 0 | 0 | 0 | 0 | 0 | 0 | 0 | 0 | 0 | 0 | 0 | 0 | 0 | 0 | 0 | 0 | 0 | 0 | 0 | 0 | 0 | 0 | 0 | 0 | 0 | 0 | 0 | 0 | 0 | 0 | 0 | 0 | 0 | 0 | 0 | 0 | 0 | 0 | 0 | 0 | 0 | 0 | 0 | 0 | 0 | 0 | 0 | 0 | 0 | 0 | 0 | 0 | 0 | 0 | 0 | 0 | 0 | 0 | 0 | 0 | 0 | 0 | 0 | 0 | 0 | 0 | 0 | 0 | 0 | 0 | 0 | 0 | 0 | 0 | 0 | 0 | 0 | 0 | 0 | 0 | 0 | 0 | 0 | 0 | 0 | 0 | 0 | 0 | 0 | 0 | 0 | 0 | 0 | 0 | 0 | 0 | 0 | 0 | 0 | 0 | 0 | 0 | 0 | 0 | 0 | 0 | 0 | 0 | 0 | 0 | 0 | 0 | 0 | 0 | 0 | 0 | 0 | 0 | 0 | 0 | 0 | 0 | 0 | 0 | 0 | 0 | 0 | 0 | 0 | 0 | 0 | 0 | 0 | 0 | 0 | 0 | 0 | 0 | 0 | 0 | 0 | 0 | 0 | 0 | 0 | 0 | 0 | 0 | 0 | 0 | 0 | 0 | 0 | 0 | 0 | 0 | 0 | 0 | 0 | 0 | 0 | 0 | 0 | 0 | 0 | 0 | 0 | 0 | 0 | 0 | 0 | 0 | 0 | 0 | 0 | 0 | 0 | 0 | 0 | 0 | 0 | 0 | 0 | 0 | 0 | 0 | 0 | 0 | 0 | 0 | 0 | 0 | 0 | 0 | 0 | 0 | 0 | 0 | 0 | 0 | 0 | 0 | 0 | 0 | 0 | 0 | 0 | 0 | 0 | 0 | 0 | 0 | 0 | 0 | 0 | 0 | 0 | 0 | 0 | 0 | 0 | 0 | 0 | 0 | 0 | 0 | 0 | 0 | 0 | 0 | 0 | 0 | 0 | 0 | 0 | 0 | 0 | 0 | 0 | 0 | 0 | 0 | 0 | 0 | 0 | 0 | 0 | 0 | 0 | 0 | 0 | 0 | 0 | 0 | 0 | 0 | 0 | 0 | 0 | 0 | 0 | 0 | 0 | 0 | 0 | 0 | 0 | 0 | 0 | 0 | 0 | 0 | 0 | 0 | 0 | 0 | 0 | 0 | 0 | 0 | 0 | 0 | 0 | 0 | 0 | 0 | 0 | 0 | 0 | 0 | 0 | 0 | 0 | 0 | 0 | 0 | 0 | 0 | 0 | 0 | 0 | 0 | 0 | 0 | 0 | 0 | 0 | 0 | 0 | 0 | 0 | 0 | 0 | 0 | 0 | 0 | 0 | 0 | 0 | 0 | 0 | 0 | 0 | 0 | 0 | 0 | 0 | 0 | 0 | 0 | 0 | 0 | 0 | 0 | 0 | 0 | 0 | 0 | 0 | 0 | 0 | 0 | 0 | 0 | 0 | 0 | 0 | 0 | 0 | 0 | 0 | 0 | 0 | 0 | 0 | 0 | 0 | 0 | 0 | 0 | 0 | 0 | 0 | 0 | 0 | 0 | 0 | 0 | 0 | 0 | 0 | 0 | 0 | 0 | 0 | 0 | 0 | 0 | 0 | 0 | 0 | 0 | 0 | 0 | 0 | 0 | 0 | 0 | 0 | 0 | 0 | 0 | 0 | 0 | 0 | 0 | 0 | 0 | 0 | 0 | 0 | 0 | 0 | 0 | 0 | 0 | 0 | 0 | 0 | 0 | 0 | 0 | 0 | 0 | 0 | 0 | 0 | 0 | 0 | 0 | 0 | 0 | 0 | 0 | 0 | 0 | 0 | 0 | 0 | 0 | 0 | 0 | 0 | 0 | 0 | 0 | 0 | 0 | 0 | 0 | 0 | 0 | 0 | 0 | 0 | 0 | 0 | 0 | 0 | 0 | 0 | 0 | 0 | 0 | 0 | 0 | 0 | 0 | 0 | 0 | 0 | 0 | 0 | 0 | 0 | 0 | 0 | 0 | 0 | 0 | 0 | 0 | 0 | 0 | 0 | 0 | 0 | 0 | 0 | 0 | 0 | 0 | 0 | 0 | 0 | 0 | 0 | 0 | 0 | 0 | 0 | 0 | 0 | 0 | 0 | 0 | 0 | 0 | 0 | 0 | 0 | 0 | 0 | 0 | 0 | 0 | 0 | 0 | 0 | 0 | 0 | 0 | 0 | 0 | 0 | 0 | 0 | 0 | 0 | 0 | 0 | 0 | 0 | 0 | 0 | 0 | 0 | 0 | 0 | 0 | 0 | 0 | 0 | 0 | 0 | 0 | 0 | 0 | 0 | 0 | 0 | 0 | 0 | 0 | 0 | 0 | 0 | 0 | 0 | 0 | 0 | 0 | 0 | 0 | 0 | 0 | 0 | 0 | 0 | 0 | 0 | 0 | 0 | 0 | 0 | 0 | 0 | 0 | 0 | 0 | 0 | 0 | 0 | 0 | 0 | 0 | 0 | 0 | 0 | 0 | 0 | 0 | 0 | 0 | 0 | 0 | 0 | 0 | 0 | 0 | 0 | 0 | 0 | 0 | 0 | 0 | 0 | 0 | 0 | 0 | 0 | 0 | 0 | 0 | 0 | 0 | 0 | 0 | 0 | 0 | 0 | 0 | 0 | 0 | 0 | 0 | 0 | 0 | 0 | 0 | 0 | 0 | 0 | 0 | 0 | 0 | 0 | 0 | 0 | 0 | 0 | 0 | 0 | 0 | 0 | 0 | 0 | 0 | 0 | 0 | 0 | 0 | 0 | 0 | 0 | 0 | 0 | 0 | 0 | 0 | 0 | 0 | 0 | 0 | 0 | 0 | 0 | 0 | 0 | 0 | 0 | 0 | 0 | 0 | 0 | 0 | 0 | 0 | 0 | 0 | 0 | 0 | 0 | 0 | 0 | 0 | 0 | 0 | 0 | 0 | 0 | 0 | 0 | 0 | 0 | 0 | 0 | 0 | 0 | 0 | 0 | 0 | 0 | 0 | 0 | 0 | 0 | 0 | 0 | 0 | 0 | 0 | 0 | 0 | 0 | 0 | 0 | 0 | 0 | 0 | 0 | 0 | 0 | 0 | 0 | 0 | 0 | 0 | 0 | 0 | 0 | 0 | 0 | 0 | 0 | 0 | 0 | 0 | 0 | 0 | 0 | 0 | 0 | 0 | 0 | 0 | 0 | 0 | 0 | 0 | 0 | 0 | 0 | 0 | 0 | 0 | 0 | 0 | 0 | 0 | 0 | 0 | 0 | 0 | 0 | 0 | 0 | 0 | 0 | 0 | 0 | 0 | 0 | 0 | 0 | 0 | 0 | 0 | 0 | 0 | 0 | 0 | 0 | 0 | 0 | 0 | 0 | 0 | 0 | 0 | 0 | 0 | 0 | 0 | 0 | 0 | 0 | 0 | 0 | 0 | 0 | 0 | 0 | 0 | 0 | 0 | 0 | 0 | 0 | 0 | 0 | 0 | 0 | 0 | 0 | 0 | 0 | 0 | 0 | 0 | 0 | 0 | 0 | 0 | 0 | 0 | 0 | 0 | 0 | 0 | 0 | 0 | 0 | 0 | 0 | 0 | 0 | 0 | 0 | 0 | 0 | 0 | 0 | 0 | 0 | 0 | 0 | 0 | 0 | 0 | 0 | 0 | 0 | 0 | 0 | 0 | 0 | 0 | 0 | 0 | 0 | 0 | 0 | 0 | 0 | 0 | 0 | 0 | 0 | 0 | 0 | 0 | 0 | 0 | 0 | 0 | 0 | 0 | 0 | 0 | 0 | 0 | 0 | 0 | 0 | 0 | 0 | 0 | 0 | 0 | 0 | 0 | 0 | 0 | 0 | 0 | 0 | 0 | 0 | 0 | 0 | 0 | 0 | 0 | 0 | 0 | 0 | 0 | 0 | 0 | 0 | 0 | 0 | 0 | 0 | 0 | 0 | 0 | 0 | 0 | 0 | 0 | 0 | 0 | 0 | 0 | 0 | 0 | 0 | 0 | 0 | 0 | 0 | 0 | 0 | 0 | 0 | 0 | 0 | 0 | 0 | 0 | 0 | 0 | 0 | 0 | 0 | 0 | 0 | 0 | 0 | 0 | 0 | 0 | 0 | 0 | 0 | 0 | 0 | 0 | 0 | 0 | 0 | 0 | 0 | 0 | 0 | 0 | 0 | 0 | 0 | 0 | 0 | 0 | 0 | 0 | 0 | 0 | 0 | 0 | 0 | 0 | 0 | 0 | 0 | 0 | 0 | 0 | 0 | 0 | 0 | 0 | 0 | 0 | 0 | 0 | 0 | 0 | 0 | 0 | 0 | 0 | 0 | 0 | 0 | 0 | 0 | 0 | 0 | 0 | 0 | 0 | 0 | 0 | 0 | 0 | 0 | 0 | 0 | 0 | 0 | 0 | 0 | 0 | 0 | 0 | 0 | 0 | 0 | 0 | 0 | 0 | 0 | 0 | 0 | 0 | 0 | 0 | 0 | 0 | 0 | 0 | 0 | 0 | 0 | 0 | 0 | 0 | 0 | 0 | 0 | 0 | 0 | 0 | 0 | 0 | 0 | 0 | 0 | 0 | 0 | 0 | 0 | 0 | 0 | 0 | 0 | 0 | 0 | 0 | 0 | 0 | 0 | 0 | 0 | 0 | 0 | 0 | 0 | 0 | 0 | 0 | 0 | 0 | 0 | 0 | 0 | 0 | 0 | 0 | 0 | 0 | 0 | 0 | 0 | 0 | 0 | 0 | 0 | 0 | 0 | 0 | 0 | 0 | 0 | 0 | 0 | 0 | 0 | 0 | 0 | 0 | 0 | 0 | 0 | 0 | 0 | 0 | 0 | 0 | 0 | 0 | 0 | 0 | 0 | 0 | 0 | 0 | 0 | 0 | 0 | 0 | 0 | 0 | 0 | 0 | 0 | 0 | 0 | 0 | 0 | 0 | 0 | 0 | 0 | 0 | 0 | 0 | 0 | 0 | 0 | 0 | 0 | 0 | 0 | 0 | 0 | 0 | 0 | 0 | 0 | 0 | 0 | 0 | 0 | 0 | 0 | 0 | 0 | 0 | 0 | 0 | 0 | 0 | 0 | 0 | 0 | 0 | 0 | 0 | 0 | 0 | 0 | 0 | 0 | 0 | 0 | 0 | 0 | 0 | 0 | 0 | 0 | 0 | 0 | 0 | 0 | 0 | 0 | 0 | 0 | 0 | 0 | 0 | 0 | 0 | 0 | 0 | 0 | 0 | 0 | 0 | 0 | 0 | 0 | 0 | 0 | 0 | 0 | 0 | 0 | 0 | 0 | 0 | 0 | 0 | 0 | 0 | 0 | 0 | 0 | 0 | 0 | 0 | 0 | 0 | 0 | 0 | 0 | 0 | 0 | 0 | 0 | 0 | 0 | 0 | 0 | 0 | 0 | 0 | 0 | 0 | 0 | 0 | 0 | 0 | 0 | 0 | 0 | 0 | 0 | 0 | 0 | 0 | 0 | 0 | 0 | 0 | 0 | 0 | 0 | 0 | 0 | 0 | 0 | 0 | 0 | 0 | 0 | 0 | 0 | 0 | 0 | 0 | 0 | 0 | 0 | 0 | 0 | 0 | 0 | 0 | 0 | 0 | 0 | 0 | 0 | 0 | 0 | 0 | 0 | 0 | 0 | 0 | 0 | 0 | 0 | 0 | 0 | 0 | 0 | 0 | 0 | 0 | 0 | 0 | 0 | 0 | 0 | 0 | 0 | 0 | 0 | 0 | 0 | 0 | 0 | 0 | 0 | 0 | 0 | 0 | 0 | 0 | 0 | 0 | 0 | 0 | 0 | 0 | 0 | 0 | 0 | 0 | 0 | 0 | 0 | 0 | 0 | 0 | 0 | 0 | 0 | 0 | 0 | 0 | 0 | 0 | 0 | 0 | 0 | 0 | 0 | 0 | 0 | 0 | 0 | 0 | 0 | 0 | 0 | 0 | 0 | 0 | 0 | 0 | 0 | 0 | 0 | 0 | 0 | 0 | 0 | 0 | 0 | 0 | 0 | 0 | 0 | 0 | 0 | 0 | 0 | 0 | 0 | 0 | 0 | 0 | 0 | 0 | 0 | 0 | 0 | 0 | 0 | 0 | 0 | 0 | 0 | 0 | 0 | 0 | 0 | 0 | 0 | 0 | 0 | 0 | 0 | 0 | 0 | 0 | 0 | 0 | 0 | 0 | 0 | 0 | 0 | 0 | 0 | 0 | 0 | 0 | 0 | 0 | 0 | 0 | 0 | 0 | 0 | 0 | 0 | 0 | 0 | 0 | 0 | 0 | 0 | 0 | 0 | 0 | 0 | 0 | 0 | 0 | 0 | 0 | 0 | 0 | 0 | 0 | 0 | 0 | 0 | 0 | 0 | 0 | 0 | 0 | 0 | 0 | 0 | 0 | 0 | 0 | 0 | 0 | 0 | 0 | 0 | 0 | 0 | 0 | 0 | 0 | 0 | 0 | 0 | 0 | 0 | 0 | 0 | 0 | 0 | 0 | 0 | 0 | 0 | 0 | 0 | 0 | 0 | 0 | 0 | 0 | 0 | 0 | 0 | 0 | 0 | 0 | 0 | 0 | 0 | 0 | 0 | 0 | 0 | 0 | 0 | 0 | 0 | 0 | 0 | 0 | 0 | 0 | 0 | 0 | 0 | 0 | 0 | 0 | 0 | 0 | 0 | 0 | 0 | 0 | 0 | 0 | 0 | 0 | 0 | 0 | 0 | 0 | 0 | 0 | 0 | 0 | 0 | 0 | 0 | 0 | 0 | 0 | 0 | 0 | 0 | 0 | 0 | 0 | 0 | 0 | 0 | 0 | 0 | 0 | 0 | 0 | 0 | 0 | 0 | 0 | 0 | 0 | 0 | 0 | 0 | 0 | 0 | 0 | 0 | 0 | 0 | 0 | 0 | 0 | 0 | 0 | 0 | 0 | 0 | 0 | 0 | 0 | 0 | 0 | 0 | 0 | 0 | 0 | 0 | 0 | 0 | 0 | 0 | 0 | 0 | 0 | 0 | 0 | 0 | 0 | 0 | 0 | 0 | 0 | 0 | 0 | 0 | 0 | 0 | 0 | 0 | 0 | 0 | 0 | 0 | 0 | 0 | 0 | 0 | 0 | 0 | 0 | 0 | 0 | 0 | 0 | 0 | 0 | 0 | 0 | 0 | 0 | 0 | 0 | 0 | 0 | 0 | 0 | 0 | 0 | 0 | 0 | 0 | 0 | 0 | 0 | 0 | 0 | 0 | 0 | 0 | 0 | 0 | 0 | 0 | 0 | 0 | 0 | 0 | 0 | 0 | 0 | 0 | 0 | 0 | 0 | 0 | 0 | 0 | 0 | 0 | 0 | 0 | 0 | 0 | 0 | 0 | 0 | 0 | 0 | 0 | 0 | 0 | 0 | 0 | 0 | 0 | 0 | 0 | 0 | 0 | 0 | 0 | 0 | 0 | 0 | 0 | 0 | 0 | 0 | 0 | 0 | 0 | 0 | 0 | 0 | 0 | 0 | 0 | 0 | 0 | 0 | 0 | 0 | 0 | 0 | 0 | 0 | 0 | 0 | 0 | 0 | 0 | 0 | 0 | 0 | 0 | 0 | 0 | 0 | 0 | 0 | 0 | 0 | 0 | 0 | 0 | 0 | 0 | 0 | 0 | 0 | 0 | 0 | 0 | 0 | 0 | 0 | 0 | 0 | 0 | 0 | 0 | 0 | 0 | 0 | 0 | 0 | 0 | 0 | 0 | 0 | 0 | 0 | 0 | 0 | 0 | 0 | 0 | 0 | 0 | 0 | 0 | 0 | 0 | 0 | 0 | 0 | 0 | 0 | 0 | 0 | 0 | 0 | 0 | 0 | 0 | 0 | 0 | 0 | 0 | 0 | 0 | 0 | 0 | 0 | 0 | 0 | 0 | 0 | 0 | 0 | 0 | 0 | 0 | 0 | 0 | 0 | 0 | 0 | 0 | 0 | 0 | 0 | 0 | 0 | 0 | 0 | 0 | 0 | 0 | 0 | 0 | 0 | 0 | 0 | 0 | 0 | 0 | 0 | 0 | 0 | 0 | 0 | 0 | 0 | 0 | 0 | 0 | 0 | 0 | 0 | 0 | 0 | 0 | 0 | 0 | 0 | 0 | 0 | 0 | 0 | 0 | 0 | 0 | 0 | 0 | 0 | 0 | 0 | 0 | 0 | 0 | 0 | 0 | 0 | 0 | 0 | 0 | 0 | 0 | 0 | 0 | 0 | 0 | 0 | 0 | 0 | 0 | 0 | 0 | 0 | 0 | 0 | 0 | 0 | 0 | 0 | 0 | 0 | 0 | 0 | 0 | 0 | 0 | 0 | 0 | 0 | 0 | 0 | 0 | 0 | 0 | 0 | 0 | 0 | 0 | 0 | 0 | 0 | 0 | 0 | 0 | 0 | 0 | 0 | 0 | 0 | 0 | 0 | 0 | 0 | 0 | 0 | 0 | 0 | 0 | 0 | 0 | 0 | 0 | 0 | 0 | 0 | 0 | 0 | 0 | 0 | 0 | 0 | 0 | 0 | 0 | 0 | 0 | 0 | 0 | 0 | 0 | 0 | 0 | 0 | 0 | 0 | 0 | 0 | 0 | 0 | 0 | 0 | 0 | 0 | 0 | 0 | 0 | 0 | 0 | 0 | 0 | 0 | 0 | 0 | 0 | 0 | 0 | 0 | 0 | 0 | 0 | 0 | 0 | 0 | 0 | 0 | 0 | 0 | 0 | 0 | 0 | 0 | 0 | 0 | 0 | 0 | 0 | 0 | 0 | 0 | 0 | 0 | 0 | 0 | 0 | 0 | 0 | 0 | 0 | 0 | 0 | 0 | 0 | 0 | 0 | 0 | 0 | 0 | 0 | 0 | 0 | 0 | 0 | 0 | 0 | 0 | 0 | 0 | 0 | 0 | 0 | 0 | 0 | 0 | 0 | 0 | 0 | 0 | 0 | 0 | 0 | 0 | 0 | 0 | 0 | 0 | 0 | 0 | 0 | 0 | 0 | 0 | 0 | 0 | 0 | 0 | 0 | 0 | 0 | 0 | 0 | 0 | 0 | 0 | 0 | 0 | 0 | 0 | 0 | 0 | 0 | 0 | 0 | 0 | 0 | 0 | 0 | 0 | 0 | 0 | 0 | 0 | 0 | 0 | 0 | 0 | 0 | 0 | 0 | 0 | 0 | 0 | 0 | 0 | 0 | 0 | 0 | 0 | 0 | 0 | 0 | 0 | 0 | 0 | 0 | 0 | 0 | 0 | 0 | 0 | 0 | 0 | 0 | 0 | 0 | 0 | 0 | 0 | 0 | 0 | 0 | 0 | 0 | 0 | 0 | 0 | 0 | 0 | 0 | 0 | 0 | 0 | 0 | 0 | 0 | 0 | 0 | 0 | 0 | 0 | 0 | 0 | 0 | 0 | 0 | 0 | 0 | 0 | 0 | 0 | 0 | 0 | 0 | 0 | 0 | 0 | 0 | 0 | 0 | 0 | 0 | 0 | 0 | 0 | 0 | 0 | 0 | 0 | 0 | 0 | 0 | 0 | 0 | 0 | 0 | 0 | 0 | 0 | 0 | 0 | 0 | 0 | 0 | 0 | 0 | 0 | 0 | 0 | 0 | 0 | 0 | 0 | 0 | 0 | 0 | 0 | 0 | 0 | 0 | 0 | 0 | 0 | 0 | 0 | 0 | 0 | 0 | 0 | 0 | 0 | 0 | 0 | 0 | 0 | 0 | 0 | 0 | 0 | 0 | 0 | 0 | 0 | 0 | 0 | 0 | 0 | 0 | 0 | 0 | 0 | 0 | 0 | 0 | 0 | 0 | 0 | 0 | 0 | 0 | 0 | 0 | 0 | 0 | 0 | 0 | 0 | 0 | 0 | 0 | 0 | 0 | 0 | 0 | 0 | 0 | 0 | 0 | 0 | 0 | 0 | 0 | 0 | 0 | 0 | 0 | 0 | 0 | 0 | 0 | 0 | 0 | 0 | 0 | 0 | 0 | 0 | 0 | 0 | 0 | 0 | 0 | 0 | 0 | 0 | 0 | 0 | 0 | 0 | 0 | 0 | 0 | 0 | 0 | 0 | 0 | 0 | 0 | 0 | 0 | 0 | 0 | 0 | 0 | 0 | 0 | 0 | 0 | 0 | 0 | 0 | 0 | 0 | 0 | 0 | 0 | 0 | 0 | 0 | 0 | 0 | 0 | 0 | 0 | 0 | 0 | 0 | 0 | 0 | 0 | 0 | 0 | 0 | 0 | 0 | 0 | 0 | 0 | 0 | 0 | 0 | 0 | 0 | 0 | 0 | 0 | 0 | 0 | 0 | 0 | 0 | 0 | 0 | 0 | 0 | 0 | 0 | 0 | 0 | 0 | 0 | 0 | 0 | 0 | 0 | 0 | 0 | 0 | 0 | 0 | 0 | 0 | 0 | 0 | 0 | 0 | 0 | 0 | 0 | 0 | 0 | 0 | 0 | 0 | 0 | 0 | 0 | 0 | 0 | 0 | 0 | 0 | 0 | 0 | 0 | 0 | 0 | 0 | 0 | 0 | 0 | 0 | 0 | 0 | 0 | 0 | 0 | 0 | 0 | 0 | 0 | 0 | 0 | 0 | 0 | 0 | 0 | 0 | 0 | 0 | 0 | 0 | 0 | 0 | 0 | 0 | 0 | 0 | 0 | 0 | 0 | 0 | 0 | 0 | 0 | 0 | 0 | 0 | 0 | 0 | 0 | 0 | 0 | 0 | 0 | 0 | 0 | 0 | 0 | 0 | 0 | 0 | 0 | 0 | 0 | 0 | 0 | 0 | 0 | 0 | 0 | 0 | 0 | 0 | 0 | 0 | 0 | 0 | 0 | 0 | 0 | 0 | 0 | 0 | 0 | 0 | 0 | 0 | 0 | 0 | 0 | 0 | 0 | 0 | 0 | 0 | 0 | 0 | 0 | 0 | 0 | 0 | 0 | 0 | 0 | 0 | 0 | 0 | 0 | 0 | 0 | 0 | 0 | 0 | 0 | 0 | 0 | 0 | 0 | 0 | 0 | 0 | 0 | 0 | 0 | 0 | 0 | 0 | 0 | 0 | 0 | 0 | 0 | 0 | 0 | 0 | 0 | 0 | 0 | 0 | 0 | 0 | 0 | 0 | 0 | 0 | 0 | 0 | 0 | 0 | 0 | 0 | 0 | 0 | 0 | 0 | 0 | 0 | 0 | 0 | 0 | 0 | 0 | 0 | 0 | 0 | 0 | 0 | 0 | 0 | 0 | 0 | 0 | 0 | 0 | 0 | 0 | 0 | 0 | 0 | 0 | 0 | 0 | 0 | 0 | 0 | 0 | 0 | 0 | 0 | 0 | 0 | 0 | 0 | 0 | 0 | 0 | 0 | 0 | 0 | 0 | 0 | 0 | 0 | 0 | 0 | 0 | 0 | 0 | 0 | 0 | 0 | 0 | 0 | 0 | 0 | 0 | 0 | 0 | 0 | 0 | 0 | 0 | 0 | 0 | 0 | 0 | 0 | 0 | 0 | 0 | 0 | 0 | 0 | 0 | 0 | 0 | 0 | 0 | 0 | 0 | 0 | 0 | 0 | 0 | 0 | 0 | 0 | 0 | 0 | 0 | 0 | 0 | 0 | 0 | 0 | 0 | 0 | 0 | 0 | 0 | 0 | 0 | 0 | 0 | 0 | 0 | 0 | 0 | 0 | 0 | 0 | 0 | 0 | 0 | 0 | 0 | 0 | 0 | 0 | 0 | 0 | 0 | 0 | 0 | 0 | 0 | 0 | 0 | 0 | 0 | 0 | 0 | 0 | 0 | 0 | 0 | 0 | 0 | 0 | 0 | 0 | 0 | 0 | 0 | 0 | 0 | 0 | 0 | 0 | 0 | 0 | 0 | 0 | 0 | 0 | 0 | 0 | 0 | 0 | 0 | 0 | 0 | 0 | 0 | 0 | 0 | 0 | 0 | 0 | 0 | 0 | 0 | 0 | 0 | 0 | 0 | 0 | 0 | 0 | 0 | 0 | 0 | 0 | 0 | 0 | 0 | 0 | 0 | 0 | 0 | 0 | 0 | 0 | 0 | 0 | 0 | 0 | 0 | 0 | 0 | 0 | 0 | 0 | 0 | 0 | 0 | 0 | 0 | 0 | 0 | 0 | 0 | 0 | 0 | 0 | 0 | 0 | 0 | 0 | 0 | 0 | 0 | 0 | 0 | 0 | 0 | 0 | 0 | 0 | 0 | 0 | 0 | 0 | 0 | 0 | 0 | 0 | 0 | 0 | 0 | 0 | 0 | 0 | 0 | 0 | 0 | 0 | 0 | 0 | 0 | 0 | 0 | 0 | 0 | 0 | 0 | 0 | 0 | 0 | 0 | 0 | 0 | 0 | 0 | 0 | 0 | 0 | 0 | 0 | 0 | 0 | 0 | 0 | 0 | 0 | 0 | 0 | 0 | 0 | 0 | 0 | 0 | 0 | 0 | 0 | 0 | 0 | 0 | 0 | 0 | 0 | 0 | 0 | 0 | 0 | 0 | 0 | 0 | 0 | 0 | 0 | 0 | 0 | 0 | 0 | 0 | 0 | 0 | 0 | 0 | 0 | 0 | 0 | 0 | 0 | 0 | 0 | 0 | 0 | 0 | 0 | 0 | 0 | 0 | 0 | 0 | 0 | 0 | 0 | 0 | 0 | 0 | 0 | 0 | 0 | 0 | 0 | 0 | 0 | 0 | 0 | 0 | 0 | 0 | 0 | 0 | 0 | 0 | 0 | 0 | 0 | 0 | 0 | 0 | 0 | 0 | 0 | 0 | 0 | 0 | 0 | 0 | 0 | 0 | 0 | 0 | 0 | 0 | 0 | 0 | 0 | 0 | 0 | 0 | 0 | 0 | 0 | 0 | 0 | 0 | 0 | 0 | 0 | 0 | 0 | 0 | 0 | 0 | 0 | 0 | 0 | 0 | 0 | 0 | 0 | 0 | 0 | 0 | 0 | 0 | 0 | 0 | 0 | 0 | 0 | 0 | 0 | 0 | 0 | 0 | 0 | 0 | 0 | 0 | 0 | 0 | 0 | 0 | 0 | 0 | 0 | 0 | 0 | 0 | 0 | 0 | 0 | 0 | 0 | 0 | 0 | 0 | 0 | 0 | 0 | 0 | 0 | 0 | 0 | 0 | 0 | 0 | 0 | 0 | 0 | 0 | 0 | 0 | 0 | 0 | 0 | 0 | 0 | 0 | 0 | 0 | 0 | 0 | 0 | 0 | 0 | 0 | 0 | 0 | 0 | 0 | 0 | 0 | 0 | 0 | 0 | 0 | 0 | 0 | 0 | 0 | 0 | 0 | 0 | 0 | 0 | 0 | 0 | 0 | 0 | 0 | 0 | 0 | 0 | 0 | 0 | 0 | 0 | 0 | 0 | 0 | 0 | 0 | 0 | 0 | 0 | 0 | 0 | 0 | 0 | 0 | 0 | 0 | 0 | 0 | 0 | 0 | 0 | 0 | 0 | 0 | 0 | 0 | 0 | 0 | 0 | 0 | 0 | 0 | 0 | 0 | 0 | 0 | 0 | 0 | 0 | 0 | 0 | 0 | 0 | 0 | 0 | 0 | 0 | 0 | 0 | 0 | 0 | 0 | 0 | 0 | 0 | 0 | 0 | 0 | 0 | 0 | 0 | 0 | 0 | 0 | 0 | 0 | 0 | 0 | 0 | 0 | 0 | 0 | 0 | 0 | 0 | 0 | 0 | 0 | 0 | 0 | 0 | 0 | 0 | 0 | 0 | 0 | 0 | 0 | 0 | 0 | 0 | 0 | 0 | 0 | 0 | 0 | 0 | 0 | 0 | 0 | 0 | 0 | 0 | 0 | 0 | 0 | 0 | 0 | 0 | 0 | 0 | 0 | 0 | 0 | 0 | 0 | 0 | 0 | 0 | 0 | 0 | 0 | 0 | 0 | 0 | 0 | 0 | 0 | 0 | 0 | 0 | 0 | 0 | 0 | 0 | 0 | 0 | 0 | 0 | 0 | 0 | 0 | 0 | 0 | 0 | 0 | 0 | 0 | 0 | 0 | 0 | 0 | 0 | 0 | 0 | 0 | 0 | 0 | 0 | 0 | 0 | 0 | 0 | 0 | 0 | 0 | 0 | 0 | 0 | 0 | 0 | 0 | 0 | 0 | 0 | 0 | 0 | 0 | 0 | 0 | 0 | 0 | 0 | 0 | 0 | 0 | 0 | 0 | 0 | 0 | 0 | 0 | 0 | 0 | 0 | 0 | 0 | 0 | 0 | 0 | 0 | 0 | 0 | 0 | 0 | 0 | 0 | 0 | 0 | 0 | 0 | 0 | 0 | 0 | 0 | 0 | 0 | 0 | 0 | 0 | 0 | 0 | 0 | 0 | 0 | 0 | 0 | 0 | 0 | 0 | 0 | 0 | 0 | 0 | 0 | 0 | 0 | 0 | 0 | 0 | 0 | 0 | 0 | 0 | 0 | 0 | 0 | 0 | 0 | 0 | 0 | 0 | 0 | 0 | 0 | 0 | 0 | 0 | 0 | 0 | 0 | 0 | 0 | 0 | 0 | 0 | 0 | 0 | 0 | 0 | 0 | 0 | 0 | 0 | 0 | 0 | 0 | 0 | 0 | 0 | 0 | 0 | 0 | 0 | 0 | 0 | 0 | 0 | 0 | 0 | 0 | 0 | 0 | 0 | 0 | 0 | 0 | 0 | 0 | 0 | 0 | 0 | 0 | 0 | 0 | 0 | 0 | 0 | 0 | 0 | 0 | 0 | 0 | 0 | 0 | 0 | 0 | 0 | 0 | 0 | 0 | 0 | 0 | 0 | 0 | 0 | 0 | 0 | 0 | 0 | 0 | 0 | 0 | 0 | 0 | 0 | 0 | 0 | 0 | 0 | 0 | 0 | 0 | 0 | 0 | 0 | 0 | 0 | 0 | 0 | 0 | 0 | 0 | 0 | 0 | 0 | 0 | 0 | 0 | 0 | 0 | 0 | 0 | 0 | 0 | 0 | 0 | 0 | 0 | 0 | 0 | 0 | 0 | 0 | 0 | 0 | 0 | 0 | 0 | 0 | 0 | 0 | 0 | 0 | 0 | 0 | 0 | 0 | 0 | 0 | 0 | 0 | 0 | 0 | 0 | 0 | 0 | 0 | 0 | 0 | 0 | 0 | 0 | 0 | 0 | 0 | 0 | 0 | 0 | 0 | 0 | 0 | 0 | 0 | 0 | 0 | 0 | 0 | 0 | 0 | 0 | 0 | 0 | 0 | 0 | 0 | 0 | 0 | 0 | 0 | 0 | 0 | 0 | 0 | 0 | 0 | 0 | 0 | 0 | 0 | 0 | 0 | 0 | 0 | 0 | 0 | 0 | 0 | 0 | 0 | 0 | 0 | 0 | 0 | 0 | 0 | 0 | 0 | 0 | 0 | 0 | 0 | 0 | 0 | 0 | 0 | 0 | 0 | 0 | 0 | 0 | 0 | 0 | 0 | 0 | 0 | 0 | 0 | 0 | 0 | 0 | 0 | 0 | 0 | 0 | 0 | 0 | 0 | 0 | 0 | 0 | 0 | 0 | 0 | 0 | 0 | 0 | 0 | 0 | 0 | 0 | 0 | 0 | 0 | 0 | 0 | 0 | 0 | 0 | 0 | 0 | 0 | 0 | 0 | 0 | 0 | 0 | 0 | 0 | 0 | 0 | 0 | 0 | 0 | 0 | 0 | 0 | 0 | 0 | 0 | 0 | 0 | 0 | 0 | 0 | 0 | 0 | 0 | 0 | 0 | 0 | 0 | 0 | 0 | 0 | 0 | 0 | 0 | 0 | 0 | 0 | 0 | 0 | 0 | 0 | 0 | 0 | 0 | 0 | 0 | 0 | 0 | 0 | 0 | 0 | 0 | 0 | 0 | 0 | 0 | 0 | 0 | 0 | 0 | 0 | 0 | 0 | 0 | 0 | 0 | 0 | 0 | 0 | 0 | 0 | 0 | 0 | 0 | 0 | 0 | 0 | 0 | 0 | 0 | 0 | 0 | 0 | 0 | 0 | 0 | 0 | 0 | 0 | 0 | 0 | 0 | 0 | 0 | 0 | 0 | 0 | 0 | 0 | 0 | 0 | 0 | 0 | 0 | 0 | 0 | 0 | 0 | 0 | 0 | 0 | 0 | 0 | 0 | 0 | 0 | 0 | 0 | 0 | 0 | 0 | 0 | 0 | 0 | 0 | 0 | 0 | 0 | 0 | 0 | 0 | 0 | 0 | 0 | 0 | 0 | 0 | 0 | 0 | 0 | 0 | 0 | 0 | 0 | 0 | 0 | 0 | 0 | 0 | 0 | 0 | 0 | 0 | 0 | 0 | 0 | 0 | 0 | 0 | 0 | 0 | 0 | 0 | 0 | 0 | 0 | 0 | 0 | 0 | 0 | 0 | 0 | 0 | 0 | 0 | 0 | 0 | 0 | 0 | 0 | 0 | 0 | 0 | 0 | 0 | 0 | 0 | 0 | 0 | 0 | 0 | 0 | 0 | 0 | 0 | 0 | 0 | 0 | 0 | 0 | 0 | 0 | 0 | 0 | 0 | 0 | 0 | 0 | 0 | 0 | 0 | 0 | 0 | 0 | 0 | 0 | 0 | 0 | 0 | 0 | 0 | 0 | 0 | 0 | 0 | 0 | 0 | 0 | 0 | 0 | 0 | 0 | 0 | 0 | 0 | 0 | 0 | 0 | 0 | 0 | 0 | 0 | 0 | 0 | 0 | 0 | 0 | 0 | 0 | 0 | 0 | 0 | 0 | 0 | 0 | 0 | 0 | 0 | 0 | 0 | 0 | 0 | 0 | 0 | 0 | 0 | 0 | 0 | 0 | 0 | 0 | 0 | 0 | 0 | 0 | 0 | 0 | 0 | 0 | 0 | 0 | 0 | 0 | 0 | 0 | 0 | 0 | 0 | 0 | 0 | 0 | 0 | 0 | 0 | 0 | 0 | 0 | 0 | 0 | 0 | 0 | 0 | 0 | 0 | 0 | 0 | 0 | 0 | 0 | 0 | 0 | 0 | 0 | 0 | 0 | 0 | 0 | 0 | 0 | 0 | 0 | 0 | 0 | 0 | 0 | 0 | 0 | 0 | 0 | 0 | 0 | 0 | 0 | 0 | 0 | 0 | 0 | 0 | 0 | 0 | 0 | 0 | 0 | 0 | 0 | 0 | 0 | 0 | 0 | 0 | 0 | 0 | 0 | 0 | 0 | 0 | 0 | 0 | 0 | 0 | 0 | 0 | 0 | 0 | 0 | 0 | 0 | 0 | 0 | 0 | 0 | 0 | 0 | 0 | 0 | 0 | 0 | 0 | 0 | 0 | 0 | 0 | 0 | 0 | 0 | 0 | 0 | 0 | 0 | 0 | 0 | 0 | 0 | 0 | 0 | 0 | 0 | 0 | 0 | 0 | 0 | 0 | 0 | 0 | 0 | 0 | 0 | 0 | 0 | 0 | 0 | 0 | 0 | 0 | 0 | 0 | 0 | 0 | 0 | 0 | 0 | 0 | 0 | 0 | 0 | 0 | 0 | 0 | 0 | 0 | 0 | 0 | 0 | 0 | 0 | 0 | 0 | 0 | 0 | 0 | 0 | 0 | 0 | 0 | 0 | 0 | 0 | 0 | 0 | 0 | 0 | 0 | 0 | 0 | 0 | 0 | 0 | 0 | 0 | 0 | 0 | 0 | 0 | 0 | 0 | 0 | 0 | 0 | 0 | 0 | 0 | 0 | 0 | 0 | 0 | 0 | 0 | 0 | 0 | 0 | 0 | 0 | 0 | 0 | 0 | 0 | 0 | 0 | 0 | 0 | 0 | 0 | 0 | 0 | 0 | 0 | 0 | 0 | 0 | 0 | 0 | 0 | 0 | 0 | 0 | 0 | 0 | 0 | 0 | 0 | 0 | 0 | 0 | 0 | 0 | 0 | 0 | 0 | 0 | 0 | 0 | 0 | 0 | 0 | 0 | 0 | 0 | 0 | 0 | 0 | 0 | 0 | 0 | 0 | 0 | 0 | 0 | 0 | 0 | 0 | 0 | 0 | 0 | 0 | 0 | 0 | 0 | 0 | 0 | 0 | 0 | 0 | 0 | 0 | 0 | 0 | 0 | 0 | 0 | 0 | 0 | 0 | 0 | 0 | 0 | 0 | 0 | 0 | 0 | 0 | 0 | 0 | 0 | 0 | 0 | 0 | 0 | 0 | 0 | 0 | 0 | 0 | 0 | 0 | 0 | 0 | 0 | 0 | 0 | 0 | 0 | 0 | 0 | 0 | 0 | 0 | 0 | 0 | 0 | 0 | 0 | 0 | 0 | 0 | 0 | 0 | 0 | 0 | 0 | 0 | 0 | 0 | 0 | 0 | 0 | 0 | 0 | 0 | 0 | 0 | 0 | 0 | 0 | 0 | 0 | 0 | 0 | 0 | 0 | 0 | 0 | 0 | 0 | 0 | 0 | 0 | 0 | 0 | 0 | 0 | 0 | 0 | 0 | 0 | 0 | 0 | 0 | 0 | 0 | 0 | 0 | 0 | 0 | 0 | 0 | 0 | 0 | 0 | 0 | 0 | 0 | 0 | 0 | 0 | 0 | 0 | 0 | 0 | 0 | 0 | 0 | 0 | 0 | 0 | 0 | 0 | 0 | 0 | 0 | 0 | 0 | 0 | 0 | 0 | 0 | 0 | 0 | 0 | 0 | 0 | 0 | 0 | 0 | 0 | 0 | 0 | 0 | 0 | 0 | 0 | 0 | 0 | 0 | 0 | 0 | 0 | 0 | 0 | 0 | 0 | 0 | 0 | 0 | 0 | 0 | 0 | 0 | 0 | 0 | 0 | 0 | 0 | 0 | 0 | 0 | 0 | 0 | 0 | 0 | 0 | 0 | 0 | 0 | 0 | 0 | 0 | 0 | 0 | 0 | 0 | 0 | 0 | 0 | 0 | 0 | 0 | 0 | 0 | 0 | 0 | 0 | 0 | 0 | 0 | 0 | 0 | 0 | 0 | 0 | 0 | 0 | 0 | 0 | 0 | 0 | 0 | 0 | 0 | 0 | 0 | 0 | 0 | 0 | 0 | 0 | 0 | 0 | 0 | 0 | 0 | 0 | 0 | 0 | 0 | 0 | 0 | 0 | 0 | 0 | 0 | 0 | 0 | 0 | 0 | 0 | 0 | 0 | 0 | 0 | 0 | 0 | 0 | 0 | 0 | 0 | 0 | 0 | 0 | 0 | 0 | 0 | 0 | 0 | 0 | 0 | 0 | 0 | 0 | 0 | 0 | 0 | 0 | 0 | 0 | 0 | 0 | 0 | 0 | 0 | 0 | 0 | 0 | 0 | 0 | 0 | 0 | 0 | 0 | 0 | 0 | 0 | 0 | 0 | 0 | 0 | 0 | 0 | 0 | 0 | 0 | 0 | 0 | 0 | 0 | 0 | 0 | 0 | 0 | 0 | 0 | 0 | 0 | 0 | 0 | 0 | 0 | 0 | 0 | 0 | 0 | 0 | 0 | 0 | 0 | 0 | 0 | 0 | 0 | 0 | 0 | 0 | 0 | 0 | 0 | 0 | 0 | 0 | 0 | 0 | 0 | 0 | 0 | 0 | 0 | 0 | 0 | 0 | 0 | 0 | 0 | 0 | 0 | 0 | 0 | 0 | 0 | 0 | 0 | 0 | 0 | 0 | 0 | 0 | 0 | 0 | 0 | 0 | 0 | 0 | 0 | 0 | 0 | 0 | 0 | 0 | 0 | 0 | 0 | 0 | 0 | 0 | 0 | 0 | 0 | 0 | 0 | 0 | 0 | 0 | 0 | 0 | 0 | 0 | 0 | 0 | 0 | 0 | 0 | 0 | 0 | 0 | 0 | 0 | 0 | 0 | 0 | 0 | 0 | 0 | 0 | 0 | 0 | 0 | 0 | 0 | 0 | 0 | 0 | 0 | 0 | 0 | 0 | 0 | 0 | 0 | 0 | 0 | 0 | 0 | 0 | 0 | 0 | 0 | 0 | 0 | 0 | 0 | 0 | 0 | 0 | 0 | 0 | 0 | 0 | 0 | 0 | 0 | 0 | 0 | 0 | 0 | 0 | 0 | 0 | 0 | 0 | 0 | 0 | 0 | 0 | 0 | 0 | 0 | 0 | 0 | 0 | 0 | 0 | 0 | 0 | 0 | 0 | 0 | 0 | 0 | 0 | 0 | 0 | 0 | 0 | 0 | 0 | 0 | 0 | 0 | 0 | 0 | 0 | 0 | 0 | 0 | 0 | 0 | 0 | 0 | 0 | 0 | 0 | 0 | 0 | 0 | 0 | 0 | 0 | 0 | 0 | 0 | 0 | 0 | 0 | 0 | 0 | 0 | 0 | 0 | 0 | 0 | 0 | 0 | 0 | 0 | 0 | 0 | 0 | 0 | 0 | 0 | 0 | 0 | 0 | 0 | 0 | 0 | 0 | 0 | 0 | 0 | 0 | 0 | 0 | 0 | 0 | 0 | 0 | 0 | 0 | 0 | 0 | 0 | 0 | 0 | 0 | 0 | 0 | 0 | 0 | 0 | 0 | 0 | 0 | 0 | 0 | 0 | 0 | 0 | 0 | 0 | 0 | 0 | 0 | 0 | 0 | 0 | 0 | 0 | 0 | 0 | 0 | 0 | 0 | 0 | 0 | 0 | 0 | 0 | 0 | 0 | 0 | 0 | 0 | 0 | 0 | 0 | 0 | 0 | 0 | 0 | 0 | 0 | 0 | 0 | 0 | 0 | 0 | 0 | 0 | 0 | 0 | 0 | 0 | 0 | 0 | 0 | 0 | 0 | 0 | 0 | 0 | 0 | 0 | 0 | 0 | 0 | 0 | 0 | 0 | 0 | 0 | 0 | 0 | 0 | 0 | 0 | 0 | 0 | 0 | 0 | 0 | 0 | 0 | 0 | 0 | 0 | 0 | 0 | 0 | 0 | 0 | 0 | 0 | 0 | 0 | 0 | 0 | 0 | 0 | 0 | 0 | 0 | 0 | 0 | 0 | 0 | 0 | 0 | 0 | 0 | 0 | 0 | 0 | 0 | 0 | 0 | 0 | 0 | 0 | 0 | 0 | 0 | 0 | 0 | 0 | 0 | 0 | 0 | 0 | 0 | 0 | 0 | 0 | 0 | 0 | 0 | 0 | 0 | 0 | 0 | 0 | 0 | 0 | 0 | 0 | 0 | 0 | 0 | 0 | 0 | 0 | 0 | 0 | 0 | 0 | 0 | 0 | 0 | 0 | 0 | 0 | 0 | 0 | 0 | 0 | 0 | 0 | 0 | 0 | 0 | 0 | 0 | 0 | 0 | 0 | 0 | 0 | 0 | 0 | 0 | 0 | 0 | 0 | 0 | 0 | 0 | 0 | 0 | 0 | 0 | 0 | 0 | 0 | 0 | 0 | 0 | 0 | 0 | 0 | 0 | 0 | 0 | 0 | 0 | 0 | 0 | 0 | 0 | 0 | 0 | 0 | 0 | 0 | 0 | 0 | 0 | 0 | 0 | 0 | 0 | 0 | 0 | 0 | 0 | 0 | 0 | 0 | 0 | 0 | 0 | 0 | 0 | 0 | 0 | 0 | 0 | 0 | 0 | 0 | 0 | 0 | 0 | 0 | 0 | 0 | 0 | 0 | 0 | 0 | 0 | 0 | 0 | 0 | 0 | 0 | 0 | 0 | 0 | 0 | 0 | 0 | 0 | 0 | 0 | 0 | 0 | 0 | 0 | 0 | 0 | 0 | 0 | 0 | 0 | 0 | 0 | 0 | 0 | 0 | 0 | 0 | 0 | 0 | 0 | 0 | 0 | 0 | 0 | 0 | 0 | 0 | 0 | 0 | 0 | 0 | 0 | 0 | 0 | 0 | 0 | 0 | 0 | 0 | 0 | 0 | 0 | 0 | 0 | 0 | 0 | 0 | 0 | 0 | 0 | 0 | 0 | 0 | 0 | 0 | 0 | 0 | 0 | 0 | 0 | 0 | 0 | 0 | 0 | 0 | 0 | 0 | 0 | 0 | 0 | 0 | 0 | 0 | 0 | 0 | 0 | 0 | 0 | 0 | 0 | 0 | 0 | 0 | 0 | 0 | 0 | 0 | 0 | 0 | 0 | 0 | 0 | 0 | 0 | 0 | 0 | 0 | 0 | 0 | 0 | 0 | 0 | 0 | 0 | 0 | 0 | 0 | 0 | 0 | 0 | 0 | 0 | 0 | 0 | 0 | 0 | 0 | 0 | 0 | 0 | 0 | 0 | 0 | 0 | 0 | 0 | 0 | 0 | 0 | 0 | 0 | 0 | 0 | 0 | 0 | 0 | 0 | 0 | 0 | 0 | 0 | 0 | 0 | 0 | 0 | 0 | 0 | 0 | 0 | 0 | 0 | 0 | 0 | 0 | 0 | 0 | 0 | 0 | 0 | 0 | 0 | 0 | 0 | 0 | 0 | 0 | 0 | 0 | 0 | 0 | 0 | 0 | 0 | 0 | 0 | 0 | 0 | 0 | 0 | 0 | 0 | 0 | 0 | 0 | 0 | 0 | 0 | 0 | 0 | 0 | 0 | 0 | 0 | 0 | 0 | 0 | 0 | 0 | 0 | 0 | 0 | 0 | 0 | 0 | 0 | 0 | 0 | 0 | 0 | 0 | 0 | 0 | 0 | 0 | 0 | 0 | 0 | 0 | 0 | 0 | 0 | 0 | 0 | 0 | 0 | 0 | 0 | 0 | 0 | 0 | 0 | 0 | 0 | 0 | 0 | 0 | 0 | 0 | 0 | 0 | 0 | 0 | 0 | 0 | 0 | 0 | 0 | 0 | 0 | 0 | 0 | 0 | 0 | 0 | 0 | 0 | 0 | 0 | 0 | 0 | 0 | 0 | 0 | 0 | 0 | 0 | 0 | 0 | 0 | 0 | 0 | 0 | 0 | 0 | 0 | 0 | 0 | 0 | 0 | 0 | 0 | 0 | 0 | 0 | 0 | 0 | 0 | 0 | 0 | 0 | 0 | 0 | 0 | 0 | 0 | 0 | 0 | 0 | 0 | 0 | 0 | 0 | 0 | 0 | 0 | 0 | 0 | 0 | 0 | 0 | 0 | 0 | 0 | 0 | 0 | 0 | 0 | 0 | 0 | 0 | 0 | 0 | 0 | 0 | 0 | 0 | 0 | 0 | 0 | 0 | 0 | 0 | 0 | 0 | 0 | 0 | 0 | 0 | 0 | 0 | 0 | 0 | 0 | 0 | 0 | 0 | 0 | 0 | 0 | 0 | 0 | 0 | 0 | 0 | 0 | 0 | 0 | 0 | 0 | 0 | 0 | 0 | 0 | 0 | 0 | 0 | 0 | 0 | 0 | 0 | 0 | 0 | 0 | 0 | 0 | 0 | 0 | 0 | 0 | 0 | 0 | 0 | 0 | 0 | 0 | 0 | 0 | 0 | 0 | 0 | 0 | 0 | 0 | 0 | 0 | 0 | 0 | 0 | 0 | 0 | 0 | 0 | 0 | 0 | 0 | 0 | 0 | 0 | 0 | 0 | 0 | 0 | 0 | 0 | 0 | 0 | 0 | 0 | 0 | 0 | 0 | 0 | 0 | 0 | 0 | 0 | 0 | 0 | 0 | 0 | 0 | 0 | 0 | 0 | 0 | 0 | 0 | 0 | 0 | 0 | 0 | 0 | 0 | 0 | 0 | 0 | 0 | 0 | 0 | 0 | 0 | 0 | 0 | 0 | 0 | 0 | 0 | 0 | 0 | 0 | 0 | 0 | 0 | 0 | 0 | 0 | 0 | 0 | 0 | 0 | 0 | 0 | 0 | 0 | 0 | 0 | 0 | 0 | 0 | 0 | 0 | 0 | 0 | 0 | 0 | 0 | 0 | 0 | 0 | 0 | 0 | 0 | 0 | 0 | 0 | 0 | 0 | 0 | 0 | 0 | 0 | 0 | 0 | 0 | 0 | 0 | 0 | 0 | 0 | 0 | 0 | 0 | 0 | 0 | 0 | 0 | 0 | 0 | 0 | 0 | 0 | 0 | 0 | 0 | 0 | 0 | 0 | 0 | 0 | 0 | 0 | 0 | 0 | 0 | 0 | 0 | 0 | 0 | 0 | 0 | 0 | 0 | 0 | 0 | 0 | 0 | 0 | 0 | 0 | 0 | 0 | 0 | 0 | 0 | 0 | 0 | 0 | 0 | 0 | 0 | 0 | 0 | 0 | 0 | 0 | 0 | 0 | 0 | 0 | 0 | 0 | 0 | 0 | 0 | 0 | 0 | 0 | 0 | 0 | 0 | 0 | 0 | 0 | 0 | 0 | 0 | 0 | 0 | 0 | 0 | 0 | 0 | 0 | 0 | 0 | 0 | 0 | 0 | 0 | 0 | 0 | 0 | 0 | 0 | 0 | 0 | 0 | 0 | 0 | 0 | 0 | 0 | 0 | 0 | 0 | 0 | 0 | 0 | 0 | 0 | 0 | 0 | 0 | 0 | 0 | 0 | 0 | 0 | 0 | 0 | 0 | 0 | 0 | 0 | 0 | 0 | 0 | 0 | 0 | 0 | 0 | 0 | 0 | 0 | 0 | 0 | 0 | 0 | 0 | 0 | 0 | 0 | 0 | 0 | 0 | 0 | 0 | 0 | 0 | 0 | 0 | 0 | 0 | 0 | 0 | 0 | 0 | 0 | 0 | 0 | 0 | 0 | 0 | 0 | 0 | 0 | 0 | 0 | 0 | 0 | 0 | 0 | 0 | 0 | 0 | 0 | 0 | 0 | 0 | 0 | 0 | 0 | 0 | 0 | 0 | 0 | 0 | 0 | 0 | 0 | 0 | 0 | 0 | 0 | 0 | 0 | 0 | 0 | 0 | 0 | 0 | 0 | 0 | 0 | 0 | 0 | 0 | 0 | 0 | 0 | 0 | 0 | 0 | 0 | 0 | 0 | 0 | 0 | 0 | 0 | 0 | 0 | 0 | 0 | 0 | 0 | 0 | 0 | 0 | 0 | 0 | 0 | 0 | 0 | 0 | 0 | 0 | 0 | 0 | 0 | 0 | 0 | 0 | 0 | 0 | 0 | 0 | 0 | 0 | 0 | 0 | 0 | 0 | 0 | 0 | 0 | 0 | 0 | 0 | 0 | 0 | 0 | 0 | 0 | 0 | 0 | 0 | 0 | 0 | 0 | 0 | 0 | 0 | 0 | 0 | 0 | 0 | 0 | 0 | 0 | 0 | 0 | 0 | 0 | 0 | 0 | 0 | 0 | 0 | 0 | 0 | 0 | 0 | 0 | 0 | 0 | 0 | 0 | 0 | 0 | 0 | 0 | 0 | 0 | 0 | 0 | 0 | 0 | 0 | 0 | 0 | 0 | 0 | 0 | 0 | 0 | 0 | 0 | 0 | 0 | 0 | 0 | 0 | 0 | 0 | 0 | 0 | 0 | 0 | 0 | 0 | 0 | 0 | 0 | 0 | 0 | 0 | 0 | 0 | 0 | 0 | 0 | 0 | 0 | 0 | 0 | 0 | 0 | 0 | 0 | 0 | 0 | 0 | 0 | 0 | 0 | 0 | 0 | 0 | 0 | 0 | 0 | 0 | 0 | 0 | 0 | 0 | 0 | 0 | 0 | 0 | 0 | 0 | 0 | 0 | 0 | 0 | 0 | 0 | 0 | 0 | 0 | 0 | 0 | 0 | 0 | 0 | 0 | 0 | 0 | 0 | 0 | 0 | 0 | 0 | 0 | 0 | 0 | 0 | 0 | 0 | 0 | 0 | 0 | 0 | 0 | 0 | 0 | 0 | 0 | 0 | 0 | 0 | 0 | 0 | 0 | 0 | 0 | 0 | 0 | 0 | 0 | 0 | 0 | 0 | 0 | 0 | 0 | 0 | 0 | 0 | 0 | 0 | 0 | 0 | 0 | 0 | 0 | 0 | 0 | 0 | 0 | 0 | 0 | 0 | 0 | 0 | 0 | 0 | 0 | 0 | 0 | 0 | 0 | 0 | 0 | 0 | 0 | 0 | 0 | 0 | 0 | 0 | 0 | 0 | 0 | 0 | 0 | 0 | 0 | 0 | 0 | 0 | 0 | 0 | 0 | 0 | 0 | 0 | 0 | 0 | 0 | 0 | 0 | 0 | 0 | 0 | 0 | 0 | 0 | 0 | 0 | 0 | 0 | 0 | 0 | 0 | 0 | 0 | 0 | 0 | 0 | 0 | 0 | 0 | 0 | 0 | 0 | 0 | 0 | 0 | 0 | 0 | 0 | 0 | 0 | 0 | 0 | 0 | 0 | 0 | 0 | 0 | 0 | 0 | 0 | 0 | 0 | 0 | 0 | 0 | 0 | 0 | 0 | 0 | 0 | 0 | 0 | 0 | 0 | 0 | 0 | 0 | 0 | 0 | 0 | 0 | 0 | 0 | 0 | 0 | 0 | 0 | 0 | 0 | 0 | 0 | 0 | 0 | 0 | 0 | 0 | 0 | 0 | 0 | 0 | 0 | 0 | 0 | 0 | 0 | 0 | 0 | 0 | 0 | 0 | 0 | 0 | 0 | 0 | 0 | 0 | 0 | 0 | 0 | 0 | 0 | 0 | 0 | 0 | 0 | 0 | 0 | 0 | 0 | 0 | 0 | 0 | 0 | 0 | 0 | 0 | 0 | 0 | 0 | 0 | 0 | 0 | 0 | 0 | 0 | 0 | 0 | 0 | 0 | 0 | 0 | 0 | 0 | 0 | 0 | 0 | 0 | 0 | 0 | 0 | 0 | 0 | 0 | 0 | 0 | 0 | 0 | 0 | 0 | 0 | 0 | 0 | 0 | 0 | 0 | 0 | 0 | 0 | 0 | 0 | 0 | 0 | 0 | 0 | 0 | 0 | 0 | 0 | 0 | 0 | 0 | 0 | 0 | 0 | 0 | 0 | 0 | 0 | 0 | 0 | 0 | 0 | 0 | 0 | 0 | 0 | 0 | 0 | 0 | 0 | 0 | 0 | 0 | 0 | 0 | 0 | 0 | 0 | 0 | 0 | 0 | 0 | 0 | 0 | 0 | 0 | 0 | 0 | 0 | 0 | 0 | 0 | 0 | 0 | 0 | 0 | 0 | 0 | 0 | 0 | 0 | 0 | 0 | 0 | 0 | 0 | 0 | 0 | 0 | 0 | 0 | 0 | 0 | 0 | 0 | 0 | 0 | 0 | 0 | 0 | 0 | 0 | 0 | 0 | 0 | 0 | 0 | 0 | 0 | 0 | 0 | 0 | 0 | 0 | 0 | 0 | 0 | 0 | 0 | 0 | 0 | 0 | 0 | 0 | 0 | 0 | 0 | 0 | 0 | 0 | 0 | 0 | 0 | 0 | 0 | 0 | 0 | 0 | 0 | 0 | 0 | 0 | 0 | 0 | 0 | 0 | 0 | 0 | 0 | 0 | 0 | 0 | 0 | 0 | 0 | 0 | 0 | 0 | 0 | 0 | 0 | 0 | 0 | 0 | 0 | 0 | 0 | 0 | 0 | 0 | 0 | 0 | 0 | 0 | 0 | 0 | 0 | 0 | 0 | 0 | 0 | 0 | 0 | 0 | 0 | 0 | 0 | 0 | 0 | 0 | 0 | 0 | 0 | 0 | 0 | 0 | 0 | 0 | 0 | 0 | 0 | 0 | 0 | 0 | 0 | 0 | 0 | 0 | 0 | 0 | 0 | 0 | 0 | 0 | 0 | 0 | 0 | 0 | 0 | 0 | 0 | 0 | 0 | 0 | 0 | 0 | 0 | 0 | 0 | 0 | 0 | 0 | 0 | 0 | 0 | 0 | 0 | 0 | 0 | 0 | 0 | 0 | 0 | 0 | 0 | 0 | 0 | 0 | 0 | 0 | 0 | 0 | 0 | 0 | 0 | 0 | 0 | 0 | 0 | 0 | 0 | 0 | 0 | 0 | 0 | 0 | 0 | 0 | 0 | 0 | 0 | 0 | 0 | 0 | 0 | 0 | 0 | 0 | 0 | 0 | 0 | 0 | 0 | 0 | 0 | 0 | 0 | 0 | 0 | 0 | 0 | 0 | 0 | 0 | 0 | 0 | 0 | 0 | 0 | 0 | 0 | 0 | 0 | 0 | 0 | 0 | 0 | 0 | 0 | 0 | 0 | 0 | 0 | 0 | 0 | 0 | 0 | 0 | 0 | 0 | 0 | 0 | 0 | 0 | 0 | 0 | 0 | 0 | 0 | 0 | 0 | 0 | 0 | 0 | 0 | 0 | 0 | 0 | 0 | 0 | 0 | 0 | 0 | 0 | 0 | 0 | 0 | 0 | 0 | 0 | 0 | 0 | 0 | 0 | 0 | 0 | 0 | 0 | 0 | 0 | 0 | 0 | 0 | 0 | 0 | 0 | 0 | 0 | 0 | 0 | 0 | 0 | 0 | 0 | 0 | 0 | 0 | 0 | 0 | 0 | 0 | 0 | 0 | 0 | 0 | 0 | 0 | 0 | 0 | 0 | 0 | 0 | 0 | 0 | 0 | 0 | 0 | 0 | 0 | 0 | 0 | 0 | 0 | 0 | 0 | 0 | 0 | 0 | 0 | 0 | 0 | 0 | 0 | 0 | 0 | 0 | 0 | 0 | 0 | 0 | 0 | 0 | 0 | 0 | 0 | 0 | 0 | 0 | 0 | 0 | 0 | 0 | 0 | 0 | 0 | 0 | 0 | 0 | 0 | 0 | 0 | 0 | 0 | 0 | 0 | 0 | 0 | 0 | 0 | 0 | 0 | 0 | 0 | 0 | 0 | 0 | 0 | 0 | 0 | 0 | 0 | 0 | 0 | 0 | 0 | 0 | 0 | 0 | 0 | 0 | 0 | 0 | 0 | 0 | 0 | 0 | 0 | 0 | 0 | 0 | 0 | 0 | 0 | 0 | 0 | 0 | 0 | 0 | 0 | 0 | 0 | 0 | 0 | 0 | 0 | 0 | 0 | 0 | 0 | 0 | 0 | 0 | 0 | 0 | 0 | 0 | 0 | 0 | 0 | 0 | 0 | 0 | 0 | 0 | 0 | 0 | 0 | 0 | 0 | 0 | 0 | 0 | 0 | 0 | 0 | 0 | 0 | 0 | 0 | 0 | 0 | 0 | 0 | 0 | 0 | 0 | 0 | 0 | 0 | 0 | 0 | 0 | 0 | 0 | 0 | 0 | 0 | 0 | 0 | 0 | 0 | 0 | 0 | 0 | 0 | 0 | 0 | 0 | 0 | 0 | 0 | 0 | 0 | 0 | 0 | 0 | 0 | 0 | 0 | 0 | 0 | 0 | 0 | 0 | 0 | 0 | 0 | 0 | 0 | 0 | 0 | 0 | 0 | 0 | 0 | 0 | 0 | 0 | 0 | 0 | 0 | 0 | 0 | 0 | 0 | 0 | 0 | 0 | 0 | 0 | 0 | 0 | 0 | 0 | 0 | 0 | 0 | 0 | 0 | 0 | 0 | 0 | 0 | 0 | 0 | 0 | 0 | 0 | 0 | 0 | 0 | 0 | 0 | 0 | 0 | 0 | 0 | 0 | 0 | 0 | 0 | 0 | 0 | 0 | 0 | 0 | 0 | 0 | 0 | 0 | 0 | 0 | 0 | 0 | 0 | 0 | 0 | 0 | 0 | 0 | 0 | 0 | 0 | 0 | 0 | 0 | 0 | 0 | 0 | 0 | 0 | 0 | 0 | 0 | 0 | 0 | 0 | 0 | 0 | 0 | 0 | 0 | 0 | 0 | 0 | 0 | 0 | 0 | 0 | 0 | 0 | 0 | 0 | 0 | 0 | 0 | 0 | 0 | 0 | 0 | 0 | 0 | 0 | 0 | 0 | 0 | 0 | 0 | 0 | 0 | 0 | 0 | 0 | 0 | 0 | 0 | 0 | 0 | 0 | 0 | 0 | 0 | 0 | 0 | 0 | 0 | 0 | 0 | 0 | 0 | 0 | 0 | 0 | 0 | 0 | 0 | 0 | 0 | 0 | 0 | 0 | 0 | 0 | 0 | 0 | 0 | 0 | 0 | 0 | 0 | 0 | 0 | 0 | 0 | 0 | 0 | 0 | 0 | 0 | 0 | 0 | 0 | 0 | 0 | 0 | 0 | 0 | 0 | 0 | 0 | 0 | 0 | 0 | 0 | 0 | 0 | 0 | 0 | 0 | 0 | 0 | 0 | 0 | 0 | 0 | 0 | 0 | 0 | 0 | 0 | 0 | 0 | 0 | 0 | 0 | 0 | 0 | 0 | 0 | 0 | 0 | 0 | 0 | 0 | 0 | 0 | 0 | 0 | 0 | 0 | 0 | 0 | 0 | 0 | 0 | 0 | 0 | 0 | 0 | 0 | 0 | 0 | 0 | 0 | 0 | 0 | 0 | 0 | 0 | 0 | 0 | 0 | 0 | 0 | 0 | 0 | 0 | 0 | 0 | 0 | 0 | 0 | 0 | 0 | 0 | 0 | 0 | 0 | 0 | 0 | 0 | 0 | 0 | 0 | 0 | 0 | 0 | 0 | 0 | 0 | 0 | 0 | 0 | 0 | 0 | 0 | 0 | 0 | 0 | 0 | 0 | 0 | 0 | 0 | 0 | 0 | 0 | 0 | 0 | 0 | 0 | 0 | 0 | 0 | 0 | 0 | 0 | 0 | 0 | 0 | 0 | 0 | 0 | 0 | 0 | 0 | 0 | 0 | 0 | 0 | 0 | 0 | 0 | 0 | 0 | 0 | 0 | 0 | 0 | 0 | 0 | 0 | 0 | 0 | 0 | 0 | 0 | 0 | 0 | 0 | 0 | 0 | 0 | 0 | 0 | 0 | 0 | 0 | 0 | 0 | 0 | 0 | 0 | 0 | 0 | 0 | 0 | 0 | 0 | 0 | 0 | 0 | 0 | 0 | 0 | 0 | 0 | 0 | 0 | 0 | 0 | 0 | 0 | 0 | 0 | 0 | 0 | 0 | 0 | 0 | 0 | 0 | 0 | 0 | 0 | 0 | 0 | 0 | 0 | 0 | 0 | 0 | 0 | 0 | 0 | 0 | 0 | 0 | 0 | 0 | 0 | 0 | 0 | 0 | 0 | 0 | 0 | 0 | 0 | 0 | 0 | 0 | 0 | 0 | 0 | 0 | 0 | 0 | 0 | 0 | 0 | 0 | 0 | 0 | 0 | 0 | 0 | 0 | 0 | 0 | 0 | 0 | 0 | 0 | 0 | 0 | 0 | 0 | 0 | 0 | 0 | 0 | 0 | 0 | 0 | 0 | 0 | 0 | 0 | 0 | 0 | 0 | 0 | 0 | 0 | 0 | 0 | 0 | 0 | 0 | 0 | 0 | 0 | 0 | 0 | 0 | 0 | 0 | 0 | 0 | 0 | 0 | 0 | 0 | 0 | 0 | 0 | 0 | 0 | 0 | 0 | 0 | 0 | 0 | 0 | 0 | 0 | 0 | 0 | 0 | 0 | 0 | 0 | 0 | 0 | 0 | 0 | 0 | 0 | 0 | 0 | 0 | 0 | 0 | 0 | 0 | 0 | 0 | 0 | 0 | 0 | 0 | 0 | 0 | 0 | 0 | 0 | 0 | 0 | 0 | 0 | 0 | 0 | 0 | 0 | 0 | 0 | 0 | 0 | 0 | 0 | 0 | 0 | 0 | 0 | 0 | 0 | 0 | 0 | 0 | 0 | 0 | 0 | 0 | 0 | 0 | 0 | 0 | 0 | 0 | 0 | 0 | 0 | 0 | 0 | 0 | 0 | 0 | 0 | 0 | 0 | 0 | 0 | 0 | 0 | 0 | 0 | 0 | 0 | 0 | 0 | 0 | 0 | 0 | 0 | 0 | 0 | 0 | 0 | 0 | 0 | 0 | 0 | 0 | 0 | 0 | 0 | 0 | 0 | 0 | 0 | 0 | 0 | 0 | 0 | 0 | 0 | 0 | 0 | 0 | 0 | 0 | 0 | 0 | 0 | 0 | 0 | 0 | 0 | 0 | 0 | 0 | 0 | 0 | 0 | 0 | 0 | 0 | 0 | 0 | 0 | 0 | 0 | 0 | 0 | 0 | 0 | 0 | 0 | 0 | 0 | 0 | 0 | 0 | 0 | 0 | 0 | 0 | 0 | 0 | 0 | 0 | 0 | 0 | 0 | 0 | 0 | 0 | 0 | 0 | 0 | 0 | 0 | 0 | 0 | 0 | 0 | 0 | 0 | 0 | 0 | 0 | 0 | 0 | 0 | 0 | 0 | 0 | 0 | 0 | 0 | 0 | 0 | 0 | 0 | 0 | 0 | 0 | 0 | 0 | 0 | 0 | 0 | 0 | 0 | 0 | 0 | 0 | 0 | 0 | 0 | 0 | 0 | 0 | 0 | 0 | 0 | 0 | 0 | 0 | 0 | 0 | 0 | 0 | 0 | 0 | 0 | 0 | 0 | 0 | 0 | 0 | 0 | 0 | 0 | 0 | 0 | 0 | 0 | 0 | 0 | 0 | 0 | 0 | 0 | 0 | 0 | 0 | 0 | 0 | 0 | 0 | 0 | 0 | 0 | 0 | 0 | 0 | 0 | 0 | 0 | 0 | 0 | 0 | 0 | 0 | 0 | 0 | 0 | 0 | 0 | 0 | 0 | 0 | 0 | 0 | 0 | 0 | 0 | 0 | 0 | 0 | 0 | 0 | 0 | 0 | 0 | 0 | 0 | 0 | 0 | 0 | 0 | 0 | 0 | 0 | 0 | 0 | 0 | 0 | 0 | 0 | 0 | 0 | 0 | 0 | 0 | 0 | 0 | 0 | 0 | 0 | 0 | 0 | 0 | 0 | 0 | 0 | 0 | 0 | 0 | 0 | 0 | 0 | 0 | 0 | 0 | 0 | 0 | 0 | 0 | 0 | 0 | 0 | 0 | 0 | 0 | 0 | 0 | 0 | 0 | 0 | 0 | 0 | 0 | 0 | 0 | 0 | 0 | 0 | 0 | 0 | 0 | 0 | 0 | 0 | 0 | 0 | 0 | 0 | 0 | 0 | 0 | 0 | 0 | 0 | 0 | 0 | 0 | 0 | 0 | 0 | 0 | 0 | 0 | 0 | 0 | 0 | 0 | 0 | 0 | 0 | 0 | 0 | 0 | 0 | 0 | 0 | 0 | 0 | 0 | 0 | 0 | 0 | 0 | 0 | 0 | 0 | 0 | 0 | 0 | 0 | 0 | 0 | 0 | 0 | 0 | 0 | 0 | 0 | 0 | 0 | 0 | 0 | 0 | 0 | 0 | 0 | 0 | 0 | 0 | 0 | 0 | 0 | 0 | 0 | 0 | 0 | 0 | 0 | 0 | 0 | 0 | 0 | 0 | 0 | 0 | 0 | 0 | 0 | 0 | 0 | 0 | 0 | 0 | 0 | 0 | 0 | 0 | 0 | 0 | 0 | 0 | 0 | 0 | 0 | 0 | 0 | 0 | 0 | 0 | 0 | 0 | 0 | 0 | 0 | 0 | 0 | 0 | 0 | 0 | 0 | 0 | 0 | 0 | 0 | 0 | 0 | 0 | 0 | 0 | 0 | 0 | 0 | 0 | 0 | 0 | 0 | 0 | 0 | 0 | 0 | 0 | 0 | 0 | 0 | 0 | 0 | 0 | 0 | 0 | 0 | 0 | 0 | 0 | 0 | 0 | 0 | 0 | 0 | 0 | 0 | 0 | 0 | 0 | 0 | 0 | 0 | 0 | 0 | 0 | 0 | 0 | 0 | 0 | 0 | 0 | 0 | 0 | 0 | 0 | 0 | 0 | 0 | 0 | 0 | 0 | 0 | 0 | 0 | 0 | 0 | 0 | 0 | 0 | 0 | 0 | 0 | 0 | 0 | 0 | 0 | 0 | 0 | 0 | 0 | 0 | 0 | 0 | 0 | 0 | 0 | 0 | 0 | 0 | 0 | 0 | 0 | 0 | 0 | 0 | 0 | 0 | 0 | 0 | 0 | 0 | 0 | 0 | 0 | 0 | 0 | 0 | 0 | 0 | 0 | 0 | 0 | 0 | 0 | 0 | 0 | 0 | 0 | 0 | 0 | 0 | 0 | 0 | 0 | 0 | 0 | 0 | 0 | 0 | 0 | 0 | 0 | 0 | 0 | 0 | 0 | 0 | 0 | 0 | 0 | 0 | 0 | 0 | 0 | 0 | 0 | 0 | 0 | 0 | 0 | 0 | 0 | 0 | 0 | 0 | 0 | 0 | 0 | 0 | 0 | 0 | 0 | 0 | 0 | 0 | 0 | 0 | 0 | 0 | 0 | 0 | 0 | 0 | 0 | 0 | 0 | 0 | 0 | 0 | 0 | 0 | 0 | 0 | 0 | 0 | 0 | 0 | 0 | 0 | 0 | 0 | 0 | 0 | 0 | 0 | 0 | 0 | 0 | 0 | 0 | 0 | 0 | 0 | 0 | 0 | 0 | 0 | 0 | 0 | 0 | 0 | 0 | 0 | 0 | 0 | 0 | 0 | 0 | 0 | 0 | 0 | 0 | 0 | 0 | 0 | 0 | 0 | 0 | 0 | 0 | 0 | 0 | 0 | 0 | 0 | 0 | 0 | 0 | 0 | 0 | 0 | 0 | 0 | 0 | 0 | 0 | 0 | 0 | 0 | 0 | 0 | 0 | 0 | 0 | 0 | 0 | 0 | 0 | 0 | 0 | 0 | 0 | 0 | 0 | 0 | 0 | 0 | 0 | 0 | 0 | 0 | 0 | 0 | 0 | 0 | 0 | 0 | 0 | 0 | 0 | 0 | 0 | 0 | 0 | 0 | 0 | 0 | 0 | 0 | 0 | 0 | 0 | 0 | 0 | 0 | 0 | 0 | 0 | 0 | 0 | 0 | 0 | 0 | 0 | 0 | 0 | 0 | 0 | 0 | 0 | 0 | 0 | 0 | 0 | 0 | 0 | 0 | 0 | 0 | 0 | 0 | 0 | 0 | 0 | 0 | 0 | 0 | 0 | 0 | 0 | 0 | 0 | 0 | 0 | 0 | 0 | 0 | 0 | 0 | 0 | 0 | 0 | 0 | 0 | 0 | 0 | 0 | 0 | 0 | 0 | 0 | 0 | 0 | 0 | 0 | 0 | 0 | 0 | 0 | 0 | 0 | 0 | 0 | 0 | 0 | 0 | 0 | 0 | 0 | 0 | 0 | 0 | 0 | 0 | 0 | 0 | 0 | 0 | 0 | 0 | 0 | 0 | 0 | 0 | 0 | 0 | 0 | 0 | 0 | 0 | 0 | 0 | 0 | 0 | 0 | 0 | 0 | 0 | 0 | 0 | 0 | 0 | 0 | 0 | 0 | 0 | 0 | 0 | 0 | 0 | 0 | 0 | 0 | 0 | 0 | 0 | 0 | 0 | 0 | 0 | 0 | 0 | 0 | 0 | 0 | 0 | 0 | 0 | 0 | 0 | 0 | 0 | 0 | 0 | 0 | 0 | 0 | 0 | 0 | 0 | 0 | 0 | 0 | 0 | 0 | 0 | 0 | 0 | 0 | 0 | 0 | 0 | 0 | 0 | 0 | 0 | 0 | 0 | 0 | 0 | 0 | 0 | 0 | 0 | 0 | 0 | 0 | 0 | 0 | 0 | 0 | 0 | 0 | 0 | 0 | 0 | 0 | 0 | 0 | 0 | 0 | 0 | 0 | 0 | 0 | 0 | 0 | 0 | 0 | 0 | 0 | 0 | 0 | 0 | 0 | 0 | 0 | 0 | 0 | 0 | 0 | 0 | 0 | 0 | 0 | 0 | 0 | 0 | 0 | 0 | 0 | 0 | 0 | 0 | 0 | 0 | 0 | 0 | 0 | 0 | 0 | 0 | 0 | 0 | 0 | 0 | 0 | 0 | 0 | 0 | 0 | 0 | 0 | 0 | 0 | 0 | 0 | 0 | 0 | 0 | 0 | 0 | 0 | 0 | 0 | 0 | 0 | 0 | 0 | 0 | 0 | 0 | 0 | 0 | 0 | 0 | 0 | 0 | 0 | 0 | 0 | 0 | 0 | 0 | 0 | 0 | 0 | 0 | 0 | 0 | 0 | 0 | 0 | 0 | 0 | 0 | 0 | 0 | 0 | 0 | 0 | 0 | 0 | 0 | 0 | 0 | 0 | 0 | 0 | 0 | 0 | 0 | 0 | 0 | 0 | 0 | 0 | 0 | 0 | 0 | 0 | 0 | 0 | 0 | 0 | 0 | 0 | 0 | 0 | 0 | 0 | 0 | 0 | 0 | 0 | 0 | 0 | 0 | 0 | 0 | 0 | 0 | 0 | 0 | 0 | 0 | 0 | 0 | 0 | 0 | 0 | 0 | 0 | 0 | 0 | 0 | 0 | 0 | 0 | 0 | 0 | 0 | 0 | 0 | 0 | 0 | 0 | 0 | 0 | 0 | 0 | 0 | 0 | 0 | 0 | 0 | 0 | 0 | 0 | 0 | 0 | 0 | 0 | 0 | 0 | 0 | 0 | 0 | 0 | 0 | 0 | 0 | 0 | 0 | 0 | 0 | 0 | 0 | 0 | 0 | 0 | 0 | 0 | 0 | 0 | 0 | 0 | 0 | 0 | 0 | 0 | 0 | 0 | 0 | 0 | 0 | 0 | 0 | 0 | 0 | 0 | 0 | 0 | 0 | 0 | 0 | 0 | 0 | 0 | 0 | 0 | 0 | 0 | 0 | 0 | 0 | 0 | 0 | 0 | 0 | 0 | 0 | 0 | 0 | 0 | 0 | 0 | 0 | 0 | 0 | 0 | 0 | 0 | 0 | 0 | 0 | 0 | 0 | 0 | 0 | 0 | 0 | 0 | 0 | 0 | 0 | 0 | 0 | 0 | 0 | 0 | 0 | 0 | 0 | 0 | 0 | 0 | 0 | 0 | 0 | 0 | 0 | 0 | 0 | 0 | 0 | 0 | 0 | 0 | 0 | 0 | 0 | 0 | 0 | 0 | 0 | 0 | 0 | 0 | 0 | 0 | 0 | 0 | 0 | 0 | 0 | 0 | 0 | 0 | 0 | 0 | 0 | 0 | 0 | 0 | 0 | 0 | 0 | 0 | 0 | 0 | 0 | 0 | 0 | 0 | 0 | 0 | 0 | 0 | 0 | 0 | 0 | 0 | 0 | 0 | 0 | 0 | 0 | 0 | 0 | 0 | 0 | 0 | 0 | 0 | 0 | 0 | 0 | 0 | 0 | 0 | 0 | 0 | 0 | 0 | 0 | 0 | 0 | 0 | 0 | 0 | 0 | 0 | 0 | 0 | 0 | 0 | 0 | 0 | 0 | 0 | 0 | 0 | 0 | 0 | 0 | 0 | 0 | 0 | 0 | 0 | 0 | 0 | 0 | 0 | 0 | 0 | 0 | 0 | 0 | 0 | 0 | 0 | 0 | 0 | 0 | 0 | 0 | 0 | 0 | 0 | 0 | 0 | 0 | 0 | 0 | 0 | 0 | 0 | 0 | 0 | 0 | 0 | 0 | 0 | 0 | 0 | 0 | 0 | 0 | 0 | 0 | 0 | 0 | 0 | 0 | 0 | 0 | 0 | 0 | 0 | 0 | 0 | 0 | 0 | 0 | 0 | 0 | 0 | 0 | 0 | 0 | 0 | 0 | 0 | 0 | 0 | 0 | 0 | 0 | 0 | 0 | 0 | 0 | 0 | 0 | 0 | 0 | 0 | 0 | 0 | 0 | 0 | 0 | 0 | 0 | 0 | 0 | 0 | 0 | 0 | 0 | 0 | 0 | 0 | 0 | 0 | 0 | 0 | 0 | 0 | 0 | 0 | 0 | 0 | 0 | 0 | 0 | 0 | 0 | 0 | 0 | 0 | 0 | 0 | 0 | 0 | 0 | 0 | 0 | 0 | 0 | 0 | 0 | 0 | 0 | 0 | 0 | 0 | 0 | 0 | 0 | 0 | 0 | 0 | 0 | 0 | 0 | 0 | 0 | 0 | 0 | 0 | 0 | 0 | 0 | 0 | 0 | 0 | 0 | 0 | 0 | 0 | 0 | 0 | 0 | 0 | 0 | 0 | 0 | 0 | 0 | 0 | 0 | 0 | 0 | 0 | 0 | 0 | 0 | 0 | 0 | 0 | 0 | 0 | 0 | 0 | 0 | 0 | 0 | 0 | 0 | 0 | 0 | 0 | 0 | 0 | 0 | 0 | 0 | 0 | 0 | 0 | 0 | 0 | 0 | 0 | 0 | 0 | 0 | 0 | 0 | 0 | 0 | 0 | 0 | 0 | 0 | 0 | 0 | 0 | 0 | 0 | 0 | 0 | 0 | 0 | 0 | 0 | 0 | 0 | 0 | 0 | 0 | 0 | 0 | 0 | 0 | 0 | 0 | 0 | 0 | 0 | 0 | 0 | 0 | 0 | 0 | 0 | 0 | 0 | 0 | 0 | 0 | 0 | 0 | 0 | 0 | 0 | 0 | 0 | 0 | 0 | 0 | 0 | 0 | 0 | 0 | 0 | 0 | 0 | 0 | 0 | 0 | 0 | 0 | 0 | 0 | 0 | 0 | 0 | 0 | 0 | 0 | 0 | 0 | 0 | 0 | 0 | 0 | 0 | 0 | 0 | 0 | 0 | 0 | 0 | 0 | 0 | 0 | 0 | 0 | 0 | 0 | 0 | 0 | 0 | 0 | 0 | 0 | 0 | 0 | 0 | 0 | 0 | 0 | 0 | 0 | 0 | 0 | 0 | 0 | 0 | 0 | 0 | 0 | 0 | 0 | 0 | 0 | 0 | 0 | 0 | 0 | 0 | 0 | 0 | 0 | 0 | 0 | 0 | 0 | 0 | 0 | 0 | 0 | 0 | 0 | 0 | 0 | 0 | 0 | 0 | 0 | 0 | 0 | 0 | 0 | 0 | 0 | 0 | 0 | 0 | 0 | 0 | 0 | 0 | 0 | 0 | 0 | 0 | 0 | 0 | 0 | 0 | 0 | 0 | 0 | 0 | 0 | 0 | 0 | 0 | 0 | 0 | 0 | 0 | 0 | 0 | 0 | 0 | 0 | 0 | 0 | 0 | 0 | 0 | 0 | 0 | 0 | 0 | 0 | 0 | 0 | 0 | 0 | 0 | 0 | 0 | 0 | 0 | 0 | 0 | 0 | 0 | 0 | 0 | 0 | 0 | 0 | 0 | 0 | 0 | 0 | 0 | 0 | 0 | 0 | 0 | 0 | 0 | 0 | 0 | 0 | 0 | 0 | 0 | 0 | 0 | 0 | 0 | 0 | 0 | 0 | 0 | 0 | 0 | 0 | 0 | 0 | 0 | 0 | 0 | 0 | 0 | 0 | 0 | 0 | 0 | 0 | 0 | 0 | 0 | 0 | 0 | 0 | 0 | 0 | 0 | 0 | 0 | 0 | 0 | 0 | 0 | 0 | 0 | 0 | 0 | 0 | 0 | 0 | 0 | 0 | 0 | 0 | 0 | 0 | 0 | 0 | 0 | 0 | 0 | 0 | 0 | 0 | 0 | 0 | 0 | 0 | 0 | 0 | 0 | 0 | 0 | 0 | 0 | 0 | 0 | 0 | 0 | 0 | 0 | 0 | 0 | 0 | 0 | 0 | 0 | 0 | 0 | 0 | 0 | 0 | 0 | 0 | 0 | 0 | 0 | 0 | 0 | 0 | 0 | 0 | 0 | 0 | 0 | 0 | 0 | 0 | 0 | 0 | 0 | 0 | 0 | 0 | 0 | 0 | 0 | 0 | 0 | 0 | 0 | 0 | 0 | 0 | 0 | 0 | 0 | 0 | 0 | 0 | 0 | 0 | 0 | 0 | 0 | 0 | 0 | 0 | 0 | 0 | 0 | 0 | 0 | 0 | 0 | 0 | 0 | 0 | 0 | 0 | 0 | 0 | 0 | 0 | 0 | 0 | 0 | 0 | 0 | 0 | 0 | 0 | 0 | 0 | 0 | 0 | 0 | 0 | 0 | 0 | 0 | 0 | 0 | 0 | 0 | 0 | 0 | 0 | 0 | 0 | 0 | 0 | 0 | 0 | 0 | 0 | 0 | 0 | 0 | 0 | 0 | 0 | 0 | 0 | 0 | 0 | 0 | 0 | 0 | 0 | 0 | 0 | 0 | 0 | 0 | 0 | 0 | 0 | 0 | 0 | 0 | 0 | 0 | 0 | 0 | 0 | 0 | 0 | 0 | 0 | 0 | 0 | 0 | 0 | 0 | 0 | 0 | 0 | 0 | 0 | 0 | 0 | 0 | 0 | 0 | 0 | 0 | 0 | 0 | 0 | 0 | 0 | 0 | 0 | 0 | 0 | 0 | 0 | 0 | 0 | 0 | 0 | 0 | 0 | 0 | 0 | 0 | 0 | 0 | 0 | 0 | 0 | 0 | 0 | 0 | 0 | 0 | 0 | 0 | 0 | 0 | 0 | 0 | 0 | 0 | 0 | 0 | 0 | 0 | 0 | 0 | 0 | 0 | 0 | 0 | 0 | 0 | 0 | 0 | 0 | 0 | 0 | 0 | 0 | 0 | 0 | 0 | 0 | 0 | 0 | 0 | 0 | 0 | 0 | 0 | 0 | 0 | 0 | 0 | 0 | 0 | 0 | 0 | 0 | 0 | 0 | 0 | 0 | 0 | 0 | 0 | 0 | 0 | 0 | 0 | 0 | 0 | 0 | 0 | 0 | 0 | 0 | 0 | 0 | 0 | 0 | 0 | 0 | 0 | 0 | 0 | 0 | 0 | 0 | 0 | 0 | 0 | 0 | 0 | 0 | 0 | 0 | 0 | 0 | 0 | 0 | 0 | 0 | 0 | 0 | 0 | 0 | 0 | 0 | 0 | 0 | 0 | 0 | 0 | 0 | 0 | 0 | 0 | 0 | 0 | 0 | 0 | 0 | 0 | 0 | 0 | 0 | 0 | 0 | 0 | 0 | 0 | 0 | 0 | 0 | 0 | 0 | 0 | 0 | 0 | 0 | 0 | 0 | 0 | 0 | 0 | 0 | 0 | 0 | 0 | 0 | 0 | 0 | 0 | 0 | 0 | 0 | 0 | 0 | 0 | 0 | 0 | 0 | 0 | 0 | 0 | 0 | 0 | 0 | 0 | 0 | 0 | 0 | 0 | 0 | 0 | 0 | 0 | 0 | 0 | 0 | 0 | 0 | 0 | 0 | 0 | 0 | 0 | 0 | 0 | 0 | 0 | 0 | 0 | 0 | 0 | 0 | 0 | 0 | 0 | 0 | 0 | 0 | 0 | 0 | 0 | 0 | 0 | 0 | 0 | 0 | 0 | 0 | 0 | 0 | 0 | 0 | 0 | 0 | 0 | 0 | 0 | 0 | 0 | 0 | 0 | 0 | 0 | 0 | 0 | 0 | 0 | 0 | 0 | 0 | 0 | 0 | 0 | 0 | 0 | 0 | 0 | 0 | 0 | 0 | 0 | 0 | 0 | 0 | 0 | 0 | 0 | 0 | 0 | 0 | 0 | 0 | 0 | 0 | 0 | 0 | 0 | 0 | 0 | 0 | 0 | 0 | 0 | 0 | 0 | 0 | 0 | 0 | 0 | 0 | 0 | 0 | 0 | 0 | 0 | 0 | 0 | 0 | 0 | 0 | 0 | 0 | 0 | 0 | 0 | 0 | 0 | 0 | 0 | 0 | 0 | 0 | 0 | 0 | 0 | 0 | 0 | 0 | 0 | 0 | 0 | 0 | 0 | 0 | 0 | 0 | 0 | 0 | 0 | 0 | 0 | 0 | 0 | 0 | 0 | 0 | 0 | 0 | 0 | 0 | 0 | 0 | 0 | 0 | 0 | 0 | 0 | 0 | 0 | 0 | 0 | 0 | 0 | 0 | 0 | 0 | 0 | 0 | 0 | 0 | 0 | 0 | 0 | 0 | 0 | 0 | 0 | 0 | 0 | 0 | 0 | 0 | 0 | 0 | 0 | 0 | 0 | 0 | 0 | 0 | 0 | 0 | 0 | 0 | 0 | 0 | 0 | 0 | 0 | 0 | 0 | 0 | 0 | 0 | 0 | 0 | 0 | 0 | 0 | 0 | 0 | 0 | 0 | 0 | 0 | 0 | 0 | 0 | 0 | 0 | 0 | 0 | 0 | 0 | 0 | 0 | 0 | 0 | 0 | 0 | 0 | 0 | 0 | 0 | 0 | 0 | 0 | 0 | 0 | 0 | 0 | 0 | 0 | 0 | 0 | 0 | 0 | 0 | 0 | 0 | 0 | 0 | 0 | 0 | 0 | 0 | 0 | 0 | 0 | 0 | 0 | 0 | 0 | 0 | 0 | 0 | 0 | 0 | 0 | 0 | 0 | 0 | 0 | 0 | 0 | 0 | 0 | 0 | 0 | 0 | 0 | 0 | 0 | 0 | 0 | 0 | 0 | 0 | 0 | 0 | 0 | 0 | 0 | 0 | 0 | 0 | 0 | 0 | 0 | 0 | 0 | 0 | 0 | 0 | 0 | 0 | 0 | 0 | 0 | 0 | 0 | 0 | 0 | 0 | 0 | 0 | 0 | 0 | 0 | 0 | 0 | 0 | 0 | 0 | 0 | 0 | 0 | 0 | 0 | 0 | 0 | 0 | 0 | 0 | 0 | 0 | 0 | 0 | 0 | 0 | 0 | 0 | 0 | 0 | 0 | 0 | 0 | 0 | 0 | 0 | 0 | 0 | 0 | 0 | 0 | 0 | 0 | 0 | 0 | 0 | 0 | 0 | 0 | 0 | 0 | 0 | 0 | 0 | 0 | 0 | 0 | 0 | 0 | 0 | 0 | 0 | 0 | 0 | 0 | 0 | 0 | 0 | 0 | 0 | 0 | 0 | 0 | 0 | 0 | 0 | 0 | 0 | 0 | 0 | 0 | 0 | 0 | 0 | 0 | 0 | 0 | 0 | 0 | 0 | 0 | 0 | 0 | 0 | 0 | 0 | 0 | 0 | 0 | 0 | 0 | 0 | 0 | 0 | 0 | 0 | 0 | 0 | 0 | 0 | 0 | 0 | 0 | 0 | 0 | 0 | 0 | 0 | 0 | 0 | 0 | 0 | 0 | 0 | 0 | 0 | 0 | 0 | 0 | 0 | 0 | 0 | 0 | 0 | 0 | 0 | 0 | 0 | 0 | 0 | 0 | 0 | 0 | 0 | 0 | 0 | 0 | 0 | 0 | 0 | 0 | 0 | 0 | 0 | 0 | 0 | 0 | 0 | 0 | 0 | 0 | 0 | 0 | 0 | 0 | 0 | 0 | 0 | 0 | 0 | 0 | 0 | 0 | 0 | 0 | 0 | 0 | 0 | 0 | 0 | 0 | 0 | 0
YoY change Incremental growth in total energy demand
| YoY change Incremental Growth Residential | 10^3M^3/Yr |  | 0
| YoY change Incremental Growth Small Commercial | 10^3M^3/Yr |  | 0
| YoY change Incremental Growth Large Commercial | 10^3M^3/Yr |  | 0
| YoY change Incremental Growth Small Industrial | 10^3M^3/Yr |  | 43.704 | 2023 1: 7.284; 2024 2: 7.284; 2025 3: 7.284; 2026 4: 7.284; 2027 5: 7.284; 2028 6: 7.284; 2029 7: 0
| Total YoY Gen Serv Incremental Growth | 10^3M^3/Yr |  | 43.704 | 7.284 | 7.284 | 7.284 | 7.284 | 7.284 | 7.284 | 0 | 0 | 0 | 0 | 0 | 0 | 0 | 0 | 0 | 0 | 0 | 0 | 0 | 0 | 0 | 0 | 0 | 0 | 0 | 0 | 0 | 0 | 0 | 0 | 0 | 0 | 0 | 0 | 0 | 0 | 0 | 0 | 0 | 0 | 0 | 0 | 0 | 0 | 0 | 0 | 0 | 0 | 0 | 0 | 0 | 0 | 0 | 0 | 0 | 0 | 0 | 0 | 0 | 0
| Cumulative Growth Residential | 10^3M^3/Yr |  | 0 | 0 | 0 | 0 | 0 | 0 | 0 | 0 | 0 | 0 | 0 | 0 | 0 | 0 | 0 | 0 | 0 | 0 | 0 | 0 | 0 | 0 | 0 | 0 | 0 | 0 | 0 | 0 | 0 | 0 | 0 | 0 | 0 | 0 | 0 | 0 | 0 | 0 | 0 | 0 | 0 | 0 | 0 | 0 | 0 | 0 | 0 | 0 | 0 | 0 | 0 | 0 | 0 | 0 | 0 | 0 | 0 | 0 | 0 | 0 | 0 | 0 | 0 | 0 | 0 | 0 | 0 | 0 | 0 | 0 | 0 | 0 | 0 | 0 | 0 | 0 | 0 | 0 | 0 | 0 | 0 | 0 | 0 | 0 | 0 | 0 | 0 | 0 | 0 | 0 | 0 | 0 | 0 | 0 | 0 | 0 | 0 | 0 | 0 | 0 | 0 | 0 | 0 | 0 | 0 | 0 | 0 | 0 | 0 | 0 | 0 | 0 | 0 | 0 | 0 | 0 | 0 | 0 | 0 | 0 | 0 | 0 | 0 | 0 | 0 | 0 | 0 | 0 | 0 | 0 | 0 | 0 | 0 | 0 | 0 | 0 | 0 | 0 | 0 | 0 | 0 | 0 | 0 | 0 | 0 | 0 | 0 | 0 | 0 | 0 | 0 | 0 | 0 | 0 | 0 | 0 | 0 | 0 | 0 | 0 | 0 | 0 | 0 | 0 | 0 | 0 | 0 | 0 | 0 | 0 | 0 | 0 | 0 | 0 | 0 | 0 | 0 | 0 | 0 | 0 | 0 | 0 | 0 | 0 | 0 | 0 | 0 | 0 | 0 | 0 | 0 | 0 | 0 | 0 | 0 | 0 | 0 | 0 | 0 | 0 | 0 | 0 | 0 | 0 | 0 | 0 | 0 | 0 | 0 | 0 | 0 | 0 | 0 | 0 | 0 | 0 | 0 | 0 | 0 | 0 | 0 | 0 | 0 | 0 | 0 | 0 | 0 | 0 | 0 | 0 | 0 | 0 | 0 | 0 | 0 | 0 | 0 | 0 | 0 | 0 | 0 | 0 | 0 | 0 | 0 | 0 | 0 | 0 | 0 | 0 | 0 | 0 | 0 | 0 | 0 | 0 | 0 | 0 | 0 | 0 | 0 | 0 | 0 | 0 | 0 | 0 | 0 | 0 | 0 | 0 | 0 | 0 | 0 | 0 | 0 | 0 | 0 | 0 | 0 | 0 | 0 | 0 | 0 | 0 | 0 | 0 | 0 | 0 | 0 | 0 | 0 | 0 | 0 | 0 | 0 | 0 | 0 | 0 | 0 | 0 | 0 | 0 | 0 | 0 | 0 | 0 | 0 | 0 | 0 | 0 | 0 | 0 | 0 | 0 | 0 | 0 | 0 | 0 | 0 | 0 | 0 | 0 | 0 | 0 | 0 | 0 | 0 | 0 | 0 | 0 | 0 | 0 | 0 | 0 | 0 | 0 | 0 | 0 | 0 | 0 | 0 | 0 | 0 | 0 | 0 | 0 | 0 | 0 | 0 | 0 | 0 | 0 | 0 | 0 | 0 | 0 | 0 | 0 | 0 | 0 | 0 | 0 | 0 | 0 | 0 | 0 | 0 | 0 | 0 | 0 | 0 | 0 | 0 | 0 | 0 | 0 | 0 | 0 | 0 | 0 | 0 | 0 | 0 | 0 | 0 | 0 | 0 | 0 | 0 | 0 | 0 | 0 | 0 | 0 | 0 | 0 | 0 | 0 | 0 | 0 | 0 | 0 | 0 | 0 | 0 | 0 | 0 | 0 | 0 | 0 | 0 | 0 | 0 | 0 | 0 | 0 | 0 | 0 | 0 | 0 | 0 | 0 | 0 | 0 | 0 | 0 | 0 | 0 | 0 | 0 | 0 | 0 | 0 | 0 | 0 | 0 | 0 | 0 | 0 | 0 | 0 | 0 | 0 | 0 | 0 | 0 | 0 | 0 | 0 | 0 | 0 | 0 | 0 | 0 | 0 | 0 | 0 | 0 | 0 | 0 | 0 | 0 | 0 | 0 | 0 | 0 | 0 | 0 | 0 | 0 | 0 | 0 | 0 | 0 | 0 | 0 | 0 | 0 | 0 | 0 | 0 | 0 | 0 | 0 | 0 | 0 | 0 | 0 | 0 | 0 | 0 | 0 | 0 | 0 | 0 | 0 | 0 | 0 | 0 | 0 | 0 | 0 | 0 | 0 | 0 | 0 | 0 | 0 | 0 | 0 | 0 | 0 | 0 | 0 | 0 | 0 | 0 | 0 | 0 | 0 | 0 | 0 | 0 | 0 | 0 | 0 | 0 | 0 | 0 | 0 | 0 | 0 | 0 | 0 | 0 | 0 | 0 | 0 | 0 | 0 | 0 | 0 | 0 | 0 | 0 | 0 | 0 | 0 | 0 | 0 | 0 | 0 | 0 | 0 | 0 | 0 | 0 | 0 | 0 | 0 | 0 | 0 | 0 | 0 | 0 | 0 | 0 | 0 | 0 | 0 | 0 | 0 | 0 | 0 | 0 | 0 | 0 | 0 | 0 | 0 | 0 | 0 | 0 | 0 | 0 | 0 | 0 | 0 | 0 | 0 | 0 | 0 | 0 | 0 | 0 | 0 | 0 | 0 | 0 | 0 | 0 | 0 | 0 | 0 | 0 | 0 | 0 | 0 | 0 | 0 | 0 | 0 | 0 | 0 | 0 | 0 | 0 | 0 | 0 | 0 | 0 | 0 | 0 | 0 | 0 | 0 | 0 | 0 | 0 | 0 | 0 | 0 | 0 | 0 | 0 | 0 | 0 | 0 | 0 | 0 | 0 | 0 | 0 | 0 | 0 | 0 | 0 | 0 | 0 | 0 | 0 | 0 | 0 | 0 | 0 | 0 | 0 | 0 | 0 | 0 | 0 | 0 | 0 | 0 | 0 | 0 | 0 | 0 | 0 | 0 | 0 | 0 | 0 | 0 | 0 | 0 | 0 | 0 | 0 | 0 | 0 | 0 | 0 | 0 | 0 | 0 | 0 | 0 | 0 | 0 | 0 | 0 | 0 | 0 | 0 | 0 | 0 | 0 | 0 | 0 | 0 | 0 | 0 | 0 | 0 | 0 | 0 | 0 | 0 | 0 | 0 | 0 | 0 | 0 | 0 | 0 | 0 | 0 | 0 | 0 | 0 | 0 | 0 | 0 | 0 | 0 | 0 | 0 | 0 | 0 | 0 | 0 | 0 | 0 | 0 | 0 | 0 | 0 | 0 | 0 | 0 | 0 | 0 | 0 | 0 | 0 | 0 | 0 | 0 | 0 | 0 | 0 | 0 | 0 | 0 | 0 | 0 | 0 | 0 | 0 | 0 | 0 | 0 | 0 | 0 | 0 | 0 | 0 | 0 | 0 | 0 | 0 | 0 | 0 | 0 | 0 | 0 | 0 | 0 | 0 | 0 | 0 | 0 | 0 | 0 | 0 | 0 | 0 | 0 | 0 | 0 | 0 | 0 | 0 | 0 | 0 | 0 | 0 | 0 | 0 | 0 | 0 | 0 | 0 | 0 | 0 | 0 | 0 | 0 | 0 | 0 | 0 | 0 | 0 | 0 | 0 | 0 | 0 | 0 | 0 | 0 | 0 | 0 | 0 | 0 | 0 | 0 | 0 | 0 | 0 | 0 | 0 | 0 | 0 | 0 | 0 | 0 | 0 | 0 | 0 | 0 | 0 | 0 | 0 | 0 | 0 | 0 | 0 | 0 | 0 | 0 | 0 | 0 | 0 | 0 | 0 | 0 | 0 | 0 | 0 | 0 | 0 | 0 | 0 | 0 | 0 | 0 | 0 | 0 | 0 | 0 | 0 | 0 | 0 | 0 | 0 | 0 | 0 | 0 | 0 | 0 | 0 | 0 | 0 | 0 | 0 | 0 | 0 | 0 | 0 | 0 | 0 | 0 | 0 | 0 | 0 | 0 | 0 | 0 | 0 | 0 | 0 | 0 | 0 | 0 | 0 | 0 | 0 | 0 | 0 | 0 | 0 | 0 | 0 | 0 | 0 | 0 | 0 | 0 | 0 | 0 | 0 | 0 | 0 | 0 | 0 | 0 | 0 | 0 | 0 | 0 | 0 | 0 | 0 | 0 | 0 | 0 | 0 | 0 | 0 | 0 | 0 | 0 | 0 | 0 | 0 | 0 | 0 | 0 | 0 | 0 | 0 | 0 | 0 | 0 | 0 | 0 | 0 | 0 | 0 | 0 | 0 | 0 | 0 | 0 | 0 | 0 | 0 | 0 | 0 | 0 | 0 | 0 | 0 | 0 | 0 | 0 | 0 | 0 | 0 | 0 | 0 | 0 | 0 | 0 | 0 | 0 | 0 | 0 | 0 | 0 | 0 | 0 | 0 | 0 | 0 | 0 | 0 | 0 | 0 | 0 | 0 | 0 | 0 | 0 | 0 | 0 | 0 | 0 | 0 | 0 | 0 | 0 | 0 | 0 | 0 | 0 | 0 | 0 | 0 | 0 | 0 | 0 | 0 | 0 | 0 | 0 | 0 | 0 | 0 | 0 | 0 | 0 | 0 | 0 | 0 | 0 | 0 | 0 | 0 | 0 | 0 | 0 | 0 | 0 | 0 | 0 | 0 | 0 | 0 | 0 | 0 | 0 | 0 | 0 | 0 | 0 | 0 | 0 | 0 | 0 | 0 | 0 | 0 | 0 | 0 | 0 | 0 | 0 | 0 | 0 | 0 | 0 | 0 | 0 | 0 | 0 | 0 | 0 | 0 | 0 | 0 | 0 | 0 | 0 | 0 | 0 | 0 | 0 | 0 | 0 | 0 | 0 | 0 | 0 | 0 | 0 | 0 | 0 | 0 | 0 | 0 | 0 | 0 | 0 | 0 | 0 | 0 | 0 | 0 | 0 | 0 | 0 | 0 | 0 | 0 | 0 | 0 | 0 | 0 | 0 | 0 | 0 | 0 | 0 | 0 | 0 | 0 | 0 | 0 | 0 | 0 | 0 | 0 | 0 | 0 | 0 | 0 | 0 | 0 | 0 | 0 | 0 | 0 | 0 | 0 | 0 | 0 | 0 | 0 | 0 | 0 | 0 | 0 | 0 | 0 | 0 | 0 | 0 | 0 | 0 | 0 | 0 | 0 | 0 | 0 | 0 | 0 | 0 | 0 | 0 | 0 | 0 | 0 | 0 | 0 | 0 | 0 | 0 | 0 | 0 | 0 | 0 | 0 | 0 | 0 | 0 | 0 | 0 | 0 | 0 | 0 | 0 | 0 | 0 | 0 | 0 | 0 | 0 | 0 | 0 | 0 | 0 | 0 | 0 | 0 | 0 | 0 | 0 | 0 | 0 | 0 | 0 | 0 | 0 | 0 | 0 | 0 | 0 | 0 | 0 | 0 | 0 | 0 | 0 | 0 | 0 | 0 | 0 | 0 | 0 | 0 | 0 | 0 | 0 | 0 | 0 | 0 | 0 | 0 | 0 | 0 | 0 | 0 | 0 | 0 | 0 | 0 | 0 | 0 | 0 | 0 | 0 | 0 | 0 | 0 | 0 | 0 | 0 | 0 | 0 | 0 | 0 | 0 | 0 | 0 | 0 | 0 | 0 | 0 | 0 | 0 | 0 | 0 | 0 | 0 | 0 | 0 | 0 | 0 | 0 | 0 | 0 | 0 | 0 | 0 | 0 | 0 | 0 | 0 | 0 | 0 | 0 | 0 | 0 | 0 | 0 | 0 | 0 | 0 | 0 | 0 | 0 | 0 | 0 | 0 | 0 | 0 | 0 | 0 | 0 | 0 | 0 | 0 | 0 | 0 | 0 | 0 | 0 | 0 | 0 | 0 | 0 | 0 | 0 | 0 | 0 | 0 | 0 | 0 | 0 | 0 | 0 | 0 | 0 | 0 | 0 | 0 | 0 | 0 | 0 | 0 | 0 | 0 | 0 | 0 | 0 | 0 | 0 | 0 | 0 | 0 | 0 | 0 | 0 | 0 | 0 | 0 | 0 | 0 | 0 | 0 | 0 | 0 | 0 | 0 | 0 | 0 | 0 | 0 | 0 | 0 | 0 | 0 | 0 | 0 | 0 | 0 | 0 | 0 | 0 | 0 | 0 | 0 | 0 | 0 | 0 | 0 | 0 | 0 | 0 | 0 | 0 | 0 | 0 | 0 | 0 | 0 | 0 | 0 | 0 | 0 | 0 | 0 | 0 | 0 | 0 | 0 | 0 | 0 | 0 | 0 | 0 | 0 | 0 | 0 | 0 | 0 | 0 | 0 | 0 | 0 | 0 | 0 | 0 | 0 | 0 | 0 | 0 | 0 | 0 | 0 | 0 | 0 | 0 | 0 | 0 | 0 | 0 | 0 | 0 | 0 | 0 | 0 | 0 | 0 | 0 | 0 | 0 | 0 | 0 | 0 | 0 | 0 | 0 | 0 | 0 | 0 | 0 | 0 | 0 | 0 | 0 | 0 | 0 | 0 | 0 | 0 | 0 | 0 | 0 | 0 | 0 | 0 | 0 | 0 | 0 | 0 | 0 | 0 | 0 | 0 | 0 | 0 | 0 | 0 | 0 | 0 | 0 | 0 | 0 | 0 | 0 | 0 | 0 | 0 | 0 | 0 | 0 | 0 | 0 | 0 | 0 | 0 | 0 | 0 | 0 | 0 | 0 | 0 | 0 | 0 | 0 | 0 | 0 | 0 | 0 | 0 | 0 | 0 | 0 | 0 | 0 | 0 | 0 | 0 | 0 | 0 | 0 | 0 | 0 | 0 | 0 | 0 | 0 | 0 | 0 | 0 | 0 | 0 | 0 | 0 | 0 | 0 | 0 | 0 | 0 | 0 | 0 | 0 | 0 | 0 | 0 | 0 | 0 | 0 | 0 | 0 | 0 | 0 | 0 | 0 | 0 | 0 | 0 | 0 | 0 | 0 | 0 | 0 | 0 | 0 | 0 | 0 | 0 | 0 | 0 | 0 | 0 | 0 | 0 | 0 | 0 | 0 | 0 | 0 | 0 | 0 | 0 | 0 | 0 | 0 | 0 | 0 | 0 | 0 | 0 | 0 | 0 | 0 | 0 | 0 | 0 | 0 | 0 | 0 | 0 | 0 | 0 | 0 | 0 | 0 | 0 | 0 | 0 | 0 | 0 | 0 | 0 | 0 | 0 | 0 | 0 | 0 | 0 | 0 | 0 | 0 | 0 | 0 | 0 | 0 | 0 | 0 | 0 | 0 | 0 | 0 | 0 | 0 | 0 | 0 | 0 | 0 | 0 | 0 | 0 | 0 | 0 | 0 | 0 | 0 | 0 | 0 | 0 | 0 | 0 | 0 | 0 | 0 | 0 | 0 | 0 | 0 | 0 | 0 | 0 | 0 | 0 | 0 | 0 | 0 | 0 | 0 | 0 | 0 | 0 | 0 | 0 | 0 | 0 | 0 | 0 | 0 | 0 | 0 | 0 | 0 | 0 | 0 | 0 | 0 | 0 | 0 | 0 | 0 | 0 | 0 | 0 | 0 | 0 | 0 | 0 | 0 | 0 | 0 | 0 | 0 | 0 | 0 | 0 | 0 | 0 | 0 | 0 | 0 | 0 | 0 | 0 | 0 | 0 | 0 | 0 | 0 | 0 | 0 | 0 | 0 | 0 | 0 | 0 | 0 | 0 | 0 | 0 | 0 | 0 | 0 | 0 | 0 | 0 | 0 | 0 | 0 | 0 | 0 | 0 | 0 | 0 | 0 | 0 | 0 | 0 | 0 | 0 | 0 | 0 | 0 | 0 | 0 | 0 | 0 | 0 | 0 | 0 | 0 | 0 | 0 | 0 | 0 | 0 | 0 | 0 | 0 | 0 | 0 | 0 | 0 | 0 | 0 | 0 | 0 | 0 | 0 | 0 | 0 | 0 | 0 | 0 | 0 | 0 | 0 | 0 | 0 | 0 | 0 | 0 | 0 | 0 | 0 | 0 | 0 | 0 | 0 | 0 | 0 | 0 | 0 | 0 | 0 | 0 | 0 | 0 | 0 | 0 | 0 | 0 | 0 | 0 | 0 | 0 | 0 | 0 | 0 | 0 | 0 | 0 | 0 | 0 | 0 | 0 | 0 | 0 | 0 | 0 | 0 | 0 | 0 | 0 | 0 | 0 | 0 | 0 | 0 | 0 | 0 | 0 | 0 | 0 | 0 | 0 | 0 | 0 | 0 | 0 | 0 | 0 | 0 | 0 | 0 | 0 | 0 | 0 | 0 | 0 | 0 | 0 | 0 | 0 | 0 | 0 | 0 | 0 | 0 | 0 | 0 | 0 | 0 | 0 | 0 | 0 | 0 | 0 | 0 | 0 | 0 | 0 | 0 | 0 | 0 | 0 | 0 | 0 | 0 | 0 | 0 | 0 | 0 | 0 | 0 | 0 | 0 | 0 | 0 | 0 | 0 | 0 | 0 | 0 | 0 | 0 | 0 | 0 | 0 | 0 | 0 | 0 | 0 | 0 | 0 | 0 | 0 | 0 | 0 | 0 | 0 | 0 | 0 | 0 | 0 | 0 | 0 | 0 | 0 | 0 | 0 | 0 | 0 | 0 | 0 | 0 | 0 | 0 | 0 | 0 | 0 | 0 | 0 | 0 | 0 | 0 | 0 | 0 | 0 | 0 | 0 | 0 | 0 | 0 | 0 | 0 | 0 | 0 | 0 | 0 | 0 | 0 | 0 | 0 | 0 | 0 | 0 | 0 | 0 | 0 | 0 | 0 | 0 | 0 | 0 | 0 | 0 | 0 | 0 | 0 | 0 | 0 | 0 | 0 | 0 | 0 | 0 | 0 | 0 | 0 | 0 | 0 | 0 | 0 | 0 | 0 | 0 | 0 | 0 | 0 | 0 | 0 | 0 | 0 | 0 | 0 | 0 | 0 | 0 | 0 | 0 | 0 | 0 | 0 | 0 | 0 | 0 | 0 | 0 | 0 | 0 | 0 | 0 | 0 | 0 | 0 | 0 | 0 | 0 | 0 | 0 | 0 | 0 | 0 | 0 | 0 | 0 | 0 | 0 | 0 | 0 | 0 | 0 | 0 | 0 | 0 | 0 | 0 | 0 | 0 | 0 | 0 | 0 | 0 | 0 | 0 | 0 | 0 | 0 | 0 | 0 | 0 | 0 | 0 | 0 | 0 | 0 | 0 | 0 | 0 | 0 | 0 | 0 | 0 | 0 | 0 | 0 | 0 | 0 | 0 | 0 | 0 | 0 | 0 | 0 | 0 | 0 | 0 | 0 | 0 | 0 | 0 | 0 | 0 | 0 | 0 | 0 | 0 | 0 | 0 | 0 | 0 | 0 | 0 | 0 | 0 | 0 | 0 | 0 | 0 | 0 | 0 | 0 | 0 | 0 | 0 | 0 | 0 | 0 | 0 | 0 | 0 | 0 | 0 | 0 | 0 | 0 | 0 | 0 | 0 | 0 | 0 | 0 | 0 | 0 | 0 | 0 | 0 | 0 | 0 | 0 | 0 | 0 | 0 | 0 | 0 | 0 | 0 | 0 | 0 | 0 | 0 | 0 | 0 | 0 | 0 | 0 | 0 | 0 | 0 | 0 | 0 | 0 | 0 | 0 | 0 | 0 | 0 | 0 | 0 | 0 | 0 | 0 | 0 | 0 | 0 | 0 | 0 | 0 | 0 | 0 | 0 | 0 | 0 | 0 | 0 | 0 | 0 | 0 | 0 | 0 | 0 | 0 | 0 | 0 | 0 | 0 | 0 | 0 | 0 | 0 | 0 | 0 | 0 | 0 | 0 | 0 | 0 | 0 | 0 | 0 | 0 | 0 | 0 | 0 | 0 | 0 | 0 | 0 | 0 | 0 | 0 | 0 | 0 | 0 | 0 | 0 | 0 | 0 | 0 | 0 | 0 | 0 | 0 | 0 | 0 | 0 | 0 | 0 | 0 | 0 | 0 | 0 | 0 | 0 | 0 | 0 | 0 | 0 | 0 | 0 | 0 | 0 | 0 | 0 | 0 | 0 | 0 | 0 | 0 | 0 | 0 | 0 | 0 | 0 | 0 | 0 | 0 | 0 | 0 | 0 | 0 | 0 | 0 | 0 | 0 | 0 | 0 | 0 | 0 | 0 | 0 | 0 | 0 | 0 | 0 | 0 | 0 | 0 | 0 | 0 | 0 | 0 | 0 | 0 | 0 | 0 | 0 | 0 | 0 | 0 | 0 | 0 | 0 | 0 | 0 | 0 | 0 | 0 | 0 | 0 | 0 | 0 | 0 | 0 | 0 | 0 | 0 | 0 | 0 | 0 | 0 | 0 | 0 | 0 | 0 | 0 | 0 | 0 | 0 | 0 | 0 | 0 | 0 | 0 | 0 | 0 | 0 | 0 | 0 | 0 | 0 | 0 | 0 | 0 | 0 | 0 | 0 | 0 | 0 | 0 | 0 | 0 | 0 | 0 | 0 | 0 | 0 | 0 | 0 | 0 | 0 | 0 | 0 | 0 | 0 | 0 | 0 | 0 | 0 | 0 | 0 | 0 | 0 | 0 | 0 | 0 | 0 | 0 | 0 | 0 | 0 | 0 | 0 | 0 | 0 | 0 | 0 | 0 | 0 | 0 | 0 | 0 | 0 | 0 | 0 | 0 | 0 | 0 | 0 | 0 | 0 | 0 | 0 | 0 | 0 | 0 | 0 | 0 | 0 | 0 | 0 | 0 | 0 | 0 | 0 | 0 | 0 | 0 | 0 | 0 | 0 | 0 | 0 | 0 | 0 | 0 | 0 | 0 | 0 | 0 | 0 | 0 | 0 | 0 | 0 | 0 | 0 | 0 | 0 | 0 | 0 | 0 | 0 | 0 | 0 | 0 | 0 | 0 | 0 | 0 | 0 | 0 | 0 | 0 | 0 | 0 | 0 | 0 | 0 | 0 | 0 | 0 | 0 | 0 | 0 | 0 | 0 | 0 | 0 | 0 | 0 | 0 | 0 | 0 | 0 | 0 | 0 | 0 | 0 | 0 | 0 | 0 | 0 | 0 | 0 | 0 | 0 | 0 | 0 | 0 | 0 | 0 | 0 | 0 | 0 | 0 | 0 | 0 | 0 | 0 | 0 | 0 | 0 | 0 | 0 | 0 | 0 | 0 | 0 | 0 | 0 | 0 | 0 | 0 | 0 | 0 | 0 | 0 | 0 | 0 | 0 | 0 | 0 | 0 | 0 | 0 | 0 | 0 | 0 | 0 | 0 | 0 | 0 | 0 | 0 | 0 | 0 | 0 | 0 | 0 | 0 | 0 | 0 | 0 | 0 | 0 | 0 | 0 | 0 | 0 | 0 | 0 | 0 | 0 | 0 | 0 | 0 | 0 | 0 | 0 | 0 | 0 | 0 | 0 | 0 | 0 | 0 | 0 | 0 | 0 | 0 | 0 | 0 | 0 | 0 | 0 | 0 | 0 | 0 | 0 | 0 | 0 | 0 | 0 | 0 | 0 | 0 | 0 | 0 | 0 | 0 | 0 | 0 | 0 | 0 | 0 | 0 | 0 | 0 | 0 | 0 | 0 | 0 | 0 | 0 | 0 | 0 | 0 | 0 | 0 | 0 | 0 | 0 | 0 | 0 | 0 | 0 | 0 | 0 | 0 | 0 | 0 | 0 | 0 | 0 | 0 | 0 | 0 | 0 | 0 | 0 | 0 | 0 | 0 | 0 | 0 | 0 | 0 | 0 | 0 | 0 | 0 | 0 | 0 | 0 | 0 | 0 | 0 | 0 | 0 | 0 | 0 | 0 | 0 | 0 | 0 | 0 | 0 | 0 | 0 | 0 | 0 | 0 | 0 | 0 | 0 | 0 | 0 | 0 | 0 | 0 | 0 | 0 | 0 | 0 | 0 | 0 | 0 | 0 | 0 | 0 | 0 | 0 | 0 | 0 | 0 | 0 | 0 | 0 | 0 | 0 | 0 | 0 | 0 | 0 | 0 | 0 | 0 | 0 | 0 | 0 | 0 | 0 | 0 | 0 | 0 | 0 | 0 | 0 | 0 | 0 | 0 | 0 | 0 | 0 | 0 | 0 | 0 | 0 | 0 | 0 | 0 | 0 | 0 | 0 | 0 | 0 | 0 | 0 | 0 | 0 | 0 | 0 | 0 | 0 | 0 | 0 | 0 | 0 | 0 | 0 | 0 | 0 | 0 | 0 | 0 | 0 | 0 | 0 | 0 | 0 | 0 | 0 | 0 | 0 | 0 | 0 | 0 | 0 | 0 | 0 | 0 | 0 | 0 | 0 | 0 | 0 | 0 | 0 | 0 | 0 | 0 | 0 | 0 | 0 | 0 | 0 | 0 | 0 | 0 | 0 | 0 | 0 | 0 | 0 | 0 | 0 | 0 | 0 | 0 | 0 | 0 | 0 | 0 | 0 | 0 | 0 | 0 | 0 | 0 | 0 | 0 | 0 | 0 | 0 | 0 | 0 | 0 | 0 | 0 | 0 | 0 | 0 | 0 | 0 | 0 | 0 | 0 | 0 | 0 | 0 | 0 | 0 | 0 | 0 | 0 | 0 | 0 | 0 | 0 | 0 | 0 | 0 | 0 | 0 | 0 | 0 | 0 | 0 | 0 | 0 | 0 | 0 | 0 | 0 | 0 | 0 | 0 | 0 | 0 | 0 | 0 | 0 | 0 | 0 | 0 | 0 | 0 | 0 | 0 | 0 | 0 | 0 | 0 | 0 | 0 | 0 | 0 | 0 | 0 | 0 | 0 | 0 | 0 | 0 | 0 | 0 | 0 | 0 | 0 | 0 | 0 | 0 | 0 | 0 | 0 | 0 | 0 | 0 | 0 | 0 | 0 | 0 | 0 | 0 | 0 | 0 | 0 | 0 | 0 | 0 | 0 | 0 | 0 | 0 | 0 | 0 | 0 | 0 | 0 | 0 | 0 | 0 | 0 | 0 | 0 | 0 | 0 | 0 | 0 | 0 | 0 | 0 | 0 | 0 | 0 | 0 | 0 | 0 | 0 | 0 | 0 | 0 | 0 | 0 | 0 | 0 | 0 | 0 | 0 | 0 | 0 | 0 | 0 | 0 | 0 | 0 | 0 | 0 | 0 | 0 | 0 | 0 | 0 | 0 | 0 | 0 | 0 | 0 | 0 | 0 | 0 | 0 | 0 | 0 | 0 | 0 | 0 | 0 | 0 | 0 | 0 | 0 | 0 | 0 | 0 | 0 | 0 | 0 | 0 | 0 | 0 | 0 | 0 | 0 | 0 | 0 | 0 | 0 | 0 | 0 | 0 | 0 | 0 | 0 | 0 | 0 | 0 | 0 | 0 | 0 | 0 | 0 | 0 | 0 | 0 | 0 | 0 | 0 | 0 | 0 | 0 | 0 | 0 | 0 | 0 | 0 | 0 | 0 | 0 | 0 | 0 | 0 | 0 | 0 | 0 | 0 | 0 | 0 | 0 | 0 | 0 | 0 | 0 | 0 | 0 | 0 | 0 | 0 | 0 | 0 | 0 | 0 | 0 | 0 | 0 | 0 | 0 | 0 | 0 | 0 | 0 | 0 | 0 | 0 | 0 | 0 | 0 | 0 | 0 | 0 | 0 | 0 | 0 | 0 | 0 | 0 | 0 | 0 | 0 | 0 | 0 | 0 | 0 | 0 | 0 | 0 | 0 | 0 | 0 | 0 | 0 | 0 | 0 | 0 | 0 | 0 | 0 | 0 | 0 | 0 | 0 | 0 | 0 | 0 | 0 | 0 | 0 | 0 | 0 | 0 | 0 | 0 | 0 | 0 | 0 | 0 | 0 | 0 | 0 | 0 | 0 | 0 | 0 | 0 | 0 | 0 | 0 | 0 | 0 | 0 | 0 | 0 | 0 | 0 | 0 | 0 | 0 | 0 | 0 | 0 | 0 | 0 | 0 | 0 | 0 | 0 | 0 | 0 | 0 | 0 | 0 | 0 | 0 | 0 | 0 | 0 | 0 | 0 | 0 | 0 | 0 | 0 | 0 | 0 | 0 | 0 | 0 | 0 | 0 | 0 | 0 | 0 | 0 | 0 | 0 | 0 | 0 | 0 | 0 | 0 | 0 | 0 | 0 | 0 | 0 | 0 | 0 | 0 | 0 | 0 | 0 | 0 | 0 | 0 | 0 | 0 | 0 | 0 | 0 | 0 | 0 | 0 | 0 | 0 | 0 | 0 | 0 | 0 | 0 | 0 | 0 | 0 | 0 | 0 | 0 | 0 | 0 | 0 | 0 | 0 | 0 | 0 | 0 | 0 | 0 | 0 | 0 | 0 | 0 | 0 | 0 | 0 | 0 | 0 | 0 | 0 | 0 | 0 | 0 | 0 | 0 | 0 | 0 | 0 | 0 | 0 | 0 | 0 | 0 | 0 | 0 | 0 | 0 | 0 | 0 | 0 | 0 | 0 | 0 | 0 | 0 | 0 | 0 | 0 | 0 | 0 | 0 | 0 | 0 | 0 | 0 | 0 | 0 | 0 | 0 | 0 | 0 | 0 | 0 | 0 | 0 | 0 | 0 | 0 | 0 | 0 | 0 | 0 | 0 | 0 | 0 | 0 | 0 | 0 | 0 | 0 | 0 | 0 | 0 | 0 | 0 | 0 | 0 | 0 | 0 | 0 | 0 | 0 | 0 | 0 | 0 | 0 | 0 | 0 | 0 | 0 | 0 | 0 | 0 | 0 | 0 | 0 | 0 | 0 | 0 | 0 | 0 | 0 | 0 | 0 | 0 | 0 | 0 | 0 | 0 | 0 | 0 | 0 | 0 | 0 | 0 | 0 | 0 | 0 | 0 | 0 | 0 | 0 | 0 | 0 | 0 | 0 | 0 | 0 | 0 | 0 | 0 | 0 | 0 | 0 | 0 | 0 | 0 | 0 | 0 | 0 | 0 | 0 | 0 | 0 | 0 | 0 | 0 | 0 | 0 | 0 | 0 | 0 | 0 | 0 | 0 | 0 | 0 | 0 | 0 | 0 | 0 | 0 | 0 | 0 | 0 | 0 | 0 | 0 | 0 | 0 | 0 | 0 | 0 | 0 | 0 | 0 | 0 | 0 | 0 | 0 | 0 | 0 | 0 | 0 | 0 | 0 | 0 | 0 | 0 | 0 | 0 | 0 | 0 | 0 | 0 | 0 | 0 | 0 | 0 | 0 | 0 | 0 | 0 | 0 | 0 | 0 | 0 | 0 | 0 | 0 | 0 | 0 | 0 | 0 | 0 | 0 | 0 | 0 | 0 | 0 | 0 | 0 | 0 | 0 | 0 | 0 | 0 | 0 | 0 | 0 | 0 | 0 | 0 | 0 | 0 | 0 | 0 | 0 | 0 | 0 | 0 | 0 | 0 | 0 | 0 | 0 | 0 | 0 | 0 | 0 | 0 | 0 | 0 | 0 | 0 | 0 | 0 | 0 | 0 | 0 | 0 | 0 | 0 | 0 | 0 | 0 | 0 | 0 | 0 | 0 | 0 | 0 | 0 | 0 | 0 | 0 | 0 | 0 | 0 | 0 | 0 | 0 | 0 | 0 | 0 | 0 | 0 | 0 | 0 | 0 | 0 | 0 | 0 | 0 | 0 | 0 | 0 | 0 | 0 | 0 | 0 | 0 | 0 | 0 | 0 | 0 | 0 | 0 | 0 | 0 | 0 | 0 | 0 | 0 | 0 | 0 | 0 | 0 | 0 | 0 | 0 | 0 | 0 | 0 | 0 | 0 | 0 | 0 | 0 | 0 | 0 | 0 | 0 | 0 | 0 | 0 | 0 | 0 | 0 | 0 | 0 | 0 | 0 | 0 | 0 | 0 | 0 | 0 | 0 | 0 | 0 | 0 | 0 | 0 | 0 | 0 | 0 | 0 | 0 | 0 | 0 | 0 | 0 | 0 | 0 | 0 | 0 | 0 | 0 | 0 | 0 | 0 | 0 | 0 | 0 | 0 | 0 | 0 | 0 | 0 | 0 | 0 | 0 | 0 | 0 | 0 | 0 | 0 | 0 | 0 | 0 | 0 | 0 | 0 | 0 | 0 | 0 | 0 | 0 | 0 | 0 | 0 | 0 | 0 | 0 | 0 | 0 | 0 | 0 | 0 | 0 | 0 | 0 | 0 | 0 | 0 | 0 | 0 | 0 | 0 | 0 | 0 | 0 | 0 | 0 | 0 | 0 | 0 | 0 | 0 | 0 | 0 | 0 | 0 | 0 | 0 | 0 | 0 | 0 | 0 | 0 | 0 | 0 | 0 | 0 | 0 | 0 | 0 | 0 | 0 | 0 | 0 | 0 | 0 | 0 | 0 | 0 | 0 | 0 | 0 | 0 | 0 | 0 | 0 | 0 | 0 | 0 | 0 | 0 | 0 | 0 | 0 | 0 | 0 | 0 | 0 | 0 | 0 | 0 | 0 | 0 | 0 | 0 | 0 | 0 | 0 | 0 | 0 | 0 | 0 | 0 | 0 | 0 | 0 | 0 | 0 | 0 | 0 | 0 | 0 | 0 | 0 | 0 | 0 | 0 | 0 | 0 | 0 | 0 | 0 | 0 | 0 | 0 | 0 | 0 | 0 | 0 | 0 | 0 | 0 | 0 | 0 | 0 | 0 | 0 | 0 | 0 | 0 | 0 | 0 | 0 | 0 | 0 | 0 | 0 | 0 | 0 | 0 | 0 | 0 | 0 | 0 | 0 | 0 | 0 | 0 | 0 | 0 | 0 | 0 | 0 | 0 | 0 | 0 | 0 | 0 | 0 | 0 | 0 | 0 | 0 | 0 | 0 | 0 | 0 | 0 | 0 | 0 | 0 | 0 | 0 | 0 | 0 | 0 | 0 | 0 | 0 | 0 | 0 | 0 | 0 | 0 | 0 | 0 | 0 | 0 | 0 | 0 | 0 | 0 | 0 | 0 | 0 | 0 | 0 | 0 | 0 | 0 | 0 | 0 | 0 | 0 | 0 | 0 | 0 | 0 | 0 | 0 | 0 | 0 | 0 | 0 | 0 | 0 | 0 | 0 | 0 | 0 | 0 | 0 | 0 | 0 | 0 | 0 | 0 | 0 | 0 | 0 | 0 | 0 | 0 | 0 | 0 | 0 | 0 | 0 | 0 | 0 | 0 | 0 | 0 | 0 | 0 | 0 | 0 | 0 | 0 | 0 | 0 | 0 | 0 | 0 | 0 | 0 | 0 | 0 | 0 | 0 | 0 | 0 | 0 | 0 | 0 | 0 | 0 | 0 | 0 | 0 | 0 | 0 | 0 | 0 | 0 | 0 | 0 | 0 | 0 | 0 | 0 | 0 | 0 | 0 | 0 | 0 | 0 | 0 | 0 | 0 | 0 | 0 | 0 | 0 | 0 | 0 | 0 | 0 | 0 | 0 | 0 | 0 | 0 | 0 | 0 | 0 | 0 | 0 | 0 | 0 | 0 | 0 | 0 | 0 | 0 | 0 | 0 | 0 | 0 | 0 | 0 | 0 | 0 | 0 | 0 | 0 | 0 | 0 | 0 | 0 | 0 | 0 | 0 | 0 | 0 | 0 | 0 | 0 | 0 | 0 | 0 | 0 | 0 | 0 | 0 | 0 | 0 | 0 | 0 | 0 | 0 | 0 | 0 | 0 | 0 | 0 | 0 | 0 | 0 | 0 | 0 | 0 | 0 | 0 | 0 | 0 | 0 | 0 | 0 | 0 | 0 | 0 | 0 | 0 | 0 | 0 | 0 | 0 | 0 | 0 | 0 | 0 | 0 | 0 | 0 | 0 | 0 | 0 | 0 | 0 | 0 | 0 | 0 | 0 | 0 | 0 | 0 | 0 | 0 | 0 | 0 | 0 | 0 | 0 | 0 | 0 | 0 | 0 | 0 | 0 | 0 | 0 | 0 | 0 | 0 | 0 | 0 | 0 | 0 | 0 | 0 | 0 | 0 | 0 | 0 | 0 | 0 | 0 | 0 | 0 | 0 | 0 | 0 | 0 | 0 | 0 | 0 | 0 | 0 | 0 | 0 | 0 | 0 | 0 | 0 | 0 | 0 | 0 | 0 | 0 | 0 | 0 | 0 | 0 | 0 | 0 | 0 | 0 | 0 | 0 | 0 | 0 | 0 | 0 | 0 | 0 | 0 | 0 | 0 | 0 | 0 | 0 | 0 | 0 | 0 | 0 | 0 | 0 | 0 | 0 | 0 | 0 | 0 | 0 | 0 | 0 | 0 | 0 | 0 | 0 | 0 | 0 | 0 | 0 | 0 | 0 | 0 | 0 | 0 | 0 | 0 | 0 | 0 | 0 | 0 | 0 | 0 | 0 | 0 | 0 | 0 | 0 | 0 | 0 | 0 | 0 | 0 | 0 | 0 | 0 | 0 | 0 | 0 | 0 | 0 | 0 | 0 | 0 | 0 | 0 | 0 | 0 | 0 | 0 | 0 | 0 | 0 | 0 | 0 | 0 | 0 | 0 | 0 | 0 | 0 | 0 | 0 | 0 | 0 | 0 | 0 | 0 | 0 | 0 | 0 | 0 | 0 | 0 | 0 | 0 | 0 | 0 | 0 | 0 | 0 | 0 | 0 | 0 | 0 | 0 | 0 | 0 | 0 | 0 | 0 | 0 | 0 | 0 | 0 | 0 | 0 | 0 | 0 | 0 | 0 | 0 | 0 | 0 | 0 | 0 | 0 | 0 | 0 | 0 | 0 | 0 | 0 | 0 | 0 | 0 | 0 | 0 | 0 | 0 | 0 | 0 | 0 | 0 | 0 | 0 | 0 | 0 | 0 | 0 | 0 | 0 | 0 | 0 | 0 | 0 | 0 | 0 | 0 | 0 | 0 | 0 | 0 | 0 | 0 | 0 | 0 | 0 | 0 | 0 | 0 | 0 | 0 | 0 | 0 | 0 | 0 | 0 | 0 | 0 | 0 | 0 | 0 | 0 | 0 | 0 | 0 | 0 | 0 | 0 | 0 | 0 | 0 | 0 | 0 | 0 | 0 | 0 | 0 | 0 | 0 | 0 | 0 | 0 | 0 | 0 | 0 | 0 | 0 | 0 | 0 | 0 | 0 | 0 | 0 | 0 | 0 | 0 | 0 | 0 | 0 | 0 | 0 | 0 | 0 | 0 | 0 | 0 | 0 | 0 | 0 | 0 | 0 | 0 | 0 | 0 | 0 | 0 | 0 | 0 | 0 | 0 | 0 | 0 | 0 | 0 | 0 | 0 | 0 | 0 | 0 | 0 | 0 | 0 | 0 | 0 | 0 | 0 | 0 | 0 | 0 | 0 | 0 | 0 | 0 | 0 | 0 | 0 | 0 | 0 | 0 | 0 | 0 | 0 | 0 | 0 | 0 | 0 | 0 | 0 | 0 | 0 | 0 | 0 | 0 | 0 | 0 | 0 | 0 | 0 | 0 | 0 | 0 | 0 | 0 | 0 | 0 | 0 | 0 | 0 | 0 | 0 | 0 | 0 | 0 | 0 | 0 | 0 | 0 | 0 | 0 | 0 | 0 | 0 | 0 | 0 | 0 | 0 | 0 | 0 | 0 | 0 | 0 | 0 | 0 | 0 | 0 | 0 | 0 | 0 | 0 | 0 | 0 | 0 | 0 | 0 | 0 | 0 | 0 | 0 | 0 | 0 | 0 | 0 | 0 | 0 | 0 | 0 | 0 | 0 | 0 | 0 | 0 | 0 | 0 | 0 | 0 | 0 | 0 | 0 | 0 | 0 | 0 | 0 | 0 | 0 | 0 | 0 | 0 | 0 | 0 | 0 | 0 | 0 | 0 | 0 | 0 | 0 | 0 | 0 | 0 | 0 | 0 | 0 | 0 | 0 | 0 | 0 | 0 | 0 | 0 | 0 | 0 | 0 | 0 | 0 | 0 | 0 | 0 | 0 | 0 | 0 | 0 | 0 | 0 | 0 | 0 | 0 | 0 | 0 | 0 | 0 | 0 | 0 | 0 | 0 | 0 | 0 | 0 | 0 | 0 | 0 | 0 | 0 | 0 | 0 | 0 | 0 | 0 | 0 | 0 | 0 | 0 | 0 | 0 | 0 | 0 | 0 | 0 | 0 | 0 | 0 | 0 | 0 | 0 | 0 | 0 | 0 | 0 | 0 | 0 | 0 | 0 | 0 | 0 | 0 | 0 | 0 | 0 | 0 | 0 | 0 | 0 | 0 | 0 | 0 | 0 | 0 | 0 | 0 | 0 | 0 | 0 | 0 | 0 | 0 | 0 | 0 | 0 | 0 | 0 | 0 | 0 | 0 | 0 | 0 | 0 | 0 | 0 | 0 | 0 | 0 | 0 | 0 | 0 | 0 | 0 | 0 | 0 | 0 | 0 | 0 | 0 | 0 | 0 | 0 | 0 | 0 | 0 | 0 | 0 | 0 | 0 | 0 | 0 | 0 | 0 | 0 | 0 | 0 | 0 | 0 | 0 | 0 | 0 | 0 | 0 | 0 | 0 | 0 | 0 | 0 | 0 | 0 | 0 | 0 | 0 | 0 | 0 | 0 | 0 | 0 | 0 | 0 | 0 | 0 | 0 | 0 | 0 | 0 | 0 | 0 | 0 | 0 | 0 | 0 | 0 | 0 | 0 | 0 | 0 | 0 | 0 | 0 | 0 | 0 | 0 | 0 | 0 | 0 | 0 | 0 | 0 | 0 | 0 | 0 | 0 | 0 | 0 | 0 | 0 | 0 | 0 | 0 | 0 | 0 | 0 | 0 | 0 | 0 | 0 | 0 | 0 | 0 | 0 | 0 | 0 | 0 | 0 | 0 | 0 | 0 | 0 | 0 | 0 | 0 | 0 | 0 | 0 | 0 | 0 | 0 | 0 | 0 | 0 | 0 | 0 | 0 | 0 | 0 | 0 | 0 | 0 | 0 | 0 | 0 | 0 | 0 | 0 | 0 | 0 | 0 | 0 | 0 | 0 | 0 | 0 | 0 | 0 | 0 | 0 | 0 | 0 | 0 | 0 | 0 | 0 | 0 | 0 | 0 | 0 | 0 | 0 | 0 | 0 | 0 | 0 | 0 | 0 | 0 | 0 | 0 | 0 | 0 | 0 | 0 | 0 | 0 | 0 | 0 | 0 | 0 | 0 | 0 | 0 | 0 | 0 | 0 | 0 | 0 | 0 | 0 | 0 | 0 | 0 | 0 | 0 | 0 | 0 | 0 | 0 | 0 | 0 | 0 | 0 | 0 | 0 | 0 | 0 | 0 | 0 | 0 | 0 | 0 | 0 | 0 | 0 | 0 | 0 | 0 | 0 | 0 | 0 | 0 | 0 | 0 | 0 | 0 | 0 | 0 | 0 | 0 | 0 | 0 | 0 | 0 | 0 | 0 | 0 | 0 | 0 | 0 | 0 | 0 | 0 | 0 | 0 | 0 | 0 | 0 | 0 | 0 | 0 | 0 | 0 | 0 | 0 | 0 | 0 | 0 | 0 | 0 | 0 | 0 | 0 | 0 | 0 | 0 | 0 | 0 | 0 | 0 | 0 | 0 | 0 | 0 | 0 | 0 | 0 | 0 | 0 | 0 | 0 | 0 | 0 | 0 | 0 | 0 | 0 | 0 | 0 | 0 | 0 | 0 | 0 | 0 | 0 | 0 | 0 | 0 | 0 | 0 | 0 | 0 | 0 | 0 | 0 | 0 | 0 | 0 | 0 | 0 | 0 | 0 | 0 | 0 | 0 | 0 | 0 | 0 | 0 | 0 | 0 | 0 | 0 | 0 | 0 | 0 | 0 | 0 | 0 | 0 | 0 | 0 | 0 | 0 | 0 | 0 | 0 | 0 | 0 | 0 | 0 | 0 | 0 | 0 | 0 | 0 | 0 | 0 | 0 | 0 | 0 | 0 | 0 | 0 | 0 | 0 | 0 | 0 | 0 | 0 | 0 | 0 | 0 | 0 | 0 | 0 | 0 | 0 | 0 | 0 | 0 | 0 | 0 | 0 | 0 | 0 | 0 | 0 | 0 | 0 | 0 | 0 | 0 | 0 | 0 | 0 | 0 | 0 | 0 | 0 | 0 | 0 | 0 | 0 | 0 | 0 | 0 | 0 | 0 | 0 | 0 | 0 | 0 | 0 | 0 | 0 | 0 | 0 | 0 | 0 | 0 | 0 | 0 | 0 | 0 | 0 | 0 | 0 | 0 | 0 | 0 | 0 | 0 | 0 | 0 | 0 | 0 | 0 | 0 | 0 | 0 | 0 | 0 | 0 | 0 | 0 | 0 | 0 | 0 | 0 | 0 | 0 | 0 | 0 | 0 | 0 | 0 | 0 | 0 | 0 | 0 | 0 | 0 | 0 | 0 | 0 | 0 | 0 | 0 | 0 | 0 | 0 | 0 | 0 | 0 | 0 | 0 | 0 | 0 | 0 | 0 | 0 | 0 | 0 | 0 | 0 | 0 | 0 | 0 | 0 | 0 | 0 | 0 | 0 | 0 | 0 | 0 | 0 | 0 | 0 | 0 | 0 | 0 | 0 | 0 | 0 | 0 | 0 | 0 | 0 | 0 | 0 | 0 | 0 | 0 | 0 | 0 | 0 | 0 | 0 | 0 | 0 | 0 | 0 | 0 | 0 | 0 | 0 | 0 | 0 | 0 | 0 | 0 | 0 | 0 | 0 | 0 | 0 | 0 | 0 | 0 | 0 | 0 | 0 | 0 | 0 | 0 | 0 | 0 | 0 | 0 | 0 | 0 | 0 | 0 | 0 | 0 | 0 | 0 | 0 | 0 | 0 | 0 | 0 | 0 | 0 | 0 | 0 | 0 | 0 | 0 | 0 | 0 | 0 | 0 | 0 | 0 | 0 | 0 | 0 | 0 | 0 | 0 | 0 | 0 | 0 | 0 | 0 | 0 | 0 | 0 | 0 | 0 | 0 | 0 | 0 | 0 | 0 | 0 | 0 | 0 | 0 | 0 | 0 | 0 | 0 | 0 | 0 | 0 | 0 | 0 | 0 | 0 | 0 | 0 | 0 | 0 | 0 | 0 | 0 | 0 | 0 | 0 | 0 | 0 | 0 | 0 | 0 | 0 | 0 | 0 | 0 | 0 | 0 | 0 | 0 | 0 | 0 | 0 | 0 | 0 | 0 | 0 | 0 | 0 | 0 | 0 | 0 | 0 | 0 | 0 | 0 | 0 | 0 | 0 | 0 | 0 | 0 | 0 | 0 | 0 | 0 | 0 | 0 | 0 | 0 | 0 | 0 | 0 | 0 | 0 | 0 | 0 | 0 | 0 | 0 | 0 | 0 | 0 | 0 | 0 | 0 | 0 | 0 | 0 | 0 | 0 | 0 | 0 | 0 | 0 | 0 | 0 | 0 | 0 | 0 | 0 | 0 | 0 | 0 | 0 | 0 | 0 | 0 | 0 | 0 | 0 | 0 | 0 | 0 | 0 | 0 | 0 | 0 | 0 | 0 | 0 | 0 | 0 | 0 | 0 | 0 | 0 | 0 | 0 | 0 | 0 | 0 | 0 | 0 | 0 | 0 | 0 | 0 | 0 | 0 | 0 | 0 | 0 | 0 | 0 | 0 | 0 | 0 | 0 | 0 | 0 | 0 | 0 | 0 | 0 | 0 | 0 | 0 | 0 | 0 | 0 | 0 | 0 | 0 | 0 | 0 | 0 | 0 | 0 | 0 | 0 | 0 | 0 | 0 | 0 | 0 | 0 | 0 | 0 | 0 | 0 | 0 | 0 | 0 | 0 | 0 | 0 | 0 | 0 | 0 | 0 | 0 | 0 | 0 | 0 | 0 | 0 | 0 | 0 | 0 | 0 | 0 | 0 | 0 | 0 | 0 | 0 | 0 | 0 | 0 | 0 | 0 | 0 | 0 | 0 | 0 | 0 | 0 | 0 | 0 | 0 | 0 | 0 | 0 | 0 | 0 | 0 | 0 | 0 | 0 | 0 | 0 | 0 | 0 | 0 | 0 | 0 | 0 | 0 | 0 | 0 | 0 | 0 | 0 | 0 | 0 | 0 | 0 | 0 | 0 | 0 | 0 | 0 | 0 | 0 | 0 | 0 | 0 | 0 | 0 | 0 | 0 | 0 | 0 | 0 | 0 | 0 | 0 | 0 | 0 | 0 | 0 | 0 | 0 | 0 | 0 | 0 | 0 | 0 | 0 | 0 | 0 | 0 | 0 | 0 | 0 | 0 | 0 | 0 | 0 | 0 | 0 | 0 | 0 | 0 | 0 | 0 | 0 | 0 | 0 | 0 | 0 | 0 | 0 | 0 | 0 | 0 | 0 | 0 | 0 | 0 | 0 | 0 | 0 | 0 | 0 | 0 | 0 | 0 | 0 | 0 | 0 | 0 | 0 | 0 | 0 | 0 | 0 | 0 | 0 | 0 | 0 | 0 | 0 | 0 | 0 | 0 | 0 | 0 | 0 | 0 | 0 | 0 | 0 | 0 | 0 | 0 | 0 | 0 | 0 | 0 | 0 | 0 | 0 | 0 | 0 | 0 | 0 | 0 | 0 | 0 | 0 | 0 | 0 | 0 | 0 | 0 | 0 | 0 | 0 | 0 | 0 | 0 | 0 | 0 | 0 | 0 | 0 | 0 | 0 | 0 | 0 | 0 | 0 | 0 | 0 | 0 | 0 | 0 | 0 | 0 | 0 | 0 | 0 | 0 | 0 | 0 | 0 | 0 | 0 | 0 | 0 | 0 | 0 | 0 | 0 | 0 | 0 | 0 | 0 | 0 | 0 | 0 | 0 | 0 | 0 | 0 | 0 | 0 | 0 | 0 | 0 | 0 | 0 | 0 | 0 | 0 | 0 | 0 | 0 | 0 | 0 | 0 | 0 | 0 | 0 | 0 | 0 | 0 | 0 | 0 | 0 | 0 | 0 | 0 | 0 | 0 | 0 | 0 | 0 | 0 | 0 | 0 | 0 | 0 | 0 | 0 | 0 | 0 | 0 | 0 | 0 | 0 | 0 | 0 | 0 | 0 | 0 | 0 | 0 | 0 | 0 | 0 | 0 | 0 | 0 | 0 | 0 | 0 | 0 | 0 | 0 | 0 | 0 | 0 | 0 | 0 | 0 | 0 | 0 | 0 | 0 | 0 | 0 | 0 | 0 | 0 | 0 | 0 | 0 | 0 | 0 | 0 | 0 | 0 | 0 | 0 | 0 | 0 | 0 | 0 | 0 | 0 | 0 | 0 | 0 | 0 | 0 | 0 | 0 | 0 | 0 | 0 | 0 | 0 | 0 | 0 | 0 | 0 | 0 | 0 | 0 | 0 | 0 | 0 | 0 | 0 | 0 | 0 | 0 | 0 | 0 | 0 | 0 | 0 | 0 | 0 | 0 | 0 | 0 | 0 | 0 | 0 | 0 | 0 | 0 | 0 | 0 | 0 | 0 | 0 | 0 | 0 | 0 | 0 | 0 | 0 | 0 | 0 | 0 | 0 | 0 | 0 | 0 | 0 | 0 | 0 | 0 | 0 | 0 | 0 | 0 | 0 | 0 | 0 | 0 | 0 | 0 | 0 | 0 | 0 | 0 | 0 | 0 | 0 | 0 | 0 | 0 | 0 | 0 | 0 | 0 | 0 | 0 | 0 | 0 | 0 | 0 | 0 | 0 | 0 | 0 | 0 | 0 | 0 | 0 | 0 | 0 | 0 | 0 | 0 | 0 | 0 | 0 | 0 | 0 | 0 | 0 | 0 | 0 | 0 | 0 | 0 | 0 | 0 | 0 | 0 | 0 | 0 | 0 | 0 | 0 | 0 | 0 | 0 | 0 | 0 | 0 | 0 | 0 | 0 | 0 | 0 | 0 | 0 | 0 | 0 | 0 | 0 | 0 | 0 | 0 | 0 | 0 | 0 | 0 | 0 | 0 | 0 | 0 | 0 | 0 | 0 | 0 | 0 | 0 | 0 | 0 | 0 | 0 | 0 | 0 | 0 | 0 | 0 | 0 | 0 | 0 | 0 | 0 | 0 | 0 | 0 | 0 | 0 | 0 | 0 | 0 | 0 | 0 | 0 | 0 | 0 | 0 | 0 | 0 | 0 | 0 | 0 | 0 | 0 | 0 | 0 | 0 | 0 | 0 | 0 | 0 | 0 | 0 | 0 | 0 | 0 | 0 | 0 | 0 | 0 | 0 | 0 | 0 | 0 | 0 | 0 | 0 | 0 | 0 | 0 | 0 | 0 | 0 | 0 | 0 | 0 | 0 | 0 | 0 | 0 | 0 | 0 | 0 | 0 | 0 | 0 | 0 | 0 | 0 | 0 | 0 | 0 | 0 | 0 | 0 | 0 | 0 | 0 | 0 | 0 | 0 | 0 | 0 | 0 | 0 | 0 | 0 | 0 | 0 | 0 | 0 | 0 | 0 | 0 | 0 | 0 | 0 | 0 | 0 | 0 | 0 | 0 | 0 | 0 | 0 | 0 | 0 | 0 | 0 | 0 | 0 | 0 | 0 | 0 | 0 | 0 | 0 | 0 | 0 | 0 | 0 | 0 | 0 | 0 | 0 | 0 | 0 | 0 | 0 | 0 | 0 | 0 | 0 | 0 | 0 | 0 | 0 | 0 | 0 | 0 | 0 | 0 | 0 | 0 | 0 | 0 | 0 | 0 | 0 | 0 | 0 | 0 | 0 | 0 | 0 | 0 | 0 | 0 | 0 | 0 | 0 | 0 | 0 | 0 | 0 | 0 | 0 | 0 | 0 | 0 | 0 | 0 | 0 | 0 | 0 | 0 | 0 | 0 | 0 | 0 | 0 | 0 | 0 | 0 | 0 | 0 | 0 | 0 | 0 | 0 | 0 | 0 | 0 | 0 | 0 | 0 | 0 | 0 | 0 | 0 | 0 | 0 | 0 | 0 | 0 | 0 | 0 | 0 | 0 | 0 | 0 | 0 | 0 | 0 | 0 | 0 | 0 | 0 | 0 | 0 | 0 | 0 | 0 | 0 | 0 | 0 | 0 | 0 | 0 | 0 | 0 | 0 | 0 | 0 | 0 | 0 | 0 | 0 | 0 | 0 | 0 | 0 | 0 | 0 | 0 | 0 | 0 | 0 | 0 | 0 | 0 | 0 | 0 | 0 | 0 | 0 | 0 | 0 | 0 | 0 | 0 | 0 | 0 | 0 | 0 | 0 | 0 | 0 | 0 | 0 | 0 | 0 | 0 | 0 | 0 | 0 | 0 | 0 | 0 | 0 | 0 | 0 | 0 | 0 | 0 | 0 | 0 | 0 | 0 | 0 | 0 | 0 | 0 | 0 | 0 | 0 | 0 | 0 | 0 | 0 | 0 | 0 | 0 | 0 | 0 | 0 | 0 | 0 | 0 | 0 | 0 | 0 | 0 | 0 | 0 | 0 | 0 | 0 | 0 | 0 | 0 | 0 | 0 | 0 | 0 | 0 | 0 | 0 | 0 | 0 | 0 | 0 | 0 | 0 | 0 | 0 | 0 | 0 | 0 | 0 | 0 | 0 | 0 | 0 | 0 | 0 | 0 | 0 | 0 | 0 | 0 | 0 | 0 | 0 | 0 | 0 | 0 | 0 | 0 | 0 | 0 | 0 | 0 | 0 | 0 | 0 | 0 | 0 | 0 | 0 | 0 | 0 | 0 | 0 | 0 | 0 | 0 | 0 | 0 | 0 | 0 | 0 | 0 | 0 | 0 | 0 | 0 | 0 | 0 | 0 | 0 | 0 | 0 | 0 | 0 | 0 | 0 | 0 | 0 | 0 | 0 | 0 | 0 | 0 | 0 | 0 | 0 | 0 | 0 | 0 | 0 | 0 | 0 | 0 | 0 | 0 | 0 | 0 | 0 | 0 | 0 | 0 | 0 | 0 | 0 | 0 | 0 | 0 | 0 | 0 | 0 | 0 | 0 | 0 | 0 | 0 | 0 | 0 | 0 | 0 | 0 | 0 | 0 | 0 | 0 | 0 | 0 | 0 | 0 | 0 | 0 | 0 | 0 | 0 | 0 | 0 | 0 | 0 | 0 | 0 | 0 | 0 | 0 | 0 | 0 | 0 | 0 | 0 | 0 | 0 | 0 | 0 | 0 | 0 | 0 | 0 | 0 | 0 | 0 | 0 | 0 | 0 | 0 | 0 | 0 | 0 | 0 | 0 | 0 | 0 | 0 | 0 | 0 | 0 | 0 | 0 | 0 | 0 | 0 | 0 | 0 | 0 | 0 | 0 | 0 | 0 | 0 | 0 | 0 | 0 | 0 | 0 | 0 | 0 | 0 | 0 | 0 | 0 | 0 | 0 | 0 | 0 | 0 | 0 | 0 | 0 | 0 | 0 | 0 | 0 | 0 | 0 | 0 | 0 | 0 | 0 | 0 | 0 | 0 | 0 | 0 | 0 | 0 | 0 | 0 | 0 | 0 | 0 | 0 | 0 | 0 | 0 | 0 | 0 | 0 | 0 | 0 | 0 | 0 | 0 | 0 | 0 | 0 | 0 | 0 | 0 | 0 | 0 | 0 | 0 | 0 | 0 | 0 | 0 | 0 | 0 | 0 | 0 | 0 | 0 | 0 | 0 | 0 | 0 | 0 | 0 | 0 | 0 | 0 | 0 | 0 | 0 | 0 | 0 | 0 | 0 | 0 | 0 | 0 | 0 | 0 | 0 | 0 | 0 | 0 | 0 | 0 | 0 | 0 | 0 | 0 | 0 | 0 | 0 | 0 | 0 | 0 | 0 | 0 | 0 | 0 | 0 | 0 | 0 | 0 | 0 | 0 | 0 | 0 | 0 | 0 | 0 | 0 | 0 | 0 | 0 | 0 | 0 | 0 | 0 | 0 | 0 | 0 | 0 | 0 | 0 | 0 | 0 | 0 | 0 | 0 | 0 | 0 | 0 | 0 | 0 | 0 | 0 | 0 | 0 | 0 | 0 | 0 | 0 | 0 | 0 | 0 | 0 | 0 | 0 | 0 | 0 | 0 | 0 | 0 | 0 | 0 | 0 | 0 | 0 | 0 | 0 | 0 | 0 | 0 | 0 | 0 | 0 | 0 | 0 | 0 | 0 | 0 | 0 | 0 | 0 | 0 | 0 | 0 | 0 | 0 | 0 | 0 | 0 | 0 | 0 | 0 | 0 | 0 | 0 | 0 | 0 | 0 | 0 | 0 | 0 | 0 | 0 | 0 | 0 | 0 | 0 | 0 | 0 | 0 | 0 | 0 | 0 | 0 | 0 | 0 | 0 | 0 | 0 | 0 | 0 | 0 | 0 | 0 | 0 | 0 | 0 | 0 | 0 | 0 | 0 | 0 | 0 | 0 | 0 | 0 | 0 | 0 | 0 | 0 | 0 | 0 | 0 | 0 | 0 | 0 | 0 | 0 | 0 | 0 | 0 | 0 | 0 | 0 | 0 | 0 | 0 | 0 | 0 | 0 | 0 | 0 | 0 | 0 | 0 | 0 | 0 | 0 | 0 | 0 | 0 | 0 | 0 | 0 | 0 | 0 | 0 | 0 | 0 | 0 | 0 | 0 | 0 | 0 | 0 | 0 | 0 | 0 | 0 | 0 | 0 | 0 | 0 | 0 | 0 | 0 | 0 | 0 | 0 | 0 | 0 | 0 | 0 | 0 | 0 | 0 | 0 | 0 | 0 | 0 | 0 | 0 | 0 | 0 | 0 | 0 | 0 | 0 | 0 | 0 | 0 | 0 | 0 | 0 | 0 | 0 | 0 | 0 | 0 | 0 | 0 | 0 | 0 | 0 | 0 | 0 | 0 | 0 | 0 | 0 | 0 | 0 | 0 | 0 | 0 | 0 | 0 | 0 | 0 | 0 | 0 | 0 | 0 | 0 | 0 | 0 | 0 | 0 | 0 | 0 | 0 | 0 | 0 | 0 | 0 | 0 | 0 | 0 | 0 | 0 | 0 | 0 | 0 | 0 | 0 | 0 | 0 | 0 | 0 | 0 | 0 | 0 | 0 | 0 | 0 | 0 | 0 | 0 | 0 | 0 | 0 | 0 | 0 | 0 | 0 | 0 | 0 | 0 | 0 | 0 | 0 | 0 | 0 | 0 | 0 | 0 | 0 | 0 | 0 | 0 | 0 | 0 | 0 | 0 | 0 | 0 | 0 | 0 | 0 | 0 | 0 | 0 | 0 | 0 | 0 | 0 | 0 | 0 | 0 | 0 | 0 | 0 | 0 | 0 | 0 | 0 | 0 | 0 | 0 | 0 | 0 | 0 | 0 | 0 | 0 | 0 | 0 | 0 | 0 | 0 | 0 | 0 | 0 | 0 | 0 | 0 | 0 | 0 | 0 | 0 | 0 | 0 | 0 | 0 | 0 | 0 | 0 | 0 | 0 | 0 | 0 | 0 | 0 | 0 | 0 | 0 | 0 | 0 | 0 | 0 | 0 | 0 | 0 | 0 | 0 | 0 | 0 | 0 | 0 | 0 | 0 | 0 | 0 | 0 | 0 | 0 | 0 | 0 | 0 | 0 | 0 | 0 | 0 | 0 | 0 | 0 | 0 | 0 | 0 | 0 | 0 | 0 | 0 | 0 | 0 | 0 | 0 | 0 | 0 | 0 | 0 | 0 | 0 | 0 | 0 | 0 | 0 | 0 | 0 | 0 | 0 | 0 | 0 | 0 | 0 | 0 | 0 | 0 | 0 | 0 | 0 | 0 | 0 | 0 | 0 | 0 | 0 | 0 | 0 | 0 | 0 | 0 | 0 | 0 | 0 | 0 | 0 | 0 | 0 | 0 | 0 | 0 | 0 | 0 | 0 | 0 | 0 | 0 | 0 | 0 | 0 | 0 | 0 | 0 | 0 | 0 | 0 | 0 | 0 | 0 | 0 | 0 | 0 | 0 | 0 | 0 | 0 | 0 | 0 | 0 | 0 | 0 | 0 | 0 | 0 | 0 | 0 | 0 | 0 | 0 | 0 | 0 | 0 | 0 | 0 | 0 | 0 | 0 | 0 | 0 | 0 | 0 | 0 | 0 | 0 | 0 | 0 | 0 | 0 | 0 | 0 | 0 | 0 | 0 | 0 | 0 | 0 | 0 | 0 | 0 | 0 | 0 | 0 | 0 | 0 | 0 | 0 | 0 | 0 | 0 | 0 | 0 | 0 | 0 | 0 | 0 | 0 | 0 | 0 | 0 | 0 | 0 | 0 | 0 | 0 | 0 | 0 | 0 | 0 | 0 | 0 | 0 | 0 | 0 | 0 | 0 | 0 | 0 | 0 | 0 | 0 | 0 | 0 | 0 | 0 | 0 | 0 | 0 | 0 | 0 | 0 | 0 | 0 | 0 | 0 | 0 | 0 | 0 | 0 | 0 | 0 | 0 | 0 | 0 | 0 | 0 | 0 | 0 | 0 | 0 | 0 | 0 | 0 | 0 | 0 | 0 | 0 | 0 | 0 | 0 | 0 | 0 | 0 | 0 | 0 | 0 | 0 | 0 | 0 | 0 | 0 | 0 | 0 | 0 | 0 | 0 | 0 | 0 | 0 | 0 | 0 | 0 | 0 | 0 | 0 | 0 | 0 | 0 | 0 | 0 | 0 | 0 | 0 | 0 | 0 | 0 | 0 | 0 | 0 | 0 | 0 | 0 | 0 | 0 | 0 | 0 | 0 | 0 | 0 | 0 | 0 | 0 | 0 | 0 | 0 | 0 | 0 | 0 | 0 | 0 | 0 | 0 | 0 | 0 | 0 | 0 | 0 | 0 | 0 | 0 | 0 | 0 | 0 | 0 | 0 | 0 | 0 | 0 | 0 | 0 | 0 | 0 | 0 | 0 | 0 | 0 | 0 | 0 | 0 | 0 | 0 | 0 | 0 | 0 | 0 | 0 | 0 | 0 | 0 | 0 | 0 | 0 | 0 | 0 | 0 | 0 | 0 | 0 | 0 | 0 | 0 | 0 | 0 | 0 | 0 | 0 | 0 | 0 | 0 | 0 | 0 | 0 | 0 | 0 | 0 | 0 | 0 | 0 | 0 | 0 | 0 | 0 | 0 | 0 | 0 | 0 | 0 | 0 | 0 | 0 | 0 | 0 | 0 | 0 | 0 | 0 | 0 | 0 | 0 | 0 | 0 | 0 | 0 | 0 | 0 | 0 | 0 | 0 | 0 | 0 | 0 | 0 | 0 | 0 | 0 | 0 | 0 | 0 | 0 | 0 | 0 | 0 | 0 | 0 | 0 | 0 | 0 | 0 | 0 | 0 | 0 | 0 | 0 | 0 | 0 | 0 | 0 | 0 | 0 | 0 | 0 | 0 | 0 | 0 | 0 | 0 | 0 | 0 | 0 | 0 | 0 | 0 | 0 | 0 | 0 | 0 | 0 | 0 | 0 | 0 | 0 | 0 | 0 | 0 | 0 | 0 | 0 | 0 | 0 | 0 | 0 | 0 | 0 | 0 | 0 | 0 | 0 | 0 | 0 | 0 | 0 | 0 | 0 | 0 | 0 | 0 | 0 | 0 | 0 | 0 | 0 | 0 | 0 | 0 | 0 | 0 | 0 | 0 | 0 | 0 | 0 | 0 | 0 | 0 | 0 | 0 | 0 | 0 | 0 | 0 | 0 | 0 | 0 | 0 | 0 | 0 | 0 | 0 | 0 | 0 | 0 | 0 | 0 | 0 | 0 | 0 | 0 | 0 | 0 | 0 | 0 | 0 | 0 | 0 | 0 | 0 | 0 | 0 | 0 | 0 | 0 | 0 | 0 | 0 | 0 | 0 | 0 | 0 | 0 | 0 | 0 | 0 | 0 | 0 | 0 | 0 | 0 | 0 | 0 | 0 | 0 | 0 | 0 | 0 | 0 | 0 | 0 | 0 | 0 | 0 | 0 | 0 | 0 | 0 | 0 | 0 | 0 | 0 | 0 | 0 | 0 | 0 | 0 | 0 | 0 | 0 | 0 | 0 | 0 | 0 | 0 | 0 | 0 | 0 | 0 | 0 | 0 | 0 | 0 | 0 | 0 | 0 | 0 | 0 | 0 | 0 | 0 | 0 | 0 | 0 | 0 | 0 | 0 | 0 | 0 | 0 | 0 | 0 | 0 | 0 | 0 | 0 | 0 | 0 | 0 | 0 | 0 | 0 | 0 | 0 | 0 | 0 | 0 | 0 | 0 | 0 | 0 | 0 | 0 | 0 | 0 | 0 | 0 | 0 | 0 | 0 | 0 | 0 | 0 | 0 | 0 | 0 | 0 | 0 | 0 | 0 | 0 | 0 | 0 | 0 | 0 | 0 | 0 | 0 | 0 | 0 | 0 | 0 | 0 | 0 | 0 | 0 | 0 | 0 | 0 | 0 | 0 | 0 | 0 | 0 | 0 | 0 | 0 | 0 | 0 | 0 | 0 | 0 | 0 | 0 | 0 | 0 | 0 | 0 | 0 | 0 | 0 | 0 | 0 | 0 | 0 | 0 | 0 | 0 | 0 | 0 | 0 | 0 | 0 | 0 | 0 | 0 | 0 | 0 | 0 | 0 | 0 | 0 | 0 | 0 | 0 | 0 | 0 | 0 | 0 | 0 | 0 | 0 | 0 | 0 | 0 | 0 | 0 | 0 | 0 | 0 | 0 | 0 | 0 | 0 | 0 | 0 | 0 | 0 | 0 | 0 | 0 | 0 | 0 | 0 | 0 | 0 | 0 | 0 | 0 | 0 | 0 | 0 | 0 | 0 | 0 | 0 | 0 | 0 | 0 | 0 | 0 | 0 | 0 | 0 | 0 | 0 | 0 | 0 | 0 | 0 | 0 | 0 | 0 | 0 | 0 | 0 | 0 | 0 | 0 | 0 | 0 | 0 | 0 | 0 | 0 | 0 | 0 | 0 | 0 | 0 | 0 | 0 | 0 | 0 | 0 | 0 | 0 | 0 | 0 | 0 | 0 | 0 | 0 | 0 | 0 | 0 | 0 | 0 | 0 | 0 | 0 | 0 | 0 | 0 | 0 | 0 | 0 | 0 | 0 | 0 | 0 | 0 | 0 | 0 | 0 | 0 | 0 | 0 | 0 | 0 | 0 | 0 | 0 | 0 | 0 | 0 | 0 | 0 | 0 | 0 | 0 | 0 | 0 | 0 | 0 | 0 | 0 | 0 | 0 | 0 | 0 | 0 | 0 | 0 | 0 | 0 | 0 | 0 | 0 | 0 | 0 | 0 | 0 | 0 | 0 | 0 | 0 | 0 | 0 | 0 | 0 | 0 | 0 | 0 | 0 | 0 | 0 | 0 | 0 | 0 | 0 | 0 | 0 | 0 | 0 | 0 | 0 | 0 | 0 | 0 | 0 | 0 | 0 | 0 | 0 | 0 | 0 | 0 | 0 | 0 | 0 | 0 | 0 | 0 | 0 | 0 | 0 | 0 | 0 | 0 | 0 | 0 | 0 | 0 | 0 | 0 | 0 | 0 | 0 | 0 | 0 | 0 | 0 | 0 | 0 | 0 | 0 | 0 | 0 | 0 | 0 | 0 | 0 | 0 | 0 | 0 | 0 | 0 | 0 | 0 | 0 | 0 | 0 | 0 | 0 | 0 | 0 | 0 | 0 | 0 | 0 | 0 | 0 | 0 | 0 | 0 | 0 | 0 | 0 | 0 | 0 | 0 | 0 | 0 | 0 | 0 | 0 | 0 | 0 | 0 | 0 | 0 | 0 | 0 | 0 | 0 | 0 | 0 | 0 | 0 | 0 | 0 | 0 | 0 | 0 | 0 | 0 | 0 | 0 | 0 | 0 | 0 | 0 | 0 | 0 | 0 | 0 | 0 | 0 | 0 | 0 | 0 | 0 | 0 | 0 | 0 | 0 | 0 | 0 | 0 | 0 | 0 | 0 | 0 | 0 | 0 | 0 | 0 | 0 | 0 | 0 | 0 | 0 | 0 | 0 | 0 | 0 | 0 | 0 | 0 | 0 | 0 | 0 | 0 | 0 | 0 | 0 | 0 | 0 | 0 | 0 | 0 | 0 | 0 | 0 | 0 | 0 | 0 | 0 | 0 | 0 | 0 | 0 | 0 | 0 | 0 | 0 | 0 | 0 | 0 | 0 | 0 | 0 | 0 | 0 | 0 | 0 | 0 | 0 | 0 | 0 | 0 | 0 | 0 | 0 | 0 | 0 | 0 | 0 | 0 | 0 | 0 | 0 | 0 | 0 | 0 | 0 | 0 | 0 | 0 | 0 | 0 | 0 | 0 | 0 | 0 | 0 | 0 | 0 | 0 | 0 | 0 | 0 | 0 | 0 | 0 | 0 | 0 | 0 | 0 | 0 | 0 | 0 | 0 | 0 | 0 | 0 | 0 | 0 | 0 | 0 | 0 | 0 | 0 | 0 | 0 | 0 | 0 | 0 | 0 | 0 | 0 | 0 | 0 | 0 | 0 | 0 | 0 | 0 | 0 | 0 | 0 | 0 | 0 | 0 | 0 | 0 | 0 | 0 | 0 | 0 | 0 | 0 | 0 | 0 | 0 | 0 | 0 | 0 | 0 | 0 | 0 | 0 | 0 | 0 | 0 | 0 | 0 | 0 | 0 | 0 | 0 | 0 | 0 | 0 | 0 | 0 | 0 | 0 | 0 | 0 | 0 | 0 | 0 | 0 | 0 | 0 | 0 | 0 | 0 | 0 | 0 | 0 | 0 | 0 | 0 | 0 | 0 | 0 | 0 | 0 | 0 | 0 | 0 | 0 | 0 | 0 | 0 | 0 | 0 | 0 | 0 | 0 | 0 | 0 | 0 | 0 | 0 | 0 | 0 | 0 | 0 | 0 | 0 | 0 | 0 | 0 | 0 | 0 | 0 | 0 | 0 | 0 | 0 | 0 | 0 | 0 | 0 | 0 | 0 | 0 | 0 | 0 | 0 | 0 | 0 | 0 | 0 | 0 | 0 | 0 | 0 | 0 | 0 | 0 | 0 | 0 | 0 | 0 | 0 | 0 | 0 | 0 | 0 | 0 | 0 | 0 | 0 | 0 | 0 | 0 | 0 | 0 | 0 | 0 | 0 | 0 | 0 | 0 | 0 | 0 | 0 | 0 | 0 | 0 | 0 | 0 | 0 | 0 | 0 | 0 | 0 | 0 | 0 | 0 | 0 | 0 | 0 | 0 | 0 | 0 | 0 | 0 | 0 | 0 | 0 | 0 | 0 | 0 | 0 | 0 | 0 | 0 | 0 | 0 | 0 | 0 | 0 | 0 | 0 | 0 | 0 | 0 | 0 | 0 | 0 | 0 | 0 | 0 | 0 | 0 | 0 | 0 | 0 | 0 | 0 | 0 | 0 | 0 | 0 | 0 | 0 | 0 | 0 | 0 | 0 | 0 | 0 | 0 | 0 | 0 | 0 | 0 | 0 | 0 | 0 | 0 | 0 | 0 | 0 | 0 | 0 | 0 | 0 | 0 | 0 | 0 | 0 | 0 | 0 | 0 | 0 | 0 | 0 | 0 | 0 | 0 | 0 | 0 | 0 | 0 | 0 | 0 | 0 | 0 | 0 | 0 | 0 | 0 | 0 | 0 | 0 | 0 | 0 | 0 | 0 | 0 | 0 | 0 | 0 | 0 | 0 | 0 | 0 | 0 | 0 | 0 | 0 | 0 | 0 | 0 | 0 | 0 | 0 | 0 | 0 | 0 | 0 | 0 | 0 | 0 | 0 | 0 | 0 | 0 | 0 | 0 | 0 | 0 | 0 | 0 | 0 | 0 | 0 | 0 | 0 | 0 | 0 | 0 | 0 | 0 | 0 | 0 | 0 | 0 | 0 | 0 | 0 | 0 | 0 | 0 | 0 | 0 | 0 | 0 | 0 | 0 | 0 | 0 | 0 | 0 | 0 | 0 | 0 | 0 | 0 | 0 | 0 | 0 | 0 | 0 | 0 | 0 | 0 | 0 | 0 | 0 | 0 | 0 | 0 | 0 | 0 | 0 | 0 | 0 | 0 | 0 | 0 | 0 | 0 | 0 | 0 | 0 | 0 | 0 | 0 | 0 | 0 | 0 | 0 | 0 | 0 | 0 | 0 | 0 | 0 | 0 | 0 | 0 | 0 | 0 | 0 | 0 | 0 | 0 | 0 | 0 | 0 | 0 | 0 | 0 | 0 | 0 | 0 | 0 | 0 | 0 | 0 | 0 | 0 | 0 | 0 | 0 | 0 | 0 | 0 | 0 | 0 | 0 | 0 | 0 | 0 | 0 | 0 | 0 | 0 | 0 | 0 | 0 | 0 | 0 | 0 | 0 | 0 | 0 | 0 | 0 | 0 | 0 | 0 | 0 | 0 | 0 | 0 | 0 | 0 | 0 | 0 | 0 | 0 | 0 | 0 | 0 | 0 | 0 | 0 | 0 | 0 | 0 | 0 | 0 | 0 | 0 | 0 | 0 | 0 | 0 | 0 | 0 | 0 | 0 | 0 | 0 | 0 | 0 | 0 | 0 | 0 | 0 | 0 | 0 | 0 | 0 | 0 | 0 | 0 | 0 | 0 | 0 | 0 | 0 | 0 | 0 | 0 | 0 | 0 | 0 | 0 | 0 | 0 | 0 | 0 | 0 | 0 | 0 | 0 | 0 | 0 | 0 | 0 | 0 | 0 | 0 | 0 | 0 | 0 | 0 | 0 | 0 | 0 | 0 | 0 | 0 | 0 | 0 | 0 | 0 | 0 | 0 | 0 | 0 | 0 | 0 | 0 | 0 | 0 | 0 | 0 | 0 | 0 | 0 | 0 | 0 | 0 | 0 | 0 | 0 | 0 | 0 | 0 | 0 | 0 | 0 | 0 | 0 | 0 | 0 | 0 | 0 | 0 | 0 | 0 | 0 | 0 | 0 | 0 | 0 | 0 | 0 | 0 | 0 | 0 | 0 | 0 | 0 | 0 | 0 | 0 | 0 | 0 | 0 | 0 | 0 | 0 | 0 | 0 | 0 | 0 | 0 | 0 | 0 | 0 | 0 | 0 | 0 | 0 | 0 | 0 | 0 | 0 | 0 | 0 | 0 | 0 | 0 | 0 | 0 | 0 | 0 | 0 | 0 | 0 | 0 | 0 | 0 | 0 | 0 | 0 | 0 | 0 | 0 | 0 | 0 | 0 | 0 | 0 | 0 | 0 | 0 | 0 | 0 | 0 | 0 | 0 | 0 | 0 | 0 | 0 | 0 | 0 | 0 | 0 | 0 | 0 | 0 | 0 | 0 | 0 | 0 | 0 | 0 | 0 | 0 | 0 | 0 | 0 | 0 | 0 | 0 | 0 | 0 | 0 | 0 | 0 | 0 | 0 | 0 | 0 | 0 | 0 | 0 | 0 | 0 | 0 | 0 | 0 | 0 | 0 | 0 | 0 | 0 | 0 | 0 | 0 | 0 | 0 | 0 | 0 | 0 | 0 | 0 | 0 | 0 | 0 | 0 | 0 | 0 | 0 | 0 | 0 | 0 | 0 | 0 | 0 | 0 | 0 | 0 | 0 | 0 | 0 | 0 | 0 | 0 | 0 | 0 | 0 | 0 | 0 | 0 | 0 | 0 | 0 | 0 | 0 | 0 | 0 | 0 | 0 | 0 | 0 | 0 | 0 | 0 | 0 | 0 | 0 | 0 | 0 | 0 | 0 | 0 | 0 | 0 | 0 | 0 | 0 | 0 | 0 | 0 | 0 | 0 | 0 | 0 | 0 | 0 | 0 | 0 | 0 | 0 | 0 | 0 | 0 | 0 | 0 | 0 | 0 | 0 | 0 | 0 | 0 | 0 | 0 | 0 | 0 | 0 | 0 | 0 | 0 | 0 | 0 | 0 | 0 | 0 | 0 | 0 | 0 | 0 | 0 | 0 | 0 | 0 | 0 | 0 | 0 | 0 | 0 | 0 | 0 | 0 | 0 | 0 | 0 | 0 | 0 | 0 | 0 | 0 | 0 | 0 | 0 | 0 | 0 | 0 | 0 | 0 | 0 | 0 | 0 | 0 | 0 | 0 | 0 | 0 | 0 | 0 | 0 | 0 | 0 | 0 | 0 | 0 | 0 | 0 | 0 | 0 | 0 | 0 | 0 | 0 | 0 | 0 | 0 | 0 | 0 | 0 | 0 | 0 | 0 | 0 | 0 | 0 | 0 | 0 | 0 | 0 | 0 | 0 | 0 | 0 | 0 | 0 | 0 | 0 | 0 | 0 | 0 | 0 | 0 | 0 | 0 | 0 | 0 | 0 | 0 | 0 | 0 | 0 | 0 | 0 | 0 | 0 | 0 | 0 | 0 | 0 | 0 | 0 | 0 | 0 | 0 | 0 | 0 | 0 | 0 | 0 | 0 | 0 | 0 | 0 | 0 | 0 | 0 | 0 | 0 | 0 | 0 | 0 | 0 | 0 | 0 | 0 | 0 | 0 | 0 | 0 | 0 | 0 | 0 | 0 | 0 | 0 | 0 | 0 | 0 | 0 | 0 | 0 | 0 | 0 | 0 | 0 | 0 | 0 | 0 | 0 | 0 | 0 | 0 | 0 | 0 | 0 | 0 | 0 | 0 | 0 | 0 | 0 | 0 | 0 | 0 | 0 | 0 | 0 | 0 | 0 | 0 | 0 | 0 | 0 | 0 | 0 | 0 | 0 | 0 | 0 | 0 | 0 | 0 | 0 | 0 | 0 | 0 | 0 | 0 | 0 | 0 | 0 | 0 | 0 | 0 | 0 | 0 | 0 | 0 | 0 | 0 | 0 | 0 | 0 | 0 | 0 | 0 | 0 | 0 | 0 | 0 | 0 | 0 | 0 | 0 | 0 | 0 | 0 | 0 | 0 | 0 | 0 | 0 | 0 | 0 | 0 | 0 | 0 | 0 | 0 | 0 | 0 | 0 | 0 | 0 | 0 | 0 | 0 | 0 | 0 | 0 | 0 | 0 | 0 | 0 | 0 | 0 | 0 | 0 | 0 | 0 | 0 | 0 | 0 | 0 | 0 | 0 | 0 | 0 | 0 | 0 | 0 | 0 | 0 | 0 | 0 | 0 | 0 | 0 | 0 | 0 | 0 | 0 | 0 | 0 | 0 | 0 | 0 | 0 | 0 | 0 | 0 | 0 | 0 | 0 | 0 | 0 | 0 | 0 | 0 | 0 | 0 | 0 | 0 | 0 | 0 | 0 | 0 | 0 | 0 | 0 | 0 | 0 | 0 | 0 | 0 | 0 | 0 | 0 | 0 | 0 | 0 | 0 | 0 | 0 | 0 | 0 | 0 | 0 | 0 | 0 | 0 | 0 | 0 | 0 | 0 | 0 | 0 | 0 | 0 | 0 | 0 | 0 | 0 | 0 | 0 | 0 | 0 | 0 | 0 | 0 | 0 | 0 | 0 | 0 | 0 | 0 | 0 | 0 | 0 | 0 | 0 | 0 | 0 | 0 | 0 | 0 | 0 | 0 | 0 | 0 | 0 | 0 | 0 | 0 | 0 | 0 | 0 | 0 | 0 | 0 | 0 | 0 | 0 | 0 | 0 | 0 | 0 | 0 | 0 | 0 | 0 | 0 | 0 | 0 | 0 | 0 | 0 | 0 | 0 | 0 | 0 | 0 | 0 | 0 | 0 | 0 | 0 | 0 | 0 | 0 | 0 | 0 | 0 | 0 | 0 | 0 | 0 | 0 | 0 | 0 | 0 | 0 | 0 | 0 | 0 | 0 | 0 | 0 | 0 | 0 | 0 | 0 | 0 | 0 | 0 | 0 | 0 | 0 | 0 | 0 | 0 | 0 | 0 | 0 | 0 | 0 | 0 | 0 | 0 | 0 | 0 | 0 | 0 | 0 | 0 | 0 | 0 | 0 | 0 | 0 | 0 | 0 | 0 | 0 | 0 | 0 | 0 | 0 | 0 | 0 | 0 | 0 | 0 | 0 | 0 | 0 | 0 | 0 | 0 | 0 | 0 | 0 | 0 | 0 | 0 | 0 | 0 | 0 | 0 | 0 | 0 | 0 | 0 | 0 | 0 | 0 | 0 | 0 | 0 | 0 | 0 | 0 | 0 | 0 | 0 | 0 | 0 | 0 | 0 | 0 | 0 | 0 | 0 | 0 | 0 | 0 | 0 | 0 | 0 | 0 | 0 | 0 | 0 | 0 | 0 | 0 | 0 | 0 | 0 | 0 | 0 | 0 | 0 | 0 | 0 | 0 | 0 | 0 | 0 | 0 | 0 | 0 | 0 | 0 | 0 | 0 | 0 | 0 | 0 | 0 | 0 | 0 | 0 | 0 | 0 | 0 | 0 | 0 | 0 | 0 | 0 | 0 | 0 | 0 | 0 | 0 | 0 | 0 | 0 | 0 | 0 | 0 | 0 | 0 | 0 | 0 | 0 | 0 | 0 | 0 | 0 | 0 | 0 | 0 | 0 | 0 | 0 | 0 | 0 | 0 | 0 | 0 | 0 | 0 | 0 | 0 | 0 | 0 | 0 | 0 | 0 | 0 | 0 | 0 | 0 | 0 | 0 | 0 | 0 | 0 | 0 | 0 | 0 | 0 | 0 | 0 | 0 | 0 | 0 | 0 | 0 | 0 | 0 | 0 | 0 | 0 | 0 | 0 | 0 | 0 | 0 | 0 | 0 | 0 | 0 | 0 | 0 | 0 | 0 | 0 | 0 | 0 | 0 | 0 | 0 | 0 | 0 | 0 | 0 | 0 | 0 | 0 | 0 | 0 | 0 | 0 | 0 | 0 | 0 | 0 | 0 | 0 | 0 | 0 | 0 | 0 | 0 | 0 | 0 | 0 | 0 | 0 | 0 | 0 | 0 | 0 | 0 | 0 | 0 | 0 | 0 | 0 | 0 | 0 | 0 | 0 | 0 | 0 | 0 | 0 | 0 | 0 | 0 | 0 | 0 | 0 | 0 | 0 | 0 | 0 | 0 | 0 | 0 | 0 | 0 | 0 | 0 | 0 | 0 | 0 | 0 | 0 | 0 | 0 | 0 | 0 | 0 | 0 | 0 | 0 | 0 | 0 | 0 | 0 | 0 | 0 | 0 | 0 | 0 | 0 | 0 | 0 | 0 | 0 | 0 | 0 | 0 | 0 | 0 | 0 | 0 | 0 | 0 | 0 | 0 | 0 | 0 | 0 | 0 | 0 | 0 | 0 | 0 | 0 | 0 | 0 | 0 | 0 | 0 | 0 | 0 | 0 | 0 | 0 | 0 | 0 | 0 | 0 | 0 | 0 | 0 | 0 | 0 | 0 | 0 | 0 | 0 | 0 | 0 | 0 | 0 | 0 | 0 | 0 | 0 | 0 | 0 | 0 | 0 | 0 | 0 | 0 | 0 | 0 | 0 | 0 | 0 | 0 | 0 | 0 | 0 | 0 | 0 | 0 | 0 | 0 | 0 | 0 | 0 | 0 | 0 | 0 | 0 | 0 | 0 | 0 | 0 | 0 | 0 | 0 | 0 | 0 | 0 | 0 | 0 | 0 | 0 | 0 | 0 | 0 | 0 | 0 | 0 | 0 | 0 | 0 | 0 | 0 | 0 | 0 | 0 | 0 | 0 | 0 | 0 | 0 | 0 | 0 | 0 | 0 | 0 | 0 | 0 | 0 | 0 | 0 | 0 | 0 | 0 | 0 | 0 | 0 | 0 | 0 | 0 | 0 | 0 | 0 | 0 | 0 | 0 | 0 | 0 | 0 | 0 | 0 | 0 | 0 | 0 | 0 | 0 | 0 | 0 | 0 | 0 | 0 | 0 | 0 | 0 | 0 | 0 | 0 | 0 | 0 | 0 | 0 | 0 | 0 | 0 | 0 | 0 | 0 | 0 | 0 | 0 | 0 | 0 | 0 | 0 | 0 | 0 | 0 | 0 | 0 | 0 | 0 | 0 | 0 | 0 | 0 | 0 | 0 | 0 | 0 | 0 | 0 | 0 | 0 | 0 | 0 | 0 | 0 | 0 | 0 | 0 | 0 | 0 | 0 | 0 | 0 | 0 | 0 | 0 | 0 | 0 | 0 | 0 | 0 | 0 | 0 | 0 | 0 | 0 | 0 | 0 | 0 | 0 | 0 | 0 | 0 | 0 | 0 | 0 | 0 | 0 | 0 | 0 | 0 | 0 | 0 | 0 | 0 | 0 | 0 | 0 | 0 | 0 | 0 | 0 | 0 | 0 | 0 | 0 | 0 | 0 | 0 | 0 | 0 | 0 | 0 | 0 | 0 | 0 | 0 | 0 | 0 | 0 | 0 | 0 | 0 | 0 | 0 | 0 | 0 | 0 | 0 | 0 | 0 | 0 | 0 | 0 | 0 | 0 | 0 | 0 | 0 | 0 | 0 | 0 | 0 | 0 | 0 | 0 | 0 | 0 | 0 | 0 | 0 | 0 | 0 | 0 | 0 | 0 | 0 | 0 | 0 | 0 | 0 | 0 | 0 | 0 | 0 | 0 | 0 | 0 | 0 | 0 | 0 | 0 | 0 | 0 | 0 | 0 | 0 | 0 | 0 | 0 | 0 | 0 | 0 | 0 | 0 | 0 | 0 | 0 | 0 | 0 | 0 | 0 | 0 | 0 | 0 | 0 | 0 | 0 | 0 | 0 | 0 | 0 | 0 | 0 | 0 | 0 | 0 | 0 | 0 | 0 | 0 | 0 | 0 | 0 | 0 | 0 | 0 | 0 | 0 | 0 | 0 | 0 | 0 | 0 | 0 | 0 | 0 | 0 | 0 | 0 | 0 | 0 | 0 | 0 | 0 | 0 | 0 | 0 | 0 | 0 | 0 | 0 | 0 | 0 | 0 | 0 | 0 | 0 | 0 | 0 | 0 | 0 | 0 | 0 | 0 | 0 | 0 | 0 | 0 | 0 | 0 | 0 | 0 | 0 | 0 | 0 | 0 | 0 | 0 | 0 | 0 | 0 | 0 | 0 | 0 | 0 | 0 | 0 | 0 | 0 | 0 | 0 | 0 | 0 | 0 | 0 | 0 | 0 | 0 | 0 | 0 | 0 | 0 | 0 | 0 | 0 | 0 | 0 | 0 | 0 | 0 | 0 | 0 | 0 | 0 | 0 | 0 | 0 | 0 | 0 | 0 | 0 | 0 | 0 | 0 | 0 | 0 | 0 | 0 | 0 | 0 | 0 | 0 | 0 | 0 | 0 | 0 | 0 | 0 | 0 | 0 | 0 | 0 | 0 | 0 | 0 | 0 | 0 | 0 | 0 | 0 | 0 | 0 | 0 | 0 | 0 | 0 | 0 | 0 | 0 | 0 | 0 | 0 | 0 | 0 | 0 | 0 | 0 | 0 | 0 | 0 | 0 | 0 | 0 | 0 | 0 | 0 | 0 | 0 | 0 | 0 | 0 | 0 | 0 | 0 | 0 | 0 | 0 | 0 | 0 | 0 | 0 | 0 | 0 | 0 | 0 | 0 | 0 | 0 | 0 | 0 | 0 | 0 | 0 | 0 | 0 | 0 | 0 | 0 | 0 | 0 | 0 | 0 | 0 | 0 | 0 | 0 | 0 | 0 | 0 | 0 | 0 | 0 | 0 | 0 | 0 | 0 | 0 | 0 | 0 | 0 | 0 | 0 | 0 | 0 | 0 | 0 | 0 | 0 | 0 | 0 | 0 | 0 | 0 | 0 | 0 | 0 | 0 | 0 | 0 | 0 | 0 | 0 | 0 | 0 | 0 | 0 | 0 | 0 | 0 | 0 | 0 | 0 | 0 | 0 | 0 | 0 | 0 | 0 | 0 | 0 | 0 | 0 | 0 | 0 | 0 | 0 | 0 | 0 | 0 | 0 | 0 | 0 | 0 | 0 | 0 | 0 | 0 | 0 | 0 | 0 | 0 | 0 | 0 | 0 | 0 | 0 | 0 | 0 | 0 | 0 | 0 | 0 | 0 | 0 | 0 | 0 | 0 | 0 | 0 | 0 | 0 | 0 | 0 | 0 | 0 | 0 | 0 | 0 | 0 | 0 | 0 | 0 | 0 | 0 | 0 | 0 | 0 | 0 | 0 | 0 | 0 | 0 | 0 | 0 | 0 | 0 | 0 | 0 | 0 | 0 | 0 | 0 | 0 | 0 | 0 | 0 | 0 | 0 | 0 | 0 | 0 | 0 | 0 | 0 | 0 | 0 | 0 | 0 | 0 | 0 | 0 | 0 | 0 | 0 | 0 | 0 | 0 | 0 | 0 | 0 | 0 | 0 | 0 | 0 | 0 | 0 | 0 | 0 | 0 | 0 | 0 | 0 | 0 | 0 | 0 | 0 | 0 | 0 | 0 | 0 | 0 | 0 | 0 | 0 | 0 | 0 | 0 | 0 | 0 | 0 | 0 | 0 | 0 | 0 | 0 | 0 | 0 | 0 | 0 | 0 | 0 | 0 | 0 | 0 | 0 | 0 | 0 | 0 | 0 | 0 | 0 | 0 | 0 | 0 | 0 | 0 | 0 | 0 | 0 | 0 | 0 | 0 | 0 | 0 | 0 | 0 | 0 | 0 | 0 | 0 | 0 | 0 | 0 | 0 | 0 | 0 | 0 | 0 | 0 | 0 | 0 | 0 | 0 | 0 | 0 | 0 | 0 | 0 | 0 | 0 | 0 | 0 | 0 | 0 | 0 | 0 | 0 | 0 | 0 | 0 | 0 | 0 | 0 | 0 | 0 | 0 | 0 | 0 | 0 | 0 | 0 | 0 | 0 | 0 | 0 | 0 | 0 | 0 | 0 | 0 | 0 | 0 | 0 | 0 | 0 | 0 | 0 | 0 | 0 | 0 | 0 | 0 | 0 | 0 | 0 | 0 | 0 | 0 | 0 | 0 | 0 | 0 | 0 | 0 | 0 | 0 | 0 | 0 | 0 | 0 | 0 | 0 | 0 | 0 | 0 | 0 | 0 | 0 | 0 | 0 | 0 | 0 | 0 | 0 | 0 | 0 | 0 | 0 | 0 | 0 | 0 | 0 | 0 | 0 | 0 | 0 | 0 | 0 | 0 | 0 | 0 | 0 | 0 | 0 | 0 | 0 | 0 | 0 | 0 | 0 | 0 | 0 | 0 | 0 | 0 | 0 | 0 | 0 | 0 | 0 | 0 | 0 | 0 | 0 | 0 | 0 | 0 | 0 | 0 | 0 | 0 | 0 | 0 | 0 | 0 | 0 | 0 | 0 | 0 | 0 | 0 | 0 | 0 | 0 | 0 | 0 | 0 | 0 | 0 | 0 | 0 | 0 | 0 | 0 | 0 | 0 | 0 | 0 | 0 | 0 | 0 | 0 | 0 | 0 | 0 | 0 | 0 | 0 | 0 | 0 | 0 | 0 | 0 | 0 | 0 | 0 | 0 | 0 | 0 | 0 | 0 | 0 | 0 | 0 | 0 | 0 | 0 | 0 | 0 | 0 | 0 | 0 | 0 | 0 | 0 | 0 | 0 | 0 | 0 | 0 | 0 | 0 | 0 | 0 | 0 | 0 | 0 | 0 | 0 | 0 | 0 | 0 | 0 | 0 | 0 | 0 | 0 | 0 | 0 | 0 | 0 | 0 | 0 | 0 | 0 | 0 | 0 | 0 | 0 | 0 | 0 | 0 | 0 | 0 | 0 | 0 | 0 | 0 | 0 | 0 | 0 | 0 | 0 | 0 | 0 | 0 | 0 | 0 | 0 | 0 | 0 | 0 | 0 | 0 | 0 | 0 | 0 | 0 | 0 | 0 | 0 | 0 | 0 | 0 | 0 | 0 | 0 | 0 | 0 | 0 | 0 | 0 | 0 | 0 | 0 | 0 | 0 | 0 | 0 | 0 | 0 | 0 | 0 | 0 | 0 | 0 | 0 | 0 | 0 | 0 | 0 | 0 | 0 | 0 | 0 | 0 | 0 | 0 | 0 | 0 | 0 | 0 | 0 | 0 | 0 | 0 | 0 | 0 | 0 | 0 | 0 | 0 | 0 | 0 | 0 | 0 | 0 | 0 | 0 | 0 | 0 | 0 | 0 | 0 | 0 | 0 | 0 | 0 | 0 | 0 | 0 | 0 | 0 | 0 | 0 | 0 | 0 | 0 | 0 | 0 | 0 | 0 | 0 | 0 | 0 | 0 | 0 | 0 | 0 | 0 | 0 | 0 | 0 | 0 | 0 | 0 | 0 | 0 | 0 | 0 | 0 | 0 | 0 | 0 | 0 | 0 | 0 | 0 | 0 | 0 | 0 | 0 | 0 | 0 | 0 | 0 | 0 | 0 | 0 | 0 | 0 | 0 | 0 | 0 | 0 | 0 | 0 | 0 | 0 | 0 | 0 | 0 | 0 | 0 | 0 | 0 | 0 | 0 | 0 | 0 | 0 | 0 | 0 | 0 | 0 | 0 | 0 | 0 | 0 | 0 | 0 | 0 | 0 | 0 | 0 | 0 | 0 | 0 | 0 | 0 | 0 | 0 | 0 | 0 | 0 | 0 | 0 | 0 | 0 | 0 | 0 | 0 | 0 | 0 | 0 | 0 | 0 | 0 | 0 | 0 | 0 | 0 | 0 | 0 | 0 | 0 | 0 | 0 | 0 | 0 | 0 | 0 | 0 | 0 | 0 | 0 | 0 | 0 | 0 | 0 | 0 | 0 | 0 | 0 | 0 | 0 | 0 | 0 | 0 | 0 | 0 | 0 | 0 | 0 | 0 | 0 | 0 | 0 | 0 | 0 | 0 | 0 | 0 | 0 | 0 | 0 | 0 | 0 | 0 | 0 | 0 | 0 | 0 | 0 | 0 | 0 | 0 | 0 | 0 | 0 | 0 | 0 | 0 | 0 | 0 | 0 | 0 | 0 | 0 | 0 | 0 | 0 | 0 | 0 | 0 | 0 | 0 | 0 | 0 | 0 | 0 | 0 | 0 | 0 | 0 | 0 | 0 | 0 | 0 | 0 | 0 | 0 | 0 | 0 | 0 | 0 | 0 | 0 | 0 | 0 | 0 | 0 | 0 | 0 | 0 | 0 | 0 | 0 | 0 | 0 | 0 | 0 | 0 | 0 | 0 | 0 | 0 | 0 | 0 | 0 | 0 | 0 | 0 | 0 | 0 | 0 | 0 | 0 | 0 | 0 | 0 | 0 | 0 | 0 | 0 | 0 | 0 | 0 | 0 | 0 | 0 | 0 | 0 | 0 | 0 | 0 | 0 | 0 | 0 | 0 | 0 | 0 | 0 | 0 | 0 | 0 | 0 | 0 | 0 | 0 | 0 | 0 | 0 | 0 | 0 | 0 | 0 | 0 | 0 | 0 | 0 | 0 | 0 | 0 | 0 | 0 | 0 | 0 | 0 | 0 | 0 | 0 | 0 | 0 | 0 | 0 | 0 | 0 | 0 | 0 | 0 | 0 | 0 | 0 | 0 | 0 | 0 | 0 | 0 | 0 | 0 | 0 | 0 | 0 | 0 | 0 | 0 | 0 | 0 | 0 | 0 | 0 | 0 | 0 | 0 | 0 | 0 | 0 | 0 | 0 | 0 | 0 | 0 | 0 | 0 | 0 | 0 | 0 | 0 | 0 | 0 | 0 | 0 | 0 | 0 | 0 | 0 | 0 | 0 | 0 | 0 | 0 | 0 | 0 | 0 | 0 | 0 | 0 | 0 | 0 | 0 | 0 | 0 | 0 | 0 | 0 | 0 | 0 | 0 | 0 | 0 | 0 | 0 | 0 | 0 | 0 | 0 | 0 | 0 | 0 | 0 | 0 | 0 | 0 | 0 | 0 | 0 | 0 | 0 | 0 | 0 | 0 | 0 | 0 | 0 | 0 | 0 | 0 | 0 | 0 | 0 | 0 | 0 | 0 | 0 | 0 | 0 | 0 | 0 | 0 | 0 | 0 | 0 | 0 | 0 | 0 | 0 | 0 | 0 | 0 | 0 | 0 | 0 | 0 | 0 | 0 | 0 | 0 | 0 | 0 | 0 | 0 | 0 | 0 | 0 | 0 | 0 | 0 | 0 | 0 | 0 | 0 | 0 | 0 | 0 | 0 | 0 | 0 | 0 | 0 | 0 | 0 | 0 | 0 | 0 | 0 | 0 | 0 | 0 | 0 | 0 | 0 | 0 | 0 | 0 | 0 | 0 | 0 | 0 | 0 | 0 | 0 | 0 | 0 | 0 | 0 | 0 | 0 | 0 | 0 | 0 | 0 | 0 | 0 | 0 | 0 | 0 | 0 | 0 | 0 | 0 | 0 | 0 | 0 | 0 | 0 | 0 | 0 | 0 | 0 | 0 | 0 | 0 | 0 | 0 | 0 | 0 | 0 | 0 | 0 | 0 | 0 | 0 | 0 | 0 | 0 | 0 | 0 | 0 | 0 | 0 | 0 | 0 | 0 | 0 | 0 | 0 | 0 | 0 | 0 | 0 | 0 | 0 | 0 | 0 | 0 | 0 | 0 | 0 | 0 | 0 | 0 | 0 | 0 | 0 | 0 | 0 | 0 | 0 | 0 | 0 | 0 | 0 | 0 | 0 | 0 | 0 | 0 | 0 | 0 | 0 | 0 | 0 | 0 | 0 | 0 | 0 | 0 | 0 | 0 | 0 | 0 | 0 | 0 | 0 | 0 | 0 | 0 | 0 | 0 | 0 | 0 | 0 | 0 | 0 | 0 | 0 | 0 | 0 | 0 | 0 | 0 | 0 | 0 | 0 | 0 | 0 | 0 | 0 | 0 | 0 | 0 | 0 | 0 | 0 | 0 | 0 | 0 | 0 | 0 | 0 | 0 | 0 | 0 | 0 | 0 | 0 | 0 | 0 | 0 | 0 | 0 | 0 | 0 | 0 | 0 | 0 | 0 | 0 | 0 | 0 | 0 | 0 | 0 | 0 | 0 | 0 | 0 | 0 | 0 | 0 | 0 | 0 | 0 | 0 | 0 | 0 | 0 | 0 | 0 | 0 | 0 | 0 | 0 | 0 | 0 | 0 | 0 | 0 | 0 | 0 | 0 | 0 | 0 | 0 | 0 | 0 | 0 | 0 | 0 | 0 | 0 | 0 | 0 | 0 | 0 | 0 | 0 | 0 | 0 | 0 | 0 | 0 | 0 | 0 | 0 | 0 | 0 | 0 | 0 | 0 | 0 | 0 | 0 | 0 | 0 | 0 | 0 | 0 | 0 | 0 | 0 | 0 | 0 | 0 | 0 | 0 | 0 | 0 | 0 | 0 | 0 | 0 | 0 | 0 | 0 | 0 | 0 | 0 | 0 | 0 | 0 | 0 | 0 | 0 | 0 | 0 | 0 | 0 | 0 | 0 | 0 | 0 | 0 | 0 | 0 | 0 | 0 | 0 | 0 | 0 | 0 | 0 | 0 | 0 | 0 | 0 | 0 | 0 | 0 | 0 | 0 | 0 | 0 | 0 | 0 | 0 | 0 | 0 | 0 | 0 | 0 | 0 | 0 | 0 | 0 | 0 | 0 | 0 | 0 | 0 | 0 | 0 | 0 | 0 | 0 | 0 | 0 | 0 | 0 | 0 | 0 | 0 | 0 | 0 | 0 | 0 | 0 | 0 | 0 | 0 | 0 | 0 | 0 | 0 | 0 | 0 | 0 | 0 | 0 | 0 | 0 | 0 | 0 | 0 | 0 | 0 | 0 | 0 | 0 | 0 | 0 | 0 | 0 | 0 | 0 | 0 | 0 | 0 | 0 | 0 | 0 | 0 | 0 | 0 | 0 | 0 | 0 | 0 | 0 | 0 | 0 | 0 | 0 | 0 | 0 | 0 | 0 | 0 | 0 | 0 | 0 | 0 | 0 | 0 | 0 | 0 | 0 | 0 | 0 | 0 | 0 | 0 | 0 | 0 | 0 | 0 | 0 | 0 | 0 | 0 | 0 | 0 | 0 | 0 | 0 | 0 | 0 | 0 | 0 | 0 | 0 | 0 | 0 | 0 | 0 | 0 | 0 | 0 | 0 | 0 | 0 | 0 | 0 | 0 | 0 | 0 | 0 | 0 | 0 | 0 | 0 | 0 | 0 | 0 | 0 | 0 | 0 | 0 | 0 | 0 | 0 | 0 | 0 | 0 | 0 | 0 | 0 | 0 | 0 | 0 | 0 | 0 | 0 | 0 | 0 | 0 | 0 | 0 | 0 | 0 | 0 | 0 | 0 | 0 | 0 | 0 | 0 | 0 | 0 | 0 | 0 | 0 | 0 | 0 | 0 | 0 | 0 | 0 | 0 | 0 | 0 | 0 | 0 | 0 | 0 | 0 | 0 | 0 | 0 | 0 | 0 | 0 | 0 | 0 | 0 | 0 | 0 | 0 | 0 | 0 | 0 | 0 | 0 | 0 | 0 | 0 | 0 | 0 | 0 | 0 | 0 | 0 | 0 | 0 | 0 | 0 | 0 | 0 | 0 | 0 | 0 | 0 | 0 | 0 | 0 | 0 | 0 | 0 | 0 | 0 | 0 | 0 | 0 | 0 | 0 | 0 | 0 | 0 | 0 | 0 | 0 | 0 | 0 | 0 | 0 | 0 | 0 | 0 | 0 | 0 | 0 | 0 | 0 | 0 | 0 | 0 | 0 | 0 | 0 | 0 | 0 | 0 | 0 | 0 | 0 | 0 | 0 | 0 | 0 | 0 | 0 | 0 | 0 | 0 | 0 | 0 | 0 | 0 | 0 | 0 | 0 | 0 | 0 | 0 | 0 | 0 | 0 | 0 | 0 | 0 | 0 | 0 | 0 | 0 | 0 | 0 | 0 | 0 | 0 | 0 | 0 | 0 | 0 | 0 | 0 | 0 | 0 | 0 | 0 | 0 | 0 | 0 | 0 | 0 | 0 | 0 | 0 | 0 | 0 | 0 | 0 | 0 | 0 | 0 | 0 | 0 | 0 | 0 | 0 | 0 | 0 | 0 | 0 | 0 | 0 | 0 | 0 | 0 | 0 | 0 | 0 | 0 | 0 | 0 | 0 | 0 | 0 | 0 | 0 | 0 | 0 | 0 | 0 | 0 | 0 | 0 | 0 | 0 | 0 | 0 | 0 | 0 | 0 | 0 | 0 | 0 | 0 | 0 | 0 | 0 | 0 | 0 | 0 | 0 | 0 | 0 | 0 | 0 | 0 | 0 | 0 | 0 | 0 | 0 | 0 | 0 | 0 | 0 | 0 | 0 | 0 | 0 | 0 | 0 | 0 | 0 | 0 | 0 | 0 | 0 | 0 | 0 | 0 | 0 | 0 | 0 | 0 | 0 | 0 | 0 | 0 | 0 | 0 | 0 | 0 | 0 | 0 | 0 | 0 | 0 | 0 | 0 | 0 | 0 | 0 | 0 | 0 | 0 | 0 | 0 | 0 | 0 | 0 | 0 | 0 | 0 | 0 | 0 | 0 | 0 | 0 | 0 | 0 | 0 | 0 | 0 | 0 | 0 | 0 | 0 | 0 | 0 | 0 | 0 | 0 | 0 | 0 | 0 | 0 | 0 | 0 | 0 | 0 | 0 | 0 | 0 | 0 | 0 | 0 | 0 | 0 | 0 | 0 | 0 | 0 | 0 | 0 | 0 | 0 | 0 | 0 | 0 | 0 | 0 | 0 | 0 | 0 | 0 | 0 | 0 | 0 | 0 | 0 | 0 | 0 | 0 | 0 | 0 | 0 | 0 | 0 | 0 | 0 | 0 | 0 | 0 | 0 | 0 | 0 | 0 | 0 | 0 | 0 | 0 | 0 | 0 | 0 | 0 | 0 | 0 | 0 | 0 | 0 | 0 | 0 | 0 | 0 | 0 | 0 | 0 | 0 | 0 | 0 | 0 | 0 | 0 | 0 | 0 | 0 | 0 | 0 | 0 | 0 | 0 | 0 | 0 | 0 | 0 | 0 | 0 | 0 | 0 | 0 | 0 | 0 | 0 | 0 | 0 | 0 | 0 | 0 | 0 | 0 | 0 | 0 | 0 | 0 | 0 | 0 | 0 | 0 | 0 | 0 | 0 | 0 | 0 | 0 | 0 | 0 | 0 | 0 | 0 | 0 | 0 | 0 | 0 | 0 | 0 | 0 | 0 | 0 | 0 | 0 | 0 | 0 | 0 | 0 | 0 | 0 | 0 | 0 | 0 | 0 | 0 | 0 | 0 | 0 | 0 | 0 | 0 | 0 | 0 | 0 | 0 | 0 | 0 | 0 | 0 | 0 | 0 | 0 | 0 | 0 | 0 | 0 | 0 | 0 | 0 | 0 | 0 | 0 | 0 | 0 | 0 | 0 | 0 | 0 | 0 | 0 | 0 | 0 | 0 | 0 | 0 | 0 | 0 | 0 | 0 | 0 | 0 | 0 | 0 | 0 | 0 | 0 | 0 | 0 | 0 | 0 | 0 | 0 | 0 | 0 | 0 | 0 | 0 | 0 | 0 | 0 | 0 | 0 | 0 | 0 | 0 | 0 | 0 | 0 | 0 | 0 | 0 | 0 | 0 | 0 | 0 | 0 | 0 | 0 | 0 | 0 | 0 | 0 | 0 | 0 | 0 | 0 | 0 | 0 | 0 | 0 | 0 | 0 | 0 | 0 | 0 | 0 | 0 | 0 | 0 | 0 | 0 | 0 | 0 | 0 | 0 | 0 | 0 | 0 | 0 | 0 | 0 | 0 | 0 | 0 | 0 | 0 | 0 | 0 | 0 | 0 | 0 | 0 | 0 | 0 | 0 | 0 | 0 | 0 | 0 | 0 | 0 | 0 | 0 | 0 | 0 | 0 | 0 | 0 | 0 | 0 | 0 | 0 | 0 | 0 | 0 | 0 | 0 | 0 | 0 | 0 | 0 | 0 | 0 | 0 | 0 | 0 | 0 | 0 | 0 | 0 | 0 | 0 | 0 | 0 | 0 | 0 | 0 | 0 | 0 | 0 | 0 | 0 | 0 | 0 | 0 | 0 | 0 | 0 | 0 | 0 | 0 | 0 | 0 | 0 | 0 | 0 | 0 | 0 | 0 | 0 | 0 | 0 | 0 | 0 | 0 | 0 | 0 | 0 | 0 | 0 | 0 | 0 | 0 | 0 | 0 | 0 | 0 | 0 | 0 | 0 | 0 | 0 | 0 | 0 | 0 | 0 | 0 | 0 | 0 | 0 | 0 | 0 | 0 | 0 | 0 | 0 | 0 | 0 | 0 | 0 | 0 | 0 | 0 | 0 | 0 | 0 | 0 | 0 | 0 | 0 | 0 | 0 | 0 | 0 | 0 | 0 | 0 | 0 | 0 | 0 | 0 | 0 | 0 | 0 | 0 | 0 | 0 | 0 | 0 | 0 | 0 | 0 | 0 | 0 | 0 | 0 | 0 | 0 | 0 | 0 | 0 | 0 | 0 | 0 | 0 | 0 | 0 | 0 | 0 | 0 | 0 | 0 | 0 | 0 | 0 | 0 | 0 | 0 | 0 | 0 | 0 | 0 | 0 | 0 | 0 | 0 | 0 | 0 | 0 | 0 | 0 | 0 | 0 | 0 | 0 | 0 | 0 | 0 | 0 | 0 | 0 | 0 | 0 | 0 | 0 | 0 | 0 | 0 | 0 | 0 | 0 | 0 | 0 | 0 | 0 | 0 | 0 | 0 | 0 | 0 | 0 | 0 | 0 | 0 | 0 | 0 | 0 | 0 | 0 | 0 | 0 | 0 | 0 | 0 | 0 | 0 | 0 | 0 | 0 | 0 | 0 | 0 | 0 | 0 | 0 | 0 | 0 | 0 | 0 | 0 | 0 | 0 | 0 | 0 | 0 | 0 | 0 | 0 | 0 | 0 | 0 | 0 | 0 | 0 | 0 | 0 | 0 | 0 | 0 | 0 | 0 | 0 | 0 | 0 | 0 | 0 | 0 | 0 | 0 | 0 | 0 | 0 | 0 | 0 | 0 | 0 | 0 | 0 | 0 | 0 | 0 | 0 | 0 | 0 | 0 | 0 | 0 | 0 | 0 | 0 | 0 | 0 | 0 | 0 | 0 | 0 | 0 | 0 | 0 | 0 | 0 | 0 | 0 | 0 | 0 | 0 | 0 | 0 | 0 | 0 | 0 | 0 | 0 | 0 | 0 | 0 | 0 | 0 | 0 | 0 | 0 | 0 | 0 | 0 | 0 | 0 | 0 | 0 | 0 | 0 | 0 | 0 | 0 | 0 | 0 | 0 | 0 | 0 | 0 | 0 | 0 | 0 | 0 | 0 | 0 | 0 | 0 | 0 | 0 | 0 | 0 | 0 | 0 | 0 | 0 | 0 | 0 | 0 | 0 | 0 | 0 | 0 | 0 | 0 | 0 | 0 | 0 | 0 | 0 | 0 | 0 | 0 | 0 | 0 | 0 | 0 | 0 | 0 | 0 | 0 | 0 | 0 | 0 | 0 | 0 | 0 | 0 | 0 | 0 | 0 | 0 | 0 | 0 | 0 | 0 | 0 | 0 | 0 | 0 | 0 | 0 | 0 | 0 | 0 | 0 | 0 | 0 | 0 | 0 | 0 | 0 | 0 | 0 | 0 | 0 | 0 | 0 | 0 | 0 | 0 | 0 | 0 | 0 | 0 | 0 | 0 | 0 | 0 | 0 | 0 | 0 | 0 | 0 | 0 | 0 | 0 | 0 | 0 | 0 | 0 | 0 | 0 | 0 | 0 | 0 | 0 | 0 | 0 | 0 | 0 | 0 | 0 | 0 | 0 | 0 | 0 | 0 | 0 | 0 | 0 | 0 | 0 | 0 | 0 | 0 | 0 | 0 | 0 | 0 | 0 | 0 | 0 | 0 | 0 | 0 | 0 | 0 | 0 | 0 | 0 | 0 | 0 | 0 | 0 | 0 | 0 | 0 | 0 | 0 | 0 | 0 | 0 | 0 | 0 | 0 | 0 | 0 | 0 | 0 | 0 | 0 | 0 | 0 | 0 | 0 | 0 | 0 | 0 | 0 | 0 | 0 | 0 | 0 | 0 | 0 | 0 | 0 | 0 | 0 | 0 | 0 | 0 | 0 | 0 | 0 | 0 | 0 | 0 | 0 | 0 | 0 | 0 | 0 | 0 | 0 | 0 | 0 | 0 | 0 | 0 | 0 | 0 | 0 | 0 | 0 | 0 | 0 | 0 | 0 | 0 | 0 | 0 | 0 | 0 | 0 | 0 | 0 | 0 | 0 | 0 | 0 | 0 | 0 | 0 | 0 | 0 | 0 | 0 | 0 | 0 | 0 | 0 | 0 | 0 | 0 | 0 | 0 | 0 | 0 | 0 | 0 | 0 | 0 | 0 | 0 | 0 | 0 | 0 | 0 | 0 | 0 | 0 | 0 | 0 | 0 | 0 | 0 | 0 | 0 | 0 | 0 | 0 | 0 | 0 | 0 | 0 | 0 | 0 | 0 | 0 | 0 | 0 | 0 | 0 | 0 | 0 | 0 | 0 | 0 | 0 | 0 | 0 | 0 | 0 | 0 | 0 | 0 | 0 | 0 | 0 | 0 | 0 | 0 | 0 | 0 | 0 | 0 | 0 | 0 | 0 | 0 | 0 | 0 | 0 | 0 | 0 | 0 | 0 | 0 | 0 | 0 | 0 | 0 | 0 | 0 | 0 | 0 | 0 | 0 | 0 | 0 | 0 | 0 | 0 | 0 | 0 | 0 | 0 | 0 | 0 | 0 | 0 | 0 | 0 | 0 | 0 | 0 | 0 | 0 | 0 | 0 | 0 | 0 | 0 | 0 | 0 | 0 | 0 | 0 | 0 | 0 | 0 | 0 | 0 | 0 | 0 | 0 | 0 | 0 | 0 | 0 | 0 | 0 | 0 | 0 | 0 | 0 | 0 | 0 | 0 | 0 | 0 | 0 | 0 | 0 | 0 | 0 | 0 | 0 | 0 | 0 | 0 | 0 | 0 | 0 | 0 | 0 | 0 | 0 | 0 | 0 | 0 | 0 | 0 | 0 | 0 | 0 | 0 | 0 | 0 | 0 | 0 | 0 | 0 | 0 | 0 | 0 | 0 | 0 | 0 | 0 | 0 | 0 | 0 | 0 | 0 | 0 | 0 | 0 | 0 | 0 | 0 | 0 | 0 | 0 | 0 | 0 | 0 | 0 | 0 | 0 | 0 | 0 | 0 | 0 | 0 | 0 | 0 | 0 | 0 | 0 | 0 | 0 | 0 | 0 | 0 | 0 | 0 | 0 | 0 | 0 | 0 | 0 | 0 | 0 | 0 | 0 | 0 | 0 | 0 | 0 | 0 | 0 | 0 | 0 | 0 | 0 | 0 | 0 | 0 | 0 | 0 | 0 | 0 | 0 | 0 | 0 | 0 | 0 | 0 | 0 | 0 | 0 | 0 | 0 | 0 | 0 | 0 | 0 | 0 | 0 | 0 | 0 | 0 | 0 | 0 | 0 | 0 | 0 | 0 | 0 | 0 | 0 | 0 | 0 | 0 | 0 | 0 | 0 | 0 | 0 | 0 | 0 | 0 | 0 | 0 | 0 | 0 | 0 | 0 | 0 | 0 | 0 | 0 | 0 | 0 | 0 | 0 | 0 | 0 | 0 | 0 | 0 | 0 | 0 | 0 | 0 | 0 | 0 | 0 | 0 | 0 | 0 | 0 | 0 | 0 | 0 | 0 | 0 | 0 | 0 | 0 | 0 | 0 | 0 | 0 | 0 | 0 | 0 | 0 | 0 | 0 | 0 | 0 | 0 | 0 | 0 | 0 | 0 | 0 | 0 | 0 | 0 | 0 | 0 | 0 | 0 | 0 | 0 | 0 | 0 | 0 | 0 | 0 | 0 | 0 | 0 | 0 | 0 | 0 | 0 | 0 | 0 | 0 | 0 | 0 | 0 | 0 | 0 | 0 | 0 | 0 | 0 | 0 | 0 | 0 | 0 | 0 | 0 | 0 | 0 | 0 | 0 | 0 | 0 | 0 | 0 | 0 | 0 | 0 | 0 | 0 | 0 | 0 | 0 | 0 | 0 | 0 | 0 | 0 | 0 | 0 | 0 | 0 | 0 | 0 | 0 | 0 | 0 | 0 | 0 | 0 | 0 | 0 | 0 | 0 | 0 | 0 | 0 | 0 | 0 | 0 | 0 | 0 | 0 | 0 | 0 | 0 | 0 | 0 | 0 | 0 | 0 | 0 | 0 | 0 | 0 | 0 | 0 | 0 | 0 | 0 | 0 | 0 | 0 | 0 | 0 | 0 | 0 | 0 | 0 | 0 | 0 | 0 | 0 | 0 | 0 | 0 | 0 | 0 | 0 | 0 | 0 | 0 | 0 | 0 | 0 | 0 | 0 | 0 | 0 | 0 | 0 | 0 | 0 | 0 | 0 | 0 | 0 | 0 | 0 | 0 | 0 | 0 | 0 | 0 | 0 | 0 | 0 | 0 | 0 | 0 | 0 | 0 | 0 | 0 | 0 | 0 | 0 | 0 | 0 | 0 | 0 | 0 | 0 | 0 | 0 | 0 | 0 | 0 | 0 | 0 | 0 | 0 | 0 | 0 | 0 | 0 | 0 | 0 | 0 | 0 | 0 | 0 | 0 | 0 | 0 | 0 | 0 | 0 | 0 | 0 | 0 | 0 | 0 | 0 | 0 | 0 | 0 | 0 | 0 | 0 | 0 | 0 | 0 | 0 | 0 | 0 | 0 | 0 | 0 | 0 | 0 | 0 | 0 | 0 | 0 | 0 | 0 | 0 | 0 | 0 | 0 | 0 | 0 | 0 | 0 | 0 | 0 | 0 | 0 | 0 | 0 | 0 | 0 | 0 | 0 | 0 | 0 | 0 | 0 | 0 | 0 | 0 | 0 | 0 | 0 | 0 | 0 | 0 | 0 | 0 | 0 | 0 | 0 | 0 | 0 | 0 | 0 | 0 | 0 | 0 | 0 | 0 | 0 | 0 | 0 | 0 | 0 | 0 | 0 | 0 | 0 | 0 | 0 | 0 | 0 | 0 | 0 | 0 | 0 | 0 | 0 | 0 | 0 | 0 | 0 | 0 | 0 | 0 | 0 | 0 | 0 | 0 | 0 | 0 | 0 | 0 | 0 | 0 | 0 | 0 | 0 | 0 | 0 | 0 | 0 | 0 | 0 | 0 | 0 | 0 | 0 | 0 | 0 | 0 | 0 | 0 | 0 | 0 | 0 | 0 | 0 | 0 | 0 | 0 | 0 | 0 | 0 | 0 | 0 | 0 | 0 | 0 | 0 | 0 | 0 | 0 | 0 | 0 | 0 | 0 | 0 | 0 | 0 | 0 | 0 | 0 | 0 | 0 | 0 | 0 | 0 | 0 | 0 | 0 | 0 | 0 | 0 | 0 | 0 | 0 | 0 | 0 | 0 | 0 | 0 | 0 | 0 | 0 | 0 | 0 | 0 | 0 | 0 | 0 | 0 | 0 | 0 | 0 | 0 | 0 | 0 | 0 | 0 | 0 | 0 | 0 | 0 | 0 | 0 | 0 | 0 | 0 | 0 | 0 | 0 | 0 | 0 | 0 | 0 | 0 | 0 | 0 | 0 | 0 | 0 | 0 | 0 | 0 | 0 | 0 | 0 | 0 | 0 | 0 | 0 | 0 | 0 | 0 | 0 | 0 | 0 | 0 | 0 | 0 | 0 | 0 | 0 | 0 | 0 | 0 | 0 | 0 | 0 | 0 | 0 | 0 | 0 | 0 | 0 | 0 | 0 | 0 | 0 | 0 | 0 | 0 | 0 | 0 | 0 | 0 | 0 | 0 | 0 | 0 | 0 | 0 | 0 | 0 | 0 | 0 | 0 | 0 | 0 | 0 | 0 | 0 | 0 | 0 | 0 | 0 | 0 | 0 | 0 | 0 | 0 | 0 | 0 | 0 | 0 | 0 | 0 | 0 | 0 | 0 | 0 | 0 | 0 | 0 | 0 | 0 | 0 | 0 | 0 | 0 | 0 | 0 | 0 | 0 | 0 | 0 | 0 | 0 | 0 | 0 | 0 | 0 | 0 | 0 | 0 | 0 | 0 | 0 | 0 | 0 | 0 | 0 | 0 | 0 | 0 | 0 | 0 | 0 | 0 | 0 | 0 | 0 | 0 | 0 | 0 | 0 | 0 | 0 | 0 | 0 | 0 | 0 | 0 | 0 | 0 | 0 | 0 | 0 | 0 | 0 | 0 | 0 | 0 | 0 | 0 | 0 | 0 | 0 | 0 | 0 | 0 | 0 | 0 | 0 | 0 | 0 | 0 | 0 | 0 | 0 | 0 | 0 | 0 | 0 | 0 | 0 | 0 | 0 | 0 | 0 | 0 | 0 | 0 | 0 | 0 | 0 | 0 | 0 | 0 | 0 | 0 | 0 | 0 | 0 | 0 | 0 | 0 | 0 | 0 | 0 | 0 | 0 | 0 | 0 | 0 | 0 | 0 | 0 | 0 | 0 | 0 | 0 | 0 | 0 | 0 | 0 | 0 | 0 | 0 | 0 | 0 | 0 | 0 | 0 | 0 | 0 | 0 | 0 | 0 | 0 | 0 | 0 | 0 | 0 | 0 | 0 | 0 | 0 | 0 | 0 | 0 | 0 | 0 | 0 | 0 | 0 | 0 | 0 | 0 | 0 | 0 | 0 | 0 | 0 | 0 | 0 | 0 | 0 | 0 | 0 | 0 | 0 | 0 | 0 | 0 | 0 | 0 | 0 | 0 | 0 | 0 | 0 | 0 | 0 | 0 | 0 | 0 | 0 | 0 | 0 | 0 | 0 | 0 | 0 | 0 | 0 | 0 | 0 | 0 | 0 | 0 | 0 | 0 | 0 | 0 | 0 | 0 | 0 | 0 | 0 | 0 | 0 | 0 | 0 | 0 | 0 | 0 | 0 | 0 | 0 | 0 | 0 | 0 | 0 | 0 | 0 | 0 | 0 | 0 | 0 | 0 | 0 | 0 | 0 | 0 | 0 | 0 | 0 | 0 | 0 | 0 | 0 | 0 | 0 | 0 | 0 | 0 | 0 | 0 | 0 | 0 | 0 | 0 | 0 | 0 | 0 | 0 | 0 | 0 | 0 | 0 | 0 | 0 | 0 | 0 | 0 | 0 | 0 | 0 | 0 | 0 | 0 | 0 | 0 | 0 | 0 | 0 | 0 | 0 | 0 | 0 | 0 | 0 | 0 | 0 | 0 | 0 | 0 | 0 | 0 | 0 | 0 | 0 | 0 | 0 | 0 | 0 | 0 | 0 | 0 | 0 | 0 | 0 | 0 | 0 | 0 | 0 | 0 | 0 | 0 | 0 | 0 | 0 | 0 | 0 | 0 | 0 | 0 | 0 | 0 | 0 | 0 | 0 | 0 | 0 | 0 | 0 | 0 | 0 | 0 | 0 | 0 | 0 | 0 | 0 | 0 | 0 | 0 | 0 | 0 | 0 | 0 | 0 | 0 | 0 | 0 | 0 | 0 | 0 | 0 | 0 | 0 | 0 | 0 | 0 | 0 | 0 | 0 | 0 | 0 | 0 | 0 | 0 | 0 | 0 | 0 | 0 | 0 | 0 | 0 | 0 | 0 | 0 | 0 | 0 | 0 | 0 | 0 | 0 | 0 | 0 | 0 | 0 | 0 | 0 | 0 | 0 | 0 | 0 | 0 | 0 | 0 | 0 | 0 | 0 | 0 | 0 | 0 | 0 | 0 | 0 | 0 | 0 | 0 | 0 | 0 | 0 | 0 | 0 | 0 | 0 | 0 | 0 | 0 | 0 | 0 | 0 | 0 | 0 | 0 | 0 | 0 | 0 | 0 | 0 | 0 | 0 | 0 | 0 | 0 | 0 | 0 | 0 | 0 | 0 | 0 | 0 | 0 | 0 | 0 | 0 | 0 | 0 | 0 | 0 | 0 | 0 | 0 | 0 | 0 | 0 | 0 | 0 | 0 | 0 | 0 | 0 | 0 | 0 | 0 | 0 | 0 | 0 | 0 | 0 | 0 | 0 | 0 | 0 | 0 | 0 | 0 | 0 | 0 | 0 | 0 | 0 | 0 | 0 | 0 | 0 | 0 | 0 | 0 | 0 | 0 | 0 | 0 | 0 | 0 | 0 | 0 | 0 | 0 | 0 | 0 | 0 | 0 | 0 | 0 | 0 | 0 | 0 | 0 | 0 | 0 | 0 | 0 | 0 | 0 | 0 | 0 | 0 | 0 | 0 | 0 | 0 | 0 | 0 | 0 | 0 | 0 | 0 | 0 | 0 | 0 | 0 | 0 | 0 | 0 | 0 | 0 | 0 | 0 | 0 | 0 | 0 | 0 | 0 | 0 | 0 | 0 | 0 | 0 | 0 | 0 | 0 | 0 | 0 | 0 | 0 | 0 | 0 | 0 | 0 | 0 | 0 | 0 | 0 | 0 | 0 | 0 | 0 | 0 | 0 | 0 | 0 | 0 | 0 | 0 | 0 | 0 | 0 | 0 | 0 | 0 | 0 | 0 | 0 | 0 | 0 | 0 | 0 | 0 | 0 | 0 | 0 | 0 | 0 | 0 | 0 | 0 | 0 | 0 | 0 | 0 | 0 | 0 | 0 | 0 | 0 | 0 | 0 | 0 | 0 | 0 | 0 | 0 | 0 | 0 | 0 | 0 | 0 | 0 | 0 | 0 | 0 | 0 | 0 | 0 | 0 | 0 | 0 | 0 | 0 | 0 | 0 | 0 | 0 | 0 | 0 | 0 | 0 | 0 | 0 | 0 | 0 | 0 | 0 | 0 | 0 | 0 | 0 | 0 | 0 | 0 | 0 | 0 | 0 | 0 | 0 | 0 | 0 | 0 | 0 | 0 | 0 | 0 | 0 | 0 | 0 | 0 | 0 | 0 | 0 | 0 | 0 | 0 | 0 | 0 | 0 | 0 | 0 | 0 | 0 | 0 | 0 | 0 | 0 | 0 | 0 | 0 | 0 | 0 | 0 | 0 | 0 | 0 | 0 | 0 | 0 | 0 | 0 | 0 | 0 | 0 | 0 | 0 | 0 | 0 | 0 | 0 | 0 | 0 | 0 | 0 | 0 | 0 | 0 | 0 | 0 | 0 | 0 | 0 | 0 | 0 | 0 | 0 | 0 | 0 | 0 | 0 | 0 | 0 | 0 | 0 | 0 | 0 | 0 | 0 | 0 | 0 | 0 | 0 | 0 | 0 | 0 | 0 | 0 | 0 | 0 | 0 | 0 | 0 | 0 | 0 | 0 | 0 | 0 | 0 | 0 | 0 | 0 | 0 | 0 | 0 | 0 | 0 | 0 | 0 | 0 | 0 | 0 | 0 | 0 | 0 | 0 | 0 | 0 | 0 | 0 | 0 | 0 | 0 | 0 | 0 | 0 | 0 | 0 | 0 | 0 | 0 | 0 | 0 | 0 | 0 | 0 | 0 | 0 | 0 | 0 | 0 | 0 | 0 | 0 | 0 | 0 | 0 | 0 | 0 | 0 | 0 | 0 | 0 | 0 | 0 | 0 | 0 | 0 | 0 | 0 | 0 | 0 | 0 | 0 | 0 | 0 | 0 | 0 | 0 | 0 | 0 | 0 | 0 | 0 | 0 | 0 | 0 | 0 | 0 | 0 | 0 | 0 | 0 | 0 | 0 | 0 | 0 | 0 | 0 | 0 | 0 | 0 | 0 | 0 | 0 | 0 | 0 | 0 | 0 | 0 | 0 | 0 | 0 | 0 | 0 | 0 | 0 | 0 | 0 | 0 | 0 | 0 | 0 | 0 | 0 | 0 | 0 | 0 | 0 | 0 | 0 | 0 | 0 | 0 | 0 | 0 | 0 | 0 | 0 | 0 | 0 | 0 | 0 | 0 | 0 | 0 | 0 | 0 | 0 | 0 | 0 | 0 | 0 | 0 | 0 | 0 | 0 | 0 | 0 | 0 | 0 | 0 | 0 | 0 | 0 | 0 | 0 | 0 | 0 | 0 | 0 | 0 | 0 | 0 | 0 | 0 | 0 | 0 | 0 | 0 | 0 | 0 | 0 | 0 | 0 | 0 | 0 | 0 | 0 | 0 | 0 | 0 | 0 | 0 | 0 | 0 | 0 | 0 | 0 | 0 | 0 | 0 | 0 | 0 | 0 | 0 | 0 | 0 | 0 | 0 | 0 | 0 | 0 | 0 | 0 | 0 | 0 | 0 | 0 | 0 | 0 | 0 | 0 | 0 | 0 | 0 | 0 | 0 | 0 | 0 | 0 | 0 | 0 | 0 | 0 | 0 | 0 | 0 | 0 | 0 | 0 | 0 | 0 | 0 | 0 | 0 | 0 | 0 | 0 | 0 | 0 | 0 | 0 | 0 | 0 | 0 | 0 | 0 | 0 | 0 | 0 | 0 | 0 | 0 | 0 | 0 | 0 | 0 | 0 | 0 | 0 | 0 | 0 | 0 | 0 | 0 | 0 | 0 | 0 | 0 | 0 | 0 | 0 | 0 | 0 | 0 | 0 | 0 | 0 | 0 | 0 | 0 | 0 | 0 | 0 | 0 | 0 | 0 | 0 | 0 | 0 | 0 | 0 | 0 | 0 | 0 | 0 | 0 | 0 | 0 | 0 | 0 | 0 | 0 | 0 | 0 | 0 | 0 | 0 | 0 | 0 | 0 | 0 | 0 | 0 | 0 | 0 | 0 | 0 | 0 | 0 | 0 | 0 | 0 | 0 | 0 | 0 | 0 | 0 | 0 | 0 | 0 | 0 | 0 | 0 | 0 | 0 | 0 | 0 | 0 | 0 | 0 | 0 | 0 | 0 | 0 | 0 | 0 | 0 | 0 | 0 | 0 | 0 | 0 | 0 | 0 | 0 | 0 | 0 | 0 | 0 | 0 | 0 | 0 | 0 | 0 | 0 | 0 | 0 | 0 | 0 | 0 | 0 | 0 | 0 | 0 | 0 | 0 | 0 | 0 | 0 | 0 | 0 | 0 | 0 | 0 | 0 | 0 | 0 | 0 | 0 | 0 | 0 | 0 | 0 | 0 | 0 | 0 | 0 | 0 | 0 | 0 | 0 | 0 | 0 | 0 | 0 | 0 | 0 | 0 | 0 | 0 | 0 | 0 | 0 | 0 | 0 | 0 | 0 | 0 | 0 | 0 | 0 | 0 | 0 | 0 | 0 | 0 | 0 | 0 | 0 | 0 | 0 | 0 | 0 | 0 | 0 | 0 | 0 | 0 | 0 | 0 | 0 | 0 | 0 | 0 | 0 | 0 | 0 | 0 | 0 | 0 | 0 | 0 | 0 | 0 | 0 | 0 | 0 | 0 | 0 | 0 | 0 | 0 | 0 | 0 | 0 | 0 | 0 | 0 | 0 | 0 | 0 | 0 | 0 | 0 | 0 | 0 | 0 | 0 | 0 | 0 | 0 | 0 | 0 | 0 | 0 | 0 | 0 | 0 | 0 | 0 | 0 | 0 | 0 | 0 | 0 | 0 | 0 | 0 | 0 | 0 | 0 | 0 | 0 | 0 | 0 | 0 | 0 | 0 | 0 | 0 | 0 | 0 | 0 | 0 | 0 | 0 | 0 | 0 | 0 | 0 | 0 | 0 | 0 | 0 | 0 | 0 | 0 | 0 | 0 | 0 | 0 | 0 | 0 | 0 | 0 | 0 | 0 | 0 | 0 | 0 | 0 | 0 | 0 | 0 | 0 | 0 | 0 | 0 | 0 | 0 | 0 | 0 | 0 | 0 | 0 | 0 | 0 | 0 | 0 | 0 | 0 | 0 | 0 | 0 | 0 | 0 | 0 | 0 | 0 | 0 | 0 | 0 | 0 | 0 | 0 | 0 | 0 | 0 | 0 | 0 | 0 | 0 | 0 | 0 | 0 | 0 | 0 | 0 | 0 | 0 | 0 | 0 | 0 | 0 | 0 | 0 | 0 | 0 | 0 | 0 | 0 | 0 | 0 | 0 | 0 | 0 | 0 | 0 | 0 | 0 | 0 | 0 | 0 | 0 | 0 | 0 | 0 | 0 | 0 | 0 | 0 | 0 | 0 | 0 | 0 | 0 | 0 | 0 | 0 | 0 | 0 | 0 | 0 | 0 | 0 | 0 | 0 | 0 | 0 | 0 | 0 | 0 | 0 | 0 | 0 | 0 | 0 | 0 | 0 | 0 | 0 | 0 | 0 | 0 | 0 | 0 | 0 | 0 | 0 | 0 | 0 | 0 | 0 | 0 | 0 | 0 | 0 | 0 | 0 | 0 | 0 | 0 | 0 | 0 | 0 | 0 | 0 | 0 | 0 | 0 | 0 | 0 | 0 | 0 | 0 | 0 | 0 | 0 | 0 | 0 | 0 | 0 | 0 | 0 | 0 | 0 | 0 | 0 | 0 | 0 | 0 | 0 | 0 | 0 | 0 | 0 | 0 | 0 | 0 | 0 | 0 | 0 | 0 | 0 | 0 | 0 | 0 | 0 | 0 | 0 | 0 | 0 | 0 | 0 | 0 | 0 | 0 | 0 | 0 | 0 | 0 | 0 | 0 | 0 | 0 | 0 | 0 | 0 | 0 | 0 | 0 | 0 | 0 | 0 | 0 | 0 | 0 | 0 | 0 | 0 | 0 | 0 | 0 | 0 | 0 | 0 | 0 | 0 | 0 | 0 | 0 | 0 | 0 | 0 | 0 | 0 | 0 | 0 | 0 | 0 | 0 | 0 | 0 | 0 | 0 | 0 | 0 | 0 | 0 | 0 | 0 | 0 | 0 | 0 | 0 | 0 | 0 | 0 | 0 | 0 | 0 | 0 | 0 | 0 | 0 | 0 | 0 | 0 | 0 | 0 | 0 | 0 | 0 | 0 | 0 | 0 | 0 | 0 | 0 | 0 | 0 | 0 | 0 | 0 | 0 | 0 | 0 | 0 | 0 | 0 | 0 | 0 | 0 | 0 | 0 | 0 | 0 | 0 | 0 | 0 | 0 | 0 | 0 | 0 | 0 | 0 | 0 | 0 | 0 | 0 | 0 | 0 | 0 | 0 | 0 | 0 | 0 | 0 | 0 | 0 | 0 | 0 | 0 | 0 | 0 | 0 | 0 | 0 | 0 | 0 | 0 | 0 | 0 | 0 | 0 | 0 | 0 | 0 | 0 | 0 | 0 | 0 | 0 | 0 | 0 | 0 | 0 | 0 | 0 | 0 | 0 | 0 | 0 | 0 | 0 | 0 | 0 | 0 | 0 | 0 | 0 | 0 | 0 | 0 | 0 | 0 | 0 | 0 | 0 | 0 | 0 | 0 | 0 | 0 | 0 | 0 | 0 | 0 | 0 | 0 | 0 | 0 | 0 | 0 | 0 | 0 | 0 | 0 | 0 | 0 | 0 | 0 | 0 | 0 | 0 | 0 | 0 | 0 | 0 | 0 | 0 | 0 | 0 | 0 | 0 | 0 | 0 | 0 | 0 | 0 | 0 | 0 | 0 | 0 | 0 | 0 | 0 | 0 | 0 | 0 | 0 | 0 | 0 | 0 | 0 | 0 | 0 | 0 | 0 | 0 | 0 | 0 | 0 | 0 | 0 | 0 | 0 | 0 | 0 | 0 | 0 | 0 | 0 | 0 | 0 | 0 | 0 | 0 | 0 | 0 | 0 | 0 | 0 | 0 | 0 | 0 | 0 | 0 | 0 | 0 | 0 | 0 | 0 | 0 | 0 | 0 | 0 | 0 | 0 | 0 | 0 | 0 | 0 | 0 | 0 | 0 | 0 | 0 | 0 | 0 | 0 | 0 | 0 | 0 | 0 | 0 | 0 | 0 | 0 | 0 | 0 | 0 | 0 | 0 | 0 | 0 | 0 | 0 | 0 | 0 | 0 | 0 | 0 | 0 | 0 | 0 | 0 | 0 | 0 | 0 | 0 | 0 | 0 | 0 | 0 | 0 | 0 | 0 | 0 | 0 | 0 | 0 | 0 | 0 | 0 | 0 | 0 | 0 | 0 | 0 | 0 | 0 | 0 | 0 | 0 | 0 | 0 | 0 | 0 | 0 | 0 | 0 | 0 | 0 | 0 | 0 | 0 | 0 | 0 | 0 | 0 | 0 | 0 | 0 | 0 | 0 | 0 | 0 | 0 | 0 | 0 | 0 | 0 | 0 | 0 | 0 | 0 | 0 | 0 | 0 | 0 | 0 | 0 | 0 | 0 | 0 | 0 | 0 | 0 | 0 | 0 | 0 | 0 | 0 | 0 | 0 | 0 | 0 | 0 | 0 | 0 | 0 | 0 | 0 | 0 | 0 | 0 | 0 | 0 | 0 | 0 | 0 | 0 | 0 | 0 | 0 | 0 | 0 | 0 | 0 | 0 | 0 | 0 | 0 | 0 | 0 | 0 | 0 | 0 | 0 | 0 | 0 | 0 | 0 | 0 | 0 | 0 | 0 | 0 | 0 | 0 | 0 | 0 | 0 | 0 | 0 | 0 | 0 | 0 | 0 | 0 | 0 | 0 | 0 | 0 | 0 | 0 | 0 | 0 | 0 | 0 | 0 | 0 | 0 | 0 | 0 | 0 | 0 | 0 | 0 | 0 | 0 | 0 | 0 | 0 | 0 | 0 | 0 | 0 | 0 | 0 | 0 | 0 | 0 | 0 | 0 | 0 | 0 | 0 | 0 | 0 | 0 | 0 | 0 | 0 | 0 | 0 | 0 | 0 | 0 | 0 | 0 | 0 | 0 | 0 | 0 | 0 | 0 | 0 | 0 | 0 | 0 | 0 | 0 | 0 | 0 | 0 | 0 | 0 | 0 | 0 | 0 | 0 | 0 | 0 | 0 | 0 | 0 | 0 | 0 | 0 | 0 | 0 | 0 | 0 | 0 | 0 | 0 | 0 | 0 | 0 | 0 | 0 | 0 | 0 | 0 | 0 | 0 | 0 | 0 | 0 | 0 | 0 | 0 | 0 | 0 | 0 | 0 | 0 | 0 | 0 | 0 | 0 | 0 | 0 | 0 | 0 | 0 | 0 | 0 | 0 | 0 | 0 | 0 | 0 | 0 | 0 | 0 | 0 | 0 | 0 | 0 | 0 | 0 | 0 | 0 | 0 | 0 | 0 | 0 | 0 | 0 | 0 | 0 | 0 | 0 | 0 | 0 | 0 | 0 | 0 | 0 | 0 | 0 | 0 | 0 | 0 | 0 | 0 | 0 | 0 | 0 | 0 | 0 | 0 | 0 | 0 | 0 | 0 | 0 | 0 | 0 | 0 | 0 | 0 | 0 | 0 | 0 | 0 | 0 | 0 | 0 | 0 | 0 | 0 | 0 | 0 | 0 | 0 | 0 | 0 | 0 | 0 | 0 | 0 | 0 | 0 | 0 | 0 | 0 | 0 | 0 | 0 | 0 | 0 | 0 | 0 | 0 | 0 | 0 | 0 | 0 | 0 | 0 | 0 | 0 | 0 | 0 | 0 | 0 | 0 | 0 | 0 | 0 | 0 | 0 | 0 | 0 | 0 | 0 | 0 | 0 | 0 | 0 | 0 | 0 | 0 | 0 | 0 | 0 | 0 | 0 | 0 | 0 | 0 | 0 | 0 | 0 | 0 | 0 | 0 | 0 | 0 | 0 | 0 | 0 | 0 | 0 | 0 | 0 | 0 | 0 | 0 | 0 | 0 | 0 | 0 | 0 | 0 | 0 | 0 | 0 | 0 | 0 | 0 | 0 | 0 | 0 | 0 | 0 | 0 | 0 | 0 | 0 | 0 | 0 | 0 | 0 | 0 | 0 | 0 | 0 | 0 | 0 | 0 | 0 | 0 | 0 | 0 | 0 | 0 | 0 | 0 | 0 | 0 | 0 | 0 | 0 | 0 | 0 | 0 | 0 | 0 | 0 | 0 | 0 | 0 | 0 | 0 | 0 | 0 | 0 | 0 | 0 | 0 | 0 | 0 | 0 | 0 | 0 | 0 | 0 | 0 | 0 | 0 | 0 | 0 | 0 | 0 | 0 | 0 | 0 | 0 | 0 | 0 | 0 | 0 | 0 | 0 | 0 | 0 | 0 | 0 | 0 | 0 | 0 | 0 | 0 | 0 | 0 | 0 | 0 | 0 | 0 | 0 | 0 | 0 | 0 | 0 | 0 | 0 | 0 | 0 | 0 | 0 | 0 | 0 | 0 | 0 | 0 | 0 | 0 | 0 | 0 | 0 | 0 | 0 | 0 | 0 | 0 | 0 | 0 | 0 | 0 | 0 | 0 | 0 | 0 | 0 | 0 | 0 | 0 | 0 | 0 | 0 | 0 | 0 | 0 | 0 | 0 | 0 | 0 | 0 | 0 | 0 | 0 | 0 | 0 | 0 | 0 | 0 | 0 | 0 | 0 | 0 | 0 | 0 | 0 | 0 | 0 | 0 | 0 | 0 | 0 | 0 | 0 | 0 | 0 | 0 | 0 | 0 | 0 | 0 | 0 | 0 | 0 | 0 | 0 | 0 | 0 | 0 | 0 | 0 | 0 | 0 | 0 | 0 | 0 | 0 | 0 | 0 | 0 | 0 | 0 | 0 | 0 | 0 | 0 | 0 | 0 | 0 | 0 | 0 | 0 | 0 | 0 | 0 | 0 | 0 | 0 | 0 | 0 | 0 | 0 | 0 | 0 | 0 | 0 | 0 | 0 | 0 | 0 | 0 | 0 | 0 | 0 | 0 | 0 | 0 | 0 | 0 | 0 | 0 | 0 | 0 | 0 | 0 | 0 | 0 | 0 | 0 | 0 | 0 | 0 | 0 | 0 | 0 | 0 | 0 | 0 | 0 | 0 | 0 | 0 | 0 | 0 | 0 | 0 | 0 | 0 | 0 | 0 | 0 | 0 | 0 | 0 | 0 | 0 | 0 | 0 | 0 | 0 | 0 | 0 | 0 | 0 | 0 | 0 | 0 | 0 | 0 | 0 | 0 | 0 | 0 | 0 | 0 | 0 | 0 | 0 | 0 | 0 | 0 | 0 | 0 | 0 | 0 | 0 | 0 | 0 | 0 | 0 | 0 | 0 | 0 | 0 | 0 | 0 | 0 | 0 | 0 | 0 | 0 | 0 | 0 | 0 | 0 | 0 | 0 | 0 | 0 | 0 | 0 | 0 | 0 | 0 | 0 | 0 | 0 | 0 | 0 | 0 | 0 | 0 | 0 | 0 | 0 | 0 | 0 | 0 | 0 | 0 | 0 | 0 | 0 | 0 | 0 | 0 | 0 | 0 | 0 | 0 | 0 | 0 | 0 | 0 | 0 | 0 | 0 | 0 | 0 | 0 | 0 | 0 | 0 | 0 | 0 | 0 | 0 | 0 | 0 | 0 | 0 | 0 | 0 | 0 | 0 | 0 | 0 | 0 | 0 | 0 | 0 | 0 | 0 | 0 | 0 | 0 | 0 | 0 | 0 | 0 | 0 | 0 | 0 | 0 | 0 | 0 | 0 | 0 | 0 | 0 | 0 | 0 | 0 | 0 | 0 | 0 | 0 | 0 | 0 | 0 | 0 | 0 | 0 | 0 | 0 | 0 | 0 | 0 | 0 | 0 | 0 | 0 | 0 | 0 | 0 | 0 | 0 | 0 | 0 | 0 | 0 | 0 | 0 | 0 | 0 | 0 | 0 | 0 | 0 | 0 | 0 | 0 | 0 | 0 | 0 | 0 | 0 | 0 | 0 | 0 | 0 | 0 | 0 | 0 | 0 | 0 | 0 | 0 | 0 | 0 | 0 | 0 | 0 | 0 | 0 | 0 | 0 | 0 | 0 | 0 | 0 | 0 | 0 | 0 | 0 | 0 | 0 | 0 | 0 | 0 | 0 | 0 | 0 | 0 | 0 | 0 | 0 | 0 | 0 | 0 | 0 | 0 | 0 | 0 | 0 | 0 | 0 | 0 | 0 | 0 | 0 | 0 | 0 | 0 | 0 | 0 | 0 | 0 | 0 | 0 | 0 | 0 | 0 | 0 | 0 | 0 | 0 | 0 | 0 | 0 | 0 | 0 | 0 | 0 | 0 | 0 | 0 | 0 | 0 | 0 | 0 | 0 | 0 | 0 | 0 | 0 | 0 | 0 | 0 | 0 | 0 | 0 | 0 | 0 | 0 | 0 | 0 | 0 | 0 | 0 | 0 | 0 | 0 | 0 | 0 | 0 | 0 | 0 | 0 | 0 | 0 | 0 | 0 | 0 | 0 | 0 | 0 | 0 | 0 | 0 | 0 | 0 | 0 | 0 | 0 | 0 | 0 | 0 | 0 | 0 | 0 | 0 | 0 | 0 | 0 | 0 | 0 | 0 | 0 | 0 | 0 | 0 | 0 | 0 | 0 | 0 | 0 | 0 | 0 | 0 | 0 | 0 | 0 | 0 | 0 | 0 | 0 | 0 | 0 | 0 | 0 | 0 | 0 | 0 | 0 | 0 | 0 | 0 | 0 | 0 | 0 | 0 | 0 | 0 | 0 | 0 | 0 | 0 | 0 | 0 | 0 | 0 | 0 | 0 | 0 | 0 | 0 | 0 | 0 | 0 | 0 | 0 | 0 | 0 | 0 | 0 | 0 | 0 | 0 | 0 | 0 | 0 | 0 | 0 | 0 | 0 | 0 | 0 | 0 | 0 | 0 | 0 | 0 | 0 | 0 | 0 | 0 | 0 | 0 | 0 | 0 | 0 | 0 | 0 | 0 | 0 | 0 | 0 | 0 | 0 | 0 | 0 | 0 | 0 | 0 | 0 | 0 | 0 | 0 | 0 | 0 | 0 | 0 | 0 | 0 | 0 | 0 | 0 | 0 | 0 | 0 | 0 | 0 | 0 | 0 | 0 | 0 | 0 | 0 | 0 | 0 | 0 | 0 | 0 | 0 | 0 | 0 | 0 | 0 | 0
| Cumulative Growth Small Commercial | 10^3M^3/Yr |  | 0 | 0 | 0 | 0 | 0 | 0 | 0 | 0 | 0 | 0 | 0 | 0 | 0 | 0 | 0 | 0 | 0 | 0 | 0 | 0 | 0 | 0 | 0 | 0 | 0 | 0 | 0 | 0 | 0 | 0 | 0 | 0 | 0 | 0 | 0 | 0 | 0 | 0 | 0 | 0 | 0 | 0 | 0 | 0 | 0 | 0 | 0 | 0 | 0 | 0 | 0 | 0 | 0 | 0 | 0 | 0 | 0 | 0 | 0 | 0 | 0 | 0 | 0 | 0 | 0 | 0 | 0 | 0 | 0 | 0 | 0 | 0 | 0 | 0 | 0 | 0 | 0 | 0 | 0 | 0 | 0 | 0 | 0 | 0 | 0 | 0 | 0 | 0 | 0 | 0 | 0 | 0 | 0 | 0 | 0 | 0 | 0 | 0 | 0 | 0 | 0 | 0 | 0 | 0 | 0 | 0 | 0 | 0 | 0 | 0 | 0 | 0 | 0 | 0 | 0 | 0 | 0 | 0 | 0 | 0 | 0 | 0 | 0 | 0 | 0 | 0 | 0 | 0 | 0 | 0 | 0 | 0 | 0 | 0 | 0 | 0 | 0 | 0 | 0 | 0 | 0 | 0 | 0 | 0 | 0 | 0 | 0 | 0 | 0 | 0 | 0 | 0 | 0 | 0 | 0 | 0 | 0 | 0 | 0 | 0 | 0 | 0 | 0 | 0 | 0 | 0 | 0 | 0 | 0 | 0 | 0 | 0 | 0 | 0 | 0 | 0 | 0 | 0 | 0 | 0 | 0 | 0 | 0 | 0 | 0 | 0 | 0 | 0 | 0 | 0 | 0 | 0 | 0 | 0 | 0 | 0 | 0 | 0 | 0 | 0 | 0 | 0 | 0 | 0 | 0 | 0 | 0 | 0 | 0 | 0 | 0 | 0 | 0 | 0 | 0 | 0 | 0 | 0 | 0 | 0 | 0 | 0 | 0 | 0 | 0 | 0 | 0 | 0 | 0 | 0 | 0 | 0 | 0 | 0 | 0 | 0 | 0 | 0 | 0 | 0 | 0 | 0 | 0 | 0 | 0 | 0 | 0 | 0 | 0 | 0 | 0 | 0 | 0 | 0 | 0 | 0 | 0 | 0 | 0 | 0 | 0 | 0 | 0 | 0 | 0 | 0 | 0 | 0 | 0 | 0 | 0 | 0 | 0 | 0 | 0 | 0 | 0 | 0 | 0 | 0 | 0 | 0 | 0 | 0 | 0 | 0 | 0 | 0 | 0 | 0 | 0 | 0 | 0 | 0 | 0 | 0 | 0 | 0 | 0 | 0 | 0 | 0 | 0 | 0 | 0 | 0 | 0 | 0 | 0 | 0 | 0 | 0 | 0 | 0 | 0 | 0 | 0 | 0 | 0 | 0 | 0 | 0 | 0 | 0 | 0 | 0 | 0 | 0 | 0 | 0 | 0 | 0 | 0 | 0 | 0 | 0 | 0 | 0 | 0 | 0 | 0 | 0 | 0 | 0 | 0 | 0 | 0 | 0 | 0 | 0 | 0 | 0 | 0 | 0 | 0 | 0 | 0 | 0 | 0 | 0 | 0 | 0 | 0 | 0 | 0 | 0 | 0 | 0 | 0 | 0 | 0 | 0 | 0 | 0 | 0 | 0 | 0 | 0 | 0 | 0 | 0 | 0 | 0 | 0 | 0 | 0 | 0 | 0 | 0 | 0 | 0 | 0 | 0 | 0 | 0 | 0 | 0 | 0 | 0 | 0 | 0 | 0 | 0 | 0 | 0 | 0 | 0 | 0 | 0 | 0 | 0 | 0 | 0 | 0 | 0 | 0 | 0 | 0 | 0 | 0 | 0 | 0 | 0 | 0 | 0 | 0 | 0 | 0 | 0 | 0 | 0 | 0 | 0 | 0 | 0 | 0 | 0 | 0 | 0 | 0 | 0 | 0 | 0 | 0 | 0 | 0 | 0 | 0 | 0 | 0 | 0 | 0 | 0 | 0 | 0 | 0 | 0 | 0 | 0 | 0 | 0 | 0 | 0 | 0 | 0 | 0 | 0 | 0 | 0 | 0 | 0 | 0 | 0 | 0 | 0 | 0 | 0 | 0 | 0 | 0 | 0 | 0 | 0 | 0 | 0 | 0 | 0 | 0 | 0 | 0 | 0 | 0 | 0 | 0 | 0 | 0 | 0 | 0 | 0 | 0 | 0 | 0 | 0 | 0 | 0 | 0 | 0 | 0 | 0 | 0 | 0 | 0 | 0 | 0 | 0 | 0 | 0 | 0 | 0 | 0 | 0 | 0 | 0 | 0 | 0 | 0 | 0 | 0 | 0 | 0 | 0 | 0 | 0 | 0 | 0 | 0 | 0 | 0 | 0 | 0 | 0 | 0 | 0 | 0 | 0 | 0 | 0 | 0 | 0 | 0 | 0 | 0 | 0 | 0 | 0 | 0 | 0 | 0 | 0 | 0 | 0 | 0 | 0 | 0 | 0 | 0 | 0 | 0 | 0 | 0 | 0 | 0 | 0 | 0 | 0 | 0 | 0 | 0 | 0 | 0 | 0 | 0 | 0 | 0 | 0 | 0 | 0 | 0 | 0 | 0 | 0 | 0 | 0 | 0 | 0 | 0 | 0 | 0 | 0 | 0 | 0 | 0 | 0 | 0 | 0 | 0 | 0 | 0 | 0 | 0 | 0 | 0 | 0 | 0 | 0 | 0 | 0 | 0 | 0 | 0 | 0 | 0 | 0 | 0 | 0 | 0 | 0 | 0 | 0 | 0 | 0 | 0 | 0 | 0 | 0 | 0 | 0 | 0 | 0 | 0 | 0 | 0 | 0 | 0 | 0 | 0 | 0 | 0 | 0 | 0 | 0 | 0 | 0 | 0 | 0 | 0 | 0 | 0 | 0 | 0 | 0 | 0 | 0 | 0 | 0 | 0 | 0 | 0 | 0 | 0 | 0 | 0 | 0 | 0 | 0 | 0 | 0 | 0 | 0 | 0 | 0 | 0 | 0 | 0 | 0 | 0 | 0 | 0 | 0 | 0 | 0 | 0 | 0 | 0 | 0 | 0 | 0 | 0 | 0 | 0 | 0 | 0 | 0 | 0 | 0 | 0 | 0 | 0 | 0 | 0 | 0 | 0 | 0 | 0 | 0 | 0 | 0 | 0 | 0 | 0 | 0 | 0 | 0 | 0 | 0 | 0 | 0 | 0 | 0 | 0 | 0 | 0 | 0 | 0 | 0 | 0 | 0 | 0 | 0 | 0 | 0 | 0 | 0 | 0 | 0 | 0 | 0 | 0 | 0 | 0 | 0 | 0 | 0 | 0 | 0 | 0 | 0 | 0 | 0 | 0 | 0 | 0 | 0 | 0 | 0 | 0 | 0 | 0 | 0 | 0 | 0 | 0 | 0 | 0 | 0 | 0 | 0 | 0 | 0 | 0 | 0 | 0 | 0 | 0 | 0 | 0 | 0 | 0 | 0 | 0 | 0 | 0 | 0 | 0 | 0 | 0 | 0 | 0 | 0 | 0 | 0 | 0 | 0 | 0 | 0 | 0 | 0 | 0 | 0 | 0 | 0 | 0 | 0 | 0 | 0 | 0 | 0 | 0 | 0 | 0 | 0 | 0 | 0 | 0 | 0 | 0 | 0 | 0 | 0 | 0 | 0 | 0 | 0 | 0 | 0 | 0 | 0 | 0 | 0 | 0 | 0 | 0 | 0 | 0 | 0 | 0 | 0 | 0 | 0 | 0 | 0 | 0 | 0 | 0 | 0 | 0 | 0 | 0 | 0 | 0 | 0 | 0 | 0 | 0 | 0 | 0 | 0 | 0 | 0 | 0 | 0 | 0 | 0 | 0 | 0 | 0 | 0 | 0 | 0 | 0 | 0 | 0 | 0 | 0 | 0 | 0 | 0 | 0 | 0 | 0 | 0 | 0 | 0 | 0 | 0 | 0 | 0 | 0 | 0 | 0 | 0 | 0 | 0 | 0 | 0 | 0 | 0 | 0 | 0 | 0 | 0 | 0 | 0 | 0 | 0 | 0 | 0 | 0 | 0 | 0 | 0 | 0 | 0 | 0 | 0 | 0 | 0 | 0 | 0 | 0 | 0 | 0 | 0 | 0 | 0 | 0 | 0 | 0 | 0 | 0 | 0 | 0 | 0 | 0 | 0 | 0 | 0 | 0 | 0 | 0 | 0 | 0 | 0 | 0 | 0 | 0 | 0 | 0 | 0 | 0 | 0 | 0 | 0 | 0 | 0 | 0 | 0 | 0 | 0 | 0 | 0 | 0 | 0 | 0 | 0 | 0 | 0 | 0 | 0 | 0 | 0 | 0 | 0 | 0 | 0 | 0 | 0 | 0 | 0 | 0 | 0 | 0 | 0 | 0 | 0 | 0 | 0 | 0 | 0 | 0 | 0 | 0 | 0 | 0 | 0 | 0 | 0 | 0 | 0 | 0 | 0 | 0 | 0 | 0 | 0 | 0 | 0 | 0 | 0 | 0 | 0 | 0 | 0 | 0 | 0 | 0 | 0 | 0 | 0 | 0 | 0 | 0 | 0 | 0 | 0 | 0 | 0 | 0 | 0 | 0 | 0 | 0 | 0 | 0 | 0 | 0 | 0 | 0 | 0 | 0 | 0 | 0 | 0 | 0 | 0 | 0 | 0 | 0 | 0 | 0 | 0 | 0 | 0 | 0 | 0 | 0 | 0 | 0 | 0 | 0 | 0 | 0 | 0 | 0 | 0 | 0 | 0 | 0 | 0 | 0 | 0 | 0 | 0 | 0 | 0 | 0 | 0 | 0 | 0 | 0 | 0 | 0 | 0 | 0 | 0 | 0 | 0 | 0 | 0 | 0 | 0 | 0 | 0 | 0 | 0 | 0 | 0 | 0 | 0 | 0 | 0 | 0 | 0 | 0 | 0 | 0 | 0 | 0 | 0 | 0 | 0 | 0 | 0 | 0 | 0 | 0 | 0 | 0 | 0 | 0 | 0 | 0 | 0 | 0 | 0 | 0 | 0 | 0 | 0 | 0 | 0 | 0 | 0 | 0 | 0 | 0 | 0 | 0 | 0 | 0 | 0 | 0 | 0 | 0 | 0 | 0 | 0 | 0 | 0 | 0 | 0 | 0 | 0 | 0 | 0 | 0 | 0 | 0 | 0 | 0 | 0 | 0 | 0 | 0 | 0 | 0 | 0 | 0 | 0 | 0 | 0 | 0 | 0 | 0 | 0 | 0 | 0 | 0 | 0 | 0 | 0 | 0 | 0 | 0 | 0 | 0 | 0 | 0 | 0 | 0 | 0 | 0 | 0 | 0 | 0 | 0 | 0 | 0 | 0 | 0 | 0 | 0 | 0 | 0 | 0 | 0 | 0 | 0 | 0 | 0 | 0 | 0 | 0 | 0 | 0 | 0 | 0 | 0 | 0 | 0 | 0 | 0 | 0 | 0 | 0 | 0 | 0 | 0 | 0 | 0 | 0 | 0 | 0 | 0 | 0 | 0 | 0 | 0 | 0 | 0 | 0 | 0 | 0 | 0 | 0 | 0 | 0 | 0 | 0 | 0 | 0 | 0 | 0 | 0 | 0 | 0 | 0 | 0 | 0 | 0 | 0 | 0 | 0 | 0 | 0 | 0 | 0 | 0 | 0 | 0 | 0 | 0 | 0 | 0 | 0 | 0 | 0 | 0 | 0 | 0 | 0 | 0 | 0 | 0 | 0 | 0 | 0 | 0 | 0 | 0 | 0 | 0 | 0 | 0 | 0 | 0 | 0 | 0 | 0 | 0 | 0 | 0 | 0 | 0 | 0 | 0 | 0 | 0 | 0 | 0 | 0 | 0 | 0 | 0 | 0 | 0 | 0 | 0 | 0 | 0 | 0 | 0 | 0 | 0 | 0 | 0 | 0 | 0 | 0 | 0 | 0 | 0 | 0 | 0 | 0 | 0 | 0 | 0 | 0 | 0 | 0 | 0 | 0 | 0 | 0 | 0 | 0 | 0 | 0 | 0 | 0 | 0 | 0 | 0 | 0 | 0 | 0 | 0 | 0 | 0 | 0 | 0 | 0 | 0 | 0 | 0 | 0 | 0 | 0 | 0 | 0 | 0 | 0 | 0 | 0 | 0 | 0 | 0 | 0 | 0 | 0 | 0 | 0 | 0 | 0 | 0 | 0 | 0 | 0 | 0 | 0 | 0 | 0 | 0 | 0 | 0 | 0 | 0 | 0 | 0 | 0 | 0 | 0 | 0 | 0 | 0 | 0 | 0 | 0 | 0 | 0 | 0 | 0 | 0 | 0 | 0 | 0 | 0 | 0 | 0 | 0 | 0 | 0 | 0 | 0 | 0 | 0 | 0 | 0 | 0 | 0 | 0 | 0 | 0 | 0 | 0 | 0 | 0 | 0 | 0 | 0 | 0 | 0 | 0 | 0 | 0 | 0 | 0 | 0 | 0 | 0 | 0 | 0 | 0 | 0 | 0 | 0 | 0 | 0 | 0 | 0 | 0 | 0 | 0 | 0 | 0 | 0 | 0 | 0 | 0 | 0 | 0 | 0 | 0 | 0 | 0 | 0 | 0 | 0 | 0 | 0 | 0 | 0 | 0 | 0 | 0 | 0 | 0 | 0 | 0 | 0 | 0 | 0 | 0 | 0 | 0 | 0 | 0 | 0 | 0 | 0 | 0 | 0 | 0 | 0 | 0 | 0 | 0 | 0 | 0 | 0 | 0 | 0 | 0 | 0 | 0 | 0 | 0 | 0 | 0 | 0 | 0 | 0 | 0 | 0 | 0 | 0 | 0 | 0 | 0 | 0 | 0 | 0 | 0 | 0 | 0 | 0 | 0 | 0 | 0 | 0 | 0 | 0 | 0 | 0 | 0 | 0 | 0 | 0 | 0 | 0 | 0 | 0 | 0 | 0 | 0 | 0 | 0 | 0 | 0 | 0 | 0 | 0 | 0 | 0 | 0 | 0 | 0 | 0 | 0 | 0 | 0 | 0 | 0 | 0 | 0 | 0 | 0 | 0 | 0 | 0 | 0 | 0 | 0 | 0 | 0 | 0 | 0 | 0 | 0 | 0 | 0 | 0 | 0 | 0 | 0 | 0 | 0 | 0 | 0 | 0 | 0 | 0 | 0 | 0 | 0 | 0 | 0 | 0 | 0 | 0 | 0 | 0 | 0 | 0 | 0 | 0 | 0 | 0 | 0 | 0 | 0 | 0 | 0 | 0 | 0 | 0 | 0 | 0 | 0 | 0 | 0 | 0 | 0 | 0 | 0 | 0 | 0 | 0 | 0 | 0 | 0 | 0 | 0 | 0 | 0 | 0 | 0 | 0 | 0 | 0 | 0 | 0 | 0 | 0 | 0 | 0 | 0 | 0 | 0 | 0 | 0 | 0 | 0 | 0 | 0 | 0 | 0 | 0 | 0 | 0 | 0 | 0 | 0 | 0 | 0 | 0 | 0 | 0 | 0 | 0 | 0 | 0 | 0 | 0 | 0 | 0 | 0 | 0 | 0 | 0 | 0 | 0 | 0 | 0 | 0 | 0 | 0 | 0 | 0 | 0 | 0 | 0 | 0 | 0 | 0 | 0 | 0 | 0 | 0 | 0 | 0 | 0 | 0 | 0 | 0 | 0 | 0 | 0 | 0 | 0 | 0 | 0 | 0 | 0 | 0 | 0 | 0 | 0 | 0 | 0 | 0 | 0 | 0 | 0 | 0 | 0 | 0 | 0 | 0 | 0 | 0 | 0 | 0 | 0 | 0 | 0 | 0 | 0 | 0 | 0 | 0 | 0 | 0 | 0 | 0 | 0 | 0 | 0 | 0 | 0 | 0 | 0 | 0 | 0 | 0 | 0 | 0 | 0 | 0 | 0 | 0 | 0 | 0 | 0 | 0 | 0 | 0 | 0 | 0 | 0 | 0 | 0 | 0 | 0 | 0 | 0 | 0 | 0 | 0 | 0 | 0 | 0 | 0 | 0 | 0 | 0 | 0 | 0 | 0 | 0 | 0 | 0 | 0 | 0 | 0 | 0 | 0 | 0 | 0 | 0 | 0 | 0 | 0 | 0 | 0 | 0 | 0 | 0 | 0 | 0 | 0 | 0 | 0 | 0 | 0 | 0 | 0 | 0 | 0 | 0 | 0 | 0 | 0 | 0 | 0 | 0 | 0 | 0 | 0 | 0 | 0 | 0 | 0 | 0 | 0 | 0 | 0 | 0 | 0 | 0 | 0 | 0 | 0 | 0 | 0 | 0 | 0 | 0 | 0 | 0 | 0 | 0 | 0 | 0 | 0 | 0 | 0 | 0 | 0 | 0 | 0 | 0 | 0 | 0 | 0 | 0 | 0 | 0 | 0 | 0 | 0 | 0 | 0 | 0 | 0 | 0 | 0 | 0 | 0 | 0 | 0 | 0 | 0 | 0 | 0 | 0 | 0 | 0 | 0 | 0 | 0 | 0 | 0 | 0 | 0 | 0 | 0 | 0 | 0 | 0 | 0 | 0 | 0 | 0 | 0 | 0 | 0 | 0 | 0 | 0 | 0 | 0 | 0 | 0 | 0 | 0 | 0 | 0 | 0 | 0 | 0 | 0 | 0 | 0 | 0 | 0 | 0 | 0 | 0 | 0 | 0 | 0 | 0 | 0 | 0 | 0 | 0 | 0 | 0 | 0 | 0 | 0 | 0 | 0 | 0 | 0 | 0 | 0 | 0 | 0 | 0 | 0 | 0 | 0 | 0 | 0 | 0 | 0 | 0 | 0 | 0 | 0 | 0 | 0 | 0 | 0 | 0 | 0 | 0 | 0 | 0 | 0 | 0 | 0 | 0 | 0 | 0 | 0 | 0 | 0 | 0 | 0 | 0 | 0 | 0 | 0 | 0 | 0 | 0 | 0 | 0 | 0 | 0 | 0 | 0 | 0 | 0 | 0 | 0 | 0 | 0 | 0 | 0 | 0 | 0 | 0 | 0 | 0 | 0 | 0 | 0 | 0 | 0 | 0 | 0 | 0 | 0 | 0 | 0 | 0 | 0 | 0 | 0 | 0 | 0 | 0 | 0 | 0 | 0 | 0 | 0 | 0 | 0 | 0 | 0 | 0 | 0 | 0 | 0 | 0 | 0 | 0 | 0 | 0 | 0 | 0 | 0 | 0 | 0 | 0 | 0 | 0 | 0 | 0 | 0 | 0 | 0 | 0 | 0 | 0 | 0 | 0 | 0 | 0 | 0 | 0 | 0 | 0 | 0 | 0 | 0 | 0 | 0 | 0 | 0 | 0 | 0 | 0 | 0 | 0 | 0 | 0 | 0 | 0 | 0 | 0 | 0 | 0 | 0 | 0 | 0 | 0 | 0 | 0 | 0 | 0 | 0 | 0 | 0 | 0 | 0 | 0 | 0 | 0 | 0 | 0 | 0 | 0 | 0 | 0 | 0 | 0 | 0 | 0 | 0 | 0 | 0 | 0 | 0 | 0 | 0 | 0 | 0 | 0 | 0 | 0 | 0 | 0 | 0 | 0 | 0 | 0 | 0 | 0 | 0 | 0 | 0 | 0 | 0 | 0 | 0 | 0 | 0 | 0 | 0 | 0 | 0 | 0 | 0 | 0 | 0 | 0 | 0 | 0 | 0 | 0 | 0 | 0 | 0 | 0 | 0 | 0 | 0 | 0 | 0 | 0 | 0 | 0 | 0 | 0 | 0 | 0 | 0 | 0 | 0 | 0 | 0 | 0 | 0 | 0 | 0 | 0 | 0 | 0 | 0 | 0 | 0 | 0 | 0 | 0 | 0 | 0 | 0 | 0 | 0 | 0 | 0 | 0 | 0 | 0 | 0 | 0 | 0 | 0 | 0 | 0 | 0 | 0 | 0 | 0 | 0 | 0 | 0 | 0 | 0 | 0 | 0 | 0 | 0 | 0 | 0 | 0 | 0 | 0 | 0 | 0 | 0 | 0 | 0 | 0 | 0 | 0 | 0 | 0 | 0 | 0 | 0 | 0 | 0 | 0 | 0 | 0 | 0 | 0 | 0 | 0 | 0 | 0 | 0 | 0 | 0 | 0 | 0 | 0 | 0 | 0 | 0 | 0 | 0 | 0 | 0 | 0 | 0 | 0 | 0 | 0 | 0 | 0 | 0 | 0 | 0 | 0 | 0 | 0 | 0 | 0 | 0 | 0 | 0 | 0 | 0 | 0 | 0 | 0 | 0 | 0 | 0 | 0 | 0 | 0 | 0 | 0 | 0 | 0 | 0 | 0 | 0 | 0 | 0 | 0 | 0 | 0 | 0 | 0 | 0 | 0 | 0 | 0 | 0 | 0 | 0 | 0 | 0 | 0 | 0 | 0 | 0 | 0 | 0 | 0 | 0 | 0 | 0 | 0 | 0 | 0 | 0 | 0 | 0 | 0 | 0 | 0 | 0 | 0 | 0 | 0 | 0 | 0 | 0 | 0 | 0 | 0 | 0 | 0 | 0 | 0 | 0 | 0 | 0 | 0 | 0 | 0 | 0 | 0 | 0 | 0 | 0 | 0 | 0 | 0 | 0 | 0 | 0 | 0 | 0 | 0 | 0 | 0 | 0 | 0 | 0 | 0 | 0 | 0 | 0 | 0 | 0 | 0 | 0 | 0 | 0 | 0 | 0 | 0 | 0 | 0 | 0 | 0 | 0 | 0 | 0 | 0 | 0 | 0 | 0 | 0 | 0 | 0 | 0 | 0 | 0 | 0 | 0 | 0 | 0 | 0 | 0 | 0 | 0 | 0 | 0 | 0 | 0 | 0 | 0 | 0 | 0 | 0 | 0 | 0 | 0 | 0 | 0 | 0 | 0 | 0 | 0 | 0 | 0 | 0 | 0 | 0 | 0 | 0 | 0 | 0 | 0 | 0 | 0 | 0 | 0 | 0 | 0 | 0 | 0 | 0 | 0 | 0 | 0 | 0 | 0 | 0 | 0 | 0 | 0 | 0 | 0 | 0 | 0 | 0 | 0 | 0 | 0 | 0 | 0 | 0 | 0 | 0 | 0 | 0 | 0 | 0 | 0 | 0 | 0 | 0 | 0 | 0 | 0 | 0 | 0 | 0 | 0 | 0 | 0 | 0 | 0 | 0 | 0 | 0 | 0 | 0 | 0 | 0 | 0 | 0 | 0 | 0 | 0 | 0 | 0 | 0 | 0 | 0 | 0 | 0 | 0 | 0 | 0 | 0 | 0 | 0 | 0 | 0 | 0 | 0 | 0 | 0 | 0 | 0 | 0 | 0 | 0 | 0 | 0 | 0 | 0 | 0 | 0 | 0 | 0 | 0 | 0 | 0 | 0 | 0 | 0 | 0 | 0 | 0 | 0 | 0 | 0 | 0 | 0 | 0 | 0 | 0 | 0 | 0 | 0 | 0 | 0 | 0 | 0 | 0 | 0 | 0 | 0 | 0 | 0 | 0 | 0 | 0 | 0 | 0 | 0 | 0 | 0 | 0 | 0 | 0 | 0 | 0 | 0 | 0 | 0 | 0 | 0 | 0 | 0 | 0 | 0 | 0 | 0 | 0 | 0 | 0 | 0 | 0 | 0 | 0 | 0 | 0 | 0 | 0 | 0 | 0 | 0 | 0 | 0 | 0 | 0 | 0 | 0 | 0 | 0 | 0 | 0 | 0 | 0 | 0 | 0 | 0 | 0 | 0 | 0 | 0 | 0 | 0 | 0 | 0 | 0 | 0 | 0 | 0 | 0 | 0 | 0 | 0 | 0 | 0 | 0 | 0 | 0 | 0 | 0 | 0 | 0 | 0 | 0 | 0 | 0 | 0 | 0 | 0 | 0 | 0 | 0 | 0 | 0 | 0 | 0 | 0 | 0 | 0 | 0 | 0 | 0 | 0 | 0 | 0 | 0 | 0 | 0 | 0 | 0 | 0 | 0 | 0 | 0 | 0 | 0 | 0 | 0 | 0 | 0 | 0 | 0 | 0 | 0 | 0 | 0 | 0 | 0 | 0 | 0 | 0 | 0 | 0 | 0 | 0 | 0 | 0 | 0 | 0 | 0 | 0 | 0 | 0 | 0 | 0 | 0 | 0 | 0 | 0 | 0 | 0 | 0 | 0 | 0 | 0 | 0 | 0 | 0 | 0 | 0 | 0 | 0 | 0 | 0 | 0 | 0 | 0 | 0 | 0 | 0 | 0 | 0 | 0 | 0 | 0 | 0 | 0 | 0 | 0 | 0 | 0 | 0 | 0 | 0 | 0 | 0 | 0 | 0 | 0 | 0 | 0 | 0 | 0 | 0 | 0 | 0 | 0 | 0 | 0 | 0 | 0 | 0 | 0 | 0 | 0 | 0 | 0 | 0 | 0 | 0 | 0 | 0 | 0 | 0 | 0 | 0 | 0 | 0 | 0 | 0 | 0 | 0 | 0 | 0 | 0 | 0 | 0 | 0 | 0 | 0 | 0 | 0 | 0 | 0 | 0 | 0 | 0 | 0 | 0 | 0 | 0 | 0 | 0 | 0 | 0 | 0 | 0 | 0 | 0 | 0 | 0 | 0 | 0 | 0 | 0 | 0 | 0 | 0 | 0 | 0 | 0 | 0 | 0 | 0 | 0 | 0 | 0 | 0 | 0 | 0 | 0 | 0 | 0 | 0 | 0 | 0 | 0 | 0 | 0 | 0 | 0 | 0 | 0 | 0 | 0 | 0 | 0 | 0 | 0 | 0 | 0 | 0 | 0 | 0 | 0 | 0 | 0 | 0 | 0 | 0 | 0 | 0 | 0 | 0 | 0 | 0 | 0 | 0 | 0 | 0 | 0 | 0 | 0 | 0 | 0 | 0 | 0 | 0 | 0 | 0 | 0 | 0 | 0 | 0 | 0 | 0 | 0 | 0 | 0 | 0 | 0 | 0 | 0 | 0 | 0 | 0 | 0 | 0 | 0 | 0 | 0 | 0 | 0 | 0 | 0 | 0 | 0 | 0 | 0 | 0 | 0 | 0 | 0 | 0 | 0 | 0 | 0 | 0 | 0 | 0 | 0 | 0 | 0 | 0 | 0 | 0 | 0 | 0 | 0 | 0 | 0 | 0 | 0 | 0 | 0 | 0 | 0 | 0 | 0 | 0 | 0 | 0 | 0 | 0 | 0 | 0 | 0 | 0 | 0 | 0 | 0 | 0 | 0 | 0 | 0 | 0 | 0 | 0 | 0 | 0 | 0 | 0 | 0 | 0 | 0 | 0 | 0 | 0 | 0 | 0 | 0 | 0 | 0 | 0 | 0 | 0 | 0 | 0 | 0 | 0 | 0 | 0 | 0 | 0 | 0 | 0 | 0 | 0 | 0 | 0 | 0 | 0 | 0 | 0 | 0 | 0 | 0 | 0 | 0 | 0 | 0 | 0 | 0 | 0 | 0 | 0 | 0 | 0 | 0 | 0 | 0 | 0 | 0 | 0 | 0 | 0 | 0 | 0 | 0 | 0 | 0 | 0 | 0 | 0 | 0 | 0 | 0 | 0 | 0 | 0 | 0 | 0 | 0 | 0 | 0 | 0 | 0 | 0 | 0 | 0 | 0 | 0 | 0 | 0 | 0 | 0 | 0 | 0 | 0 | 0 | 0 | 0 | 0 | 0 | 0 | 0 | 0 | 0 | 0 | 0 | 0 | 0 | 0 | 0 | 0 | 0 | 0 | 0 | 0 | 0 | 0 | 0 | 0 | 0 | 0 | 0 | 0 | 0 | 0 | 0 | 0 | 0 | 0 | 0 | 0 | 0 | 0 | 0 | 0 | 0 | 0 | 0 | 0 | 0 | 0 | 0 | 0 | 0 | 0 | 0 | 0 | 0 | 0 | 0 | 0 | 0 | 0 | 0 | 0 | 0 | 0 | 0 | 0 | 0 | 0 | 0 | 0 | 0 | 0 | 0 | 0 | 0 | 0 | 0 | 0 | 0 | 0 | 0 | 0 | 0 | 0 | 0 | 0 | 0 | 0 | 0 | 0 | 0 | 0 | 0 | 0 | 0 | 0 | 0 | 0 | 0 | 0 | 0 | 0 | 0 | 0 | 0 | 0 | 0 | 0 | 0 | 0 | 0 | 0 | 0 | 0 | 0 | 0 | 0 | 0 | 0 | 0 | 0 | 0 | 0 | 0 | 0 | 0 | 0 | 0 | 0 | 0 | 0 | 0 | 0 | 0 | 0 | 0 | 0 | 0 | 0 | 0 | 0 | 0 | 0 | 0 | 0 | 0 | 0 | 0 | 0 | 0 | 0 | 0 | 0 | 0 | 0 | 0 | 0 | 0 | 0 | 0 | 0 | 0 | 0 | 0 | 0 | 0 | 0 | 0 | 0 | 0 | 0 | 0 | 0 | 0 | 0 | 0 | 0 | 0 | 0 | 0 | 0 | 0 | 0 | 0 | 0 | 0 | 0 | 0 | 0 | 0 | 0 | 0 | 0 | 0 | 0 | 0 | 0 | 0 | 0 | 0 | 0 | 0 | 0 | 0 | 0 | 0 | 0 | 0 | 0 | 0 | 0 | 0 | 0 | 0 | 0 | 0 | 0 | 0 | 0 | 0 | 0 | 0 | 0 | 0 | 0 | 0 | 0 | 0 | 0 | 0 | 0 | 0 | 0 | 0 | 0 | 0 | 0 | 0 | 0 | 0 | 0 | 0 | 0 | 0 | 0 | 0 | 0 | 0 | 0 | 0 | 0 | 0 | 0 | 0 | 0 | 0 | 0 | 0 | 0 | 0 | 0 | 0 | 0 | 0 | 0 | 0 | 0 | 0 | 0 | 0 | 0 | 0 | 0 | 0 | 0 | 0 | 0 | 0 | 0 | 0 | 0 | 0 | 0 | 0 | 0 | 0 | 0 | 0 | 0 | 0 | 0 | 0 | 0 | 0 | 0 | 0 | 0 | 0 | 0 | 0 | 0 | 0 | 0 | 0 | 0 | 0 | 0 | 0 | 0 | 0 | 0 | 0 | 0 | 0 | 0 | 0 | 0 | 0 | 0 | 0 | 0 | 0 | 0 | 0 | 0 | 0 | 0 | 0 | 0 | 0 | 0 | 0 | 0 | 0 | 0 | 0 | 0 | 0 | 0 | 0 | 0 | 0 | 0 | 0 | 0 | 0 | 0 | 0 | 0 | 0 | 0 | 0 | 0 | 0 | 0 | 0 | 0 | 0 | 0 | 0 | 0 | 0 | 0 | 0 | 0 | 0 | 0 | 0 | 0 | 0 | 0 | 0 | 0 | 0 | 0 | 0 | 0 | 0 | 0 | 0 | 0 | 0 | 0 | 0 | 0 | 0 | 0 | 0 | 0 | 0 | 0 | 0 | 0 | 0 | 0 | 0 | 0 | 0 | 0 | 0 | 0 | 0 | 0 | 0 | 0 | 0 | 0 | 0 | 0 | 0 | 0 | 0 | 0 | 0 | 0 | 0 | 0 | 0 | 0 | 0 | 0 | 0 | 0 | 0 | 0 | 0 | 0 | 0 | 0 | 0 | 0 | 0 | 0 | 0 | 0 | 0 | 0 | 0 | 0 | 0 | 0 | 0 | 0 | 0 | 0 | 0 | 0 | 0 | 0 | 0 | 0 | 0 | 0 | 0 | 0 | 0 | 0 | 0 | 0 | 0 | 0 | 0 | 0 | 0 | 0 | 0 | 0 | 0 | 0 | 0 | 0 | 0 | 0 | 0 | 0 | 0 | 0 | 0 | 0 | 0 | 0 | 0 | 0 | 0 | 0 | 0 | 0 | 0 | 0 | 0 | 0 | 0 | 0 | 0 | 0 | 0 | 0 | 0 | 0 | 0 | 0 | 0 | 0 | 0 | 0 | 0 | 0 | 0 | 0 | 0 | 0 | 0 | 0 | 0 | 0 | 0 | 0 | 0 | 0 | 0 | 0 | 0 | 0 | 0 | 0 | 0 | 0 | 0 | 0 | 0 | 0 | 0 | 0 | 0 | 0 | 0 | 0 | 0 | 0 | 0 | 0 | 0 | 0 | 0 | 0 | 0 | 0 | 0 | 0 | 0 | 0 | 0 | 0 | 0 | 0 | 0 | 0 | 0 | 0 | 0 | 0 | 0 | 0 | 0 | 0 | 0 | 0 | 0 | 0 | 0 | 0 | 0 | 0 | 0 | 0 | 0 | 0 | 0 | 0 | 0 | 0 | 0 | 0 | 0 | 0 | 0 | 0 | 0 | 0 | 0 | 0 | 0 | 0 | 0 | 0 | 0 | 0 | 0 | 0 | 0 | 0 | 0 | 0 | 0 | 0 | 0 | 0 | 0 | 0 | 0 | 0 | 0 | 0 | 0 | 0 | 0 | 0 | 0 | 0 | 0 | 0 | 0 | 0 | 0 | 0 | 0 | 0 | 0 | 0 | 0 | 0 | 0 | 0 | 0 | 0 | 0 | 0 | 0 | 0 | 0 | 0 | 0 | 0 | 0 | 0 | 0 | 0 | 0 | 0 | 0 | 0 | 0 | 0 | 0 | 0 | 0 | 0 | 0 | 0 | 0 | 0 | 0 | 0 | 0 | 0 | 0 | 0 | 0 | 0 | 0 | 0 | 0 | 0 | 0 | 0 | 0 | 0 | 0 | 0 | 0 | 0 | 0 | 0 | 0 | 0 | 0 | 0 | 0 | 0 | 0 | 0 | 0 | 0 | 0 | 0 | 0 | 0 | 0 | 0 | 0 | 0 | 0 | 0 | 0 | 0 | 0 | 0 | 0 | 0 | 0 | 0 | 0 | 0 | 0 | 0 | 0 | 0 | 0 | 0 | 0 | 0 | 0 | 0 | 0 | 0 | 0 | 0 | 0 | 0 | 0 | 0 | 0 | 0 | 0 | 0 | 0 | 0 | 0 | 0 | 0 | 0 | 0 | 0 | 0 | 0 | 0 | 0 | 0 | 0 | 0 | 0 | 0 | 0 | 0 | 0 | 0 | 0 | 0 | 0 | 0 | 0 | 0 | 0 | 0 | 0 | 0 | 0 | 0 | 0 | 0 | 0 | 0 | 0 | 0 | 0 | 0 | 0 | 0 | 0 | 0 | 0 | 0 | 0 | 0 | 0 | 0 | 0 | 0 | 0 | 0 | 0 | 0 | 0 | 0 | 0 | 0 | 0 | 0 | 0 | 0 | 0 | 0 | 0 | 0 | 0 | 0 | 0 | 0 | 0 | 0 | 0 | 0 | 0 | 0 | 0 | 0 | 0 | 0 | 0 | 0 | 0 | 0 | 0 | 0 | 0 | 0 | 0 | 0 | 0 | 0 | 0 | 0 | 0 | 0 | 0 | 0 | 0 | 0 | 0 | 0 | 0 | 0 | 0 | 0 | 0 | 0 | 0 | 0 | 0 | 0 | 0 | 0 | 0 | 0 | 0 | 0 | 0 | 0 | 0 | 0 | 0 | 0 | 0 | 0 | 0 | 0 | 0 | 0 | 0 | 0 | 0 | 0 | 0 | 0 | 0 | 0 | 0 | 0 | 0 | 0 | 0 | 0 | 0 | 0 | 0 | 0 | 0 | 0 | 0 | 0 | 0 | 0 | 0 | 0 | 0 | 0 | 0 | 0 | 0 | 0 | 0 | 0 | 0 | 0 | 0 | 0 | 0 | 0 | 0 | 0 | 0 | 0 | 0 | 0 | 0 | 0 | 0 | 0 | 0 | 0 | 0 | 0 | 0 | 0 | 0 | 0 | 0 | 0 | 0 | 0 | 0 | 0 | 0 | 0 | 0 | 0 | 0 | 0 | 0 | 0 | 0 | 0 | 0 | 0 | 0 | 0 | 0 | 0 | 0 | 0 | 0 | 0 | 0 | 0 | 0 | 0 | 0 | 0 | 0 | 0 | 0 | 0 | 0 | 0 | 0 | 0 | 0 | 0 | 0 | 0 | 0 | 0 | 0 | 0 | 0 | 0 | 0 | 0 | 0 | 0 | 0 | 0 | 0 | 0 | 0 | 0 | 0 | 0 | 0 | 0 | 0 | 0 | 0 | 0 | 0 | 0 | 0 | 0 | 0 | 0 | 0 | 0 | 0 | 0 | 0 | 0 | 0 | 0 | 0 | 0 | 0 | 0 | 0 | 0 | 0 | 0 | 0 | 0 | 0 | 0 | 0 | 0 | 0 | 0 | 0 | 0 | 0 | 0 | 0 | 0 | 0 | 0 | 0 | 0 | 0 | 0 | 0 | 0 | 0 | 0 | 0 | 0 | 0 | 0 | 0 | 0 | 0 | 0 | 0 | 0 | 0 | 0 | 0 | 0 | 0 | 0 | 0 | 0 | 0 | 0 | 0 | 0 | 0 | 0 | 0 | 0 | 0 | 0 | 0 | 0 | 0 | 0 | 0 | 0 | 0 | 0 | 0 | 0 | 0 | 0 | 0 | 0 | 0 | 0 | 0 | 0 | 0 | 0 | 0 | 0 | 0 | 0 | 0 | 0 | 0 | 0 | 0 | 0 | 0 | 0 | 0 | 0 | 0 | 0 | 0 | 0 | 0 | 0 | 0 | 0 | 0 | 0 | 0 | 0 | 0 | 0 | 0 | 0 | 0 | 0 | 0 | 0 | 0 | 0 | 0 | 0 | 0 | 0 | 0 | 0 | 0 | 0 | 0 | 0 | 0 | 0 | 0 | 0 | 0 | 0 | 0 | 0 | 0 | 0 | 0 | 0 | 0 | 0 | 0 | 0 | 0 | 0 | 0 | 0 | 0 | 0 | 0 | 0 | 0 | 0 | 0 | 0 | 0 | 0 | 0 | 0 | 0 | 0 | 0 | 0 | 0 | 0 | 0 | 0 | 0 | 0 | 0 | 0 | 0 | 0 | 0 | 0 | 0 | 0 | 0 | 0 | 0 | 0 | 0 | 0 | 0 | 0 | 0 | 0 | 0 | 0 | 0 | 0 | 0 | 0 | 0 | 0 | 0 | 0 | 0 | 0 | 0 | 0 | 0 | 0 | 0 | 0 | 0 | 0 | 0 | 0 | 0 | 0 | 0 | 0 | 0 | 0 | 0 | 0 | 0 | 0 | 0 | 0 | 0 | 0 | 0 | 0 | 0 | 0 | 0 | 0 | 0 | 0 | 0 | 0 | 0 | 0 | 0 | 0 | 0 | 0 | 0 | 0 | 0 | 0 | 0 | 0 | 0 | 0 | 0 | 0 | 0 | 0 | 0 | 0 | 0 | 0 | 0 | 0 | 0 | 0 | 0 | 0 | 0 | 0 | 0 | 0 | 0 | 0 | 0 | 0 | 0 | 0 | 0 | 0 | 0 | 0 | 0 | 0 | 0 | 0 | 0 | 0 | 0 | 0 | 0 | 0 | 0 | 0 | 0 | 0 | 0 | 0 | 0 | 0 | 0 | 0 | 0 | 0 | 0 | 0 | 0 | 0 | 0 | 0 | 0 | 0 | 0 | 0 | 0 | 0 | 0 | 0 | 0 | 0 | 0 | 0 | 0 | 0 | 0 | 0 | 0 | 0 | 0 | 0 | 0 | 0 | 0 | 0 | 0 | 0 | 0 | 0 | 0 | 0 | 0 | 0 | 0 | 0 | 0 | 0 | 0 | 0 | 0 | 0 | 0 | 0 | 0 | 0 | 0 | 0 | 0 | 0 | 0 | 0 | 0 | 0 | 0 | 0 | 0 | 0 | 0 | 0 | 0 | 0 | 0 | 0 | 0 | 0 | 0 | 0 | 0 | 0 | 0 | 0 | 0 | 0 | 0 | 0 | 0 | 0 | 0 | 0 | 0 | 0 | 0 | 0 | 0 | 0 | 0 | 0 | 0 | 0 | 0 | 0 | 0 | 0 | 0 | 0 | 0 | 0 | 0 | 0 | 0 | 0 | 0 | 0 | 0 | 0 | 0 | 0 | 0 | 0 | 0 | 0 | 0 | 0 | 0 | 0 | 0 | 0 | 0 | 0 | 0 | 0 | 0 | 0 | 0 | 0 | 0 | 0 | 0 | 0 | 0 | 0 | 0 | 0 | 0 | 0 | 0 | 0 | 0 | 0 | 0 | 0 | 0 | 0 | 0 | 0 | 0 | 0 | 0 | 0 | 0 | 0 | 0 | 0 | 0 | 0 | 0 | 0 | 0 | 0 | 0 | 0 | 0 | 0 | 0 | 0 | 0 | 0 | 0 | 0 | 0 | 0 | 0 | 0 | 0 | 0 | 0 | 0 | 0 | 0 | 0 | 0 | 0 | 0 | 0 | 0 | 0 | 0 | 0 | 0 | 0 | 0 | 0 | 0 | 0 | 0 | 0 | 0 | 0 | 0 | 0 | 0 | 0 | 0 | 0 | 0 | 0 | 0 | 0 | 0 | 0 | 0 | 0 | 0 | 0 | 0 | 0 | 0 | 0 | 0 | 0 | 0 | 0 | 0 | 0 | 0 | 0 | 0 | 0 | 0 | 0 | 0 | 0 | 0 | 0 | 0 | 0 | 0 | 0 | 0 | 0 | 0 | 0 | 0 | 0 | 0 | 0 | 0 | 0 | 0 | 0 | 0 | 0 | 0 | 0 | 0 | 0 | 0 | 0 | 0 | 0 | 0 | 0 | 0 | 0 | 0 | 0 | 0 | 0 | 0 | 0 | 0 | 0 | 0 | 0 | 0 | 0 | 0 | 0 | 0 | 0 | 0 | 0 | 0 | 0 | 0 | 0 | 0 | 0 | 0 | 0 | 0 | 0 | 0 | 0 | 0 | 0 | 0 | 0 | 0 | 0 | 0 | 0 | 0 | 0 | 0 | 0 | 0 | 0 | 0 | 0 | 0 | 0 | 0 | 0 | 0 | 0 | 0 | 0 | 0 | 0 | 0 | 0 | 0 | 0 | 0 | 0 | 0 | 0 | 0 | 0 | 0 | 0 | 0 | 0 | 0 | 0 | 0 | 0 | 0 | 0 | 0 | 0 | 0 | 0 | 0 | 0 | 0 | 0 | 0 | 0 | 0 | 0 | 0 | 0 | 0 | 0 | 0 | 0 | 0 | 0 | 0 | 0 | 0 | 0 | 0 | 0 | 0 | 0 | 0 | 0 | 0 | 0 | 0 | 0 | 0 | 0 | 0 | 0 | 0 | 0 | 0 | 0 | 0 | 0 | 0 | 0 | 0 | 0 | 0 | 0 | 0 | 0 | 0 | 0 | 0 | 0 | 0 | 0 | 0 | 0 | 0 | 0 | 0 | 0 | 0 | 0 | 0 | 0 | 0 | 0 | 0 | 0 | 0 | 0 | 0 | 0 | 0 | 0 | 0 | 0 | 0 | 0 | 0 | 0 | 0 | 0 | 0 | 0 | 0 | 0 | 0 | 0 | 0 | 0 | 0 | 0 | 0 | 0 | 0 | 0 | 0 | 0 | 0 | 0 | 0 | 0 | 0 | 0 | 0 | 0 | 0 | 0 | 0 | 0 | 0 | 0 | 0 | 0 | 0 | 0 | 0 | 0 | 0 | 0 | 0 | 0 | 0 | 0 | 0 | 0 | 0 | 0 | 0 | 0 | 0 | 0 | 0 | 0 | 0 | 0 | 0 | 0 | 0 | 0 | 0 | 0 | 0 | 0 | 0 | 0 | 0 | 0 | 0 | 0 | 0 | 0 | 0 | 0 | 0 | 0 | 0 | 0 | 0 | 0 | 0 | 0 | 0 | 0 | 0 | 0 | 0 | 0 | 0 | 0 | 0 | 0 | 0 | 0 | 0 | 0 | 0 | 0 | 0 | 0 | 0 | 0 | 0 | 0 | 0 | 0 | 0 | 0 | 0 | 0 | 0 | 0 | 0 | 0 | 0 | 0 | 0 | 0 | 0 | 0 | 0 | 0 | 0 | 0 | 0 | 0 | 0 | 0 | 0 | 0 | 0 | 0 | 0 | 0 | 0 | 0 | 0 | 0 | 0 | 0 | 0 | 0 | 0 | 0 | 0 | 0 | 0 | 0 | 0 | 0 | 0 | 0 | 0 | 0 | 0 | 0 | 0 | 0 | 0 | 0 | 0 | 0 | 0 | 0 | 0 | 0 | 0 | 0 | 0 | 0 | 0 | 0 | 0 | 0 | 0 | 0 | 0 | 0 | 0 | 0 | 0 | 0 | 0 | 0 | 0 | 0 | 0 | 0 | 0 | 0 | 0 | 0 | 0 | 0 | 0 | 0 | 0 | 0 | 0 | 0 | 0 | 0 | 0 | 0 | 0 | 0 | 0 | 0 | 0 | 0 | 0 | 0 | 0 | 0 | 0 | 0 | 0 | 0 | 0 | 0 | 0 | 0 | 0 | 0 | 0 | 0 | 0 | 0 | 0 | 0 | 0 | 0 | 0 | 0 | 0 | 0 | 0 | 0 | 0 | 0 | 0 | 0 | 0 | 0 | 0 | 0 | 0 | 0 | 0 | 0 | 0 | 0 | 0 | 0 | 0 | 0 | 0 | 0 | 0 | 0 | 0 | 0 | 0 | 0 | 0 | 0 | 0 | 0 | 0 | 0 | 0 | 0 | 0 | 0 | 0 | 0 | 0 | 0 | 0 | 0 | 0 | 0 | 0 | 0 | 0 | 0 | 0 | 0 | 0 | 0 | 0 | 0 | 0 | 0 | 0 | 0 | 0 | 0 | 0 | 0 | 0 | 0 | 0 | 0 | 0 | 0 | 0 | 0 | 0 | 0 | 0 | 0 | 0 | 0 | 0 | 0 | 0 | 0 | 0 | 0 | 0 | 0 | 0 | 0 | 0 | 0 | 0 | 0 | 0 | 0 | 0 | 0 | 0 | 0 | 0 | 0 | 0 | 0 | 0 | 0 | 0 | 0 | 0 | 0 | 0 | 0 | 0 | 0 | 0 | 0 | 0 | 0 | 0 | 0 | 0 | 0 | 0 | 0 | 0 | 0 | 0 | 0 | 0 | 0 | 0 | 0 | 0 | 0 | 0 | 0 | 0 | 0 | 0 | 0 | 0 | 0 | 0 | 0 | 0 | 0 | 0 | 0 | 0 | 0 | 0 | 0 | 0 | 0 | 0 | 0 | 0 | 0 | 0 | 0 | 0 | 0 | 0 | 0 | 0 | 0 | 0 | 0 | 0 | 0 | 0 | 0 | 0 | 0 | 0 | 0 | 0 | 0 | 0 | 0 | 0 | 0 | 0 | 0 | 0 | 0 | 0 | 0 | 0 | 0 | 0 | 0 | 0 | 0 | 0 | 0 | 0 | 0 | 0 | 0 | 0 | 0 | 0 | 0 | 0 | 0 | 0 | 0 | 0 | 0 | 0 | 0 | 0 | 0 | 0 | 0 | 0 | 0 | 0 | 0 | 0 | 0 | 0 | 0 | 0 | 0 | 0 | 0 | 0 | 0 | 0 | 0 | 0 | 0 | 0 | 0 | 0 | 0 | 0 | 0 | 0 | 0 | 0 | 0 | 0 | 0 | 0 | 0 | 0 | 0 | 0 | 0 | 0 | 0 | 0 | 0 | 0 | 0 | 0 | 0 | 0 | 0 | 0 | 0 | 0 | 0 | 0 | 0 | 0 | 0 | 0 | 0 | 0 | 0 | 0 | 0 | 0 | 0 | 0 | 0 | 0 | 0 | 0 | 0 | 0 | 0 | 0 | 0 | 0 | 0 | 0 | 0 | 0 | 0 | 0 | 0 | 0 | 0 | 0 | 0 | 0 | 0 | 0 | 0 | 0 | 0 | 0 | 0 | 0 | 0 | 0 | 0 | 0 | 0 | 0 | 0 | 0 | 0 | 0 | 0 | 0 | 0 | 0 | 0 | 0 | 0 | 0 | 0 | 0 | 0 | 0 | 0 | 0 | 0 | 0 | 0 | 0 | 0 | 0 | 0 | 0 | 0 | 0 | 0 | 0 | 0 | 0 | 0 | 0 | 0 | 0 | 0 | 0 | 0 | 0 | 0 | 0 | 0 | 0 | 0 | 0 | 0 | 0 | 0 | 0 | 0 | 0 | 0 | 0 | 0 | 0 | 0 | 0 | 0 | 0 | 0 | 0 | 0 | 0 | 0 | 0 | 0 | 0 | 0 | 0 | 0 | 0 | 0 | 0 | 0 | 0 | 0 | 0 | 0 | 0 | 0 | 0 | 0 | 0 | 0 | 0 | 0 | 0 | 0 | 0 | 0 | 0 | 0 | 0 | 0 | 0 | 0 | 0 | 0 | 0 | 0 | 0 | 0 | 0 | 0 | 0 | 0 | 0 | 0 | 0 | 0 | 0 | 0 | 0 | 0 | 0 | 0 | 0 | 0 | 0 | 0 | 0 | 0 | 0 | 0 | 0 | 0 | 0 | 0 | 0 | 0 | 0 | 0 | 0 | 0 | 0 | 0 | 0 | 0 | 0 | 0 | 0 | 0 | 0 | 0 | 0 | 0 | 0 | 0 | 0 | 0 | 0 | 0 | 0 | 0 | 0 | 0 | 0 | 0 | 0 | 0 | 0 | 0 | 0 | 0 | 0 | 0 | 0 | 0 | 0 | 0 | 0 | 0 | 0 | 0 | 0 | 0 | 0 | 0 | 0 | 0 | 0 | 0 | 0 | 0 | 0 | 0 | 0 | 0 | 0 | 0 | 0 | 0 | 0 | 0 | 0 | 0 | 0 | 0 | 0 | 0 | 0 | 0 | 0 | 0 | 0 | 0 | 0 | 0 | 0 | 0 | 0 | 0 | 0 | 0 | 0 | 0 | 0 | 0 | 0 | 0 | 0 | 0 | 0 | 0 | 0 | 0 | 0 | 0 | 0 | 0 | 0 | 0 | 0 | 0 | 0 | 0 | 0 | 0 | 0 | 0 | 0 | 0 | 0 | 0 | 0 | 0 | 0 | 0 | 0 | 0 | 0 | 0 | 0 | 0 | 0 | 0 | 0 | 0 | 0 | 0 | 0 | 0 | 0 | 0 | 0 | 0 | 0 | 0 | 0 | 0 | 0 | 0 | 0 | 0 | 0 | 0 | 0 | 0 | 0 | 0 | 0 | 0 | 0 | 0 | 0 | 0 | 0 | 0 | 0 | 0 | 0 | 0 | 0 | 0 | 0 | 0 | 0 | 0 | 0 | 0 | 0 | 0 | 0 | 0 | 0 | 0 | 0 | 0 | 0 | 0 | 0 | 0 | 0 | 0 | 0 | 0 | 0 | 0 | 0 | 0 | 0 | 0 | 0 | 0 | 0 | 0 | 0 | 0 | 0 | 0 | 0 | 0 | 0 | 0 | 0 | 0 | 0 | 0 | 0 | 0 | 0 | 0 | 0 | 0 | 0 | 0 | 0 | 0 | 0 | 0 | 0 | 0 | 0 | 0 | 0 | 0 | 0 | 0 | 0 | 0 | 0 | 0 | 0 | 0 | 0 | 0 | 0 | 0 | 0 | 0 | 0 | 0 | 0 | 0 | 0 | 0 | 0 | 0 | 0 | 0 | 0 | 0 | 0 | 0 | 0 | 0 | 0 | 0 | 0 | 0 | 0 | 0 | 0 | 0 | 0 | 0 | 0 | 0 | 0 | 0 | 0 | 0 | 0 | 0 | 0 | 0 | 0 | 0 | 0 | 0 | 0 | 0 | 0 | 0 | 0 | 0 | 0 | 0 | 0 | 0 | 0 | 0 | 0 | 0 | 0 | 0 | 0 | 0 | 0 | 0 | 0 | 0 | 0 | 0 | 0 | 0 | 0 | 0 | 0 | 0 | 0 | 0 | 0 | 0 | 0 | 0 | 0 | 0 | 0 | 0 | 0 | 0 | 0 | 0 | 0 | 0 | 0 | 0 | 0 | 0 | 0 | 0 | 0 | 0 | 0 | 0 | 0 | 0 | 0 | 0 | 0 | 0 | 0 | 0 | 0 | 0 | 0 | 0 | 0 | 0 | 0 | 0 | 0 | 0 | 0 | 0 | 0 | 0 | 0 | 0 | 0 | 0 | 0 | 0 | 0 | 0 | 0 | 0 | 0 | 0 | 0 | 0 | 0 | 0 | 0 | 0 | 0 | 0 | 0 | 0 | 0 | 0 | 0 | 0 | 0 | 0 | 0 | 0 | 0 | 0 | 0 | 0 | 0 | 0 | 0 | 0 | 0 | 0 | 0 | 0 | 0 | 0 | 0 | 0 | 0 | 0 | 0 | 0 | 0 | 0 | 0 | 0 | 0 | 0 | 0 | 0 | 0 | 0 | 0 | 0 | 0 | 0 | 0 | 0 | 0 | 0 | 0 | 0 | 0 | 0 | 0 | 0 | 0 | 0 | 0 | 0 | 0 | 0 | 0 | 0 | 0 | 0 | 0 | 0 | 0 | 0 | 0 | 0 | 0 | 0 | 0 | 0 | 0 | 0 | 0 | 0 | 0 | 0 | 0 | 0 | 0 | 0 | 0 | 0 | 0 | 0 | 0 | 0 | 0 | 0 | 0 | 0 | 0 | 0 | 0 | 0 | 0 | 0 | 0 | 0 | 0 | 0 | 0 | 0 | 0 | 0 | 0 | 0 | 0 | 0 | 0 | 0 | 0 | 0 | 0 | 0 | 0 | 0 | 0 | 0 | 0 | 0 | 0 | 0 | 0 | 0 | 0 | 0 | 0 | 0 | 0 | 0 | 0 | 0 | 0 | 0 | 0 | 0 | 0 | 0 | 0 | 0 | 0 | 0 | 0 | 0 | 0 | 0 | 0 | 0 | 0 | 0 | 0 | 0 | 0 | 0 | 0 | 0 | 0 | 0 | 0 | 0 | 0 | 0 | 0 | 0 | 0 | 0 | 0 | 0 | 0 | 0 | 0 | 0 | 0 | 0 | 0 | 0 | 0 | 0 | 0 | 0 | 0 | 0 | 0 | 0 | 0 | 0 | 0 | 0 | 0 | 0 | 0 | 0 | 0 | 0 | 0 | 0 | 0 | 0 | 0 | 0 | 0 | 0 | 0 | 0 | 0 | 0 | 0 | 0 | 0 | 0 | 0 | 0 | 0 | 0 | 0 | 0 | 0 | 0 | 0 | 0 | 0 | 0 | 0 | 0 | 0 | 0 | 0 | 0 | 0 | 0 | 0 | 0 | 0 | 0 | 0 | 0 | 0 | 0 | 0 | 0 | 0 | 0 | 0 | 0 | 0 | 0 | 0 | 0 | 0 | 0 | 0 | 0 | 0 | 0 | 0 | 0 | 0 | 0 | 0 | 0 | 0 | 0 | 0 | 0 | 0 | 0 | 0 | 0 | 0 | 0 | 0 | 0 | 0 | 0 | 0 | 0 | 0 | 0 | 0 | 0 | 0 | 0 | 0 | 0 | 0 | 0 | 0 | 0 | 0 | 0 | 0 | 0 | 0 | 0 | 0 | 0 | 0 | 0 | 0 | 0 | 0 | 0 | 0 | 0 | 0 | 0 | 0 | 0 | 0 | 0 | 0 | 0 | 0 | 0 | 0 | 0 | 0 | 0 | 0 | 0 | 0 | 0 | 0 | 0 | 0 | 0 | 0 | 0 | 0 | 0 | 0 | 0 | 0 | 0 | 0 | 0 | 0 | 0 | 0 | 0 | 0 | 0 | 0 | 0 | 0 | 0 | 0 | 0 | 0 | 0 | 0 | 0 | 0 | 0 | 0 | 0 | 0 | 0 | 0 | 0 | 0 | 0 | 0 | 0 | 0 | 0 | 0 | 0 | 0 | 0 | 0 | 0 | 0 | 0 | 0 | 0 | 0 | 0 | 0 | 0 | 0 | 0 | 0 | 0 | 0 | 0 | 0 | 0 | 0 | 0 | 0 | 0 | 0 | 0 | 0 | 0 | 0 | 0 | 0 | 0 | 0 | 0 | 0 | 0 | 0 | 0 | 0 | 0 | 0 | 0 | 0 | 0 | 0 | 0 | 0 | 0 | 0 | 0 | 0 | 0 | 0 | 0 | 0 | 0 | 0 | 0 | 0 | 0 | 0 | 0 | 0 | 0 | 0 | 0 | 0 | 0 | 0 | 0 | 0 | 0 | 0 | 0 | 0 | 0 | 0 | 0 | 0 | 0 | 0 | 0 | 0 | 0 | 0 | 0 | 0 | 0 | 0 | 0 | 0 | 0 | 0 | 0 | 0 | 0 | 0 | 0 | 0 | 0 | 0 | 0 | 0 | 0 | 0 | 0 | 0 | 0 | 0 | 0 | 0 | 0 | 0 | 0 | 0 | 0 | 0 | 0 | 0 | 0 | 0 | 0 | 0 | 0 | 0 | 0 | 0 | 0 | 0 | 0 | 0 | 0 | 0 | 0 | 0 | 0 | 0 | 0 | 0 | 0 | 0 | 0 | 0 | 0 | 0 | 0 | 0 | 0 | 0 | 0 | 0 | 0 | 0 | 0 | 0 | 0 | 0 | 0 | 0 | 0 | 0 | 0 | 0 | 0 | 0 | 0 | 0 | 0 | 0 | 0 | 0 | 0 | 0 | 0 | 0 | 0 | 0 | 0 | 0 | 0 | 0 | 0 | 0 | 0 | 0 | 0 | 0 | 0 | 0 | 0 | 0 | 0 | 0 | 0 | 0 | 0 | 0 | 0 | 0 | 0 | 0 | 0 | 0 | 0 | 0 | 0 | 0 | 0 | 0 | 0 | 0 | 0 | 0 | 0 | 0 | 0 | 0 | 0 | 0 | 0 | 0 | 0 | 0 | 0 | 0 | 0 | 0 | 0 | 0 | 0 | 0 | 0 | 0 | 0 | 0 | 0 | 0 | 0 | 0 | 0 | 0 | 0 | 0 | 0 | 0 | 0 | 0 | 0 | 0 | 0 | 0 | 0 | 0 | 0 | 0 | 0 | 0 | 0 | 0 | 0 | 0 | 0 | 0 | 0 | 0 | 0 | 0 | 0 | 0 | 0 | 0 | 0 | 0 | 0 | 0 | 0 | 0 | 0 | 0 | 0 | 0 | 0 | 0 | 0 | 0 | 0 | 0 | 0 | 0 | 0 | 0 | 0 | 0 | 0 | 0 | 0 | 0 | 0 | 0 | 0 | 0 | 0 | 0 | 0 | 0 | 0 | 0 | 0 | 0 | 0 | 0 | 0 | 0 | 0 | 0 | 0 | 0 | 0 | 0 | 0 | 0 | 0 | 0 | 0 | 0 | 0 | 0 | 0 | 0 | 0 | 0 | 0 | 0 | 0 | 0 | 0 | 0 | 0 | 0 | 0 | 0 | 0 | 0 | 0 | 0 | 0 | 0 | 0 | 0 | 0 | 0 | 0 | 0 | 0 | 0 | 0 | 0 | 0 | 0 | 0 | 0 | 0 | 0 | 0 | 0 | 0 | 0 | 0 | 0 | 0 | 0 | 0 | 0 | 0 | 0 | 0 | 0 | 0 | 0 | 0 | 0 | 0 | 0 | 0 | 0 | 0 | 0 | 0 | 0 | 0 | 0 | 0 | 0 | 0 | 0 | 0 | 0 | 0 | 0 | 0 | 0 | 0 | 0 | 0 | 0 | 0 | 0 | 0 | 0 | 0 | 0 | 0 | 0 | 0 | 0 | 0 | 0 | 0 | 0 | 0 | 0 | 0 | 0 | 0 | 0 | 0 | 0 | 0 | 0 | 0 | 0 | 0 | 0 | 0 | 0 | 0 | 0 | 0 | 0 | 0 | 0 | 0 | 0 | 0 | 0 | 0 | 0 | 0 | 0 | 0 | 0 | 0 | 0 | 0 | 0 | 0 | 0 | 0 | 0 | 0 | 0 | 0 | 0 | 0 | 0 | 0 | 0 | 0 | 0 | 0 | 0 | 0 | 0 | 0 | 0 | 0 | 0 | 0 | 0 | 0 | 0 | 0 | 0 | 0 | 0 | 0 | 0 | 0 | 0 | 0 | 0 | 0 | 0 | 0 | 0 | 0 | 0 | 0 | 0 | 0 | 0 | 0 | 0 | 0 | 0 | 0 | 0 | 0 | 0 | 0 | 0 | 0 | 0 | 0 | 0 | 0 | 0 | 0 | 0 | 0 | 0 | 0 | 0 | 0 | 0 | 0 | 0 | 0 | 0 | 0 | 0 | 0 | 0 | 0 | 0 | 0 | 0 | 0 | 0 | 0 | 0 | 0 | 0 | 0 | 0 | 0 | 0 | 0 | 0 | 0 | 0 | 0 | 0 | 0 | 0 | 0 | 0 | 0 | 0 | 0 | 0 | 0 | 0 | 0 | 0 | 0 | 0 | 0 | 0 | 0 | 0 | 0 | 0 | 0 | 0 | 0 | 0 | 0 | 0 | 0 | 0 | 0 | 0 | 0 | 0 | 0 | 0 | 0 | 0 | 0 | 0 | 0 | 0 | 0 | 0 | 0 | 0 | 0 | 0 | 0 | 0 | 0 | 0 | 0 | 0 | 0 | 0 | 0 | 0 | 0 | 0 | 0 | 0 | 0 | 0 | 0 | 0 | 0 | 0 | 0 | 0 | 0 | 0 | 0 | 0 | 0 | 0 | 0 | 0 | 0 | 0 | 0 | 0 | 0 | 0 | 0 | 0 | 0 | 0 | 0 | 0 | 0 | 0 | 0 | 0 | 0 | 0 | 0 | 0 | 0 | 0 | 0 | 0 | 0 | 0 | 0 | 0 | 0 | 0 | 0 | 0 | 0 | 0 | 0 | 0 | 0 | 0 | 0 | 0 | 0 | 0 | 0 | 0 | 0 | 0 | 0 | 0 | 0 | 0 | 0 | 0 | 0 | 0 | 0 | 0 | 0 | 0 | 0 | 0 | 0 | 0 | 0 | 0 | 0 | 0 | 0 | 0 | 0 | 0 | 0 | 0 | 0 | 0 | 0 | 0 | 0 | 0 | 0 | 0 | 0 | 0 | 0 | 0 | 0 | 0 | 0 | 0 | 0 | 0 | 0 | 0 | 0 | 0 | 0 | 0 | 0 | 0 | 0 | 0 | 0 | 0 | 0 | 0 | 0 | 0 | 0 | 0 | 0 | 0 | 0 | 0 | 0 | 0 | 0 | 0 | 0 | 0 | 0 | 0 | 0 | 0 | 0 | 0 | 0 | 0 | 0 | 0 | 0 | 0 | 0 | 0 | 0 | 0 | 0 | 0 | 0 | 0 | 0 | 0 | 0 | 0 | 0 | 0 | 0 | 0 | 0 | 0 | 0 | 0 | 0 | 0 | 0 | 0 | 0 | 0 | 0 | 0 | 0 | 0 | 0 | 0 | 0 | 0 | 0 | 0 | 0 | 0 | 0 | 0 | 0 | 0 | 0 | 0 | 0 | 0 | 0 | 0 | 0 | 0 | 0 | 0 | 0 | 0 | 0 | 0 | 0 | 0 | 0 | 0 | 0 | 0 | 0 | 0 | 0 | 0 | 0 | 0 | 0 | 0 | 0 | 0 | 0 | 0 | 0 | 0 | 0 | 0 | 0 | 0 | 0 | 0 | 0 | 0 | 0 | 0 | 0 | 0 | 0 | 0 | 0 | 0 | 0 | 0 | 0 | 0 | 0 | 0 | 0 | 0 | 0 | 0 | 0 | 0 | 0 | 0 | 0 | 0 | 0 | 0 | 0 | 0 | 0 | 0 | 0 | 0 | 0 | 0 | 0 | 0 | 0 | 0 | 0 | 0 | 0 | 0 | 0 | 0 | 0 | 0 | 0 | 0 | 0 | 0 | 0 | 0 | 0 | 0 | 0 | 0 | 0 | 0 | 0 | 0 | 0 | 0 | 0 | 0 | 0 | 0 | 0 | 0 | 0 | 0 | 0 | 0 | 0 | 0 | 0 | 0 | 0 | 0 | 0 | 0 | 0 | 0 | 0 | 0 | 0 | 0 | 0 | 0 | 0 | 0 | 0 | 0 | 0 | 0 | 0 | 0 | 0 | 0 | 0 | 0 | 0 | 0 | 0 | 0 | 0 | 0 | 0 | 0 | 0 | 0 | 0 | 0 | 0 | 0 | 0 | 0 | 0 | 0 | 0 | 0 | 0 | 0 | 0 | 0 | 0 | 0 | 0 | 0 | 0 | 0 | 0 | 0 | 0 | 0 | 0 | 0 | 0 | 0 | 0 | 0 | 0 | 0 | 0 | 0 | 0 | 0 | 0 | 0 | 0 | 0 | 0 | 0 | 0 | 0 | 0 | 0 | 0 | 0 | 0 | 0 | 0 | 0 | 0 | 0 | 0 | 0 | 0 | 0 | 0 | 0 | 0 | 0 | 0 | 0 | 0 | 0 | 0 | 0 | 0 | 0 | 0 | 0 | 0 | 0 | 0 | 0 | 0 | 0 | 0 | 0 | 0 | 0 | 0 | 0 | 0 | 0 | 0 | 0 | 0 | 0 | 0 | 0 | 0 | 0 | 0 | 0 | 0 | 0 | 0 | 0 | 0 | 0 | 0 | 0 | 0 | 0 | 0 | 0 | 0 | 0 | 0 | 0 | 0 | 0 | 0 | 0 | 0 | 0 | 0 | 0 | 0 | 0 | 0 | 0 | 0 | 0 | 0 | 0 | 0 | 0 | 0 | 0 | 0 | 0 | 0 | 0 | 0 | 0 | 0 | 0 | 0 | 0 | 0 | 0 | 0 | 0 | 0 | 0 | 0 | 0 | 0 | 0 | 0 | 0 | 0 | 0 | 0 | 0 | 0 | 0 | 0 | 0 | 0 | 0 | 0 | 0 | 0 | 0 | 0 | 0 | 0 | 0 | 0 | 0 | 0 | 0 | 0 | 0 | 0 | 0 | 0 | 0 | 0 | 0 | 0 | 0 | 0 | 0 | 0 | 0 | 0 | 0 | 0 | 0 | 0 | 0 | 0 | 0 | 0 | 0 | 0 | 0 | 0 | 0 | 0 | 0 | 0 | 0 | 0 | 0 | 0 | 0 | 0 | 0 | 0 | 0 | 0 | 0 | 0 | 0 | 0 | 0 | 0 | 0 | 0 | 0 | 0 | 0 | 0 | 0 | 0 | 0 | 0 | 0 | 0 | 0 | 0 | 0 | 0 | 0 | 0 | 0 | 0 | 0 | 0 | 0 | 0 | 0 | 0 | 0 | 0 | 0 | 0 | 0 | 0 | 0 | 0 | 0 | 0 | 0 | 0 | 0 | 0 | 0 | 0 | 0 | 0 | 0 | 0 | 0 | 0 | 0 | 0 | 0 | 0 | 0 | 0 | 0 | 0 | 0 | 0 | 0 | 0 | 0 | 0 | 0 | 0 | 0 | 0 | 0 | 0 | 0 | 0 | 0 | 0 | 0 | 0 | 0 | 0 | 0 | 0 | 0 | 0 | 0 | 0 | 0 | 0 | 0 | 0 | 0 | 0 | 0 | 0 | 0 | 0 | 0 | 0 | 0 | 0 | 0 | 0 | 0 | 0 | 0 | 0 | 0 | 0 | 0 | 0 | 0 | 0 | 0 | 0 | 0 | 0 | 0 | 0 | 0 | 0 | 0 | 0 | 0 | 0 | 0 | 0 | 0 | 0 | 0 | 0 | 0 | 0 | 0 | 0 | 0 | 0 | 0 | 0 | 0 | 0 | 0 | 0 | 0 | 0 | 0 | 0 | 0 | 0 | 0 | 0 | 0 | 0 | 0 | 0 | 0 | 0 | 0 | 0 | 0 | 0 | 0 | 0 | 0 | 0 | 0 | 0 | 0 | 0 | 0 | 0 | 0 | 0 | 0 | 0 | 0 | 0 | 0 | 0 | 0 | 0 | 0 | 0 | 0 | 0 | 0 | 0 | 0 | 0 | 0 | 0 | 0 | 0 | 0 | 0 | 0 | 0 | 0 | 0 | 0 | 0 | 0 | 0 | 0 | 0 | 0 | 0 | 0 | 0 | 0 | 0 | 0 | 0 | 0 | 0 | 0 | 0 | 0 | 0 | 0 | 0 | 0 | 0 | 0 | 0 | 0 | 0 | 0 | 0 | 0 | 0 | 0 | 0 | 0 | 0 | 0 | 0 | 0 | 0 | 0 | 0 | 0 | 0 | 0 | 0 | 0 | 0 | 0 | 0 | 0 | 0 | 0 | 0 | 0 | 0 | 0 | 0 | 0 | 0 | 0 | 0 | 0 | 0 | 0 | 0 | 0 | 0 | 0 | 0 | 0 | 0 | 0 | 0 | 0 | 0 | 0 | 0 | 0 | 0 | 0 | 0 | 0 | 0 | 0 | 0 | 0 | 0 | 0 | 0 | 0 | 0 | 0 | 0 | 0 | 0 | 0 | 0 | 0 | 0 | 0 | 0 | 0 | 0 | 0 | 0 | 0 | 0 | 0 | 0 | 0 | 0 | 0 | 0 | 0 | 0 | 0 | 0 | 0 | 0 | 0 | 0 | 0 | 0 | 0 | 0 | 0 | 0 | 0 | 0 | 0 | 0 | 0 | 0 | 0 | 0 | 0 | 0 | 0 | 0 | 0 | 0 | 0 | 0 | 0 | 0 | 0 | 0 | 0 | 0 | 0 | 0 | 0 | 0 | 0 | 0 | 0 | 0 | 0 | 0 | 0 | 0 | 0 | 0 | 0 | 0 | 0 | 0 | 0 | 0 | 0 | 0 | 0 | 0 | 0 | 0 | 0 | 0 | 0 | 0 | 0 | 0 | 0 | 0 | 0 | 0 | 0 | 0 | 0 | 0 | 0 | 0 | 0 | 0 | 0 | 0 | 0 | 0 | 0 | 0 | 0 | 0 | 0 | 0 | 0 | 0 | 0 | 0 | 0 | 0 | 0 | 0 | 0 | 0 | 0 | 0 | 0 | 0 | 0 | 0 | 0 | 0 | 0 | 0 | 0 | 0 | 0 | 0 | 0 | 0 | 0 | 0 | 0 | 0 | 0 | 0 | 0 | 0 | 0 | 0 | 0 | 0 | 0 | 0 | 0 | 0 | 0 | 0 | 0 | 0 | 0 | 0 | 0 | 0 | 0 | 0 | 0 | 0 | 0 | 0 | 0 | 0 | 0 | 0 | 0 | 0 | 0 | 0 | 0 | 0 | 0 | 0 | 0 | 0 | 0 | 0 | 0 | 0 | 0 | 0 | 0 | 0 | 0 | 0 | 0 | 0 | 0 | 0 | 0 | 0 | 0 | 0 | 0 | 0 | 0 | 0 | 0 | 0 | 0 | 0 | 0 | 0 | 0 | 0 | 0 | 0 | 0 | 0 | 0 | 0 | 0 | 0 | 0 | 0 | 0 | 0 | 0 | 0 | 0 | 0 | 0 | 0 | 0 | 0 | 0 | 0 | 0 | 0 | 0 | 0 | 0 | 0 | 0 | 0 | 0 | 0 | 0 | 0 | 0 | 0 | 0 | 0 | 0 | 0 | 0 | 0 | 0 | 0 | 0 | 0 | 0 | 0 | 0 | 0 | 0 | 0 | 0 | 0 | 0 | 0 | 0 | 0 | 0 | 0 | 0 | 0 | 0 | 0 | 0 | 0 | 0 | 0 | 0 | 0 | 0 | 0 | 0 | 0 | 0 | 0 | 0 | 0 | 0 | 0 | 0 | 0 | 0 | 0 | 0 | 0 | 0 | 0 | 0 | 0 | 0 | 0 | 0 | 0 | 0 | 0 | 0 | 0 | 0 | 0 | 0 | 0 | 0 | 0 | 0 | 0 | 0 | 0 | 0 | 0 | 0 | 0 | 0 | 0 | 0 | 0 | 0 | 0 | 0 | 0 | 0 | 0 | 0 | 0 | 0 | 0 | 0 | 0 | 0 | 0 | 0 | 0 | 0 | 0 | 0 | 0 | 0 | 0 | 0 | 0 | 0 | 0 | 0 | 0 | 0 | 0 | 0 | 0 | 0 | 0 | 0 | 0 | 0 | 0 | 0 | 0 | 0 | 0 | 0 | 0 | 0 | 0 | 0 | 0 | 0 | 0 | 0 | 0 | 0 | 0 | 0 | 0 | 0 | 0 | 0 | 0 | 0 | 0 | 0 | 0 | 0 | 0 | 0 | 0 | 0 | 0 | 0 | 0 | 0 | 0 | 0 | 0 | 0 | 0 | 0 | 0 | 0 | 0 | 0 | 0 | 0 | 0 | 0 | 0 | 0 | 0 | 0 | 0 | 0 | 0 | 0 | 0 | 0 | 0 | 0 | 0 | 0 | 0 | 0 | 0 | 0 | 0 | 0 | 0 | 0 | 0 | 0 | 0 | 0 | 0 | 0 | 0 | 0 | 0 | 0 | 0 | 0 | 0 | 0 | 0 | 0 | 0 | 0 | 0 | 0 | 0 | 0 | 0 | 0 | 0 | 0 | 0 | 0 | 0 | 0 | 0 | 0 | 0 | 0 | 0 | 0 | 0 | 0 | 0 | 0 | 0 | 0 | 0 | 0 | 0 | 0 | 0 | 0 | 0 | 0 | 0 | 0 | 0 | 0 | 0 | 0 | 0 | 0 | 0 | 0 | 0 | 0 | 0 | 0 | 0 | 0 | 0 | 0 | 0 | 0 | 0 | 0 | 0 | 0 | 0 | 0 | 0 | 0 | 0 | 0 | 0 | 0 | 0 | 0 | 0 | 0 | 0 | 0 | 0 | 0 | 0 | 0 | 0 | 0 | 0 | 0 | 0 | 0 | 0 | 0 | 0 | 0 | 0 | 0 | 0 | 0 | 0 | 0 | 0 | 0 | 0 | 0 | 0 | 0 | 0 | 0 | 0 | 0 | 0 | 0 | 0 | 0 | 0 | 0 | 0 | 0 | 0 | 0 | 0 | 0 | 0 | 0 | 0 | 0 | 0 | 0 | 0 | 0 | 0 | 0 | 0 | 0 | 0 | 0 | 0 | 0 | 0 | 0 | 0 | 0 | 0 | 0 | 0 | 0 | 0 | 0 | 0 | 0 | 0 | 0 | 0 | 0 | 0 | 0 | 0 | 0 | 0 | 0 | 0 | 0 | 0 | 0 | 0 | 0 | 0 | 0 | 0 | 0 | 0 | 0 | 0 | 0 | 0 | 0 | 0 | 0 | 0 | 0 | 0 | 0 | 0 | 0 | 0 | 0 | 0 | 0 | 0 | 0 | 0 | 0 | 0 | 0 | 0 | 0 | 0 | 0 | 0 | 0 | 0 | 0 | 0 | 0 | 0 | 0 | 0 | 0 | 0 | 0 | 0 | 0 | 0 | 0 | 0 | 0 | 0 | 0 | 0 | 0 | 0 | 0 | 0 | 0 | 0 | 0 | 0 | 0 | 0 | 0 | 0 | 0 | 0 | 0 | 0 | 0 | 0 | 0 | 0 | 0 | 0 | 0 | 0 | 0 | 0 | 0 | 0 | 0 | 0 | 0 | 0 | 0 | 0 | 0 | 0 | 0 | 0 | 0 | 0 | 0 | 0 | 0 | 0 | 0 | 0 | 0 | 0 | 0 | 0 | 0 | 0 | 0 | 0 | 0 | 0 | 0 | 0 | 0 | 0 | 0 | 0 | 0 | 0 | 0 | 0 | 0 | 0 | 0 | 0 | 0 | 0 | 0 | 0 | 0 | 0 | 0 | 0 | 0 | 0 | 0 | 0 | 0 | 0 | 0 | 0 | 0 | 0 | 0 | 0 | 0 | 0 | 0 | 0 | 0 | 0 | 0 | 0 | 0 | 0 | 0 | 0 | 0 | 0 | 0 | 0 | 0 | 0 | 0 | 0 | 0 | 0 | 0 | 0 | 0 | 0 | 0 | 0 | 0 | 0 | 0 | 0 | 0 | 0 | 0 | 0 | 0 | 0 | 0 | 0 | 0 | 0 | 0 | 0 | 0 | 0 | 0 | 0 | 0 | 0 | 0 | 0 | 0 | 0 | 0 | 0 | 0 | 0 | 0 | 0 | 0 | 0 | 0 | 0 | 0 | 0 | 0 | 0 | 0 | 0 | 0 | 0 | 0 | 0 | 0 | 0 | 0 | 0 | 0 | 0 | 0 | 0 | 0 | 0 | 0 | 0 | 0 | 0 | 0 | 0 | 0 | 0 | 0 | 0 | 0 | 0 | 0 | 0 | 0 | 0 | 0 | 0 | 0 | 0 | 0 | 0 | 0 | 0 | 0 | 0 | 0 | 0 | 0 | 0 | 0 | 0 | 0 | 0 | 0 | 0 | 0 | 0 | 0 | 0 | 0 | 0 | 0 | 0 | 0 | 0 | 0 | 0 | 0 | 0 | 0 | 0 | 0 | 0 | 0 | 0 | 0 | 0 | 0 | 0 | 0 | 0 | 0 | 0 | 0 | 0 | 0 | 0 | 0 | 0 | 0 | 0 | 0 | 0 | 0 | 0 | 0 | 0 | 0 | 0 | 0 | 0 | 0 | 0 | 0 | 0 | 0 | 0 | 0 | 0 | 0 | 0 | 0 | 0 | 0 | 0 | 0 | 0 | 0 | 0 | 0 | 0 | 0 | 0 | 0 | 0 | 0 | 0 | 0 | 0 | 0 | 0 | 0 | 0 | 0 | 0 | 0 | 0 | 0 | 0 | 0 | 0 | 0 | 0 | 0 | 0 | 0 | 0 | 0 | 0 | 0 | 0 | 0 | 0 | 0 | 0 | 0 | 0 | 0 | 0 | 0 | 0 | 0 | 0 | 0 | 0 | 0 | 0 | 0 | 0 | 0 | 0 | 0 | 0 | 0 | 0 | 0 | 0 | 0 | 0 | 0 | 0 | 0 | 0 | 0 | 0 | 0 | 0 | 0 | 0 | 0 | 0 | 0 | 0 | 0 | 0 | 0 | 0 | 0 | 0 | 0 | 0 | 0 | 0 | 0 | 0 | 0 | 0 | 0 | 0 | 0 | 0 | 0 | 0 | 0 | 0 | 0 | 0 | 0 | 0 | 0 | 0 | 0 | 0 | 0 | 0 | 0 | 0 | 0 | 0 | 0 | 0 | 0 | 0 | 0 | 0 | 0 | 0 | 0 | 0 | 0 | 0 | 0 | 0 | 0 | 0 | 0 | 0 | 0 | 0 | 0 | 0 | 0 | 0 | 0 | 0 | 0 | 0 | 0 | 0 | 0 | 0 | 0 | 0 | 0 | 0 | 0 | 0 | 0 | 0 | 0 | 0 | 0 | 0 | 0 | 0 | 0 | 0 | 0 | 0 | 0 | 0 | 0 | 0 | 0 | 0 | 0 | 0 | 0 | 0 | 0 | 0 | 0 | 0 | 0 | 0 | 0 | 0 | 0 | 0 | 0 | 0 | 0 | 0 | 0 | 0 | 0 | 0 | 0 | 0 | 0 | 0 | 0 | 0 | 0 | 0 | 0 | 0 | 0 | 0 | 0 | 0 | 0 | 0 | 0 | 0 | 0 | 0 | 0 | 0 | 0 | 0 | 0 | 0 | 0 | 0 | 0 | 0 | 0 | 0 | 0 | 0 | 0 | 0 | 0 | 0 | 0 | 0 | 0 | 0 | 0 | 0 | 0 | 0 | 0 | 0 | 0 | 0 | 0 | 0 | 0 | 0 | 0 | 0 | 0 | 0 | 0 | 0 | 0 | 0 | 0 | 0 | 0 | 0 | 0 | 0 | 0 | 0 | 0 | 0 | 0 | 0 | 0 | 0 | 0 | 0 | 0 | 0 | 0 | 0 | 0 | 0 | 0 | 0 | 0 | 0 | 0 | 0 | 0 | 0 | 0 | 0 | 0 | 0 | 0 | 0 | 0 | 0 | 0 | 0 | 0 | 0 | 0 | 0 | 0 | 0 | 0 | 0 | 0 | 0 | 0 | 0 | 0 | 0 | 0 | 0 | 0 | 0 | 0 | 0 | 0 | 0 | 0 | 0 | 0 | 0 | 0 | 0 | 0 | 0 | 0 | 0 | 0 | 0 | 0 | 0 | 0 | 0 | 0 | 0 | 0 | 0 | 0 | 0 | 0 | 0 | 0 | 0 | 0 | 0 | 0 | 0 | 0 | 0 | 0 | 0 | 0 | 0 | 0 | 0 | 0 | 0 | 0 | 0 | 0 | 0 | 0 | 0 | 0 | 0 | 0 | 0 | 0 | 0 | 0 | 0 | 0 | 0 | 0 | 0 | 0 | 0 | 0 | 0 | 0 | 0 | 0 | 0 | 0 | 0 | 0 | 0 | 0 | 0 | 0 | 0 | 0 | 0 | 0 | 0 | 0 | 0 | 0 | 0 | 0 | 0 | 0 | 0 | 0 | 0 | 0 | 0 | 0 | 0 | 0 | 0 | 0 | 0 | 0 | 0 | 0 | 0 | 0 | 0 | 0 | 0 | 0 | 0 | 0 | 0 | 0 | 0 | 0 | 0 | 0 | 0 | 0 | 0 | 0 | 0 | 0 | 0 | 0 | 0 | 0 | 0 | 0 | 0 | 0 | 0 | 0 | 0 | 0 | 0 | 0 | 0 | 0 | 0 | 0 | 0 | 0 | 0 | 0 | 0 | 0 | 0 | 0 | 0 | 0 | 0 | 0 | 0 | 0 | 0 | 0 | 0 | 0 | 0 | 0 | 0 | 0 | 0 | 0 | 0 | 0 | 0 | 0 | 0 | 0 | 0 | 0 | 0 | 0 | 0 | 0 | 0 | 0 | 0 | 0 | 0 | 0 | 0 | 0 | 0 | 0 | 0 | 0 | 0 | 0 | 0 | 0 | 0 | 0 | 0 | 0 | 0 | 0 | 0 | 0 | 0 | 0 | 0 | 0 | 0 | 0 | 0 | 0 | 0 | 0 | 0 | 0 | 0 | 0 | 0 | 0 | 0 | 0 | 0 | 0 | 0 | 0 | 0 | 0 | 0 | 0 | 0 | 0 | 0 | 0 | 0 | 0 | 0 | 0 | 0 | 0 | 0 | 0 | 0 | 0 | 0 | 0 | 0 | 0 | 0 | 0 | 0 | 0 | 0 | 0 | 0 | 0 | 0 | 0 | 0 | 0 | 0 | 0 | 0 | 0 | 0 | 0 | 0 | 0 | 0 | 0 | 0 | 0 | 0 | 0 | 0 | 0 | 0 | 0 | 0 | 0 | 0 | 0 | 0 | 0 | 0 | 0 | 0 | 0 | 0 | 0 | 0 | 0 | 0 | 0 | 0 | 0 | 0 | 0 | 0 | 0 | 0 | 0 | 0 | 0 | 0 | 0 | 0 | 0 | 0 | 0 | 0 | 0 | 0 | 0 | 0 | 0 | 0 | 0 | 0 | 0 | 0 | 0 | 0 | 0 | 0 | 0 | 0 | 0 | 0 | 0 | 0 | 0 | 0 | 0 | 0 | 0 | 0 | 0 | 0 | 0 | 0 | 0 | 0 | 0 | 0 | 0 | 0 | 0 | 0 | 0 | 0 | 0 | 0 | 0 | 0 | 0 | 0 | 0 | 0 | 0 | 0 | 0 | 0 | 0 | 0 | 0 | 0 | 0 | 0 | 0 | 0 | 0 | 0 | 0 | 0 | 0 | 0 | 0 | 0 | 0 | 0 | 0 | 0 | 0 | 0 | 0 | 0 | 0 | 0 | 0 | 0 | 0 | 0 | 0 | 0 | 0 | 0 | 0 | 0 | 0 | 0 | 0 | 0 | 0 | 0 | 0 | 0 | 0 | 0 | 0 | 0 | 0 | 0 | 0 | 0 | 0 | 0 | 0 | 0 | 0 | 0 | 0 | 0 | 0 | 0 | 0 | 0 | 0 | 0 | 0 | 0 | 0 | 0 | 0 | 0 | 0 | 0 | 0 | 0 | 0 | 0 | 0 | 0 | 0 | 0 | 0 | 0 | 0 | 0 | 0 | 0 | 0 | 0 | 0 | 0 | 0 | 0 | 0 | 0 | 0 | 0 | 0 | 0 | 0 | 0 | 0 | 0 | 0 | 0 | 0 | 0 | 0 | 0 | 0 | 0 | 0 | 0 | 0 | 0 | 0 | 0 | 0 | 0 | 0 | 0 | 0 | 0 | 0 | 0 | 0 | 0 | 0 | 0 | 0 | 0 | 0 | 0 | 0 | 0 | 0 | 0 | 0 | 0 | 0 | 0 | 0 | 0 | 0 | 0 | 0 | 0 | 0 | 0 | 0 | 0 | 0 | 0 | 0 | 0 | 0 | 0 | 0 | 0 | 0 | 0 | 0 | 0 | 0 | 0 | 0 | 0 | 0 | 0 | 0 | 0 | 0 | 0 | 0 | 0 | 0 | 0 | 0 | 0 | 0 | 0 | 0 | 0 | 0 | 0 | 0 | 0 | 0 | 0 | 0 | 0 | 0 | 0 | 0 | 0 | 0 | 0 | 0 | 0 | 0 | 0 | 0 | 0 | 0 | 0 | 0 | 0 | 0 | 0 | 0 | 0 | 0 | 0 | 0 | 0 | 0 | 0 | 0 | 0 | 0 | 0 | 0 | 0 | 0 | 0 | 0 | 0 | 0 | 0 | 0 | 0 | 0 | 0 | 0 | 0 | 0 | 0 | 0 | 0 | 0 | 0 | 0 | 0 | 0 | 0 | 0 | 0 | 0 | 0 | 0 | 0 | 0 | 0 | 0 | 0 | 0 | 0 | 0 | 0 | 0 | 0 | 0 | 0 | 0 | 0 | 0 | 0 | 0 | 0 | 0 | 0 | 0 | 0 | 0 | 0 | 0 | 0 | 0 | 0 | 0 | 0 | 0 | 0 | 0 | 0 | 0 | 0 | 0 | 0 | 0 | 0 | 0 | 0 | 0 | 0 | 0 | 0 | 0 | 0 | 0 | 0 | 0 | 0 | 0 | 0 | 0 | 0 | 0 | 0 | 0 | 0 | 0 | 0 | 0 | 0 | 0 | 0 | 0 | 0 | 0 | 0 | 0 | 0 | 0 | 0 | 0 | 0 | 0 | 0 | 0 | 0 | 0 | 0 | 0 | 0 | 0 | 0 | 0 | 0 | 0 | 0 | 0 | 0 | 0 | 0 | 0 | 0 | 0 | 0 | 0 | 0 | 0 | 0 | 0 | 0 | 0 | 0 | 0 | 0 | 0 | 0 | 0 | 0 | 0 | 0 | 0 | 0 | 0 | 0 | 0 | 0 | 0 | 0 | 0 | 0 | 0 | 0 | 0 | 0 | 0 | 0 | 0 | 0 | 0 | 0 | 0 | 0 | 0 | 0 | 0 | 0 | 0 | 0 | 0 | 0 | 0 | 0 | 0 | 0 | 0 | 0 | 0 | 0 | 0 | 0 | 0 | 0 | 0 | 0 | 0 | 0 | 0 | 0 | 0 | 0 | 0 | 0 | 0 | 0 | 0 | 0 | 0 | 0 | 0 | 0 | 0 | 0 | 0 | 0 | 0 | 0 | 0 | 0 | 0 | 0 | 0 | 0 | 0 | 0 | 0 | 0 | 0 | 0 | 0 | 0 | 0 | 0 | 0 | 0 | 0 | 0 | 0 | 0 | 0 | 0 | 0 | 0 | 0 | 0 | 0 | 0 | 0 | 0 | 0 | 0 | 0 | 0 | 0 | 0 | 0 | 0 | 0 | 0 | 0 | 0 | 0 | 0 | 0 | 0 | 0 | 0 | 0 | 0 | 0 | 0 | 0 | 0 | 0 | 0 | 0 | 0 | 0 | 0 | 0 | 0 | 0 | 0 | 0 | 0 | 0 | 0 | 0 | 0 | 0 | 0 | 0 | 0 | 0 | 0 | 0 | 0 | 0 | 0 | 0 | 0 | 0 | 0 | 0 | 0 | 0 | 0 | 0 | 0 | 0 | 0 | 0 | 0 | 0 | 0 | 0 | 0 | 0 | 0 | 0 | 0 | 0 | 0 | 0 | 0 | 0 | 0 | 0 | 0 | 0 | 0 | 0 | 0 | 0 | 0 | 0 | 0 | 0 | 0 | 0 | 0 | 0 | 0 | 0 | 0 | 0 | 0 | 0 | 0 | 0 | 0 | 0 | 0 | 0 | 0 | 0 | 0 | 0 | 0 | 0 | 0 | 0 | 0 | 0 | 0 | 0 | 0 | 0 | 0 | 0 | 0 | 0 | 0 | 0 | 0 | 0 | 0 | 0 | 0 | 0 | 0 | 0 | 0 | 0 | 0 | 0 | 0 | 0 | 0 | 0 | 0 | 0 | 0 | 0 | 0 | 0 | 0 | 0 | 0 | 0 | 0 | 0 | 0 | 0 | 0 | 0 | 0 | 0 | 0 | 0 | 0 | 0 | 0 | 0 | 0 | 0 | 0 | 0 | 0 | 0 | 0 | 0 | 0 | 0 | 0 | 0 | 0 | 0 | 0 | 0 | 0 | 0 | 0 | 0 | 0 | 0 | 0 | 0 | 0 | 0 | 0 | 0 | 0 | 0 | 0 | 0 | 0 | 0 | 0 | 0 | 0 | 0 | 0 | 0 | 0 | 0 | 0 | 0 | 0 | 0 | 0 | 0 | 0 | 0 | 0 | 0 | 0 | 0 | 0 | 0 | 0 | 0 | 0 | 0 | 0 | 0 | 0 | 0 | 0 | 0 | 0 | 0 | 0 | 0 | 0 | 0 | 0 | 0 | 0 | 0 | 0 | 0 | 0 | 0 | 0 | 0 | 0 | 0 | 0 | 0 | 0 | 0 | 0 | 0 | 0 | 0 | 0 | 0 | 0 | 0 | 0 | 0 | 0 | 0 | 0 | 0 | 0 | 0 | 0 | 0 | 0 | 0 | 0 | 0 | 0 | 0 | 0 | 0 | 0 | 0 | 0 | 0 | 0 | 0 | 0 | 0 | 0 | 0 | 0 | 0 | 0 | 0 | 0 | 0 | 0 | 0 | 0 | 0 | 0 | 0 | 0 | 0 | 0 | 0 | 0 | 0 | 0 | 0 | 0 | 0 | 0 | 0 | 0 | 0 | 0 | 0 | 0 | 0 | 0 | 0 | 0 | 0 | 0 | 0 | 0 | 0 | 0 | 0 | 0 | 0 | 0 | 0 | 0 | 0 | 0 | 0 | 0 | 0 | 0 | 0 | 0 | 0 | 0 | 0 | 0 | 0 | 0 | 0 | 0 | 0 | 0 | 0 | 0 | 0 | 0 | 0 | 0 | 0 | 0 | 0 | 0 | 0 | 0 | 0 | 0 | 0 | 0 | 0 | 0 | 0 | 0 | 0 | 0 | 0 | 0 | 0 | 0 | 0 | 0 | 0 | 0 | 0 | 0 | 0 | 0 | 0 | 0 | 0 | 0 | 0 | 0 | 0 | 0 | 0 | 0 | 0 | 0 | 0 | 0 | 0 | 0 | 0 | 0 | 0 | 0 | 0 | 0 | 0 | 0 | 0 | 0 | 0 | 0 | 0 | 0 | 0 | 0 | 0 | 0 | 0 | 0 | 0 | 0 | 0 | 0 | 0 | 0 | 0 | 0 | 0 | 0 | 0 | 0 | 0 | 0 | 0 | 0 | 0 | 0 | 0 | 0 | 0 | 0 | 0 | 0 | 0 | 0 | 0 | 0 | 0 | 0 | 0 | 0 | 0 | 0 | 0 | 0 | 0 | 0 | 0 | 0 | 0 | 0 | 0 | 0 | 0 | 0 | 0 | 0 | 0 | 0 | 0 | 0 | 0 | 0 | 0 | 0 | 0 | 0 | 0 | 0 | 0 | 0 | 0 | 0 | 0 | 0 | 0 | 0 | 0 | 0 | 0 | 0 | 0 | 0 | 0 | 0 | 0 | 0 | 0 | 0 | 0 | 0 | 0 | 0 | 0 | 0 | 0 | 0 | 0 | 0 | 0 | 0 | 0 | 0 | 0 | 0 | 0 | 0 | 0 | 0 | 0 | 0 | 0 | 0 | 0 | 0 | 0 | 0 | 0 | 0 | 0 | 0 | 0 | 0 | 0 | 0 | 0 | 0 | 0 | 0 | 0 | 0 | 0 | 0 | 0 | 0 | 0 | 0 | 0 | 0 | 0 | 0 | 0 | 0 | 0 | 0 | 0 | 0 | 0 | 0 | 0 | 0 | 0 | 0 | 0 | 0 | 0 | 0 | 0 | 0 | 0 | 0 | 0 | 0 | 0 | 0 | 0 | 0 | 0 | 0 | 0 | 0 | 0 | 0 | 0 | 0 | 0 | 0 | 0 | 0 | 0 | 0 | 0 | 0 | 0 | 0 | 0 | 0 | 0 | 0 | 0 | 0 | 0 | 0 | 0 | 0 | 0 | 0 | 0 | 0 | 0 | 0 | 0 | 0 | 0 | 0 | 0 | 0 | 0 | 0 | 0 | 0 | 0 | 0 | 0 | 0 | 0 | 0 | 0 | 0 | 0 | 0 | 0 | 0 | 0 | 0 | 0 | 0 | 0 | 0 | 0 | 0 | 0 | 0 | 0 | 0 | 0 | 0 | 0 | 0 | 0 | 0 | 0 | 0 | 0 | 0 | 0 | 0 | 0 | 0 | 0 | 0 | 0 | 0 | 0 | 0 | 0 | 0 | 0 | 0 | 0 | 0 | 0 | 0 | 0 | 0 | 0 | 0 | 0 | 0 | 0 | 0 | 0 | 0 | 0 | 0 | 0 | 0 | 0 | 0 | 0 | 0 | 0 | 0 | 0 | 0 | 0 | 0 | 0 | 0 | 0 | 0 | 0 | 0 | 0 | 0 | 0 | 0 | 0 | 0 | 0 | 0 | 0 | 0 | 0 | 0 | 0 | 0 | 0 | 0 | 0 | 0 | 0 | 0 | 0 | 0 | 0 | 0 | 0 | 0 | 0 | 0 | 0 | 0 | 0 | 0 | 0 | 0 | 0 | 0 | 0 | 0 | 0 | 0 | 0 | 0 | 0 | 0 | 0 | 0 | 0 | 0 | 0 | 0 | 0 | 0 | 0 | 0 | 0 | 0 | 0 | 0 | 0 | 0 | 0 | 0 | 0 | 0 | 0 | 0 | 0 | 0 | 0 | 0 | 0 | 0 | 0 | 0 | 0 | 0 | 0 | 0 | 0 | 0 | 0 | 0 | 0 | 0 | 0 | 0 | 0 | 0 | 0 | 0 | 0 | 0 | 0 | 0 | 0 | 0 | 0 | 0 | 0 | 0 | 0 | 0 | 0 | 0 | 0 | 0 | 0 | 0 | 0 | 0 | 0 | 0 | 0 | 0 | 0 | 0 | 0 | 0 | 0 | 0 | 0 | 0 | 0 | 0 | 0 | 0 | 0 | 0 | 0 | 0 | 0 | 0 | 0 | 0 | 0 | 0 | 0 | 0 | 0 | 0 | 0 | 0 | 0 | 0 | 0 | 0 | 0 | 0 | 0 | 0 | 0 | 0 | 0 | 0 | 0 | 0 | 0 | 0 | 0 | 0 | 0 | 0 | 0 | 0 | 0 | 0 | 0 | 0 | 0 | 0 | 0 | 0 | 0 | 0 | 0 | 0 | 0 | 0 | 0 | 0 | 0 | 0 | 0 | 0 | 0 | 0 | 0 | 0 | 0 | 0 | 0 | 0 | 0 | 0 | 0 | 0 | 0 | 0 | 0 | 0 | 0 | 0 | 0 | 0 | 0 | 0 | 0 | 0 | 0 | 0 | 0 | 0 | 0 | 0 | 0 | 0 | 0 | 0 | 0 | 0 | 0 | 0 | 0 | 0 | 0 | 0 | 0 | 0 | 0 | 0 | 0 | 0 | 0 | 0 | 0 | 0 | 0 | 0 | 0 | 0 | 0 | 0 | 0 | 0 | 0 | 0 | 0 | 0 | 0 | 0 | 0 | 0 | 0 | 0 | 0 | 0 | 0 | 0 | 0 | 0 | 0 | 0 | 0 | 0 | 0 | 0 | 0 | 0 | 0 | 0 | 0 | 0 | 0 | 0 | 0 | 0 | 0 | 0 | 0 | 0 | 0 | 0 | 0 | 0 | 0 | 0 | 0 | 0 | 0 | 0 | 0 | 0 | 0 | 0 | 0 | 0 | 0 | 0 | 0 | 0 | 0 | 0 | 0 | 0 | 0 | 0 | 0 | 0 | 0 | 0 | 0 | 0 | 0 | 0 | 0 | 0 | 0 | 0 | 0 | 0 | 0 | 0 | 0 | 0 | 0 | 0 | 0 | 0 | 0 | 0 | 0 | 0 | 0 | 0 | 0 | 0 | 0 | 0 | 0 | 0 | 0 | 0 | 0 | 0 | 0 | 0 | 0 | 0 | 0 | 0 | 0 | 0 | 0 | 0 | 0 | 0 | 0 | 0 | 0 | 0 | 0 | 0 | 0 | 0 | 0 | 0 | 0 | 0 | 0 | 0 | 0 | 0 | 0 | 0 | 0 | 0 | 0 | 0 | 0 | 0 | 0 | 0 | 0 | 0 | 0 | 0 | 0 | 0 | 0 | 0 | 0 | 0 | 0 | 0 | 0 | 0 | 0 | 0 | 0 | 0 | 0 | 0 | 0 | 0 | 0 | 0 | 0 | 0 | 0 | 0 | 0 | 0 | 0 | 0 | 0 | 0 | 0 | 0 | 0 | 0 | 0 | 0 | 0 | 0 | 0 | 0 | 0 | 0 | 0 | 0 | 0 | 0 | 0 | 0 | 0 | 0 | 0 | 0 | 0 | 0 | 0 | 0 | 0 | 0 | 0 | 0 | 0 | 0 | 0 | 0 | 0 | 0 | 0 | 0 | 0 | 0 | 0 | 0 | 0 | 0 | 0 | 0 | 0 | 0 | 0 | 0 | 0 | 0 | 0 | 0 | 0 | 0 | 0 | 0 | 0 | 0 | 0 | 0 | 0 | 0 | 0 | 0 | 0 | 0 | 0 | 0 | 0 | 0 | 0 | 0 | 0 | 0 | 0 | 0 | 0 | 0 | 0 | 0 | 0 | 0 | 0 | 0 | 0 | 0 | 0 | 0 | 0 | 0 | 0 | 0 | 0 | 0 | 0 | 0 | 0 | 0 | 0 | 0 | 0 | 0 | 0 | 0 | 0 | 0 | 0 | 0 | 0 | 0 | 0 | 0 | 0 | 0 | 0 | 0 | 0 | 0 | 0 | 0 | 0 | 0 | 0 | 0 | 0 | 0 | 0 | 0 | 0 | 0 | 0 | 0 | 0 | 0 | 0 | 0 | 0 | 0 | 0 | 0 | 0 | 0 | 0 | 0 | 0 | 0 | 0 | 0 | 0 | 0 | 0 | 0 | 0 | 0 | 0 | 0 | 0 | 0 | 0 | 0 | 0 | 0 | 0 | 0 | 0 | 0 | 0 | 0 | 0 | 0 | 0 | 0 | 0 | 0 | 0 | 0 | 0 | 0 | 0 | 0 | 0 | 0 | 0 | 0 | 0 | 0 | 0 | 0 | 0 | 0 | 0 | 0 | 0 | 0 | 0 | 0 | 0 | 0 | 0 | 0 | 0 | 0 | 0 | 0 | 0 | 0 | 0 | 0 | 0 | 0 | 0 | 0 | 0 | 0 | 0 | 0 | 0 | 0 | 0 | 0 | 0 | 0 | 0 | 0 | 0 | 0 | 0 | 0 | 0 | 0 | 0 | 0 | 0 | 0 | 0 | 0 | 0 | 0 | 0 | 0 | 0 | 0 | 0 | 0 | 0 | 0 | 0 | 0 | 0 | 0 | 0 | 0 | 0 | 0 | 0 | 0 | 0 | 0 | 0 | 0 | 0 | 0 | 0 | 0 | 0 | 0 | 0 | 0 | 0 | 0 | 0 | 0 | 0 | 0 | 0 | 0 | 0 | 0 | 0 | 0 | 0 | 0 | 0 | 0 | 0 | 0 | 0 | 0 | 0 | 0 | 0 | 0 | 0 | 0 | 0 | 0 | 0 | 0 | 0 | 0 | 0 | 0 | 0 | 0 | 0 | 0 | 0 | 0 | 0 | 0 | 0 | 0 | 0 | 0 | 0 | 0 | 0 | 0 | 0 | 0 | 0 | 0 | 0 | 0 | 0 | 0 | 0 | 0 | 0 | 0 | 0 | 0 | 0 | 0 | 0 | 0 | 0 | 0 | 0 | 0 | 0 | 0 | 0 | 0 | 0 | 0 | 0 | 0 | 0 | 0 | 0 | 0 | 0 | 0 | 0 | 0 | 0 | 0 | 0 | 0 | 0 | 0 | 0 | 0 | 0 | 0 | 0 | 0 | 0 | 0 | 0 | 0 | 0 | 0 | 0 | 0 | 0 | 0 | 0 | 0 | 0 | 0 | 0 | 0 | 0 | 0 | 0 | 0 | 0 | 0 | 0 | 0 | 0 | 0 | 0 | 0 | 0 | 0 | 0 | 0 | 0 | 0 | 0 | 0 | 0 | 0 | 0 | 0 | 0 | 0 | 0 | 0 | 0 | 0 | 0 | 0 | 0 | 0 | 0 | 0 | 0 | 0 | 0 | 0 | 0 | 0 | 0 | 0 | 0 | 0 | 0 | 0 | 0 | 0 | 0 | 0 | 0 | 0 | 0 | 0 | 0 | 0 | 0 | 0 | 0 | 0 | 0 | 0 | 0 | 0 | 0 | 0 | 0 | 0 | 0 | 0 | 0 | 0 | 0 | 0 | 0 | 0 | 0 | 0 | 0 | 0 | 0 | 0 | 0 | 0 | 0 | 0 | 0 | 0 | 0 | 0 | 0 | 0 | 0 | 0 | 0 | 0 | 0 | 0 | 0 | 0 | 0 | 0 | 0 | 0 | 0 | 0 | 0 | 0 | 0 | 0 | 0 | 0 | 0 | 0 | 0 | 0 | 0 | 0 | 0 | 0 | 0 | 0 | 0 | 0 | 0 | 0 | 0 | 0 | 0 | 0 | 0 | 0 | 0 | 0 | 0 | 0 | 0 | 0 | 0 | 0 | 0 | 0 | 0 | 0 | 0 | 0 | 0 | 0 | 0 | 0 | 0 | 0 | 0 | 0 | 0 | 0 | 0 | 0 | 0 | 0 | 0 | 0 | 0 | 0 | 0 | 0 | 0 | 0 | 0 | 0 | 0 | 0 | 0 | 0 | 0 | 0 | 0 | 0 | 0 | 0 | 0 | 0 | 0 | 0 | 0 | 0 | 0 | 0 | 0 | 0 | 0 | 0 | 0 | 0 | 0 | 0 | 0 | 0 | 0 | 0 | 0 | 0 | 0 | 0 | 0 | 0 | 0 | 0 | 0 | 0 | 0 | 0 | 0 | 0 | 0 | 0 | 0 | 0 | 0 | 0 | 0 | 0 | 0 | 0 | 0 | 0 | 0 | 0 | 0 | 0 | 0 | 0 | 0 | 0 | 0 | 0 | 0 | 0 | 0 | 0 | 0 | 0 | 0 | 0 | 0 | 0 | 0 | 0 | 0 | 0 | 0 | 0 | 0 | 0 | 0 | 0 | 0 | 0 | 0 | 0 | 0 | 0 | 0 | 0 | 0 | 0 | 0 | 0 | 0 | 0 | 0 | 0 | 0 | 0 | 0 | 0 | 0 | 0 | 0 | 0 | 0 | 0 | 0 | 0 | 0 | 0 | 0 | 0 | 0 | 0 | 0 | 0 | 0 | 0 | 0 | 0 | 0 | 0 | 0 | 0 | 0 | 0 | 0 | 0 | 0 | 0 | 0 | 0 | 0 | 0 | 0 | 0 | 0 | 0 | 0 | 0 | 0 | 0 | 0 | 0 | 0 | 0 | 0 | 0 | 0 | 0 | 0 | 0 | 0 | 0 | 0 | 0 | 0 | 0 | 0 | 0 | 0 | 0 | 0 | 0 | 0 | 0 | 0 | 0 | 0 | 0 | 0 | 0 | 0 | 0 | 0 | 0 | 0 | 0 | 0 | 0 | 0 | 0 | 0 | 0 | 0 | 0 | 0 | 0 | 0 | 0 | 0 | 0 | 0 | 0 | 0 | 0 | 0 | 0 | 0 | 0 | 0 | 0 | 0 | 0 | 0 | 0 | 0 | 0 | 0 | 0 | 0 | 0 | 0 | 0 | 0 | 0 | 0 | 0 | 0 | 0 | 0 | 0 | 0 | 0 | 0 | 0 | 0 | 0 | 0 | 0 | 0 | 0 | 0 | 0 | 0 | 0 | 0 | 0 | 0 | 0 | 0 | 0 | 0 | 0 | 0 | 0 | 0 | 0 | 0 | 0 | 0 | 0 | 0 | 0 | 0 | 0 | 0 | 0 | 0 | 0 | 0 | 0 | 0 | 0 | 0 | 0 | 0 | 0 | 0 | 0 | 0 | 0 | 0 | 0 | 0 | 0 | 0 | 0 | 0 | 0 | 0 | 0 | 0 | 0 | 0 | 0 | 0 | 0 | 0 | 0 | 0 | 0 | 0 | 0 | 0 | 0 | 0 | 0 | 0 | 0 | 0 | 0 | 0 | 0 | 0 | 0 | 0 | 0 | 0 | 0 | 0 | 0 | 0 | 0 | 0 | 0 | 0 | 0 | 0 | 0 | 0 | 0 | 0 | 0 | 0 | 0 | 0 | 0 | 0 | 0 | 0 | 0 | 0 | 0 | 0 | 0 | 0 | 0 | 0 | 0 | 0 | 0 | 0 | 0 | 0 | 0 | 0 | 0 | 0 | 0 | 0 | 0 | 0 | 0 | 0 | 0 | 0 | 0 | 0 | 0 | 0 | 0 | 0 | 0 | 0 | 0 | 0 | 0 | 0 | 0 | 0 | 0 | 0 | 0 | 0 | 0 | 0 | 0 | 0 | 0 | 0 | 0 | 0 | 0 | 0 | 0 | 0 | 0 | 0 | 0 | 0 | 0 | 0 | 0 | 0 | 0 | 0 | 0 | 0 | 0 | 0 | 0 | 0 | 0 | 0 | 0 | 0 | 0 | 0 | 0 | 0 | 0 | 0 | 0 | 0 | 0 | 0 | 0 | 0 | 0 | 0 | 0 | 0 | 0 | 0 | 0 | 0 | 0 | 0 | 0 | 0 | 0 | 0 | 0 | 0 | 0 | 0 | 0 | 0 | 0 | 0 | 0 | 0 | 0 | 0 | 0 | 0 | 0 | 0 | 0 | 0 | 0 | 0 | 0 | 0 | 0 | 0 | 0 | 0 | 0 | 0 | 0 | 0 | 0 | 0 | 0 | 0 | 0 | 0 | 0 | 0 | 0 | 0 | 0 | 0 | 0 | 0 | 0 | 0 | 0 | 0 | 0 | 0 | 0 | 0 | 0 | 0 | 0 | 0 | 0 | 0 | 0 | 0 | 0 | 0 | 0 | 0 | 0 | 0 | 0 | 0 | 0 | 0 | 0 | 0 | 0 | 0 | 0 | 0 | 0 | 0 | 0 | 0 | 0 | 0 | 0 | 0 | 0 | 0 | 0 | 0 | 0 | 0 | 0 | 0 | 0 | 0 | 0 | 0 | 0 | 0 | 0 | 0 | 0 | 0 | 0 | 0 | 0 | 0 | 0 | 0 | 0 | 0 | 0 | 0 | 0 | 0 | 0 | 0 | 0 | 0 | 0 | 0 | 0 | 0 | 0 | 0 | 0 | 0 | 0 | 0 | 0 | 0 | 0 | 0 | 0 | 0 | 0 | 0 | 0 | 0 | 0 | 0 | 0 | 0 | 0 | 0 | 0 | 0 | 0 | 0 | 0 | 0 | 0 | 0 | 0 | 0 | 0 | 0 | 0 | 0 | 0 | 0 | 0 | 0 | 0 | 0 | 0 | 0 | 0 | 0 | 0 | 0 | 0 | 0 | 0 | 0 | 0 | 0 | 0 | 0 | 0 | 0 | 0 | 0 | 0 | 0 | 0 | 0 | 0 | 0 | 0 | 0 | 0 | 0 | 0 | 0 | 0 | 0 | 0 | 0 | 0 | 0 | 0 | 0 | 0 | 0 | 0 | 0 | 0 | 0 | 0 | 0 | 0 | 0 | 0 | 0 | 0 | 0 | 0 | 0 | 0 | 0 | 0 | 0 | 0 | 0 | 0 | 0 | 0 | 0 | 0 | 0 | 0 | 0 | 0 | 0 | 0 | 0 | 0 | 0 | 0 | 0 | 0 | 0 | 0 | 0 | 0 | 0 | 0 | 0 | 0 | 0 | 0 | 0 | 0 | 0 | 0 | 0 | 0 | 0 | 0 | 0 | 0 | 0 | 0 | 0 | 0 | 0 | 0 | 0 | 0 | 0 | 0 | 0 | 0 | 0 | 0 | 0 | 0 | 0 | 0 | 0 | 0 | 0 | 0 | 0 | 0 | 0 | 0 | 0 | 0 | 0 | 0 | 0 | 0 | 0 | 0 | 0 | 0 | 0 | 0 | 0 | 0 | 0 | 0 | 0 | 0 | 0 | 0 | 0 | 0 | 0 | 0 | 0 | 0 | 0 | 0 | 0 | 0 | 0 | 0 | 0 | 0 | 0 | 0 | 0 | 0 | 0 | 0 | 0 | 0 | 0 | 0 | 0 | 0 | 0 | 0 | 0 | 0 | 0 | 0 | 0 | 0 | 0 | 0 | 0 | 0 | 0 | 0 | 0 | 0 | 0 | 0 | 0 | 0 | 0 | 0 | 0 | 0 | 0 | 0 | 0 | 0 | 0 | 0 | 0 | 0 | 0 | 0 | 0 | 0 | 0 | 0 | 0 | 0 | 0 | 0 | 0 | 0 | 0 | 0 | 0 | 0 | 0 | 0 | 0 | 0 | 0 | 0 | 0 | 0 | 0 | 0 | 0 | 0 | 0 | 0 | 0 | 0 | 0 | 0 | 0 | 0 | 0 | 0 | 0 | 0 | 0 | 0 | 0 | 0 | 0 | 0 | 0 | 0 | 0 | 0 | 0 | 0 | 0 | 0 | 0 | 0 | 0 | 0 | 0 | 0 | 0 | 0 | 0 | 0 | 0 | 0 | 0 | 0 | 0 | 0 | 0 | 0 | 0 | 0 | 0 | 0 | 0 | 0 | 0 | 0 | 0 | 0 | 0 | 0 | 0 | 0 | 0 | 0 | 0 | 0 | 0 | 0 | 0 | 0 | 0 | 0 | 0 | 0 | 0 | 0 | 0 | 0 | 0 | 0 | 0 | 0 | 0 | 0 | 0 | 0 | 0 | 0 | 0 | 0 | 0 | 0 | 0 | 0 | 0 | 0 | 0 | 0 | 0 | 0 | 0 | 0 | 0 | 0 | 0 | 0 | 0 | 0 | 0 | 0 | 0 | 0 | 0 | 0 | 0 | 0 | 0 | 0 | 0 | 0 | 0 | 0 | 0 | 0 | 0 | 0 | 0 | 0 | 0 | 0 | 0 | 0 | 0 | 0 | 0 | 0 | 0 | 0 | 0 | 0 | 0 | 0 | 0 | 0 | 0 | 0 | 0 | 0 | 0 | 0 | 0 | 0 | 0 | 0 | 0 | 0 | 0 | 0 | 0 | 0 | 0 | 0 | 0 | 0 | 0 | 0 | 0 | 0 | 0 | 0 | 0 | 0 | 0 | 0 | 0 | 0 | 0 | 0 | 0 | 0 | 0 | 0 | 0 | 0 | 0 | 0 | 0 | 0 | 0 | 0 | 0 | 0 | 0 | 0 | 0 | 0 | 0 | 0 | 0 | 0 | 0 | 0 | 0 | 0 | 0 | 0 | 0 | 0 | 0 | 0 | 0 | 0 | 0 | 0 | 0 | 0 | 0 | 0 | 0 | 0 | 0 | 0 | 0 | 0 | 0 | 0 | 0 | 0 | 0 | 0 | 0 | 0 | 0 | 0 | 0 | 0 | 0 | 0 | 0 | 0 | 0 | 0 | 0 | 0 | 0 | 0 | 0 | 0 | 0 | 0 | 0 | 0 | 0 | 0 | 0 | 0 | 0 | 0 | 0 | 0 | 0 | 0 | 0 | 0 | 0 | 0 | 0 | 0 | 0 | 0 | 0 | 0 | 0 | 0 | 0 | 0 | 0 | 0 | 0 | 0 | 0 | 0 | 0 | 0 | 0 | 0 | 0 | 0 | 0 | 0 | 0 | 0 | 0 | 0 | 0 | 0 | 0 | 0 | 0 | 0 | 0 | 0 | 0 | 0 | 0 | 0 | 0 | 0 | 0 | 0 | 0 | 0 | 0 | 0 | 0 | 0 | 0 | 0 | 0 | 0 | 0 | 0 | 0 | 0 | 0 | 0 | 0 | 0 | 0 | 0 | 0 | 0 | 0 | 0 | 0 | 0 | 0 | 0 | 0 | 0 | 0 | 0 | 0 | 0 | 0 | 0 | 0 | 0 | 0 | 0 | 0 | 0 | 0 | 0 | 0 | 0 | 0 | 0 | 0 | 0 | 0 | 0 | 0 | 0 | 0 | 0 | 0 | 0 | 0 | 0 | 0 | 0 | 0 | 0 | 0 | 0 | 0 | 0 | 0 | 0 | 0 | 0 | 0 | 0 | 0 | 0 | 0 | 0 | 0 | 0 | 0 | 0 | 0 | 0 | 0 | 0 | 0 | 0 | 0 | 0 | 0 | 0 | 0 | 0 | 0 | 0 | 0 | 0 | 0 | 0 | 0 | 0 | 0 | 0 | 0 | 0 | 0 | 0 | 0 | 0 | 0 | 0 | 0 | 0 | 0 | 0 | 0 | 0 | 0 | 0 | 0 | 0 | 0 | 0 | 0 | 0 | 0 | 0 | 0 | 0 | 0 | 0 | 0 | 0 | 0 | 0 | 0 | 0 | 0 | 0 | 0 | 0 | 0 | 0 | 0 | 0 | 0 | 0 | 0 | 0 | 0 | 0 | 0 | 0 | 0 | 0 | 0 | 0 | 0 | 0 | 0 | 0 | 0 | 0 | 0 | 0 | 0 | 0 | 0 | 0 | 0 | 0 | 0 | 0 | 0 | 0 | 0 | 0 | 0 | 0 | 0 | 0 | 0 | 0 | 0 | 0 | 0 | 0 | 0 | 0 | 0 | 0 | 0 | 0 | 0 | 0 | 0 | 0 | 0 | 0 | 0 | 0 | 0 | 0 | 0 | 0 | 0 | 0 | 0 | 0 | 0 | 0 | 0 | 0 | 0 | 0 | 0 | 0 | 0 | 0 | 0 | 0 | 0 | 0 | 0 | 0 | 0 | 0 | 0 | 0 | 0 | 0 | 0 | 0 | 0 | 0 | 0 | 0 | 0 | 0 | 0 | 0 | 0 | 0 | 0 | 0 | 0 | 0 | 0 | 0 | 0 | 0 | 0 | 0 | 0 | 0 | 0 | 0 | 0 | 0 | 0 | 0 | 0 | 0 | 0 | 0 | 0 | 0 | 0 | 0 | 0 | 0 | 0 | 0 | 0 | 0 | 0 | 0 | 0 | 0 | 0 | 0 | 0 | 0 | 0 | 0 | 0 | 0 | 0 | 0 | 0 | 0 | 0 | 0 | 0 | 0 | 0 | 0 | 0 | 0 | 0 | 0 | 0 | 0 | 0 | 0 | 0 | 0 | 0 | 0 | 0 | 0 | 0 | 0 | 0 | 0 | 0 | 0 | 0 | 0 | 0 | 0 | 0 | 0 | 0 | 0 | 0 | 0 | 0 | 0 | 0 | 0 | 0 | 0 | 0 | 0 | 0 | 0 | 0 | 0 | 0 | 0 | 0 | 0 | 0 | 0 | 0 | 0 | 0 | 0 | 0 | 0 | 0 | 0 | 0 | 0 | 0 | 0 | 0 | 0 | 0 | 0 | 0 | 0 | 0 | 0 | 0 | 0 | 0 | 0 | 0 | 0 | 0 | 0 | 0 | 0 | 0 | 0 | 0 | 0 | 0 | 0 | 0 | 0 | 0 | 0 | 0 | 0 | 0 | 0 | 0 | 0 | 0 | 0 | 0 | 0 | 0 | 0 | 0 | 0 | 0 | 0 | 0 | 0 | 0 | 0 | 0 | 0 | 0 | 0 | 0 | 0 | 0 | 0 | 0 | 0 | 0 | 0 | 0 | 0 | 0 | 0 | 0 | 0 | 0 | 0 | 0 | 0 | 0 | 0 | 0 | 0 | 0 | 0 | 0 | 0 | 0 | 0 | 0 | 0 | 0 | 0 | 0 | 0 | 0 | 0 | 0 | 0 | 0 | 0 | 0 | 0 | 0 | 0 | 0 | 0 | 0 | 0 | 0 | 0 | 0 | 0 | 0 | 0 | 0 | 0 | 0 | 0 | 0 | 0 | 0 | 0 | 0 | 0 | 0 | 0 | 0 | 0 | 0 | 0 | 0 | 0 | 0 | 0 | 0 | 0 | 0 | 0 | 0 | 0 | 0 | 0 | 0 | 0 | 0 | 0 | 0 | 0 | 0 | 0 | 0 | 0 | 0 | 0 | 0 | 0 | 0 | 0 | 0 | 0 | 0 | 0 | 0 | 0 | 0 | 0 | 0 | 0 | 0 | 0 | 0 | 0 | 0 | 0 | 0 | 0 | 0 | 0 | 0 | 0 | 0 | 0 | 0 | 0 | 0 | 0 | 0 | 0 | 0 | 0 | 0 | 0 | 0 | 0 | 0 | 0 | 0 | 0 | 0 | 0 | 0 | 0 | 0 | 0 | 0 | 0 | 0 | 0 | 0 | 0 | 0 | 0 | 0 | 0 | 0 | 0 | 0 | 0 | 0 | 0 | 0 | 0 | 0 | 0 | 0 | 0 | 0 | 0 | 0 | 0 | 0 | 0 | 0 | 0 | 0 | 0 | 0 | 0 | 0 | 0 | 0 | 0 | 0 | 0 | 0 | 0 | 0 | 0 | 0 | 0 | 0 | 0 | 0 | 0 | 0 | 0 | 0 | 0 | 0 | 0 | 0 | 0 | 0 | 0 | 0 | 0 | 0 | 0 | 0 | 0 | 0 | 0 | 0 | 0 | 0 | 0 | 0 | 0 | 0 | 0 | 0 | 0 | 0 | 0 | 0 | 0 | 0 | 0 | 0 | 0 | 0 | 0 | 0 | 0 | 0 | 0 | 0 | 0 | 0 | 0 | 0 | 0 | 0 | 0 | 0 | 0 | 0 | 0 | 0 | 0 | 0 | 0 | 0 | 0 | 0 | 0 | 0 | 0 | 0 | 0 | 0 | 0 | 0 | 0 | 0 | 0 | 0 | 0 | 0 | 0 | 0 | 0 | 0 | 0 | 0 | 0 | 0 | 0 | 0 | 0 | 0 | 0 | 0 | 0 | 0 | 0 | 0 | 0 | 0 | 0 | 0 | 0 | 0 | 0 | 0 | 0 | 0 | 0 | 0 | 0 | 0 | 0 | 0 | 0 | 0 | 0 | 0 | 0 | 0 | 0 | 0 | 0 | 0 | 0 | 0 | 0 | 0 | 0 | 0 | 0 | 0 | 0 | 0 | 0 | 0 | 0 | 0 | 0 | 0 | 0 | 0 | 0 | 0 | 0 | 0 | 0 | 0 | 0 | 0 | 0 | 0 | 0 | 0 | 0 | 0 | 0 | 0 | 0 | 0 | 0 | 0 | 0 | 0 | 0 | 0 | 0 | 0 | 0 | 0 | 0 | 0 | 0 | 0 | 0 | 0 | 0 | 0 | 0 | 0 | 0 | 0 | 0 | 0 | 0 | 0 | 0 | 0 | 0 | 0 | 0 | 0 | 0 | 0 | 0 | 0 | 0 | 0 | 0 | 0 | 0 | 0 | 0 | 0 | 0 | 0 | 0 | 0 | 0 | 0 | 0 | 0 | 0 | 0 | 0 | 0 | 0 | 0 | 0 | 0 | 0 | 0 | 0 | 0 | 0 | 0 | 0 | 0 | 0 | 0 | 0 | 0 | 0 | 0 | 0 | 0 | 0 | 0 | 0 | 0 | 0 | 0 | 0 | 0 | 0 | 0 | 0 | 0 | 0 | 0 | 0 | 0 | 0 | 0 | 0 | 0 | 0 | 0 | 0 | 0 | 0 | 0 | 0 | 0 | 0 | 0 | 0 | 0 | 0 | 0 | 0 | 0 | 0 | 0 | 0 | 0 | 0 | 0 | 0 | 0 | 0 | 0 | 0 | 0 | 0 | 0 | 0 | 0 | 0 | 0 | 0 | 0 | 0 | 0 | 0 | 0 | 0 | 0 | 0 | 0 | 0 | 0 | 0 | 0 | 0 | 0 | 0 | 0 | 0 | 0 | 0 | 0 | 0 | 0 | 0 | 0 | 0 | 0 | 0 | 0 | 0 | 0 | 0 | 0 | 0 | 0 | 0 | 0 | 0 | 0 | 0 | 0 | 0 | 0 | 0 | 0 | 0 | 0 | 0 | 0 | 0 | 0 | 0 | 0 | 0 | 0 | 0 | 0 | 0 | 0 | 0 | 0 | 0 | 0 | 0 | 0 | 0 | 0 | 0 | 0 | 0 | 0 | 0 | 0 | 0 | 0 | 0 | 0 | 0 | 0 | 0 | 0 | 0 | 0 | 0 | 0 | 0 | 0 | 0 | 0 | 0 | 0 | 0 | 0 | 0 | 0 | 0 | 0 | 0 | 0 | 0 | 0 | 0 | 0 | 0 | 0 | 0 | 0 | 0 | 0 | 0 | 0 | 0 | 0 | 0 | 0 | 0 | 0 | 0 | 0 | 0 | 0 | 0 | 0 | 0 | 0 | 0 | 0 | 0 | 0 | 0 | 0 | 0 | 0 | 0 | 0 | 0 | 0 | 0 | 0 | 0 | 0 | 0 | 0 | 0 | 0 | 0 | 0 | 0 | 0 | 0 | 0 | 0 | 0 | 0 | 0 | 0 | 0 | 0 | 0 | 0 | 0 | 0 | 0 | 0 | 0 | 0 | 0 | 0 | 0 | 0 | 0 | 0 | 0 | 0 | 0 | 0 | 0 | 0 | 0 | 0 | 0 | 0 | 0 | 0 | 0 | 0 | 0 | 0 | 0 | 0 | 0 | 0 | 0 | 0 | 0 | 0 | 0 | 0 | 0 | 0 | 0 | 0 | 0 | 0 | 0 | 0 | 0 | 0 | 0 | 0 | 0 | 0 | 0 | 0 | 0 | 0 | 0 | 0 | 0 | 0 | 0 | 0 | 0 | 0 | 0 | 0 | 0 | 0 | 0 | 0 | 0 | 0 | 0 | 0 | 0 | 0 | 0 | 0 | 0 | 0 | 0 | 0 | 0 | 0 | 0 | 0 | 0 | 0 | 0 | 0 | 0 | 0 | 0 | 0 | 0 | 0 | 0 | 0 | 0 | 0 | 0 | 0 | 0 | 0 | 0 | 0 | 0 | 0 | 0 | 0 | 0 | 0 | 0 | 0 | 0 | 0 | 0 | 0 | 0 | 0 | 0 | 0 | 0 | 0 | 0 | 0 | 0 | 0 | 0 | 0 | 0 | 0 | 0 | 0 | 0 | 0 | 0 | 0 | 0 | 0 | 0 | 0 | 0 | 0 | 0 | 0 | 0 | 0 | 0 | 0 | 0 | 0 | 0 | 0 | 0 | 0 | 0 | 0 | 0 | 0 | 0 | 0 | 0 | 0 | 0 | 0 | 0 | 0 | 0 | 0 | 0 | 0 | 0 | 0 | 0 | 0 | 0 | 0 | 0 | 0 | 0 | 0 | 0 | 0 | 0 | 0 | 0 | 0 | 0 | 0 | 0 | 0 | 0 | 0 | 0 | 0 | 0 | 0 | 0 | 0 | 0 | 0 | 0 | 0 | 0 | 0 | 0 | 0 | 0 | 0 | 0 | 0 | 0 | 0 | 0 | 0 | 0 | 0 | 0 | 0 | 0 | 0 | 0 | 0 | 0 | 0 | 0 | 0 | 0 | 0 | 0 | 0 | 0 | 0 | 0 | 0 | 0 | 0 | 0 | 0 | 0 | 0 | 0 | 0 | 0 | 0 | 0 | 0 | 0 | 0 | 0 | 0 | 0 | 0 | 0 | 0 | 0 | 0 | 0 | 0 | 0 | 0 | 0 | 0 | 0 | 0 | 0 | 0 | 0 | 0 | 0 | 0 | 0 | 0 | 0 | 0 | 0 | 0 | 0 | 0 | 0 | 0 | 0 | 0 | 0 | 0 | 0 | 0 | 0 | 0 | 0 | 0 | 0 | 0 | 0 | 0 | 0 | 0 | 0 | 0 | 0 | 0 | 0 | 0 | 0 | 0 | 0 | 0 | 0 | 0 | 0 | 0 | 0 | 0 | 0 | 0 | 0 | 0 | 0 | 0 | 0 | 0 | 0 | 0 | 0 | 0 | 0 | 0 | 0 | 0 | 0 | 0 | 0 | 0 | 0 | 0 | 0 | 0 | 0 | 0 | 0 | 0 | 0 | 0 | 0 | 0 | 0 | 0 | 0 | 0 | 0 | 0 | 0 | 0 | 0 | 0 | 0 | 0 | 0 | 0 | 0 | 0 | 0 | 0 | 0 | 0 | 0 | 0 | 0 | 0 | 0 | 0 | 0 | 0 | 0 | 0 | 0 | 0 | 0 | 0 | 0 | 0 | 0 | 0 | 0 | 0 | 0 | 0 | 0 | 0 | 0 | 0 | 0 | 0 | 0 | 0 | 0 | 0 | 0 | 0 | 0 | 0 | 0 | 0 | 0 | 0 | 0 | 0 | 0 | 0 | 0 | 0 | 0 | 0 | 0 | 0 | 0 | 0 | 0 | 0 | 0 | 0 | 0 | 0 | 0 | 0 | 0 | 0 | 0 | 0 | 0 | 0 | 0 | 0 | 0 | 0 | 0 | 0 | 0 | 0 | 0 | 0 | 0 | 0 | 0 | 0 | 0 | 0 | 0 | 0 | 0 | 0 | 0 | 0 | 0 | 0 | 0 | 0 | 0 | 0 | 0 | 0 | 0 | 0 | 0 | 0 | 0 | 0 | 0 | 0 | 0 | 0 | 0 | 0 | 0 | 0 | 0 | 0 | 0 | 0 | 0 | 0 | 0 | 0 | 0 | 0 | 0 | 0 | 0 | 0 | 0 | 0 | 0 | 0 | 0 | 0 | 0 | 0 | 0 | 0 | 0 | 0 | 0 | 0 | 0 | 0 | 0 | 0 | 0 | 0 | 0 | 0 | 0 | 0 | 0 | 0 | 0 | 0 | 0 | 0 | 0 | 0 | 0 | 0 | 0 | 0 | 0 | 0 | 0 | 0 | 0 | 0 | 0 | 0 | 0 | 0 | 0 | 0 | 0 | 0 | 0 | 0 | 0 | 0 | 0 | 0 | 0 | 0 | 0 | 0 | 0 | 0 | 0 | 0 | 0 | 0 | 0 | 0 | 0 | 0 | 0 | 0 | 0 | 0 | 0 | 0 | 0 | 0 | 0 | 0 | 0 | 0 | 0 | 0 | 0 | 0 | 0 | 0 | 0 | 0 | 0 | 0 | 0 | 0 | 0 | 0 | 0 | 0 | 0 | 0 | 0 | 0 | 0 | 0 | 0 | 0 | 0 | 0 | 0 | 0 | 0 | 0 | 0 | 0 | 0 | 0 | 0 | 0 | 0 | 0 | 0 | 0 | 0 | 0 | 0 | 0 | 0 | 0 | 0 | 0 | 0 | 0 | 0 | 0 | 0 | 0 | 0 | 0 | 0 | 0 | 0 | 0 | 0 | 0 | 0 | 0 | 0 | 0 | 0 | 0 | 0 | 0 | 0 | 0 | 0 | 0 | 0 | 0 | 0 | 0 | 0 | 0 | 0 | 0 | 0 | 0 | 0 | 0 | 0 | 0 | 0 | 0 | 0 | 0 | 0 | 0 | 0 | 0 | 0 | 0 | 0 | 0 | 0 | 0 | 0 | 0 | 0 | 0 | 0 | 0 | 0 | 0 | 0 | 0 | 0 | 0 | 0 | 0 | 0 | 0 | 0 | 0 | 0 | 0 | 0 | 0 | 0 | 0 | 0 | 0 | 0 | 0 | 0 | 0 | 0 | 0 | 0 | 0 | 0 | 0 | 0 | 0 | 0 | 0 | 0 | 0 | 0 | 0 | 0 | 0 | 0 | 0 | 0 | 0 | 0 | 0 | 0 | 0 | 0 | 0 | 0 | 0 | 0 | 0 | 0 | 0 | 0 | 0 | 0 | 0 | 0 | 0 | 0 | 0 | 0 | 0 | 0 | 0 | 0 | 0 | 0 | 0 | 0 | 0 | 0 | 0 | 0 | 0 | 0 | 0 | 0 | 0 | 0 | 0 | 0 | 0 | 0 | 0 | 0 | 0 | 0 | 0 | 0 | 0 | 0 | 0 | 0 | 0 | 0 | 0 | 0 | 0 | 0 | 0 | 0 | 0 | 0 | 0 | 0 | 0 | 0 | 0 | 0 | 0 | 0 | 0 | 0 | 0 | 0 | 0 | 0 | 0 | 0 | 0 | 0 | 0 | 0 | 0 | 0 | 0 | 0 | 0 | 0 | 0 | 0 | 0 | 0 | 0 | 0 | 0 | 0 | 0 | 0 | 0 | 0 | 0 | 0 | 0 | 0 | 0 | 0 | 0 | 0 | 0 | 0 | 0 | 0 | 0 | 0 | 0 | 0 | 0 | 0 | 0 | 0 | 0 | 0 | 0 | 0 | 0 | 0 | 0 | 0 | 0 | 0 | 0 | 0 | 0 | 0 | 0 | 0 | 0 | 0 | 0 | 0 | 0 | 0 | 0 | 0 | 0 | 0 | 0 | 0 | 0 | 0 | 0 | 0 | 0 | 0 | 0 | 0 | 0 | 0 | 0 | 0 | 0 | 0 | 0 | 0 | 0 | 0 | 0 | 0 | 0 | 0 | 0 | 0 | 0 | 0 | 0 | 0 | 0 | 0 | 0 | 0 | 0 | 0 | 0 | 0 | 0 | 0 | 0 | 0 | 0 | 0 | 0 | 0 | 0 | 0 | 0 | 0 | 0 | 0 | 0 | 0 | 0 | 0 | 0 | 0 | 0 | 0 | 0 | 0 | 0 | 0 | 0 | 0 | 0 | 0 | 0 | 0 | 0 | 0 | 0 | 0 | 0 | 0 | 0 | 0 | 0 | 0 | 0 | 0 | 0 | 0 | 0 | 0 | 0 | 0 | 0 | 0 | 0 | 0 | 0 | 0 | 0 | 0 | 0 | 0 | 0 | 0 | 0 | 0 | 0 | 0 | 0 | 0 | 0 | 0 | 0 | 0 | 0 | 0 | 0 | 0 | 0 | 0 | 0 | 0 | 0 | 0 | 0 | 0 | 0 | 0 | 0 | 0 | 0 | 0 | 0 | 0 | 0 | 0 | 0 | 0 | 0 | 0 | 0 | 0 | 0 | 0 | 0 | 0 | 0 | 0 | 0 | 0 | 0 | 0 | 0 | 0 | 0 | 0 | 0 | 0 | 0 | 0 | 0 | 0 | 0 | 0 | 0 | 0 | 0 | 0 | 0 | 0 | 0 | 0 | 0 | 0 | 0 | 0 | 0 | 0 | 0 | 0 | 0 | 0 | 0 | 0 | 0 | 0 | 0 | 0 | 0 | 0 | 0 | 0 | 0 | 0 | 0 | 0 | 0 | 0 | 0 | 0 | 0 | 0 | 0 | 0 | 0 | 0 | 0 | 0 | 0 | 0 | 0 | 0 | 0 | 0 | 0 | 0 | 0 | 0 | 0 | 0 | 0 | 0 | 0 | 0 | 0 | 0 | 0 | 0 | 0 | 0 | 0 | 0 | 0 | 0 | 0 | 0 | 0 | 0 | 0 | 0 | 0 | 0 | 0 | 0 | 0 | 0 | 0 | 0 | 0 | 0 | 0 | 0 | 0 | 0 | 0 | 0 | 0 | 0 | 0 | 0 | 0 | 0 | 0 | 0 | 0 | 0 | 0 | 0 | 0 | 0 | 0 | 0 | 0 | 0 | 0 | 0 | 0 | 0 | 0 | 0 | 0 | 0 | 0 | 0 | 0 | 0 | 0 | 0 | 0 | 0 | 0 | 0 | 0 | 0 | 0 | 0 | 0 | 0 | 0 | 0 | 0 | 0 | 0 | 0 | 0 | 0 | 0 | 0 | 0 | 0 | 0 | 0 | 0 | 0 | 0 | 0 | 0 | 0 | 0 | 0 | 0 | 0 | 0 | 0 | 0 | 0 | 0 | 0 | 0 | 0 | 0 | 0 | 0 | 0 | 0 | 0 | 0 | 0 | 0 | 0 | 0 | 0 | 0 | 0 | 0 | 0 | 0 | 0 | 0 | 0 | 0 | 0 | 0 | 0 | 0 | 0 | 0 | 0 | 0 | 0 | 0 | 0 | 0 | 0 | 0 | 0 | 0 | 0 | 0 | 0 | 0 | 0 | 0 | 0 | 0 | 0 | 0 | 0 | 0 | 0 | 0 | 0 | 0 | 0 | 0 | 0 | 0 | 0 | 0 | 0 | 0 | 0 | 0 | 0 | 0 | 0 | 0 | 0 | 0 | 0 | 0 | 0 | 0 | 0 | 0 | 0 | 0 | 0 | 0 | 0 | 0 | 0 | 0 | 0 | 0 | 0 | 0 | 0 | 0 | 0 | 0 | 0 | 0 | 0 | 0 | 0 | 0 | 0 | 0 | 0 | 0 | 0 | 0 | 0 | 0 | 0 | 0 | 0 | 0 | 0 | 0 | 0 | 0 | 0 | 0 | 0 | 0 | 0 | 0 | 0 | 0 | 0 | 0 | 0 | 0 | 0 | 0 | 0 | 0 | 0 | 0 | 0 | 0 | 0 | 0 | 0 | 0 | 0 | 0 | 0 | 0 | 0 | 0 | 0 | 0 | 0 | 0 | 0 | 0 | 0 | 0 | 0 | 0 | 0 | 0 | 0 | 0 | 0 | 0 | 0 | 0 | 0 | 0 | 0 | 0 | 0 | 0 | 0 | 0 | 0 | 0 | 0 | 0 | 0 | 0 | 0 | 0 | 0 | 0 | 0 | 0 | 0 | 0 | 0 | 0 | 0 | 0 | 0 | 0 | 0 | 0 | 0 | 0 | 0 | 0 | 0 | 0 | 0 | 0 | 0 | 0 | 0 | 0 | 0 | 0 | 0 | 0 | 0 | 0 | 0 | 0 | 0 | 0 | 0 | 0 | 0 | 0 | 0 | 0 | 0 | 0 | 0 | 0 | 0 | 0 | 0 | 0 | 0 | 0 | 0 | 0 | 0 | 0 | 0 | 0 | 0 | 0 | 0 | 0 | 0 | 0 | 0 | 0 | 0 | 0 | 0 | 0 | 0 | 0 | 0 | 0 | 0 | 0 | 0 | 0 | 0 | 0 | 0 | 0 | 0 | 0 | 0 | 0 | 0 | 0 | 0 | 0 | 0 | 0 | 0 | 0 | 0 | 0 | 0 | 0 | 0 | 0 | 0 | 0 | 0 | 0 | 0 | 0 | 0 | 0 | 0 | 0 | 0 | 0 | 0 | 0 | 0 | 0 | 0 | 0 | 0 | 0 | 0 | 0 | 0 | 0 | 0 | 0 | 0 | 0 | 0 | 0 | 0 | 0 | 0 | 0 | 0 | 0 | 0 | 0 | 0 | 0 | 0 | 0 | 0 | 0 | 0 | 0 | 0 | 0 | 0 | 0 | 0 | 0 | 0 | 0 | 0 | 0 | 0 | 0 | 0 | 0 | 0 | 0 | 0 | 0 | 0 | 0 | 0 | 0 | 0 | 0 | 0 | 0 | 0 | 0 | 0 | 0 | 0 | 0 | 0 | 0 | 0 | 0 | 0 | 0 | 0 | 0 | 0 | 0 | 0 | 0 | 0 | 0 | 0 | 0 | 0 | 0 | 0 | 0 | 0 | 0 | 0 | 0 | 0 | 0 | 0 | 0 | 0 | 0 | 0 | 0 | 0 | 0 | 0 | 0 | 0 | 0 | 0 | 0 | 0 | 0 | 0 | 0 | 0 | 0 | 0 | 0 | 0 | 0 | 0 | 0 | 0 | 0 | 0 | 0 | 0 | 0 | 0 | 0 | 0 | 0 | 0 | 0 | 0 | 0 | 0 | 0 | 0 | 0 | 0 | 0 | 0 | 0 | 0 | 0 | 0 | 0 | 0 | 0 | 0 | 0 | 0 | 0 | 0 | 0 | 0 | 0 | 0 | 0 | 0 | 0 | 0 | 0 | 0 | 0 | 0 | 0 | 0 | 0 | 0 | 0 | 0 | 0 | 0 | 0 | 0 | 0 | 0 | 0 | 0 | 0 | 0 | 0 | 0 | 0 | 0 | 0 | 0 | 0 | 0 | 0 | 0 | 0 | 0 | 0 | 0 | 0 | 0 | 0 | 0 | 0 | 0 | 0 | 0 | 0 | 0 | 0 | 0 | 0 | 0 | 0 | 0 | 0 | 0 | 0 | 0 | 0 | 0 | 0 | 0 | 0 | 0 | 0 | 0 | 0 | 0 | 0 | 0 | 0 | 0 | 0 | 0 | 0 | 0 | 0 | 0 | 0 | 0 | 0 | 0 | 0 | 0 | 0 | 0 | 0 | 0 | 0 | 0 | 0 | 0 | 0 | 0 | 0 | 0 | 0 | 0 | 0 | 0 | 0 | 0 | 0 | 0 | 0 | 0 | 0 | 0 | 0 | 0 | 0 | 0 | 0 | 0 | 0 | 0 | 0 | 0 | 0 | 0 | 0 | 0 | 0 | 0 | 0 | 0 | 0 | 0 | 0 | 0 | 0 | 0 | 0 | 0 | 0 | 0 | 0 | 0 | 0 | 0 | 0 | 0 | 0 | 0 | 0 | 0 | 0 | 0 | 0 | 0 | 0 | 0 | 0 | 0 | 0 | 0 | 0 | 0 | 0 | 0 | 0 | 0 | 0 | 0 | 0 | 0 | 0 | 0 | 0 | 0 | 0 | 0 | 0 | 0 | 0 | 0 | 0 | 0 | 0 | 0 | 0 | 0 | 0 | 0 | 0 | 0 | 0 | 0 | 0 | 0 | 0 | 0 | 0 | 0 | 0 | 0 | 0 | 0 | 0 | 0 | 0 | 0 | 0 | 0 | 0 | 0 | 0 | 0 | 0 | 0 | 0 | 0 | 0 | 0 | 0 | 0 | 0 | 0 | 0 | 0 | 0 | 0 | 0 | 0 | 0 | 0 | 0 | 0 | 0 | 0 | 0 | 0 | 0 | 0 | 0 | 0 | 0 | 0 | 0 | 0 | 0 | 0 | 0 | 0 | 0 | 0 | 0 | 0 | 0 | 0 | 0 | 0 | 0 | 0 | 0 | 0 | 0 | 0 | 0 | 0 | 0 | 0 | 0 | 0 | 0 | 0 | 0 | 0 | 0 | 0 | 0 | 0 | 0 | 0 | 0 | 0 | 0 | 0 | 0 | 0 | 0 | 0 | 0 | 0 | 0 | 0 | 0 | 0 | 0 | 0 | 0 | 0 | 0 | 0 | 0 | 0 | 0 | 0 | 0 | 0 | 0 | 0 | 0 | 0 | 0 | 0 | 0 | 0 | 0 | 0 | 0 | 0 | 0 | 0 | 0 | 0 | 0 | 0 | 0 | 0 | 0 | 0 | 0 | 0 | 0 | 0 | 0 | 0 | 0 | 0 | 0 | 0 | 0 | 0 | 0 | 0 | 0 | 0 | 0 | 0 | 0 | 0 | 0 | 0 | 0 | 0 | 0 | 0 | 0 | 0 | 0 | 0 | 0 | 0 | 0 | 0 | 0 | 0 | 0 | 0 | 0 | 0 | 0 | 0 | 0 | 0 | 0 | 0 | 0 | 0 | 0 | 0 | 0 | 0 | 0 | 0 | 0 | 0 | 0 | 0 | 0 | 0 | 0 | 0 | 0 | 0 | 0 | 0 | 0 | 0 | 0 | 0 | 0 | 0 | 0 | 0 | 0 | 0 | 0 | 0 | 0 | 0 | 0 | 0 | 0 | 0 | 0 | 0 | 0 | 0 | 0 | 0 | 0 | 0 | 0 | 0 | 0 | 0 | 0 | 0 | 0 | 0 | 0 | 0 | 0 | 0 | 0 | 0 | 0 | 0 | 0 | 0 | 0 | 0 | 0 | 0 | 0 | 0 | 0 | 0 | 0 | 0 | 0 | 0 | 0 | 0 | 0 | 0 | 0 | 0 | 0 | 0 | 0 | 0 | 0 | 0 | 0 | 0 | 0 | 0 | 0 | 0 | 0 | 0 | 0 | 0 | 0 | 0 | 0 | 0 | 0 | 0 | 0 | 0 | 0 | 0 | 0 | 0 | 0 | 0 | 0 | 0 | 0 | 0 | 0 | 0 | 0 | 0 | 0 | 0 | 0 | 0 | 0 | 0 | 0 | 0 | 0 | 0 | 0 | 0 | 0 | 0 | 0 | 0 | 0 | 0 | 0 | 0 | 0 | 0 | 0 | 0 | 0 | 0 | 0 | 0 | 0 | 0 | 0 | 0 | 0 | 0 | 0 | 0 | 0 | 0 | 0 | 0 | 0 | 0 | 0 | 0 | 0 | 0 | 0 | 0 | 0 | 0 | 0 | 0 | 0 | 0 | 0 | 0 | 0 | 0 | 0 | 0 | 0 | 0 | 0 | 0 | 0 | 0 | 0 | 0 | 0 | 0 | 0 | 0 | 0 | 0 | 0 | 0 | 0 | 0 | 0 | 0 | 0 | 0 | 0 | 0 | 0 | 0 | 0 | 0 | 0 | 0 | 0 | 0 | 0 | 0 | 0 | 0 | 0 | 0 | 0 | 0 | 0 | 0 | 0 | 0 | 0 | 0 | 0 | 0 | 0 | 0 | 0 | 0 | 0 | 0 | 0 | 0 | 0 | 0 | 0 | 0 | 0 | 0 | 0 | 0 | 0 | 0 | 0 | 0 | 0 | 0 | 0 | 0 | 0 | 0 | 0 | 0 | 0 | 0 | 0 | 0 | 0 | 0 | 0 | 0 | 0 | 0 | 0 | 0 | 0 | 0 | 0 | 0 | 0 | 0 | 0 | 0 | 0 | 0 | 0 | 0 | 0 | 0 | 0 | 0 | 0 | 0 | 0 | 0 | 0 | 0 | 0 | 0 | 0 | 0 | 0 | 0 | 0 | 0 | 0 | 0 | 0 | 0 | 0 | 0 | 0 | 0 | 0 | 0 | 0 | 0 | 0 | 0 | 0 | 0 | 0 | 0 | 0 | 0 | 0 | 0 | 0 | 0 | 0 | 0 | 0 | 0 | 0 | 0 | 0 | 0 | 0 | 0 | 0 | 0 | 0 | 0 | 0 | 0 | 0 | 0 | 0 | 0 | 0 | 0 | 0 | 0 | 0 | 0 | 0 | 0 | 0 | 0 | 0 | 0 | 0 | 0 | 0 | 0 | 0 | 0 | 0 | 0 | 0 | 0 | 0 | 0 | 0 | 0 | 0 | 0 | 0 | 0 | 0 | 0 | 0 | 0 | 0 | 0 | 0 | 0 | 0 | 0 | 0 | 0 | 0 | 0 | 0 | 0 | 0 | 0 | 0 | 0 | 0 | 0 | 0 | 0 | 0 | 0 | 0 | 0 | 0 | 0 | 0 | 0 | 0 | 0 | 0 | 0 | 0 | 0 | 0 | 0 | 0 | 0 | 0 | 0 | 0 | 0 | 0 | 0 | 0 | 0 | 0 | 0 | 0 | 0 | 0 | 0 | 0 | 0 | 0 | 0 | 0 | 0 | 0 | 0 | 0 | 0 | 0 | 0 | 0 | 0 | 0 | 0 | 0 | 0 | 0 | 0 | 0 | 0 | 0 | 0 | 0 | 0 | 0 | 0 | 0 | 0 | 0 | 0 | 0 | 0 | 0 | 0 | 0 | 0 | 0 | 0 | 0 | 0 | 0 | 0 | 0 | 0 | 0 | 0 | 0 | 0 | 0 | 0 | 0 | 0 | 0 | 0 | 0 | 0 | 0 | 0 | 0 | 0 | 0 | 0 | 0 | 0 | 0 | 0 | 0 | 0 | 0 | 0 | 0 | 0 | 0 | 0 | 0 | 0 | 0 | 0 | 0 | 0 | 0 | 0 | 0 | 0 | 0 | 0 | 0 | 0 | 0 | 0 | 0 | 0 | 0 | 0 | 0 | 0 | 0 | 0 | 0 | 0 | 0 | 0 | 0 | 0 | 0 | 0 | 0 | 0 | 0 | 0 | 0 | 0 | 0 | 0 | 0 | 0 | 0 | 0 | 0 | 0 | 0 | 0 | 0 | 0 | 0 | 0 | 0 | 0 | 0 | 0 | 0 | 0 | 0 | 0 | 0 | 0 | 0 | 0 | 0 | 0 | 0 | 0 | 0 | 0 | 0 | 0 | 0 | 0 | 0 | 0 | 0 | 0 | 0 | 0 | 0 | 0 | 0 | 0 | 0 | 0 | 0 | 0 | 0 | 0 | 0 | 0 | 0 | 0 | 0 | 0 | 0 | 0 | 0 | 0 | 0 | 0 | 0 | 0 | 0 | 0 | 0 | 0 | 0 | 0 | 0 | 0 | 0 | 0 | 0 | 0 | 0 | 0 | 0 | 0 | 0 | 0 | 0 | 0 | 0 | 0 | 0 | 0 | 0 | 0 | 0 | 0 | 0 | 0 | 0 | 0 | 0 | 0 | 0 | 0 | 0 | 0 | 0 | 0 | 0 | 0 | 0 | 0 | 0 | 0 | 0 | 0 | 0 | 0 | 0 | 0 | 0 | 0 | 0 | 0 | 0 | 0 | 0 | 0 | 0 | 0 | 0 | 0 | 0 | 0 | 0 | 0 | 0 | 0 | 0 | 0 | 0 | 0 | 0 | 0 | 0 | 0 | 0 | 0 | 0 | 0 | 0 | 0 | 0 | 0 | 0 | 0 | 0 | 0 | 0 | 0 | 0 | 0 | 0 | 0 | 0 | 0 | 0 | 0 | 0 | 0 | 0 | 0 | 0 | 0 | 0 | 0 | 0 | 0 | 0 | 0 | 0 | 0 | 0 | 0 | 0 | 0 | 0 | 0 | 0 | 0 | 0 | 0 | 0 | 0 | 0 | 0 | 0 | 0 | 0
| Cumulative Growth Large Commercial | 10^3M^3/Yr |  | 0 | 0 | 0 | 0 | 0 | 0 | 0 | 0 | 0 | 0 | 0 | 0 | 0 | 0 | 0 | 0 | 0 | 0 | 0 | 0 | 0 | 0 | 0 | 0 | 0 | 0 | 0 | 0 | 0 | 0 | 0 | 0 | 0 | 0 | 0 | 0 | 0 | 0 | 0 | 0 | 0 | 0 | 0 | 0 | 0 | 0 | 0 | 0 | 0 | 0 | 0 | 0 | 0 | 0 | 0 | 0 | 0 | 0 | 0 | 0 | 0 | 0 | 0 | 0 | 0 | 0 | 0 | 0 | 0 | 0 | 0 | 0 | 0 | 0 | 0 | 0 | 0 | 0 | 0 | 0 | 0 | 0 | 0 | 0 | 0 | 0 | 0 | 0 | 0 | 0 | 0 | 0 | 0 | 0 | 0 | 0 | 0 | 0 | 0 | 0 | 0 | 0 | 0 | 0 | 0 | 0 | 0 | 0 | 0 | 0 | 0 | 0 | 0 | 0 | 0 | 0 | 0 | 0 | 0 | 0 | 0 | 0 | 0 | 0 | 0 | 0 | 0 | 0 | 0 | 0 | 0 | 0 | 0 | 0 | 0 | 0 | 0 | 0 | 0 | 0 | 0 | 0 | 0 | 0 | 0 | 0 | 0 | 0 | 0 | 0 | 0 | 0 | 0 | 0 | 0 | 0 | 0 | 0 | 0 | 0 | 0 | 0 | 0 | 0 | 0 | 0 | 0 | 0 | 0 | 0 | 0 | 0 | 0 | 0 | 0 | 0 | 0 | 0 | 0 | 0 | 0 | 0 | 0 | 0 | 0 | 0 | 0 | 0 | 0 | 0 | 0 | 0 | 0 | 0 | 0 | 0 | 0 | 0 | 0 | 0 | 0 | 0 | 0 | 0 | 0 | 0 | 0 | 0 | 0 | 0 | 0 | 0 | 0 | 0 | 0 | 0 | 0 | 0 | 0 | 0 | 0 | 0 | 0 | 0 | 0 | 0 | 0 | 0 | 0 | 0 | 0 | 0 | 0 | 0 | 0 | 0 | 0 | 0 | 0 | 0 | 0 | 0 | 0 | 0 | 0 | 0 | 0 | 0 | 0 | 0 | 0 | 0 | 0 | 0 | 0 | 0 | 0 | 0 | 0 | 0 | 0 | 0 | 0 | 0 | 0 | 0 | 0 | 0 | 0 | 0 | 0 | 0 | 0 | 0 | 0 | 0 | 0 | 0 | 0 | 0 | 0 | 0 | 0 | 0 | 0 | 0 | 0 | 0 | 0 | 0 | 0 | 0 | 0 | 0 | 0 | 0 | 0 | 0 | 0 | 0 | 0 | 0 | 0 | 0 | 0 | 0 | 0 | 0 | 0 | 0 | 0 | 0 | 0 | 0 | 0 | 0 | 0 | 0 | 0 | 0 | 0 | 0 | 0 | 0 | 0 | 0 | 0 | 0 | 0 | 0 | 0 | 0 | 0 | 0 | 0 | 0 | 0 | 0 | 0 | 0 | 0 | 0 | 0 | 0 | 0 | 0 | 0 | 0 | 0 | 0 | 0 | 0 | 0 | 0 | 0 | 0 | 0 | 0 | 0 | 0 | 0 | 0 | 0 | 0 | 0 | 0 | 0 | 0 | 0 | 0 | 0 | 0 | 0 | 0 | 0 | 0 | 0 | 0 | 0 | 0 | 0 | 0 | 0 | 0 | 0 | 0 | 0 | 0 | 0 | 0 | 0 | 0 | 0 | 0 | 0 | 0 | 0 | 0 | 0 | 0 | 0 | 0 | 0 | 0 | 0 | 0 | 0 | 0 | 0 | 0 | 0 | 0 | 0 | 0 | 0 | 0 | 0 | 0 | 0 | 0 | 0 | 0 | 0 | 0 | 0 | 0 | 0 | 0 | 0 | 0 | 0 | 0 | 0 | 0 | 0 | 0 | 0 | 0 | 0 | 0 | 0 | 0 | 0 | 0 | 0 | 0 | 0 | 0 | 0 | 0 | 0 | 0 | 0 | 0 | 0 | 0 | 0 | 0 | 0 | 0 | 0 | 0 | 0 | 0 | 0 | 0 | 0 | 0 | 0 | 0 | 0 | 0 | 0 | 0 | 0 | 0 | 0 | 0 | 0 | 0 | 0 | 0 | 0 | 0 | 0 | 0 | 0 | 0 | 0 | 0 | 0 | 0 | 0 | 0 | 0 | 0 | 0 | 0 | 0 | 0 | 0 | 0 | 0 | 0 | 0 | 0 | 0 | 0 | 0 | 0 | 0 | 0 | 0 | 0 | 0 | 0 | 0 | 0 | 0 | 0 | 0 | 0 | 0 | 0 | 0 | 0 | 0 | 0 | 0 | 0 | 0 | 0 | 0 | 0 | 0 | 0 | 0 | 0 | 0 | 0 | 0 | 0 | 0 | 0 | 0 | 0 | 0 | 0 | 0 | 0 | 0 | 0 | 0 | 0 | 0 | 0 | 0 | 0 | 0 | 0 | 0 | 0 | 0 | 0 | 0 | 0 | 0 | 0 | 0 | 0 | 0 | 0 | 0 | 0 | 0 | 0 | 0 | 0 | 0 | 0 | 0 | 0 | 0 | 0 | 0 | 0 | 0 | 0 | 0 | 0 | 0 | 0 | 0 | 0 | 0 | 0 | 0 | 0 | 0 | 0 | 0 | 0 | 0 | 0 | 0 | 0 | 0 | 0 | 0 | 0 | 0 | 0 | 0 | 0 | 0 | 0 | 0 | 0 | 0 | 0 | 0 | 0 | 0 | 0 | 0 | 0 | 0 | 0 | 0 | 0 | 0 | 0 | 0 | 0 | 0 | 0 | 0 | 0 | 0 | 0 | 0 | 0 | 0 | 0 | 0 | 0 | 0 | 0 | 0 | 0 | 0 | 0 | 0 | 0 | 0 | 0 | 0 | 0 | 0 | 0 | 0 | 0 | 0 | 0 | 0 | 0 | 0 | 0 | 0 | 0 | 0 | 0 | 0 | 0 | 0 | 0 | 0 | 0 | 0 | 0 | 0 | 0 | 0 | 0 | 0 | 0 | 0 | 0 | 0 | 0 | 0 | 0 | 0 | 0 | 0 | 0 | 0 | 0 | 0 | 0 | 0 | 0 | 0 | 0 | 0 | 0 | 0 | 0 | 0 | 0 | 0 | 0 | 0 | 0 | 0 | 0 | 0 | 0 | 0 | 0 | 0 | 0 | 0 | 0 | 0 | 0 | 0 | 0 | 0 | 0 | 0 | 0 | 0 | 0 | 0 | 0 | 0 | 0 | 0 | 0 | 0 | 0 | 0 | 0 | 0 | 0 | 0 | 0 | 0 | 0 | 0 | 0 | 0 | 0 | 0 | 0 | 0 | 0 | 0 | 0 | 0 | 0 | 0 | 0 | 0 | 0 | 0 | 0 | 0 | 0 | 0 | 0 | 0 | 0 | 0 | 0 | 0 | 0 | 0 | 0 | 0 | 0 | 0 | 0 | 0 | 0 | 0 | 0 | 0 | 0 | 0 | 0 | 0 | 0 | 0 | 0 | 0 | 0 | 0 | 0 | 0 | 0 | 0 | 0 | 0 | 0 | 0 | 0 | 0 | 0 | 0 | 0 | 0 | 0 | 0 | 0 | 0 | 0 | 0 | 0 | 0 | 0 | 0 | 0 | 0 | 0 | 0 | 0 | 0 | 0 | 0 | 0 | 0 | 0 | 0 | 0 | 0 | 0 | 0 | 0 | 0 | 0 | 0 | 0 | 0 | 0 | 0 | 0 | 0 | 0 | 0 | 0 | 0 | 0 | 0 | 0 | 0 | 0 | 0 | 0 | 0 | 0 | 0 | 0 | 0 | 0 | 0 | 0 | 0 | 0 | 0 | 0 | 0 | 0 | 0 | 0 | 0 | 0 | 0 | 0 | 0 | 0 | 0 | 0 | 0 | 0 | 0 | 0 | 0 | 0 | 0 | 0 | 0 | 0 | 0 | 0 | 0 | 0 | 0 | 0 | 0 | 0 | 0 | 0 | 0 | 0 | 0 | 0 | 0 | 0 | 0 | 0 | 0 | 0 | 0 | 0 | 0 | 0 | 0 | 0 | 0 | 0 | 0 | 0 | 0 | 0 | 0 | 0 | 0 | 0 | 0 | 0 | 0 | 0 | 0 | 0 | 0 | 0 | 0 | 0 | 0 | 0 | 0 | 0 | 0 | 0 | 0 | 0 | 0 | 0 | 0 | 0 | 0 | 0 | 0 | 0 | 0 | 0 | 0 | 0 | 0 | 0 | 0 | 0 | 0 | 0 | 0 | 0 | 0 | 0 | 0 | 0 | 0 | 0 | 0 | 0 | 0 | 0 | 0 | 0 | 0 | 0 | 0 | 0 | 0 | 0 | 0 | 0 | 0 | 0 | 0 | 0 | 0 | 0 | 0 | 0 | 0 | 0 | 0 | 0 | 0 | 0 | 0 | 0 | 0 | 0 | 0 | 0 | 0 | 0 | 0 | 0 | 0 | 0 | 0 | 0 | 0 | 0 | 0 | 0 | 0 | 0 | 0 | 0 | 0 | 0 | 0 | 0 | 0 | 0 | 0 | 0 | 0 | 0 | 0 | 0 | 0 | 0 | 0 | 0 | 0 | 0 | 0 | 0 | 0 | 0 | 0 | 0 | 0 | 0 | 0 | 0 | 0 | 0 | 0 | 0 | 0 | 0 | 0 | 0 | 0 | 0 | 0 | 0 | 0 | 0 | 0 | 0 | 0 | 0 | 0 | 0 | 0 | 0 | 0 | 0 | 0 | 0 | 0 | 0 | 0 | 0 | 0 | 0 | 0 | 0 | 0 | 0 | 0 | 0 | 0 | 0 | 0 | 0 | 0 | 0 | 0 | 0 | 0 | 0 | 0 | 0 | 0 | 0 | 0 | 0 | 0 | 0 | 0 | 0 | 0 | 0 | 0 | 0 | 0 | 0 | 0 | 0 | 0 | 0 | 0 | 0 | 0 | 0 | 0 | 0 | 0 | 0 | 0 | 0 | 0 | 0 | 0 | 0 | 0 | 0 | 0 | 0 | 0 | 0 | 0 | 0 | 0 | 0 | 0 | 0 | 0 | 0 | 0 | 0 | 0 | 0 | 0 | 0 | 0 | 0 | 0 | 0 | 0 | 0 | 0 | 0 | 0 | 0 | 0 | 0 | 0 | 0 | 0 | 0 | 0 | 0 | 0 | 0 | 0 | 0 | 0 | 0 | 0 | 0 | 0 | 0 | 0 | 0 | 0 | 0 | 0 | 0 | 0 | 0 | 0 | 0 | 0 | 0 | 0 | 0 | 0 | 0 | 0 | 0 | 0 | 0 | 0 | 0 | 0 | 0 | 0 | 0 | 0 | 0 | 0 | 0 | 0 | 0 | 0 | 0 | 0 | 0 | 0 | 0 | 0 | 0 | 0 | 0 | 0 | 0 | 0 | 0 | 0 | 0 | 0 | 0 | 0 | 0 | 0 | 0 | 0 | 0 | 0 | 0 | 0 | 0 | 0 | 0 | 0 | 0 | 0 | 0 | 0 | 0 | 0 | 0 | 0 | 0 | 0 | 0 | 0 | 0 | 0 | 0 | 0 | 0 | 0 | 0 | 0 | 0 | 0 | 0 | 0 | 0 | 0 | 0 | 0 | 0 | 0 | 0 | 0 | 0 | 0 | 0 | 0 | 0 | 0 | 0 | 0 | 0 | 0 | 0 | 0 | 0 | 0 | 0 | 0 | 0 | 0 | 0 | 0 | 0 | 0 | 0 | 0 | 0 | 0 | 0 | 0 | 0 | 0 | 0 | 0 | 0 | 0 | 0 | 0 | 0 | 0 | 0 | 0 | 0 | 0 | 0 | 0 | 0 | 0 | 0 | 0 | 0 | 0 | 0 | 0 | 0 | 0 | 0 | 0 | 0 | 0 | 0 | 0 | 0 | 0 | 0 | 0 | 0 | 0 | 0 | 0 | 0 | 0 | 0 | 0 | 0 | 0 | 0 | 0 | 0 | 0 | 0 | 0 | 0 | 0 | 0 | 0 | 0 | 0 | 0 | 0 | 0 | 0 | 0 | 0 | 0 | 0 | 0 | 0 | 0 | 0 | 0 | 0 | 0 | 0 | 0 | 0 | 0 | 0 | 0 | 0 | 0 | 0 | 0 | 0 | 0 | 0 | 0 | 0 | 0 | 0 | 0 | 0 | 0 | 0 | 0 | 0 | 0 | 0 | 0 | 0 | 0 | 0 | 0 | 0 | 0 | 0 | 0 | 0 | 0 | 0 | 0 | 0 | 0 | 0 | 0 | 0 | 0 | 0 | 0 | 0 | 0 | 0 | 0 | 0 | 0 | 0 | 0 | 0 | 0 | 0 | 0 | 0 | 0 | 0 | 0 | 0 | 0 | 0 | 0 | 0 | 0 | 0 | 0 | 0 | 0 | 0 | 0 | 0 | 0 | 0 | 0 | 0 | 0 | 0 | 0 | 0 | 0 | 0 | 0 | 0 | 0 | 0 | 0 | 0 | 0 | 0 | 0 | 0 | 0 | 0 | 0 | 0 | 0 | 0 | 0 | 0 | 0 | 0 | 0 | 0 | 0 | 0 | 0 | 0 | 0 | 0 | 0 | 0 | 0 | 0 | 0 | 0 | 0 | 0 | 0 | 0 | 0 | 0 | 0 | 0 | 0 | 0 | 0 | 0 | 0 | 0 | 0 | 0 | 0 | 0 | 0 | 0 | 0 | 0 | 0 | 0 | 0 | 0 | 0 | 0 | 0 | 0 | 0 | 0 | 0 | 0 | 0 | 0 | 0 | 0 | 0 | 0 | 0 | 0 | 0 | 0 | 0 | 0 | 0 | 0 | 0 | 0 | 0 | 0 | 0 | 0 | 0 | 0 | 0 | 0 | 0 | 0 | 0 | 0 | 0 | 0 | 0 | 0 | 0 | 0 | 0 | 0 | 0 | 0 | 0 | 0 | 0 | 0 | 0 | 0 | 0 | 0 | 0 | 0 | 0 | 0 | 0 | 0 | 0 | 0 | 0 | 0 | 0 | 0 | 0 | 0 | 0 | 0 | 0 | 0 | 0 | 0 | 0 | 0 | 0 | 0 | 0 | 0 | 0 | 0 | 0 | 0 | 0 | 0 | 0 | 0 | 0 | 0 | 0 | 0 | 0 | 0 | 0 | 0 | 0 | 0 | 0 | 0 | 0 | 0 | 0 | 0 | 0 | 0 | 0 | 0 | 0 | 0 | 0 | 0 | 0 | 0 | 0 | 0 | 0 | 0 | 0 | 0 | 0 | 0 | 0 | 0 | 0 | 0 | 0 | 0 | 0 | 0 | 0 | 0 | 0 | 0 | 0 | 0 | 0 | 0 | 0 | 0 | 0 | 0 | 0 | 0 | 0 | 0 | 0 | 0 | 0 | 0 | 0 | 0 | 0 | 0 | 0 | 0 | 0 | 0 | 0 | 0 | 0 | 0 | 0 | 0 | 0 | 0 | 0 | 0 | 0 | 0 | 0 | 0 | 0 | 0 | 0 | 0 | 0 | 0 | 0 | 0 | 0 | 0 | 0 | 0 | 0 | 0 | 0 | 0 | 0 | 0 | 0 | 0 | 0 | 0 | 0 | 0 | 0 | 0 | 0 | 0 | 0 | 0 | 0 | 0 | 0 | 0 | 0 | 0 | 0 | 0 | 0 | 0 | 0 | 0 | 0 | 0 | 0 | 0 | 0 | 0 | 0 | 0 | 0 | 0 | 0 | 0 | 0 | 0 | 0 | 0 | 0 | 0 | 0 | 0 | 0 | 0 | 0 | 0 | 0 | 0 | 0 | 0 | 0 | 0 | 0 | 0 | 0 | 0 | 0 | 0 | 0 | 0 | 0 | 0 | 0 | 0 | 0 | 0 | 0 | 0 | 0 | 0 | 0 | 0 | 0 | 0 | 0 | 0 | 0 | 0 | 0 | 0 | 0 | 0 | 0 | 0 | 0 | 0 | 0 | 0 | 0 | 0 | 0 | 0 | 0 | 0 | 0 | 0 | 0 | 0 | 0 | 0 | 0 | 0 | 0 | 0 | 0 | 0 | 0 | 0 | 0 | 0 | 0 | 0 | 0 | 0 | 0 | 0 | 0 | 0 | 0 | 0 | 0 | 0 | 0 | 0 | 0 | 0 | 0 | 0 | 0 | 0 | 0 | 0 | 0 | 0 | 0 | 0 | 0 | 0 | 0 | 0 | 0 | 0 | 0 | 0 | 0 | 0 | 0 | 0 | 0 | 0 | 0 | 0 | 0 | 0 | 0 | 0 | 0 | 0 | 0 | 0 | 0 | 0 | 0 | 0 | 0 | 0 | 0 | 0 | 0 | 0 | 0 | 0 | 0 | 0 | 0 | 0 | 0 | 0 | 0 | 0 | 0 | 0 | 0 | 0 | 0 | 0 | 0 | 0 | 0 | 0 | 0 | 0 | 0 | 0 | 0 | 0 | 0 | 0 | 0 | 0 | 0 | 0 | 0 | 0 | 0 | 0 | 0 | 0 | 0 | 0 | 0 | 0 | 0 | 0 | 0 | 0 | 0 | 0 | 0 | 0 | 0 | 0 | 0 | 0 | 0 | 0 | 0 | 0 | 0 | 0 | 0 | 0 | 0 | 0 | 0 | 0 | 0 | 0 | 0 | 0 | 0 | 0 | 0 | 0 | 0 | 0 | 0 | 0 | 0 | 0 | 0 | 0 | 0 | 0 | 0 | 0 | 0 | 0 | 0 | 0 | 0 | 0 | 0 | 0 | 0 | 0 | 0 | 0 | 0 | 0 | 0 | 0 | 0 | 0 | 0 | 0 | 0 | 0 | 0 | 0 | 0 | 0 | 0 | 0 | 0 | 0 | 0 | 0 | 0 | 0 | 0 | 0 | 0 | 0 | 0 | 0 | 0 | 0 | 0 | 0 | 0 | 0 | 0 | 0 | 0 | 0 | 0 | 0 | 0 | 0 | 0 | 0 | 0 | 0 | 0 | 0 | 0 | 0 | 0 | 0 | 0 | 0 | 0 | 0 | 0 | 0 | 0 | 0 | 0 | 0 | 0 | 0 | 0 | 0 | 0 | 0 | 0 | 0 | 0 | 0 | 0 | 0 | 0 | 0 | 0 | 0 | 0 | 0 | 0 | 0 | 0 | 0 | 0 | 0 | 0 | 0 | 0 | 0 | 0 | 0 | 0 | 0 | 0 | 0 | 0 | 0 | 0 | 0 | 0 | 0 | 0 | 0 | 0 | 0 | 0 | 0 | 0 | 0 | 0 | 0 | 0 | 0 | 0 | 0 | 0 | 0 | 0 | 0 | 0 | 0 | 0 | 0 | 0 | 0 | 0 | 0 | 0 | 0 | 0 | 0 | 0 | 0 | 0 | 0 | 0 | 0 | 0 | 0 | 0 | 0 | 0 | 0 | 0 | 0 | 0 | 0 | 0 | 0 | 0 | 0 | 0 | 0 | 0 | 0 | 0 | 0 | 0 | 0 | 0 | 0 | 0 | 0 | 0 | 0 | 0 | 0 | 0 | 0 | 0 | 0 | 0 | 0 | 0 | 0 | 0 | 0 | 0 | 0 | 0 | 0 | 0 | 0 | 0 | 0 | 0 | 0 | 0 | 0 | 0 | 0 | 0 | 0 | 0 | 0 | 0 | 0 | 0 | 0 | 0 | 0 | 0 | 0 | 0 | 0 | 0 | 0 | 0 | 0 | 0 | 0 | 0 | 0 | 0 | 0 | 0 | 0 | 0 | 0 | 0 | 0 | 0 | 0 | 0 | 0 | 0 | 0 | 0 | 0 | 0 | 0 | 0 | 0 | 0 | 0 | 0 | 0 | 0 | 0 | 0 | 0 | 0 | 0 | 0 | 0 | 0 | 0 | 0 | 0 | 0 | 0 | 0 | 0 | 0 | 0 | 0 | 0 | 0 | 0 | 0 | 0 | 0 | 0 | 0 | 0 | 0 | 0 | 0 | 0 | 0 | 0 | 0 | 0 | 0 | 0 | 0 | 0 | 0 | 0 | 0 | 0 | 0 | 0 | 0 | 0 | 0 | 0 | 0 | 0 | 0 | 0 | 0 | 0 | 0 | 0 | 0 | 0 | 0 | 0 | 0 | 0 | 0 | 0 | 0 | 0 | 0 | 0 | 0 | 0 | 0 | 0 | 0 | 0 | 0 | 0 | 0 | 0 | 0 | 0 | 0 | 0 | 0 | 0 | 0 | 0 | 0 | 0 | 0 | 0 | 0 | 0 | 0 | 0 | 0 | 0 | 0 | 0 | 0 | 0 | 0 | 0 | 0 | 0 | 0 | 0 | 0 | 0 | 0 | 0 | 0 | 0 | 0 | 0 | 0 | 0 | 0 | 0 | 0 | 0 | 0 | 0 | 0 | 0 | 0 | 0 | 0 | 0 | 0 | 0 | 0 | 0 | 0 | 0 | 0 | 0 | 0 | 0 | 0 | 0 | 0 | 0 | 0 | 0 | 0 | 0 | 0 | 0 | 0 | 0 | 0 | 0 | 0 | 0 | 0 | 0 | 0 | 0 | 0 | 0 | 0 | 0 | 0 | 0 | 0 | 0 | 0 | 0 | 0 | 0 | 0 | 0 | 0 | 0 | 0 | 0 | 0 | 0 | 0 | 0 | 0 | 0 | 0 | 0 | 0 | 0 | 0 | 0 | 0 | 0 | 0 | 0 | 0 | 0 | 0 | 0 | 0 | 0 | 0 | 0 | 0 | 0 | 0 | 0 | 0 | 0 | 0 | 0 | 0 | 0 | 0 | 0 | 0 | 0 | 0 | 0 | 0 | 0 | 0 | 0 | 0 | 0 | 0 | 0 | 0 | 0 | 0 | 0 | 0 | 0 | 0 | 0 | 0 | 0 | 0 | 0 | 0 | 0 | 0 | 0 | 0 | 0 | 0 | 0 | 0 | 0 | 0 | 0 | 0 | 0 | 0 | 0 | 0 | 0 | 0 | 0 | 0 | 0 | 0 | 0 | 0 | 0 | 0 | 0 | 0 | 0 | 0 | 0 | 0 | 0 | 0 | 0 | 0 | 0 | 0 | 0 | 0 | 0 | 0 | 0 | 0 | 0 | 0 | 0 | 0 | 0 | 0 | 0 | 0 | 0 | 0 | 0 | 0 | 0 | 0 | 0 | 0 | 0 | 0 | 0 | 0 | 0 | 0 | 0 | 0 | 0 | 0 | 0 | 0 | 0 | 0 | 0 | 0 | 0 | 0 | 0 | 0 | 0 | 0 | 0 | 0 | 0 | 0 | 0 | 0 | 0 | 0 | 0 | 0 | 0 | 0 | 0 | 0 | 0 | 0 | 0 | 0 | 0 | 0 | 0 | 0 | 0 | 0 | 0 | 0 | 0 | 0 | 0 | 0 | 0 | 0 | 0 | 0 | 0 | 0 | 0 | 0 | 0 | 0 | 0 | 0 | 0 | 0 | 0 | 0 | 0 | 0 | 0 | 0 | 0 | 0 | 0 | 0 | 0 | 0 | 0 | 0 | 0 | 0 | 0 | 0 | 0 | 0 | 0 | 0 | 0 | 0 | 0 | 0 | 0 | 0 | 0 | 0 | 0 | 0 | 0 | 0 | 0 | 0 | 0 | 0 | 0 | 0 | 0 | 0 | 0 | 0 | 0 | 0 | 0 | 0 | 0 | 0 | 0 | 0 | 0 | 0 | 0 | 0 | 0 | 0 | 0 | 0 | 0 | 0 | 0 | 0 | 0 | 0 | 0 | 0 | 0 | 0 | 0 | 0 | 0 | 0 | 0 | 0 | 0 | 0 | 0 | 0 | 0 | 0 | 0 | 0 | 0 | 0 | 0 | 0 | 0 | 0 | 0 | 0 | 0 | 0 | 0 | 0 | 0 | 0 | 0 | 0 | 0 | 0 | 0 | 0 | 0 | 0 | 0 | 0 | 0 | 0 | 0 | 0 | 0 | 0 | 0 | 0 | 0 | 0 | 0 | 0 | 0 | 0 | 0 | 0 | 0 | 0 | 0 | 0 | 0 | 0 | 0 | 0 | 0 | 0 | 0 | 0 | 0 | 0 | 0 | 0 | 0 | 0 | 0 | 0 | 0 | 0 | 0 | 0 | 0 | 0 | 0 | 0 | 0 | 0 | 0 | 0 | 0 | 0 | 0 | 0 | 0 | 0 | 0 | 0 | 0 | 0 | 0 | 0 | 0 | 0 | 0 | 0 | 0 | 0 | 0 | 0 | 0 | 0 | 0 | 0 | 0 | 0 | 0 | 0 | 0 | 0 | 0 | 0 | 0 | 0 | 0 | 0 | 0 | 0 | 0 | 0 | 0 | 0 | 0 | 0 | 0 | 0 | 0 | 0 | 0 | 0 | 0 | 0 | 0 | 0 | 0 | 0 | 0 | 0 | 0 | 0 | 0 | 0 | 0 | 0 | 0 | 0 | 0 | 0 | 0 | 0 | 0 | 0 | 0 | 0 | 0 | 0 | 0 | 0 | 0 | 0 | 0 | 0 | 0 | 0 | 0 | 0 | 0 | 0 | 0 | 0 | 0 | 0 | 0 | 0 | 0 | 0 | 0 | 0 | 0 | 0 | 0 | 0 | 0 | 0 | 0 | 0 | 0 | 0 | 0 | 0 | 0 | 0 | 0 | 0 | 0 | 0 | 0 | 0 | 0 | 0 | 0 | 0 | 0 | 0 | 0 | 0 | 0 | 0 | 0 | 0 | 0 | 0 | 0 | 0 | 0 | 0 | 0 | 0 | 0 | 0 | 0 | 0 | 0 | 0 | 0 | 0 | 0 | 0 | 0 | 0 | 0 | 0 | 0 | 0 | 0 | 0 | 0 | 0 | 0 | 0 | 0 | 0 | 0 | 0 | 0 | 0 | 0 | 0 | 0 | 0 | 0 | 0 | 0 | 0 | 0 | 0 | 0 | 0 | 0 | 0 | 0 | 0 | 0 | 0 | 0 | 0 | 0 | 0 | 0 | 0 | 0 | 0 | 0 | 0 | 0 | 0 | 0 | 0 | 0 | 0 | 0 | 0 | 0 | 0 | 0 | 0 | 0 | 0 | 0 | 0 | 0 | 0 | 0 | 0 | 0 | 0 | 0 | 0 | 0 | 0 | 0 | 0 | 0 | 0 | 0 | 0 | 0 | 0 | 0 | 0 | 0 | 0 | 0 | 0 | 0 | 0 | 0 | 0 | 0 | 0 | 0 | 0 | 0 | 0 | 0 | 0 | 0 | 0 | 0 | 0 | 0 | 0 | 0 | 0 | 0 | 0 | 0 | 0 | 0 | 0 | 0 | 0 | 0 | 0 | 0 | 0 | 0 | 0 | 0 | 0 | 0 | 0 | 0 | 0 | 0 | 0 | 0 | 0 | 0 | 0 | 0 | 0 | 0 | 0 | 0 | 0 | 0 | 0 | 0 | 0 | 0 | 0 | 0 | 0 | 0 | 0 | 0 | 0 | 0 | 0 | 0 | 0 | 0 | 0 | 0 | 0 | 0 | 0 | 0 | 0 | 0 | 0 | 0 | 0 | 0 | 0 | 0 | 0 | 0 | 0 | 0 | 0 | 0 | 0 | 0 | 0 | 0 | 0 | 0 | 0 | 0 | 0 | 0 | 0 | 0 | 0 | 0 | 0 | 0 | 0 | 0 | 0 | 0 | 0 | 0 | 0 | 0 | 0 | 0 | 0 | 0 | 0 | 0 | 0 | 0 | 0 | 0 | 0 | 0 | 0 | 0 | 0 | 0 | 0 | 0 | 0 | 0 | 0 | 0 | 0 | 0 | 0 | 0 | 0 | 0 | 0 | 0 | 0 | 0 | 0 | 0 | 0 | 0 | 0 | 0 | 0 | 0 | 0 | 0 | 0 | 0 | 0 | 0 | 0 | 0 | 0 | 0 | 0 | 0 | 0 | 0 | 0 | 0 | 0 | 0 | 0 | 0 | 0 | 0 | 0 | 0 | 0 | 0 | 0 | 0 | 0 | 0 | 0 | 0 | 0 | 0 | 0 | 0 | 0 | 0 | 0 | 0 | 0 | 0 | 0 | 0 | 0 | 0 | 0 | 0 | 0 | 0 | 0 | 0 | 0 | 0 | 0 | 0 | 0 | 0 | 0 | 0 | 0 | 0 | 0 | 0 | 0 | 0 | 0 | 0 | 0 | 0 | 0 | 0 | 0 | 0 | 0 | 0 | 0 | 0 | 0 | 0 | 0 | 0 | 0 | 0 | 0 | 0 | 0 | 0 | 0 | 0 | 0 | 0 | 0 | 0 | 0 | 0 | 0 | 0 | 0 | 0 | 0 | 0 | 0 | 0 | 0 | 0 | 0 | 0 | 0 | 0 | 0 | 0 | 0 | 0 | 0 | 0 | 0 | 0 | 0 | 0 | 0 | 0 | 0 | 0 | 0 | 0 | 0 | 0 | 0 | 0 | 0 | 0 | 0 | 0 | 0 | 0 | 0 | 0 | 0 | 0 | 0 | 0 | 0 | 0 | 0 | 0 | 0 | 0 | 0 | 0 | 0 | 0 | 0 | 0 | 0 | 0 | 0 | 0 | 0 | 0 | 0 | 0 | 0 | 0 | 0 | 0 | 0 | 0 | 0 | 0 | 0 | 0 | 0 | 0 | 0 | 0 | 0 | 0 | 0 | 0 | 0 | 0 | 0 | 0 | 0 | 0 | 0 | 0 | 0 | 0 | 0 | 0 | 0 | 0 | 0 | 0 | 0 | 0 | 0 | 0 | 0 | 0 | 0 | 0 | 0 | 0 | 0 | 0 | 0 | 0 | 0 | 0 | 0 | 0 | 0 | 0 | 0 | 0 | 0 | 0 | 0 | 0 | 0 | 0 | 0 | 0 | 0 | 0 | 0 | 0 | 0 | 0 | 0 | 0 | 0 | 0 | 0 | 0 | 0 | 0 | 0 | 0 | 0 | 0 | 0 | 0 | 0 | 0 | 0 | 0 | 0 | 0 | 0 | 0 | 0 | 0 | 0 | 0 | 0 | 0 | 0 | 0 | 0 | 0 | 0 | 0 | 0 | 0 | 0 | 0 | 0 | 0 | 0 | 0 | 0 | 0 | 0 | 0 | 0 | 0 | 0 | 0 | 0 | 0 | 0 | 0 | 0 | 0 | 0 | 0 | 0 | 0 | 0 | 0 | 0 | 0 | 0 | 0 | 0 | 0 | 0 | 0 | 0 | 0 | 0 | 0 | 0 | 0 | 0 | 0 | 0 | 0 | 0 | 0 | 0 | 0 | 0 | 0 | 0 | 0 | 0 | 0 | 0 | 0 | 0 | 0 | 0 | 0 | 0 | 0 | 0 | 0 | 0 | 0 | 0 | 0 | 0 | 0 | 0 | 0 | 0 | 0 | 0 | 0 | 0 | 0 | 0 | 0 | 0 | 0 | 0 | 0 | 0 | 0 | 0 | 0 | 0 | 0 | 0 | 0 | 0 | 0 | 0 | 0 | 0 | 0 | 0 | 0 | 0 | 0 | 0 | 0 | 0 | 0 | 0 | 0 | 0 | 0 | 0 | 0 | 0 | 0 | 0 | 0 | 0 | 0 | 0 | 0 | 0 | 0 | 0 | 0 | 0 | 0 | 0 | 0 | 0 | 0 | 0 | 0 | 0 | 0 | 0 | 0 | 0 | 0 | 0 | 0 | 0 | 0 | 0 | 0 | 0 | 0 | 0 | 0 | 0 | 0 | 0 | 0 | 0 | 0 | 0 | 0 | 0 | 0 | 0 | 0 | 0 | 0 | 0 | 0 | 0 | 0 | 0 | 0 | 0 | 0 | 0 | 0 | 0 | 0 | 0 | 0 | 0 | 0 | 0 | 0 | 0 | 0 | 0 | 0 | 0 | 0 | 0 | 0 | 0 | 0 | 0 | 0 | 0 | 0 | 0 | 0 | 0 | 0 | 0 | 0 | 0 | 0 | 0 | 0 | 0 | 0 | 0 | 0 | 0 | 0 | 0 | 0 | 0 | 0 | 0 | 0 | 0 | 0 | 0 | 0 | 0 | 0 | 0 | 0 | 0 | 0 | 0 | 0 | 0 | 0 | 0 | 0 | 0 | 0 | 0 | 0 | 0 | 0 | 0 | 0 | 0 | 0 | 0 | 0 | 0 | 0 | 0 | 0 | 0 | 0 | 0 | 0 | 0 | 0 | 0 | 0 | 0 | 0 | 0 | 0 | 0 | 0 | 0 | 0 | 0 | 0 | 0 | 0 | 0 | 0 | 0 | 0 | 0 | 0 | 0 | 0 | 0 | 0 | 0 | 0 | 0 | 0 | 0 | 0 | 0 | 0 | 0 | 0 | 0 | 0 | 0 | 0 | 0 | 0 | 0 | 0 | 0 | 0 | 0 | 0 | 0 | 0 | 0 | 0 | 0 | 0 | 0 | 0 | 0 | 0 | 0 | 0 | 0 | 0 | 0 | 0 | 0 | 0 | 0 | 0 | 0 | 0 | 0 | 0 | 0 | 0 | 0 | 0 | 0 | 0 | 0 | 0 | 0 | 0 | 0 | 0 | 0 | 0 | 0 | 0 | 0 | 0 | 0 | 0 | 0 | 0 | 0 | 0 | 0 | 0 | 0 | 0 | 0 | 0 | 0 | 0 | 0 | 0 | 0 | 0 | 0 | 0 | 0 | 0 | 0 | 0 | 0 | 0 | 0 | 0 | 0 | 0 | 0 | 0 | 0 | 0 | 0 | 0 | 0 | 0 | 0 | 0 | 0 | 0 | 0 | 0 | 0 | 0 | 0 | 0 | 0 | 0 | 0 | 0 | 0 | 0 | 0 | 0 | 0 | 0 | 0 | 0 | 0 | 0 | 0 | 0 | 0 | 0 | 0 | 0 | 0 | 0 | 0 | 0 | 0 | 0 | 0 | 0 | 0 | 0 | 0 | 0 | 0 | 0 | 0 | 0 | 0 | 0 | 0 | 0 | 0 | 0 | 0 | 0 | 0 | 0 | 0 | 0 | 0 | 0 | 0 | 0 | 0 | 0 | 0 | 0 | 0 | 0 | 0 | 0 | 0 | 0 | 0 | 0 | 0 | 0 | 0 | 0 | 0 | 0 | 0 | 0 | 0 | 0 | 0 | 0 | 0 | 0 | 0 | 0 | 0 | 0 | 0 | 0 | 0 | 0 | 0 | 0 | 0 | 0 | 0 | 0 | 0 | 0 | 0 | 0 | 0 | 0 | 0 | 0 | 0 | 0 | 0 | 0 | 0 | 0 | 0 | 0 | 0 | 0 | 0 | 0 | 0 | 0 | 0 | 0 | 0 | 0 | 0 | 0 | 0 | 0 | 0 | 0 | 0 | 0 | 0 | 0 | 0 | 0 | 0 | 0 | 0 | 0 | 0 | 0 | 0 | 0 | 0 | 0 | 0 | 0 | 0 | 0 | 0 | 0 | 0 | 0 | 0 | 0 | 0 | 0 | 0 | 0 | 0 | 0 | 0 | 0 | 0 | 0 | 0 | 0 | 0 | 0 | 0 | 0 | 0 | 0 | 0 | 0 | 0 | 0 | 0 | 0 | 0 | 0 | 0 | 0 | 0 | 0 | 0 | 0 | 0 | 0 | 0 | 0 | 0 | 0 | 0 | 0 | 0 | 0 | 0 | 0 | 0 | 0 | 0 | 0 | 0 | 0 | 0 | 0 | 0 | 0 | 0 | 0 | 0 | 0 | 0 | 0 | 0 | 0 | 0 | 0 | 0 | 0 | 0 | 0 | 0 | 0 | 0 | 0 | 0 | 0 | 0 | 0 | 0 | 0 | 0 | 0 | 0 | 0 | 0 | 0 | 0 | 0 | 0 | 0 | 0 | 0 | 0 | 0 | 0 | 0 | 0 | 0 | 0 | 0 | 0 | 0 | 0 | 0 | 0 | 0 | 0 | 0 | 0 | 0 | 0 | 0 | 0 | 0 | 0 | 0 | 0 | 0 | 0 | 0 | 0 | 0 | 0 | 0 | 0 | 0 | 0 | 0 | 0 | 0 | 0 | 0 | 0 | 0 | 0 | 0 | 0 | 0 | 0 | 0 | 0 | 0 | 0 | 0 | 0 | 0 | 0 | 0 | 0 | 0 | 0 | 0 | 0 | 0 | 0 | 0 | 0 | 0 | 0 | 0 | 0 | 0 | 0 | 0 | 0 | 0 | 0 | 0 | 0 | 0 | 0 | 0 | 0 | 0 | 0 | 0 | 0 | 0 | 0 | 0 | 0 | 0 | 0 | 0 | 0 | 0 | 0 | 0 | 0 | 0 | 0 | 0 | 0 | 0 | 0 | 0 | 0 | 0 | 0 | 0 | 0 | 0 | 0 | 0 | 0 | 0 | 0 | 0 | 0 | 0 | 0 | 0 | 0 | 0 | 0 | 0 | 0 | 0 | 0 | 0 | 0 | 0 | 0 | 0 | 0 | 0 | 0 | 0 | 0 | 0 | 0 | 0 | 0 | 0 | 0 | 0 | 0 | 0 | 0 | 0 | 0 | 0 | 0 | 0 | 0 | 0 | 0 | 0 | 0 | 0 | 0 | 0 | 0 | 0 | 0 | 0 | 0 | 0 | 0 | 0 | 0 | 0 | 0 | 0 | 0 | 0 | 0 | 0 | 0 | 0 | 0 | 0 | 0 | 0 | 0 | 0 | 0 | 0 | 0 | 0 | 0 | 0 | 0 | 0 | 0 | 0 | 0 | 0 | 0 | 0 | 0 | 0 | 0 | 0 | 0 | 0 | 0 | 0 | 0 | 0 | 0 | 0 | 0 | 0 | 0 | 0 | 0 | 0 | 0 | 0 | 0 | 0 | 0 | 0 | 0 | 0 | 0 | 0 | 0 | 0 | 0 | 0 | 0 | 0 | 0 | 0 | 0 | 0 | 0 | 0 | 0 | 0 | 0 | 0 | 0 | 0 | 0 | 0 | 0 | 0 | 0 | 0 | 0 | 0 | 0 | 0 | 0 | 0 | 0 | 0 | 0 | 0 | 0 | 0 | 0 | 0 | 0 | 0 | 0 | 0 | 0 | 0 | 0 | 0 | 0 | 0 | 0 | 0 | 0 | 0 | 0 | 0 | 0 | 0 | 0 | 0 | 0 | 0 | 0 | 0 | 0 | 0 | 0 | 0 | 0 | 0 | 0 | 0 | 0 | 0 | 0 | 0 | 0 | 0 | 0 | 0 | 0 | 0 | 0 | 0 | 0 | 0 | 0 | 0 | 0 | 0 | 0 | 0 | 0 | 0 | 0 | 0 | 0 | 0 | 0 | 0 | 0 | 0 | 0 | 0 | 0 | 0 | 0 | 0 | 0 | 0 | 0 | 0 | 0 | 0 | 0 | 0 | 0 | 0 | 0 | 0 | 0 | 0 | 0 | 0 | 0 | 0 | 0 | 0 | 0 | 0 | 0 | 0 | 0 | 0 | 0 | 0 | 0 | 0 | 0 | 0 | 0 | 0 | 0 | 0 | 0 | 0 | 0 | 0 | 0 | 0 | 0 | 0 | 0 | 0 | 0 | 0 | 0 | 0 | 0 | 0 | 0 | 0 | 0 | 0 | 0 | 0 | 0 | 0 | 0 | 0 | 0 | 0 | 0 | 0 | 0 | 0 | 0 | 0 | 0 | 0 | 0 | 0 | 0 | 0 | 0 | 0 | 0 | 0 | 0 | 0 | 0 | 0 | 0 | 0 | 0 | 0 | 0 | 0 | 0 | 0 | 0 | 0 | 0 | 0 | 0 | 0 | 0 | 0 | 0 | 0 | 0 | 0 | 0 | 0 | 0 | 0 | 0 | 0 | 0 | 0 | 0 | 0 | 0 | 0 | 0 | 0 | 0 | 0 | 0 | 0 | 0 | 0 | 0 | 0 | 0 | 0 | 0 | 0 | 0 | 0 | 0 | 0 | 0 | 0 | 0 | 0 | 0 | 0 | 0 | 0 | 0 | 0 | 0 | 0 | 0 | 0 | 0 | 0 | 0 | 0 | 0 | 0 | 0 | 0 | 0 | 0 | 0 | 0 | 0 | 0 | 0 | 0 | 0 | 0 | 0 | 0 | 0 | 0 | 0 | 0 | 0 | 0 | 0 | 0 | 0 | 0 | 0 | 0 | 0 | 0 | 0 | 0 | 0 | 0 | 0 | 0 | 0 | 0 | 0 | 0 | 0 | 0 | 0 | 0 | 0 | 0 | 0 | 0 | 0 | 0 | 0 | 0 | 0 | 0 | 0 | 0 | 0 | 0 | 0 | 0 | 0 | 0 | 0 | 0 | 0 | 0 | 0 | 0 | 0 | 0 | 0 | 0 | 0 | 0 | 0 | 0 | 0 | 0 | 0 | 0 | 0 | 0 | 0 | 0 | 0 | 0 | 0 | 0 | 0 | 0 | 0 | 0 | 0 | 0 | 0 | 0 | 0 | 0 | 0 | 0 | 0 | 0 | 0 | 0 | 0 | 0 | 0 | 0 | 0 | 0 | 0 | 0 | 0 | 0 | 0 | 0 | 0 | 0 | 0 | 0 | 0 | 0 | 0 | 0 | 0 | 0 | 0 | 0 | 0 | 0 | 0 | 0 | 0 | 0 | 0 | 0 | 0 | 0 | 0 | 0 | 0 | 0 | 0 | 0 | 0 | 0 | 0 | 0 | 0 | 0 | 0 | 0 | 0 | 0 | 0 | 0 | 0 | 0 | 0 | 0 | 0 | 0 | 0 | 0 | 0 | 0 | 0 | 0 | 0 | 0 | 0 | 0 | 0 | 0 | 0 | 0 | 0 | 0 | 0 | 0 | 0 | 0 | 0 | 0 | 0 | 0 | 0 | 0 | 0 | 0 | 0 | 0 | 0 | 0 | 0 | 0 | 0 | 0 | 0 | 0 | 0 | 0 | 0 | 0 | 0 | 0 | 0 | 0 | 0 | 0 | 0 | 0 | 0 | 0 | 0 | 0 | 0 | 0 | 0 | 0 | 0 | 0 | 0 | 0 | 0 | 0 | 0 | 0 | 0 | 0 | 0 | 0 | 0 | 0 | 0 | 0 | 0 | 0 | 0 | 0 | 0 | 0 | 0 | 0 | 0 | 0 | 0 | 0 | 0 | 0 | 0 | 0 | 0 | 0 | 0 | 0 | 0 | 0 | 0 | 0 | 0 | 0 | 0 | 0 | 0 | 0 | 0 | 0 | 0 | 0 | 0 | 0 | 0 | 0 | 0 | 0 | 0 | 0 | 0 | 0 | 0 | 0 | 0 | 0 | 0 | 0 | 0 | 0 | 0 | 0 | 0 | 0 | 0 | 0 | 0 | 0 | 0 | 0 | 0 | 0 | 0 | 0 | 0 | 0 | 0 | 0 | 0 | 0 | 0 | 0 | 0 | 0 | 0 | 0 | 0 | 0 | 0 | 0 | 0 | 0 | 0 | 0 | 0 | 0 | 0 | 0 | 0 | 0 | 0 | 0 | 0 | 0 | 0 | 0 | 0 | 0 | 0 | 0 | 0 | 0 | 0 | 0 | 0 | 0 | 0 | 0 | 0 | 0 | 0 | 0 | 0 | 0 | 0 | 0 | 0 | 0 | 0 | 0 | 0 | 0 | 0 | 0 | 0 | 0 | 0 | 0 | 0 | 0 | 0 | 0 | 0 | 0 | 0 | 0 | 0 | 0 | 0 | 0 | 0 | 0 | 0 | 0 | 0 | 0 | 0 | 0 | 0 | 0 | 0 | 0 | 0 | 0 | 0 | 0 | 0 | 0 | 0 | 0 | 0 | 0 | 0 | 0 | 0 | 0 | 0 | 0 | 0 | 0 | 0 | 0 | 0 | 0 | 0 | 0 | 0 | 0 | 0 | 0 | 0 | 0 | 0 | 0 | 0 | 0 | 0 | 0 | 0 | 0 | 0 | 0 | 0 | 0 | 0 | 0 | 0 | 0 | 0 | 0 | 0 | 0 | 0 | 0 | 0 | 0 | 0 | 0 | 0 | 0 | 0 | 0 | 0 | 0 | 0 | 0 | 0 | 0 | 0 | 0 | 0 | 0 | 0 | 0 | 0 | 0 | 0 | 0 | 0 | 0 | 0 | 0 | 0 | 0 | 0 | 0 | 0 | 0 | 0 | 0 | 0 | 0 | 0 | 0 | 0 | 0 | 0 | 0 | 0 | 0 | 0 | 0 | 0 | 0 | 0 | 0 | 0 | 0 | 0 | 0 | 0 | 0 | 0 | 0 | 0 | 0 | 0 | 0 | 0 | 0 | 0 | 0 | 0 | 0 | 0 | 0 | 0 | 0 | 0 | 0 | 0 | 0 | 0 | 0 | 0 | 0 | 0 | 0 | 0 | 0 | 0 | 0 | 0 | 0 | 0 | 0 | 0 | 0 | 0 | 0 | 0 | 0 | 0 | 0 | 0 | 0 | 0 | 0 | 0 | 0 | 0 | 0 | 0 | 0 | 0 | 0 | 0 | 0 | 0 | 0 | 0 | 0 | 0 | 0 | 0 | 0 | 0 | 0 | 0 | 0 | 0 | 0 | 0 | 0 | 0 | 0 | 0 | 0 | 0 | 0 | 0 | 0 | 0 | 0 | 0 | 0 | 0 | 0 | 0 | 0 | 0 | 0 | 0 | 0 | 0 | 0 | 0 | 0 | 0 | 0 | 0 | 0 | 0 | 0 | 0 | 0 | 0 | 0 | 0 | 0 | 0 | 0 | 0 | 0 | 0 | 0 | 0 | 0 | 0 | 0 | 0 | 0 | 0 | 0 | 0 | 0 | 0 | 0 | 0 | 0 | 0 | 0 | 0 | 0 | 0 | 0 | 0 | 0 | 0 | 0 | 0 | 0 | 0 | 0 | 0 | 0 | 0 | 0 | 0 | 0 | 0 | 0 | 0 | 0 | 0 | 0 | 0 | 0 | 0 | 0 | 0 | 0 | 0 | 0 | 0 | 0 | 0 | 0 | 0 | 0 | 0 | 0 | 0 | 0 | 0 | 0 | 0 | 0 | 0 | 0 | 0 | 0 | 0 | 0 | 0 | 0 | 0 | 0 | 0 | 0 | 0 | 0 | 0 | 0 | 0 | 0 | 0 | 0 | 0 | 0 | 0 | 0 | 0 | 0 | 0 | 0 | 0 | 0 | 0 | 0 | 0 | 0 | 0 | 0 | 0 | 0 | 0 | 0 | 0 | 0 | 0 | 0 | 0 | 0 | 0 | 0 | 0 | 0 | 0 | 0 | 0 | 0 | 0 | 0 | 0 | 0 | 0 | 0 | 0 | 0 | 0 | 0 | 0 | 0 | 0 | 0 | 0 | 0 | 0 | 0 | 0 | 0 | 0 | 0 | 0 | 0 | 0 | 0 | 0 | 0 | 0 | 0 | 0 | 0 | 0 | 0 | 0 | 0 | 0 | 0 | 0 | 0 | 0 | 0 | 0 | 0 | 0 | 0 | 0 | 0 | 0 | 0 | 0 | 0 | 0 | 0 | 0 | 0 | 0 | 0 | 0 | 0 | 0 | 0 | 0 | 0 | 0 | 0 | 0 | 0 | 0 | 0 | 0 | 0 | 0 | 0 | 0 | 0 | 0 | 0 | 0 | 0 | 0 | 0 | 0 | 0 | 0 | 0 | 0 | 0 | 0 | 0 | 0 | 0 | 0 | 0 | 0 | 0 | 0 | 0 | 0 | 0 | 0 | 0 | 0 | 0 | 0 | 0 | 0 | 0 | 0 | 0 | 0 | 0 | 0 | 0 | 0 | 0 | 0 | 0 | 0 | 0 | 0 | 0 | 0 | 0 | 0 | 0 | 0 | 0 | 0 | 0 | 0 | 0 | 0 | 0 | 0 | 0 | 0 | 0 | 0 | 0 | 0 | 0 | 0 | 0 | 0 | 0 | 0 | 0 | 0 | 0 | 0 | 0 | 0 | 0 | 0 | 0 | 0 | 0 | 0 | 0 | 0 | 0 | 0 | 0 | 0 | 0 | 0 | 0 | 0 | 0 | 0 | 0 | 0 | 0 | 0 | 0 | 0 | 0 | 0 | 0 | 0 | 0 | 0 | 0 | 0 | 0 | 0 | 0 | 0 | 0 | 0 | 0 | 0 | 0 | 0 | 0 | 0 | 0 | 0 | 0 | 0 | 0 | 0 | 0 | 0 | 0 | 0 | 0 | 0 | 0 | 0 | 0 | 0 | 0 | 0 | 0 | 0 | 0 | 0 | 0 | 0 | 0 | 0 | 0 | 0 | 0 | 0 | 0 | 0 | 0 | 0 | 0 | 0 | 0 | 0 | 0 | 0 | 0 | 0 | 0 | 0 | 0 | 0 | 0 | 0 | 0 | 0 | 0 | 0 | 0 | 0 | 0 | 0 | 0 | 0 | 0 | 0 | 0 | 0 | 0 | 0 | 0 | 0 | 0 | 0 | 0 | 0 | 0 | 0 | 0 | 0 | 0 | 0 | 0 | 0 | 0 | 0 | 0 | 0 | 0 | 0 | 0 | 0 | 0 | 0 | 0 | 0 | 0 | 0 | 0 | 0 | 0 | 0 | 0 | 0 | 0 | 0 | 0 | 0 | 0 | 0 | 0 | 0 | 0 | 0 | 0 | 0 | 0 | 0 | 0 | 0 | 0 | 0 | 0 | 0 | 0 | 0 | 0 | 0 | 0 | 0 | 0 | 0 | 0 | 0 | 0 | 0 | 0 | 0 | 0 | 0 | 0 | 0 | 0 | 0 | 0 | 0 | 0 | 0 | 0 | 0 | 0 | 0 | 0 | 0 | 0 | 0 | 0 | 0 | 0 | 0 | 0 | 0 | 0 | 0 | 0 | 0 | 0 | 0 | 0 | 0 | 0 | 0 | 0 | 0 | 0 | 0 | 0 | 0 | 0 | 0 | 0 | 0 | 0 | 0 | 0 | 0 | 0 | 0 | 0 | 0 | 0 | 0 | 0 | 0 | 0 | 0 | 0 | 0 | 0 | 0 | 0 | 0 | 0 | 0 | 0 | 0 | 0 | 0 | 0 | 0 | 0 | 0 | 0 | 0 | 0 | 0 | 0 | 0 | 0 | 0 | 0 | 0 | 0 | 0 | 0 | 0 | 0 | 0 | 0 | 0 | 0 | 0 | 0 | 0 | 0 | 0 | 0 | 0 | 0 | 0 | 0 | 0 | 0 | 0 | 0 | 0 | 0 | 0 | 0 | 0 | 0 | 0 | 0 | 0 | 0 | 0 | 0 | 0 | 0 | 0 | 0 | 0 | 0 | 0 | 0 | 0 | 0 | 0 | 0 | 0 | 0 | 0 | 0 | 0 | 0 | 0 | 0 | 0 | 0 | 0 | 0 | 0 | 0 | 0 | 0 | 0 | 0 | 0 | 0 | 0 | 0 | 0 | 0 | 0 | 0 | 0 | 0 | 0 | 0 | 0 | 0 | 0 | 0 | 0 | 0 | 0 | 0 | 0 | 0 | 0 | 0 | 0 | 0 | 0 | 0 | 0 | 0 | 0 | 0 | 0 | 0 | 0 | 0 | 0 | 0 | 0 | 0 | 0 | 0 | 0 | 0 | 0 | 0 | 0 | 0 | 0 | 0 | 0 | 0 | 0 | 0 | 0 | 0 | 0 | 0 | 0 | 0 | 0 | 0 | 0 | 0 | 0 | 0 | 0 | 0 | 0 | 0 | 0 | 0 | 0 | 0 | 0 | 0 | 0 | 0 | 0 | 0 | 0 | 0 | 0 | 0 | 0 | 0 | 0 | 0 | 0 | 0 | 0 | 0 | 0 | 0 | 0 | 0 | 0 | 0 | 0 | 0 | 0 | 0 | 0 | 0 | 0 | 0 | 0 | 0 | 0 | 0 | 0 | 0 | 0 | 0 | 0 | 0 | 0 | 0 | 0 | 0 | 0 | 0 | 0 | 0 | 0 | 0 | 0 | 0 | 0 | 0 | 0 | 0 | 0 | 0 | 0 | 0 | 0 | 0 | 0 | 0 | 0 | 0 | 0 | 0 | 0 | 0 | 0 | 0 | 0 | 0 | 0 | 0 | 0 | 0 | 0 | 0 | 0 | 0 | 0 | 0 | 0 | 0 | 0 | 0 | 0 | 0 | 0 | 0 | 0 | 0 | 0 | 0 | 0 | 0 | 0 | 0 | 0 | 0 | 0 | 0 | 0 | 0 | 0 | 0 | 0 | 0 | 0 | 0 | 0 | 0 | 0 | 0 | 0 | 0 | 0 | 0 | 0 | 0 | 0 | 0 | 0 | 0 | 0 | 0 | 0 | 0 | 0 | 0 | 0 | 0 | 0 | 0 | 0 | 0 | 0 | 0 | 0 | 0 | 0 | 0 | 0 | 0 | 0 | 0 | 0 | 0 | 0 | 0 | 0 | 0 | 0 | 0 | 0 | 0 | 0 | 0 | 0 | 0 | 0 | 0 | 0 | 0 | 0 | 0 | 0 | 0 | 0 | 0 | 0 | 0 | 0 | 0 | 0 | 0 | 0 | 0 | 0 | 0 | 0 | 0 | 0 | 0 | 0 | 0 | 0 | 0 | 0 | 0 | 0 | 0 | 0 | 0 | 0 | 0 | 0 | 0 | 0 | 0 | 0 | 0 | 0 | 0 | 0 | 0 | 0 | 0 | 0 | 0 | 0 | 0 | 0 | 0 | 0 | 0 | 0 | 0 | 0 | 0 | 0 | 0 | 0 | 0 | 0 | 0 | 0 | 0 | 0 | 0 | 0 | 0 | 0 | 0 | 0 | 0 | 0 | 0 | 0 | 0 | 0 | 0 | 0 | 0 | 0 | 0 | 0 | 0 | 0 | 0 | 0 | 0 | 0 | 0 | 0 | 0 | 0 | 0 | 0 | 0 | 0 | 0 | 0 | 0 | 0 | 0 | 0 | 0 | 0 | 0 | 0 | 0 | 0 | 0 | 0 | 0 | 0 | 0 | 0 | 0 | 0 | 0 | 0 | 0 | 0 | 0 | 0 | 0 | 0 | 0 | 0 | 0 | 0 | 0 | 0 | 0 | 0 | 0 | 0 | 0 | 0 | 0 | 0 | 0 | 0 | 0 | 0 | 0 | 0 | 0 | 0 | 0 | 0 | 0 | 0 | 0 | 0 | 0 | 0 | 0 | 0 | 0 | 0 | 0 | 0 | 0 | 0 | 0 | 0 | 0 | 0 | 0 | 0 | 0 | 0 | 0 | 0 | 0 | 0 | 0 | 0 | 0 | 0 | 0 | 0 | 0 | 0 | 0 | 0 | 0 | 0 | 0 | 0 | 0 | 0 | 0 | 0 | 0 | 0 | 0 | 0 | 0 | 0 | 0 | 0 | 0 | 0 | 0 | 0 | 0 | 0 | 0 | 0 | 0 | 0 | 0 | 0 | 0 | 0 | 0 | 0 | 0 | 0 | 0 | 0 | 0 | 0 | 0 | 0 | 0 | 0 | 0 | 0 | 0 | 0 | 0 | 0 | 0 | 0 | 0 | 0 | 0 | 0 | 0 | 0 | 0 | 0 | 0 | 0 | 0 | 0 | 0 | 0 | 0 | 0 | 0 | 0 | 0 | 0 | 0 | 0 | 0 | 0 | 0 | 0 | 0 | 0 | 0 | 0 | 0 | 0 | 0 | 0 | 0 | 0 | 0 | 0 | 0 | 0 | 0 | 0 | 0 | 0 | 0 | 0 | 0 | 0 | 0 | 0 | 0 | 0 | 0 | 0 | 0 | 0 | 0 | 0 | 0 | 0 | 0 | 0 | 0 | 0 | 0 | 0 | 0 | 0 | 0 | 0 | 0 | 0 | 0 | 0 | 0 | 0 | 0 | 0 | 0 | 0 | 0 | 0 | 0 | 0 | 0 | 0 | 0 | 0 | 0 | 0 | 0 | 0 | 0 | 0 | 0 | 0 | 0 | 0 | 0 | 0 | 0 | 0 | 0 | 0 | 0 | 0 | 0 | 0 | 0 | 0 | 0 | 0 | 0 | 0 | 0 | 0 | 0 | 0 | 0 | 0 | 0 | 0 | 0 | 0 | 0 | 0 | 0 | 0 | 0 | 0 | 0 | 0 | 0 | 0 | 0 | 0 | 0 | 0 | 0 | 0 | 0 | 0 | 0 | 0 | 0 | 0 | 0 | 0 | 0 | 0 | 0 | 0 | 0 | 0 | 0 | 0 | 0 | 0 | 0 | 0 | 0 | 0 | 0 | 0 | 0 | 0 | 0 | 0 | 0 | 0 | 0 | 0 | 0 | 0 | 0 | 0 | 0 | 0 | 0 | 0 | 0 | 0 | 0 | 0 | 0 | 0 | 0 | 0 | 0 | 0 | 0 | 0 | 0 | 0 | 0 | 0 | 0 | 0 | 0 | 0 | 0 | 0 | 0 | 0 | 0 | 0 | 0 | 0 | 0 | 0 | 0 | 0 | 0 | 0 | 0 | 0 | 0 | 0 | 0 | 0 | 0 | 0 | 0 | 0 | 0 | 0 | 0 | 0 | 0 | 0 | 0 | 0 | 0 | 0 | 0 | 0 | 0 | 0 | 0 | 0 | 0 | 0 | 0 | 0 | 0 | 0 | 0 | 0 | 0 | 0 | 0 | 0 | 0 | 0 | 0 | 0 | 0 | 0 | 0 | 0 | 0 | 0 | 0 | 0 | 0 | 0 | 0 | 0 | 0 | 0 | 0 | 0 | 0 | 0 | 0 | 0 | 0 | 0 | 0 | 0 | 0 | 0 | 0 | 0 | 0 | 0 | 0 | 0 | 0 | 0 | 0 | 0 | 0 | 0 | 0 | 0 | 0 | 0 | 0 | 0 | 0 | 0 | 0 | 0 | 0 | 0 | 0 | 0 | 0 | 0 | 0 | 0 | 0 | 0 | 0 | 0 | 0 | 0 | 0 | 0 | 0 | 0 | 0 | 0 | 0 | 0 | 0 | 0 | 0 | 0 | 0 | 0 | 0 | 0 | 0 | 0 | 0 | 0 | 0 | 0 | 0 | 0 | 0 | 0 | 0 | 0 | 0 | 0 | 0 | 0 | 0 | 0 | 0 | 0 | 0 | 0 | 0 | 0 | 0 | 0 | 0 | 0 | 0 | 0 | 0 | 0 | 0 | 0 | 0 | 0 | 0 | 0 | 0 | 0 | 0 | 0 | 0 | 0 | 0 | 0 | 0 | 0 | 0 | 0 | 0 | 0 | 0 | 0 | 0 | 0 | 0 | 0 | 0 | 0 | 0 | 0 | 0 | 0 | 0 | 0 | 0 | 0 | 0 | 0 | 0 | 0 | 0 | 0 | 0 | 0 | 0 | 0 | 0 | 0 | 0 | 0 | 0 | 0 | 0 | 0 | 0 | 0 | 0 | 0 | 0 | 0 | 0 | 0 | 0 | 0 | 0 | 0 | 0 | 0 | 0 | 0 | 0 | 0 | 0 | 0 | 0 | 0 | 0 | 0 | 0 | 0 | 0 | 0 | 0 | 0 | 0 | 0 | 0 | 0 | 0 | 0 | 0 | 0 | 0 | 0 | 0 | 0 | 0 | 0 | 0 | 0 | 0 | 0 | 0 | 0 | 0 | 0 | 0 | 0 | 0 | 0 | 0 | 0 | 0 | 0 | 0 | 0 | 0 | 0 | 0 | 0 | 0 | 0 | 0 | 0 | 0 | 0 | 0 | 0 | 0 | 0 | 0 | 0 | 0 | 0 | 0 | 0 | 0 | 0 | 0 | 0 | 0 | 0 | 0 | 0 | 0 | 0 | 0 | 0 | 0 | 0 | 0 | 0 | 0 | 0 | 0 | 0 | 0 | 0 | 0 | 0 | 0 | 0 | 0 | 0 | 0 | 0 | 0 | 0 | 0 | 0 | 0 | 0 | 0 | 0 | 0 | 0 | 0 | 0 | 0 | 0 | 0 | 0 | 0 | 0 | 0 | 0 | 0 | 0 | 0 | 0 | 0 | 0 | 0 | 0 | 0 | 0 | 0 | 0 | 0 | 0 | 0 | 0 | 0 | 0 | 0 | 0 | 0 | 0 | 0 | 0 | 0 | 0 | 0 | 0 | 0 | 0 | 0 | 0 | 0 | 0 | 0 | 0 | 0 | 0 | 0 | 0 | 0 | 0 | 0 | 0 | 0 | 0 | 0 | 0 | 0 | 0 | 0 | 0 | 0 | 0 | 0 | 0 | 0 | 0 | 0 | 0 | 0 | 0 | 0 | 0 | 0 | 0 | 0 | 0 | 0 | 0 | 0 | 0 | 0 | 0 | 0 | 0 | 0 | 0 | 0 | 0 | 0 | 0 | 0 | 0 | 0 | 0 | 0 | 0 | 0 | 0 | 0 | 0 | 0 | 0 | 0 | 0 | 0 | 0 | 0 | 0 | 0 | 0 | 0 | 0 | 0 | 0 | 0 | 0 | 0 | 0 | 0 | 0 | 0 | 0 | 0 | 0 | 0 | 0 | 0 | 0 | 0 | 0 | 0 | 0 | 0 | 0 | 0 | 0 | 0 | 0 | 0 | 0 | 0 | 0 | 0 | 0 | 0 | 0 | 0 | 0 | 0 | 0 | 0 | 0 | 0 | 0 | 0 | 0 | 0 | 0 | 0 | 0 | 0 | 0 | 0 | 0 | 0 | 0 | 0 | 0 | 0 | 0 | 0 | 0 | 0 | 0 | 0 | 0 | 0 | 0 | 0 | 0 | 0 | 0 | 0 | 0 | 0 | 0 | 0 | 0 | 0 | 0 | 0 | 0 | 0 | 0 | 0 | 0 | 0 | 0 | 0 | 0 | 0 | 0 | 0 | 0 | 0 | 0 | 0 | 0 | 0 | 0 | 0 | 0 | 0 | 0 | 0 | 0 | 0 | 0 | 0 | 0 | 0 | 0 | 0 | 0 | 0 | 0 | 0 | 0 | 0 | 0 | 0 | 0 | 0 | 0 | 0 | 0 | 0 | 0 | 0 | 0 | 0 | 0 | 0 | 0 | 0 | 0 | 0 | 0 | 0 | 0 | 0 | 0 | 0 | 0 | 0 | 0 | 0 | 0 | 0 | 0 | 0 | 0 | 0 | 0 | 0 | 0 | 0 | 0 | 0 | 0 | 0 | 0 | 0 | 0 | 0 | 0 | 0 | 0 | 0 | 0 | 0 | 0 | 0 | 0 | 0 | 0 | 0 | 0 | 0 | 0 | 0 | 0 | 0 | 0 | 0 | 0 | 0 | 0 | 0 | 0 | 0 | 0 | 0 | 0 | 0 | 0 | 0 | 0 | 0 | 0 | 0 | 0 | 0 | 0 | 0 | 0 | 0 | 0 | 0 | 0 | 0 | 0 | 0 | 0 | 0 | 0 | 0 | 0 | 0 | 0 | 0 | 0 | 0 | 0 | 0 | 0 | 0 | 0 | 0 | 0 | 0 | 0 | 0 | 0 | 0 | 0 | 0 | 0 | 0 | 0 | 0 | 0 | 0 | 0 | 0 | 0 | 0 | 0 | 0 | 0 | 0 | 0 | 0 | 0 | 0 | 0 | 0 | 0 | 0 | 0 | 0 | 0 | 0 | 0 | 0 | 0 | 0 | 0 | 0 | 0 | 0 | 0 | 0 | 0 | 0 | 0 | 0 | 0 | 0 | 0 | 0 | 0 | 0 | 0 | 0 | 0 | 0 | 0 | 0 | 0 | 0 | 0 | 0 | 0 | 0 | 0 | 0 | 0 | 0 | 0 | 0 | 0 | 0 | 0 | 0 | 0 | 0 | 0 | 0 | 0 | 0 | 0 | 0 | 0 | 0 | 0 | 0 | 0 | 0 | 0 | 0 | 0 | 0 | 0 | 0 | 0 | 0 | 0 | 0 | 0 | 0 | 0 | 0 | 0 | 0 | 0 | 0 | 0 | 0 | 0 | 0 | 0 | 0 | 0 | 0 | 0 | 0 | 0 | 0 | 0 | 0 | 0 | 0 | 0 | 0 | 0 | 0 | 0 | 0 | 0 | 0 | 0 | 0 | 0 | 0 | 0 | 0 | 0 | 0 | 0 | 0 | 0 | 0 | 0 | 0 | 0 | 0 | 0 | 0 | 0 | 0 | 0 | 0 | 0 | 0 | 0 | 0 | 0 | 0 | 0 | 0 | 0 | 0 | 0 | 0 | 0 | 0 | 0 | 0 | 0 | 0 | 0 | 0 | 0 | 0 | 0 | 0 | 0 | 0 | 0 | 0 | 0 | 0 | 0 | 0 | 0 | 0 | 0 | 0 | 0 | 0 | 0 | 0 | 0 | 0 | 0 | 0 | 0 | 0 | 0 | 0 | 0 | 0 | 0 | 0 | 0 | 0 | 0 | 0 | 0 | 0 | 0 | 0 | 0 | 0 | 0 | 0 | 0 | 0 | 0 | 0 | 0 | 0 | 0 | 0 | 0 | 0 | 0 | 0 | 0 | 0 | 0 | 0 | 0 | 0 | 0 | 0 | 0 | 0 | 0 | 0 | 0 | 0 | 0 | 0 | 0 | 0 | 0 | 0 | 0 | 0 | 0 | 0 | 0 | 0 | 0 | 0 | 0 | 0 | 0 | 0 | 0 | 0 | 0 | 0 | 0 | 0 | 0 | 0 | 0 | 0 | 0 | 0 | 0 | 0 | 0 | 0 | 0 | 0 | 0 | 0 | 0 | 0 | 0 | 0 | 0 | 0 | 0 | 0 | 0 | 0 | 0 | 0 | 0 | 0 | 0 | 0 | 0 | 0 | 0 | 0 | 0 | 0 | 0 | 0 | 0 | 0 | 0 | 0 | 0 | 0 | 0 | 0 | 0 | 0 | 0 | 0 | 0 | 0 | 0 | 0 | 0 | 0 | 0 | 0 | 0 | 0 | 0 | 0 | 0 | 0 | 0 | 0 | 0 | 0 | 0 | 0 | 0 | 0 | 0 | 0 | 0 | 0 | 0 | 0 | 0 | 0 | 0 | 0 | 0 | 0 | 0 | 0 | 0 | 0 | 0 | 0 | 0 | 0 | 0 | 0 | 0 | 0 | 0 | 0 | 0 | 0 | 0 | 0 | 0 | 0 | 0 | 0 | 0 | 0 | 0 | 0 | 0 | 0 | 0 | 0 | 0 | 0 | 0 | 0 | 0 | 0 | 0 | 0 | 0 | 0 | 0 | 0 | 0 | 0 | 0 | 0 | 0 | 0 | 0 | 0 | 0 | 0 | 0 | 0 | 0 | 0 | 0 | 0 | 0 | 0 | 0 | 0 | 0 | 0 | 0 | 0 | 0 | 0 | 0 | 0 | 0 | 0 | 0 | 0 | 0 | 0 | 0 | 0 | 0 | 0 | 0 | 0 | 0 | 0 | 0 | 0 | 0 | 0 | 0 | 0 | 0 | 0 | 0 | 0 | 0 | 0 | 0 | 0 | 0 | 0 | 0 | 0 | 0 | 0 | 0 | 0 | 0 | 0 | 0 | 0 | 0 | 0 | 0 | 0 | 0 | 0 | 0 | 0 | 0 | 0 | 0 | 0 | 0 | 0 | 0 | 0 | 0 | 0 | 0 | 0 | 0 | 0 | 0 | 0 | 0 | 0 | 0 | 0 | 0 | 0 | 0 | 0 | 0 | 0 | 0 | 0 | 0 | 0 | 0 | 0 | 0 | 0 | 0 | 0 | 0 | 0 | 0 | 0 | 0 | 0 | 0 | 0 | 0 | 0 | 0 | 0 | 0 | 0 | 0 | 0 | 0 | 0 | 0 | 0 | 0 | 0 | 0 | 0 | 0 | 0 | 0 | 0 | 0 | 0 | 0 | 0 | 0 | 0 | 0 | 0 | 0 | 0 | 0 | 0 | 0 | 0 | 0 | 0 | 0 | 0 | 0 | 0 | 0 | 0 | 0 | 0 | 0 | 0 | 0 | 0 | 0 | 0 | 0 | 0 | 0 | 0 | 0 | 0 | 0 | 0 | 0 | 0 | 0 | 0 | 0 | 0 | 0 | 0 | 0 | 0 | 0 | 0 | 0 | 0 | 0 | 0 | 0 | 0 | 0 | 0 | 0 | 0 | 0 | 0 | 0 | 0 | 0 | 0 | 0 | 0 | 0 | 0 | 0 | 0 | 0 | 0 | 0 | 0 | 0 | 0 | 0 | 0 | 0 | 0 | 0 | 0 | 0 | 0 | 0 | 0 | 0 | 0 | 0 | 0 | 0 | 0 | 0 | 0 | 0 | 0 | 0 | 0 | 0 | 0 | 0 | 0 | 0 | 0 | 0 | 0 | 0 | 0 | 0 | 0 | 0 | 0 | 0 | 0 | 0 | 0 | 0 | 0 | 0 | 0 | 0 | 0 | 0 | 0 | 0 | 0 | 0 | 0 | 0 | 0 | 0 | 0 | 0 | 0 | 0 | 0 | 0 | 0 | 0 | 0 | 0 | 0 | 0 | 0 | 0 | 0 | 0 | 0 | 0 | 0 | 0 | 0 | 0 | 0 | 0 | 0 | 0 | 0 | 0 | 0 | 0 | 0 | 0 | 0 | 0 | 0 | 0 | 0 | 0 | 0 | 0 | 0 | 0 | 0 | 0 | 0 | 0 | 0 | 0 | 0 | 0 | 0 | 0 | 0 | 0 | 0 | 0 | 0 | 0 | 0 | 0 | 0 | 0 | 0 | 0 | 0 | 0 | 0 | 0 | 0 | 0 | 0 | 0 | 0 | 0 | 0 | 0 | 0 | 0 | 0 | 0 | 0 | 0 | 0 | 0 | 0 | 0 | 0 | 0 | 0 | 0 | 0 | 0 | 0 | 0 | 0 | 0 | 0 | 0 | 0 | 0 | 0 | 0 | 0 | 0 | 0 | 0 | 0 | 0 | 0 | 0 | 0 | 0 | 0 | 0 | 0 | 0 | 0 | 0 | 0 | 0 | 0 | 0 | 0 | 0 | 0 | 0 | 0 | 0 | 0 | 0 | 0 | 0 | 0 | 0 | 0 | 0 | 0 | 0 | 0 | 0 | 0 | 0 | 0 | 0 | 0 | 0 | 0 | 0 | 0 | 0 | 0 | 0 | 0 | 0 | 0 | 0 | 0 | 0 | 0 | 0 | 0 | 0 | 0 | 0 | 0 | 0 | 0 | 0 | 0 | 0 | 0 | 0 | 0 | 0 | 0 | 0 | 0 | 0 | 0 | 0 | 0 | 0 | 0 | 0 | 0 | 0 | 0 | 0 | 0 | 0 | 0 | 0 | 0 | 0 | 0 | 0 | 0 | 0 | 0 | 0 | 0 | 0 | 0 | 0 | 0 | 0 | 0 | 0 | 0 | 0 | 0 | 0 | 0 | 0 | 0 | 0 | 0 | 0 | 0 | 0 | 0 | 0 | 0 | 0 | 0 | 0 | 0 | 0 | 0 | 0 | 0 | 0 | 0 | 0 | 0 | 0 | 0 | 0 | 0 | 0 | 0 | 0 | 0 | 0 | 0 | 0 | 0 | 0 | 0 | 0 | 0 | 0 | 0 | 0 | 0 | 0 | 0 | 0 | 0 | 0 | 0 | 0 | 0 | 0 | 0 | 0 | 0 | 0 | 0 | 0 | 0 | 0 | 0 | 0 | 0 | 0 | 0 | 0 | 0 | 0 | 0 | 0 | 0 | 0 | 0 | 0 | 0 | 0 | 0 | 0 | 0 | 0 | 0 | 0 | 0 | 0 | 0 | 0 | 0 | 0 | 0 | 0 | 0 | 0 | 0 | 0 | 0 | 0 | 0 | 0 | 0 | 0 | 0 | 0 | 0 | 0 | 0 | 0 | 0 | 0 | 0 | 0 | 0 | 0 | 0 | 0 | 0 | 0 | 0 | 0 | 0 | 0 | 0 | 0 | 0 | 0 | 0 | 0 | 0 | 0 | 0 | 0 | 0 | 0 | 0 | 0 | 0 | 0 | 0 | 0 | 0 | 0 | 0 | 0 | 0 | 0 | 0 | 0 | 0 | 0 | 0 | 0 | 0 | 0 | 0 | 0 | 0 | 0 | 0 | 0 | 0 | 0 | 0 | 0 | 0 | 0 | 0 | 0 | 0 | 0 | 0 | 0 | 0 | 0 | 0 | 0 | 0 | 0 | 0 | 0 | 0 | 0 | 0 | 0 | 0 | 0 | 0 | 0 | 0 | 0 | 0 | 0 | 0 | 0 | 0 | 0 | 0 | 0 | 0 | 0 | 0 | 0 | 0 | 0 | 0 | 0 | 0 | 0 | 0 | 0 | 0 | 0 | 0 | 0 | 0 | 0 | 0 | 0 | 0 | 0 | 0 | 0 | 0 | 0 | 0 | 0 | 0 | 0 | 0 | 0 | 0 | 0 | 0 | 0 | 0 | 0 | 0 | 0 | 0 | 0 | 0 | 0 | 0 | 0 | 0 | 0 | 0 | 0 | 0 | 0 | 0 | 0 | 0 | 0 | 0 | 0 | 0 | 0 | 0 | 0 | 0 | 0 | 0 | 0 | 0 | 0 | 0 | 0 | 0 | 0 | 0 | 0 | 0 | 0 | 0 | 0 | 0 | 0 | 0 | 0 | 0 | 0 | 0 | 0 | 0 | 0 | 0 | 0 | 0 | 0 | 0 | 0 | 0 | 0 | 0 | 0 | 0 | 0 | 0 | 0 | 0 | 0 | 0 | 0 | 0 | 0 | 0 | 0 | 0 | 0 | 0 | 0 | 0 | 0 | 0 | 0 | 0 | 0 | 0 | 0 | 0 | 0 | 0 | 0 | 0 | 0 | 0 | 0 | 0 | 0 | 0 | 0 | 0 | 0 | 0 | 0 | 0 | 0 | 0 | 0 | 0 | 0 | 0 | 0 | 0 | 0 | 0 | 0 | 0 | 0 | 0 | 0 | 0 | 0 | 0 | 0 | 0 | 0 | 0 | 0 | 0 | 0 | 0 | 0 | 0 | 0 | 0 | 0 | 0 | 0 | 0 | 0 | 0 | 0 | 0 | 0 | 0 | 0 | 0 | 0 | 0 | 0 | 0 | 0 | 0 | 0 | 0 | 0 | 0 | 0 | 0 | 0 | 0 | 0 | 0 | 0 | 0 | 0 | 0 | 0 | 0 | 0 | 0 | 0 | 0 | 0 | 0 | 0 | 0 | 0 | 0 | 0 | 0 | 0 | 0 | 0 | 0 | 0 | 0 | 0 | 0 | 0 | 0 | 0 | 0 | 0 | 0 | 0 | 0 | 0 | 0 | 0 | 0 | 0 | 0 | 0 | 0 | 0 | 0 | 0 | 0 | 0 | 0 | 0 | 0 | 0 | 0 | 0 | 0 | 0 | 0 | 0 | 0 | 0 | 0 | 0 | 0 | 0 | 0 | 0 | 0 | 0 | 0 | 0 | 0 | 0 | 0 | 0 | 0 | 0 | 0 | 0 | 0 | 0 | 0 | 0 | 0 | 0 | 0 | 0 | 0 | 0 | 0 | 0 | 0 | 0 | 0 | 0 | 0 | 0 | 0 | 0 | 0 | 0 | 0 | 0 | 0 | 0 | 0 | 0 | 0 | 0 | 0 | 0 | 0 | 0 | 0 | 0 | 0 | 0 | 0 | 0 | 0 | 0 | 0 | 0 | 0 | 0 | 0 | 0 | 0 | 0 | 0 | 0 | 0 | 0 | 0 | 0 | 0 | 0 | 0 | 0 | 0 | 0 | 0 | 0 | 0 | 0 | 0 | 0 | 0 | 0 | 0 | 0 | 0 | 0 | 0 | 0 | 0 | 0 | 0 | 0 | 0 | 0 | 0 | 0 | 0 | 0 | 0 | 0 | 0 | 0 | 0 | 0 | 0 | 0 | 0 | 0 | 0 | 0 | 0 | 0 | 0 | 0 | 0 | 0 | 0 | 0 | 0 | 0 | 0 | 0 | 0 | 0 | 0 | 0 | 0 | 0 | 0 | 0 | 0 | 0 | 0 | 0 | 0 | 0 | 0 | 0 | 0 | 0 | 0 | 0 | 0 | 0 | 0 | 0 | 0 | 0 | 0 | 0 | 0 | 0 | 0 | 0 | 0 | 0 | 0 | 0 | 0 | 0 | 0 | 0 | 0 | 0 | 0 | 0 | 0 | 0 | 0 | 0 | 0 | 0 | 0 | 0 | 0 | 0 | 0 | 0 | 0 | 0 | 0 | 0 | 0 | 0 | 0 | 0 | 0 | 0 | 0 | 0 | 0 | 0 | 0 | 0 | 0 | 0 | 0 | 0 | 0 | 0 | 0 | 0 | 0 | 0 | 0 | 0 | 0 | 0 | 0 | 0 | 0 | 0 | 0 | 0 | 0 | 0 | 0 | 0 | 0 | 0 | 0 | 0 | 0 | 0 | 0 | 0 | 0 | 0 | 0 | 0 | 0 | 0 | 0 | 0 | 0 | 0 | 0 | 0 | 0 | 0 | 0 | 0 | 0 | 0 | 0 | 0 | 0 | 0 | 0 | 0 | 0 | 0 | 0 | 0 | 0 | 0 | 0 | 0 | 0 | 0 | 0 | 0 | 0 | 0 | 0 | 0 | 0 | 0 | 0 | 0 | 0 | 0 | 0 | 0 | 0 | 0 | 0 | 0 | 0 | 0 | 0 | 0 | 0 | 0 | 0 | 0 | 0 | 0 | 0 | 0 | 0 | 0 | 0 | 0 | 0 | 0 | 0 | 0 | 0 | 0 | 0 | 0 | 0 | 0 | 0 | 0 | 0 | 0 | 0 | 0 | 0 | 0 | 0 | 0 | 0 | 0 | 0 | 0 | 0 | 0 | 0 | 0 | 0 | 0 | 0 | 0 | 0 | 0 | 0 | 0 | 0 | 0 | 0 | 0 | 0 | 0 | 0 | 0 | 0 | 0 | 0 | 0 | 0 | 0 | 0 | 0 | 0 | 0 | 0 | 0 | 0 | 0 | 0 | 0 | 0 | 0 | 0 | 0 | 0 | 0 | 0 | 0 | 0 | 0 | 0 | 0 | 0 | 0 | 0 | 0 | 0 | 0 | 0 | 0 | 0 | 0 | 0 | 0 | 0 | 0 | 0 | 0 | 0 | 0 | 0 | 0 | 0 | 0 | 0 | 0 | 0 | 0 | 0 | 0 | 0 | 0 | 0 | 0 | 0 | 0 | 0 | 0 | 0 | 0 | 0 | 0 | 0 | 0 | 0 | 0 | 0 | 0 | 0 | 0 | 0 | 0 | 0 | 0 | 0 | 0 | 0 | 0 | 0 | 0 | 0 | 0 | 0 | 0 | 0 | 0 | 0 | 0 | 0 | 0 | 0 | 0 | 0 | 0 | 0 | 0 | 0 | 0 | 0 | 0 | 0 | 0 | 0 | 0 | 0 | 0 | 0 | 0 | 0 | 0 | 0 | 0 | 0 | 0 | 0 | 0 | 0 | 0 | 0 | 0 | 0 | 0 | 0 | 0 | 0 | 0 | 0 | 0 | 0 | 0 | 0 | 0 | 0 | 0 | 0 | 0 | 0 | 0 | 0 | 0 | 0 | 0 | 0 | 0 | 0 | 0 | 0 | 0 | 0 | 0 | 0 | 0 | 0 | 0 | 0 | 0 | 0 | 0 | 0 | 0 | 0 | 0 | 0 | 0 | 0 | 0 | 0 | 0 | 0 | 0 | 0 | 0 | 0 | 0 | 0 | 0 | 0 | 0 | 0 | 0 | 0 | 0 | 0 | 0 | 0 | 0 | 0 | 0 | 0 | 0 | 0 | 0 | 0 | 0 | 0 | 0 | 0 | 0 | 0 | 0 | 0 | 0 | 0 | 0 | 0 | 0 | 0 | 0 | 0 | 0 | 0 | 0 | 0 | 0 | 0 | 0 | 0 | 0 | 0 | 0 | 0 | 0 | 0 | 0 | 0 | 0 | 0 | 0 | 0 | 0 | 0 | 0 | 0 | 0 | 0 | 0 | 0 | 0 | 0 | 0 | 0 | 0 | 0 | 0 | 0 | 0 | 0 | 0 | 0 | 0 | 0 | 0 | 0 | 0 | 0 | 0 | 0 | 0 | 0 | 0 | 0 | 0 | 0 | 0 | 0 | 0 | 0 | 0 | 0 | 0 | 0 | 0 | 0 | 0 | 0 | 0 | 0 | 0 | 0 | 0 | 0 | 0 | 0 | 0 | 0 | 0 | 0 | 0 | 0 | 0 | 0 | 0 | 0 | 0 | 0 | 0 | 0 | 0 | 0 | 0 | 0 | 0 | 0 | 0 | 0 | 0 | 0 | 0 | 0 | 0 | 0 | 0 | 0 | 0 | 0 | 0 | 0 | 0 | 0 | 0 | 0 | 0 | 0 | 0 | 0 | 0 | 0 | 0 | 0 | 0 | 0 | 0 | 0 | 0 | 0 | 0 | 0 | 0 | 0 | 0 | 0 | 0 | 0 | 0 | 0 | 0 | 0 | 0 | 0 | 0 | 0 | 0 | 0 | 0 | 0 | 0 | 0 | 0 | 0 | 0 | 0 | 0 | 0 | 0 | 0 | 0 | 0 | 0 | 0 | 0 | 0 | 0 | 0 | 0 | 0 | 0 | 0 | 0 | 0 | 0 | 0 | 0 | 0 | 0 | 0 | 0 | 0 | 0 | 0 | 0 | 0 | 0 | 0 | 0 | 0 | 0 | 0 | 0 | 0 | 0 | 0 | 0 | 0 | 0 | 0 | 0 | 0 | 0 | 0 | 0 | 0 | 0 | 0 | 0 | 0 | 0 | 0 | 0 | 0 | 0 | 0 | 0 | 0 | 0 | 0 | 0 | 0 | 0 | 0 | 0 | 0 | 0 | 0 | 0 | 0 | 0 | 0 | 0 | 0 | 0 | 0 | 0 | 0 | 0 | 0 | 0 | 0 | 0 | 0 | 0 | 0 | 0 | 0 | 0 | 0 | 0 | 0 | 0 | 0 | 0 | 0 | 0 | 0 | 0 | 0 | 0 | 0 | 0 | 0 | 0 | 0 | 0 | 0 | 0 | 0 | 0 | 0 | 0 | 0 | 0 | 0 | 0 | 0 | 0 | 0 | 0 | 0 | 0 | 0 | 0 | 0 | 0 | 0 | 0 | 0 | 0 | 0 | 0 | 0 | 0 | 0 | 0 | 0 | 0 | 0 | 0 | 0 | 0 | 0 | 0 | 0 | 0 | 0 | 0 | 0 | 0 | 0 | 0 | 0 | 0 | 0 | 0 | 0 | 0 | 0 | 0 | 0 | 0 | 0 | 0 | 0 | 0 | 0 | 0 | 0 | 0 | 0 | 0 | 0 | 0 | 0 | 0 | 0 | 0 | 0 | 0 | 0 | 0 | 0 | 0 | 0 | 0 | 0 | 0 | 0 | 0 | 0 | 0 | 0 | 0 | 0 | 0 | 0 | 0 | 0 | 0 | 0 | 0 | 0 | 0 | 0 | 0 | 0 | 0 | 0 | 0 | 0 | 0 | 0 | 0 | 0 | 0 | 0 | 0 | 0 | 0 | 0 | 0 | 0 | 0 | 0 | 0 | 0 | 0 | 0 | 0 | 0 | 0 | 0 | 0 | 0 | 0 | 0 | 0 | 0 | 0 | 0 | 0 | 0 | 0 | 0 | 0 | 0 | 0 | 0 | 0 | 0 | 0 | 0 | 0 | 0 | 0 | 0 | 0 | 0 | 0 | 0 | 0 | 0 | 0 | 0 | 0 | 0 | 0 | 0 | 0 | 0 | 0 | 0 | 0 | 0 | 0 | 0 | 0 | 0 | 0 | 0 | 0 | 0 | 0 | 0 | 0 | 0 | 0 | 0 | 0 | 0 | 0 | 0 | 0 | 0 | 0 | 0 | 0 | 0 | 0 | 0 | 0 | 0 | 0 | 0 | 0 | 0 | 0 | 0 | 0 | 0 | 0 | 0 | 0 | 0 | 0 | 0 | 0 | 0 | 0 | 0 | 0 | 0 | 0 | 0 | 0 | 0 | 0 | 0 | 0 | 0 | 0 | 0 | 0 | 0 | 0 | 0 | 0 | 0 | 0 | 0 | 0 | 0 | 0 | 0 | 0 | 0 | 0 | 0 | 0 | 0 | 0 | 0 | 0 | 0 | 0 | 0 | 0 | 0 | 0 | 0 | 0 | 0 | 0 | 0 | 0 | 0 | 0 | 0 | 0 | 0 | 0 | 0 | 0 | 0 | 0 | 0 | 0 | 0 | 0 | 0 | 0 | 0 | 0 | 0 | 0 | 0 | 0 | 0 | 0 | 0 | 0 | 0 | 0 | 0 | 0 | 0 | 0 | 0 | 0 | 0 | 0 | 0 | 0 | 0 | 0 | 0 | 0 | 0 | 0 | 0 | 0 | 0 | 0 | 0 | 0 | 0 | 0 | 0 | 0 | 0 | 0 | 0 | 0 | 0 | 0 | 0 | 0 | 0 | 0 | 0 | 0 | 0 | 0 | 0 | 0 | 0 | 0 | 0 | 0 | 0 | 0 | 0 | 0 | 0 | 0 | 0 | 0 | 0 | 0 | 0 | 0 | 0 | 0 | 0 | 0 | 0 | 0 | 0 | 0 | 0 | 0 | 0 | 0 | 0 | 0 | 0 | 0 | 0 | 0 | 0 | 0 | 0 | 0 | 0 | 0 | 0 | 0 | 0 | 0 | 0 | 0 | 0 | 0 | 0 | 0 | 0 | 0 | 0 | 0 | 0 | 0 | 0 | 0 | 0 | 0 | 0 | 0 | 0 | 0 | 0 | 0 | 0 | 0 | 0 | 0 | 0 | 0 | 0 | 0 | 0 | 0 | 0 | 0 | 0 | 0 | 0 | 0 | 0 | 0 | 0 | 0 | 0 | 0 | 0 | 0 | 0 | 0 | 0 | 0 | 0 | 0 | 0 | 0 | 0 | 0 | 0 | 0 | 0 | 0 | 0 | 0 | 0 | 0 | 0 | 0 | 0 | 0 | 0 | 0 | 0 | 0 | 0 | 0 | 0 | 0 | 0 | 0 | 0 | 0 | 0 | 0 | 0 | 0 | 0 | 0 | 0 | 0 | 0 | 0 | 0 | 0 | 0 | 0 | 0 | 0 | 0 | 0 | 0 | 0 | 0 | 0 | 0 | 0 | 0 | 0 | 0 | 0 | 0 | 0 | 0 | 0 | 0 | 0 | 0 | 0 | 0 | 0 | 0 | 0 | 0 | 0 | 0 | 0 | 0 | 0 | 0 | 0 | 0 | 0 | 0 | 0 | 0 | 0 | 0 | 0 | 0 | 0 | 0 | 0 | 0 | 0 | 0 | 0 | 0 | 0 | 0 | 0 | 0 | 0 | 0 | 0 | 0 | 0 | 0 | 0 | 0 | 0 | 0 | 0 | 0 | 0 | 0 | 0 | 0 | 0 | 0 | 0 | 0 | 0 | 0 | 0 | 0 | 0 | 0 | 0 | 0 | 0 | 0 | 0 | 0 | 0 | 0 | 0 | 0 | 0 | 0 | 0 | 0 | 0 | 0 | 0 | 0 | 0 | 0 | 0 | 0 | 0 | 0 | 0 | 0 | 0 | 0 | 0 | 0 | 0 | 0 | 0 | 0 | 0 | 0 | 0 | 0 | 0 | 0 | 0 | 0 | 0 | 0 | 0 | 0 | 0 | 0 | 0 | 0 | 0 | 0 | 0 | 0 | 0 | 0 | 0 | 0 | 0 | 0 | 0 | 0 | 0 | 0 | 0 | 0 | 0 | 0 | 0 | 0 | 0 | 0 | 0 | 0 | 0 | 0 | 0 | 0 | 0 | 0 | 0 | 0 | 0 | 0 | 0 | 0 | 0 | 0 | 0 | 0 | 0 | 0 | 0 | 0 | 0 | 0 | 0 | 0 | 0 | 0 | 0 | 0 | 0 | 0 | 0 | 0 | 0 | 0 | 0 | 0 | 0 | 0 | 0 | 0 | 0 | 0 | 0 | 0 | 0 | 0 | 0 | 0 | 0 | 0 | 0 | 0 | 0 | 0 | 0 | 0 | 0 | 0 | 0 | 0 | 0 | 0 | 0 | 0 | 0 | 0 | 0 | 0 | 0 | 0 | 0 | 0 | 0 | 0 | 0 | 0 | 0 | 0 | 0 | 0 | 0 | 0 | 0 | 0 | 0 | 0 | 0 | 0 | 0 | 0 | 0 | 0 | 0 | 0 | 0 | 0 | 0 | 0 | 0 | 0 | 0 | 0 | 0 | 0 | 0 | 0 | 0 | 0 | 0 | 0 | 0 | 0 | 0 | 0 | 0 | 0 | 0 | 0 | 0 | 0 | 0 | 0 | 0 | 0 | 0 | 0 | 0 | 0 | 0 | 0 | 0 | 0 | 0 | 0 | 0 | 0 | 0 | 0 | 0 | 0 | 0 | 0 | 0 | 0 | 0 | 0 | 0 | 0 | 0 | 0 | 0 | 0 | 0 | 0 | 0 | 0 | 0 | 0 | 0 | 0 | 0 | 0 | 0 | 0 | 0 | 0 | 0 | 0 | 0 | 0 | 0 | 0 | 0 | 0 | 0 | 0 | 0 | 0 | 0 | 0 | 0 | 0 | 0 | 0 | 0 | 0 | 0 | 0 | 0 | 0 | 0 | 0 | 0 | 0 | 0 | 0 | 0 | 0 | 0 | 0 | 0 | 0 | 0 | 0 | 0 | 0 | 0 | 0 | 0 | 0 | 0 | 0 | 0 | 0 | 0 | 0 | 0 | 0 | 0 | 0 | 0 | 0 | 0 | 0 | 0 | 0 | 0 | 0 | 0 | 0 | 0 | 0 | 0 | 0 | 0 | 0 | 0 | 0 | 0 | 0 | 0 | 0 | 0 | 0 | 0 | 0 | 0 | 0 | 0 | 0 | 0 | 0 | 0 | 0 | 0 | 0 | 0 | 0 | 0 | 0 | 0 | 0 | 0 | 0 | 0 | 0 | 0 | 0 | 0 | 0 | 0 | 0 | 0 | 0 | 0 | 0 | 0 | 0 | 0 | 0 | 0 | 0 | 0 | 0 | 0 | 0 | 0 | 0 | 0 | 0 | 0 | 0 | 0 | 0 | 0 | 0 | 0 | 0 | 0 | 0 | 0 | 0 | 0 | 0 | 0 | 0 | 0 | 0 | 0 | 0 | 0 | 0 | 0 | 0 | 0 | 0 | 0 | 0 | 0 | 0 | 0 | 0 | 0 | 0 | 0 | 0 | 0 | 0 | 0 | 0 | 0 | 0 | 0 | 0 | 0 | 0 | 0 | 0 | 0 | 0 | 0 | 0 | 0 | 0 | 0 | 0 | 0 | 0 | 0 | 0 | 0 | 0 | 0 | 0 | 0 | 0 | 0 | 0 | 0 | 0 | 0 | 0 | 0 | 0 | 0 | 0 | 0 | 0 | 0 | 0 | 0 | 0 | 0 | 0 | 0 | 0 | 0 | 0 | 0 | 0 | 0 | 0 | 0 | 0 | 0 | 0 | 0 | 0 | 0 | 0 | 0 | 0 | 0 | 0 | 0 | 0 | 0 | 0 | 0 | 0 | 0 | 0 | 0 | 0 | 0 | 0 | 0 | 0 | 0 | 0 | 0 | 0 | 0 | 0 | 0 | 0 | 0 | 0 | 0 | 0 | 0 | 0 | 0 | 0 | 0 | 0 | 0 | 0 | 0 | 0 | 0 | 0 | 0 | 0 | 0 | 0 | 0 | 0 | 0 | 0 | 0 | 0 | 0 | 0 | 0 | 0 | 0 | 0 | 0 | 0 | 0 | 0 | 0 | 0 | 0 | 0 | 0 | 0 | 0 | 0 | 0 | 0 | 0 | 0 | 0 | 0 | 0 | 0 | 0 | 0 | 0 | 0 | 0 | 0 | 0 | 0 | 0 | 0 | 0 | 0 | 0 | 0 | 0 | 0 | 0 | 0 | 0 | 0 | 0 | 0 | 0 | 0 | 0 | 0 | 0 | 0 | 0 | 0 | 0 | 0 | 0 | 0 | 0 | 0 | 0 | 0 | 0 | 0 | 0 | 0 | 0 | 0 | 0 | 0 | 0 | 0 | 0 | 0 | 0 | 0 | 0 | 0 | 0 | 0 | 0 | 0 | 0 | 0 | 0 | 0 | 0 | 0 | 0 | 0 | 0 | 0 | 0 | 0 | 0 | 0 | 0 | 0 | 0 | 0 | 0 | 0 | 0 | 0 | 0 | 0 | 0 | 0 | 0 | 0 | 0 | 0 | 0 | 0 | 0 | 0 | 0 | 0 | 0 | 0 | 0 | 0 | 0 | 0 | 0 | 0 | 0 | 0 | 0 | 0 | 0 | 0 | 0 | 0 | 0 | 0 | 0 | 0 | 0 | 0 | 0 | 0 | 0 | 0 | 0 | 0 | 0 | 0 | 0 | 0 | 0 | 0 | 0 | 0 | 0 | 0 | 0 | 0 | 0 | 0 | 0 | 0 | 0 | 0 | 0 | 0 | 0 | 0 | 0 | 0 | 0 | 0 | 0 | 0 | 0 | 0 | 0 | 0 | 0 | 0 | 0 | 0 | 0 | 0 | 0 | 0 | 0 | 0 | 0 | 0 | 0 | 0 | 0 | 0 | 0 | 0 | 0 | 0 | 0 | 0 | 0 | 0 | 0 | 0 | 0 | 0 | 0 | 0 | 0 | 0 | 0 | 0 | 0 | 0 | 0 | 0 | 0 | 0 | 0 | 0 | 0 | 0 | 0 | 0 | 0 | 0 | 0 | 0 | 0 | 0 | 0 | 0 | 0 | 0 | 0 | 0 | 0 | 0 | 0 | 0 | 0 | 0 | 0 | 0 | 0 | 0 | 0 | 0 | 0 | 0 | 0 | 0 | 0 | 0 | 0 | 0 | 0 | 0 | 0 | 0 | 0 | 0 | 0 | 0 | 0 | 0 | 0 | 0 | 0 | 0 | 0 | 0 | 0 | 0 | 0 | 0 | 0 | 0 | 0 | 0 | 0 | 0 | 0 | 0 | 0 | 0 | 0 | 0 | 0 | 0 | 0 | 0 | 0 | 0 | 0 | 0 | 0 | 0 | 0 | 0 | 0 | 0 | 0 | 0 | 0 | 0 | 0 | 0 | 0 | 0 | 0 | 0 | 0 | 0 | 0 | 0 | 0 | 0 | 0 | 0 | 0 | 0 | 0 | 0 | 0 | 0 | 0 | 0 | 0 | 0 | 0 | 0 | 0 | 0 | 0 | 0 | 0 | 0 | 0 | 0 | 0 | 0 | 0 | 0 | 0 | 0 | 0 | 0 | 0 | 0 | 0 | 0 | 0 | 0 | 0 | 0 | 0 | 0 | 0 | 0 | 0 | 0 | 0 | 0 | 0 | 0 | 0 | 0 | 0 | 0 | 0 | 0 | 0 | 0 | 0 | 0 | 0 | 0 | 0 | 0 | 0 | 0 | 0 | 0 | 0 | 0 | 0 | 0 | 0 | 0 | 0 | 0 | 0 | 0 | 0 | 0 | 0 | 0 | 0 | 0 | 0 | 0 | 0 | 0 | 0 | 0 | 0 | 0 | 0 | 0 | 0 | 0 | 0 | 0 | 0 | 0 | 0 | 0 | 0 | 0 | 0 | 0 | 0 | 0 | 0 | 0 | 0 | 0 | 0 | 0 | 0 | 0 | 0 | 0 | 0 | 0 | 0 | 0 | 0 | 0 | 0 | 0 | 0 | 0 | 0 | 0 | 0 | 0 | 0 | 0 | 0 | 0 | 0 | 0 | 0 | 0 | 0 | 0 | 0 | 0 | 0 | 0 | 0 | 0 | 0 | 0 | 0 | 0 | 0 | 0 | 0 | 0 | 0 | 0 | 0 | 0 | 0 | 0 | 0 | 0 | 0 | 0 | 0 | 0 | 0 | 0 | 0 | 0 | 0 | 0 | 0 | 0 | 0 | 0 | 0 | 0 | 0 | 0 | 0 | 0 | 0 | 0 | 0 | 0 | 0 | 0 | 0 | 0 | 0 | 0 | 0 | 0 | 0 | 0 | 0 | 0 | 0 | 0 | 0 | 0 | 0 | 0 | 0 | 0 | 0 | 0 | 0 | 0 | 0 | 0 | 0 | 0 | 0 | 0 | 0 | 0 | 0 | 0 | 0 | 0 | 0 | 0 | 0 | 0 | 0 | 0 | 0 | 0 | 0 | 0 | 0 | 0 | 0 | 0 | 0 | 0 | 0 | 0 | 0 | 0 | 0 | 0 | 0 | 0 | 0 | 0 | 0 | 0 | 0 | 0 | 0 | 0 | 0 | 0 | 0 | 0 | 0 | 0 | 0 | 0 | 0 | 0 | 0 | 0 | 0 | 0 | 0 | 0 | 0 | 0 | 0 | 0 | 0 | 0 | 0 | 0 | 0 | 0 | 0 | 0 | 0 | 0 | 0 | 0 | 0 | 0 | 0 | 0 | 0 | 0 | 0 | 0 | 0 | 0 | 0 | 0 | 0 | 0 | 0 | 0 | 0 | 0 | 0 | 0 | 0 | 0 | 0 | 0 | 0 | 0 | 0 | 0 | 0 | 0 | 0 | 0 | 0 | 0 | 0 | 0 | 0 | 0 | 0 | 0 | 0 | 0 | 0 | 0 | 0 | 0 | 0 | 0 | 0 | 0 | 0 | 0 | 0 | 0 | 0 | 0 | 0 | 0 | 0 | 0 | 0 | 0 | 0 | 0 | 0 | 0 | 0 | 0 | 0 | 0 | 0 | 0 | 0 | 0 | 0 | 0 | 0 | 0 | 0 | 0 | 0 | 0 | 0 | 0 | 0 | 0 | 0 | 0 | 0 | 0 | 0 | 0 | 0 | 0 | 0 | 0 | 0 | 0 | 0 | 0 | 0 | 0 | 0 | 0 | 0 | 0 | 0 | 0 | 0 | 0 | 0 | 0 | 0 | 0 | 0 | 0 | 0 | 0 | 0 | 0 | 0 | 0 | 0 | 0 | 0 | 0 | 0 | 0 | 0 | 0 | 0 | 0 | 0 | 0 | 0 | 0 | 0 | 0 | 0 | 0 | 0 | 0 | 0 | 0 | 0 | 0 | 0 | 0 | 0 | 0 | 0 | 0 | 0 | 0 | 0 | 0 | 0 | 0 | 0 | 0 | 0 | 0 | 0 | 0 | 0 | 0 | 0 | 0 | 0 | 0 | 0 | 0 | 0 | 0 | 0 | 0 | 0 | 0 | 0 | 0 | 0 | 0 | 0 | 0 | 0 | 0 | 0 | 0 | 0 | 0 | 0 | 0 | 0 | 0 | 0 | 0 | 0 | 0 | 0 | 0 | 0 | 0 | 0 | 0 | 0 | 0 | 0 | 0 | 0 | 0 | 0 | 0 | 0 | 0 | 0 | 0 | 0 | 0 | 0 | 0 | 0 | 0 | 0 | 0 | 0 | 0 | 0 | 0 | 0 | 0 | 0 | 0 | 0 | 0 | 0 | 0 | 0 | 0 | 0 | 0 | 0 | 0 | 0 | 0 | 0 | 0 | 0 | 0 | 0 | 0 | 0 | 0 | 0 | 0 | 0 | 0 | 0 | 0 | 0 | 0 | 0 | 0 | 0 | 0 | 0 | 0 | 0 | 0 | 0 | 0 | 0 | 0 | 0 | 0 | 0 | 0 | 0 | 0 | 0 | 0 | 0 | 0 | 0 | 0 | 0 | 0 | 0 | 0 | 0 | 0 | 0 | 0 | 0 | 0 | 0 | 0 | 0 | 0 | 0 | 0 | 0 | 0 | 0 | 0 | 0 | 0 | 0 | 0 | 0 | 0 | 0 | 0 | 0 | 0 | 0 | 0 | 0 | 0 | 0 | 0 | 0 | 0 | 0 | 0 | 0 | 0 | 0 | 0 | 0 | 0 | 0 | 0 | 0 | 0 | 0 | 0 | 0 | 0 | 0 | 0 | 0 | 0 | 0 | 0 | 0 | 0 | 0 | 0 | 0 | 0 | 0 | 0 | 0 | 0 | 0 | 0 | 0 | 0 | 0 | 0 | 0 | 0 | 0 | 0 | 0 | 0 | 0 | 0 | 0 | 0 | 0 | 0 | 0 | 0 | 0 | 0 | 0 | 0 | 0 | 0 | 0 | 0 | 0 | 0 | 0 | 0 | 0 | 0 | 0 | 0 | 0 | 0 | 0 | 0 | 0 | 0 | 0 | 0 | 0 | 0 | 0 | 0 | 0 | 0 | 0 | 0 | 0 | 0 | 0 | 0 | 0 | 0 | 0 | 0 | 0 | 0 | 0 | 0 | 0 | 0 | 0 | 0 | 0 | 0 | 0 | 0 | 0 | 0 | 0 | 0 | 0 | 0 | 0 | 0 | 0 | 0 | 0 | 0 | 0 | 0 | 0 | 0 | 0 | 0 | 0 | 0 | 0 | 0 | 0 | 0 | 0 | 0 | 0 | 0 | 0 | 0 | 0 | 0 | 0 | 0 | 0 | 0 | 0 | 0 | 0 | 0 | 0 | 0 | 0 | 0 | 0 | 0 | 0 | 0 | 0 | 0 | 0 | 0 | 0 | 0 | 0 | 0 | 0 | 0 | 0 | 0 | 0 | 0 | 0 | 0 | 0 | 0 | 0 | 0 | 0 | 0 | 0 | 0 | 0 | 0 | 0 | 0 | 0 | 0 | 0 | 0 | 0 | 0 | 0 | 0 | 0 | 0 | 0 | 0 | 0 | 0 | 0 | 0 | 0 | 0 | 0 | 0 | 0 | 0 | 0 | 0 | 0 | 0 | 0 | 0 | 0 | 0 | 0 | 0 | 0 | 0 | 0 | 0 | 0 | 0 | 0 | 0 | 0 | 0 | 0 | 0 | 0 | 0 | 0 | 0 | 0 | 0 | 0 | 0 | 0 | 0 | 0 | 0 | 0 | 0 | 0 | 0 | 0 | 0 | 0 | 0 | 0 | 0 | 0 | 0 | 0 | 0 | 0 | 0 | 0 | 0 | 0 | 0 | 0 | 0 | 0 | 0 | 0 | 0 | 0 | 0 | 0 | 0 | 0 | 0 | 0 | 0 | 0 | 0 | 0 | 0 | 0 | 0 | 0 | 0 | 0 | 0 | 0 | 0 | 0 | 0 | 0 | 0 | 0 | 0 | 0 | 0 | 0 | 0 | 0 | 0 | 0 | 0 | 0 | 0 | 0 | 0 | 0 | 0 | 0 | 0 | 0 | 0 | 0 | 0 | 0 | 0 | 0 | 0 | 0 | 0 | 0 | 0 | 0 | 0 | 0 | 0 | 0 | 0 | 0 | 0 | 0 | 0 | 0 | 0 | 0 | 0 | 0 | 0 | 0 | 0 | 0 | 0 | 0 | 0 | 0 | 0 | 0 | 0 | 0 | 0 | 0 | 0 | 0 | 0 | 0 | 0 | 0 | 0 | 0 | 0 | 0 | 0 | 0 | 0 | 0 | 0 | 0 | 0 | 0 | 0 | 0 | 0 | 0 | 0 | 0 | 0 | 0 | 0 | 0 | 0 | 0 | 0 | 0 | 0 | 0 | 0 | 0 | 0 | 0 | 0 | 0 | 0 | 0 | 0 | 0 | 0 | 0 | 0 | 0 | 0 | 0 | 0 | 0 | 0 | 0 | 0 | 0 | 0 | 0 | 0 | 0 | 0 | 0 | 0 | 0 | 0 | 0 | 0 | 0 | 0 | 0 | 0 | 0 | 0 | 0 | 0 | 0 | 0 | 0 | 0 | 0 | 0 | 0 | 0 | 0 | 0 | 0 | 0 | 0 | 0 | 0 | 0 | 0 | 0 | 0 | 0 | 0 | 0 | 0 | 0 | 0 | 0 | 0 | 0 | 0 | 0 | 0 | 0 | 0 | 0 | 0 | 0 | 0 | 0 | 0 | 0 | 0 | 0 | 0 | 0 | 0 | 0 | 0 | 0 | 0 | 0 | 0 | 0 | 0 | 0 | 0 | 0 | 0 | 0 | 0 | 0 | 0 | 0 | 0 | 0 | 0 | 0 | 0 | 0 | 0 | 0 | 0 | 0 | 0 | 0 | 0 | 0 | 0 | 0 | 0 | 0 | 0 | 0 | 0 | 0 | 0 | 0 | 0 | 0 | 0 | 0 | 0 | 0 | 0 | 0 | 0 | 0 | 0 | 0 | 0 | 0 | 0 | 0 | 0 | 0 | 0 | 0 | 0 | 0 | 0 | 0 | 0 | 0 | 0 | 0 | 0 | 0 | 0 | 0 | 0 | 0 | 0 | 0 | 0 | 0 | 0 | 0 | 0 | 0 | 0 | 0 | 0 | 0 | 0 | 0 | 0 | 0 | 0 | 0 | 0 | 0 | 0 | 0 | 0 | 0 | 0 | 0 | 0 | 0 | 0 | 0 | 0 | 0 | 0 | 0 | 0 | 0 | 0 | 0 | 0 | 0 | 0 | 0 | 0 | 0 | 0 | 0 | 0 | 0 | 0 | 0 | 0 | 0 | 0 | 0 | 0 | 0 | 0 | 0 | 0 | 0 | 0 | 0 | 0 | 0 | 0 | 0 | 0 | 0 | 0 | 0 | 0 | 0 | 0 | 0 | 0 | 0 | 0 | 0 | 0 | 0 | 0 | 0 | 0 | 0 | 0 | 0 | 0 | 0 | 0 | 0 | 0 | 0 | 0 | 0 | 0 | 0 | 0 | 0 | 0 | 0 | 0 | 0 | 0 | 0 | 0 | 0 | 0 | 0 | 0 | 0 | 0 | 0 | 0 | 0 | 0 | 0 | 0 | 0 | 0 | 0 | 0 | 0 | 0 | 0 | 0 | 0 | 0 | 0 | 0 | 0 | 0 | 0 | 0 | 0 | 0 | 0 | 0 | 0 | 0 | 0 | 0 | 0 | 0 | 0 | 0 | 0 | 0 | 0 | 0 | 0 | 0 | 0 | 0 | 0 | 0 | 0 | 0 | 0 | 0 | 0 | 0 | 0 | 0 | 0 | 0 | 0 | 0 | 0 | 0 | 0 | 0 | 0 | 0 | 0 | 0 | 0 | 0 | 0 | 0 | 0 | 0 | 0 | 0 | 0 | 0 | 0 | 0 | 0 | 0 | 0 | 0 | 0 | 0 | 0 | 0 | 0 | 0 | 0 | 0 | 0 | 0 | 0 | 0 | 0 | 0 | 0 | 0 | 0 | 0 | 0 | 0 | 0 | 0 | 0 | 0 | 0 | 0 | 0 | 0 | 0 | 0 | 0 | 0 | 0 | 0 | 0 | 0 | 0 | 0 | 0 | 0 | 0 | 0 | 0 | 0 | 0 | 0 | 0 | 0 | 0 | 0 | 0 | 0 | 0 | 0 | 0 | 0 | 0 | 0 | 0 | 0 | 0 | 0 | 0 | 0 | 0 | 0 | 0 | 0 | 0 | 0 | 0 | 0 | 0 | 0 | 0 | 0 | 0 | 0 | 0 | 0 | 0 | 0 | 0 | 0 | 0 | 0 | 0 | 0 | 0 | 0 | 0 | 0 | 0 | 0 | 0 | 0 | 0 | 0 | 0 | 0 | 0 | 0 | 0 | 0 | 0 | 0 | 0 | 0 | 0 | 0 | 0 | 0 | 0 | 0 | 0 | 0 | 0 | 0 | 0 | 0 | 0 | 0 | 0 | 0 | 0 | 0 | 0 | 0 | 0 | 0 | 0 | 0 | 0 | 0 | 0 | 0 | 0 | 0 | 0 | 0 | 0 | 0 | 0 | 0 | 0 | 0 | 0 | 0 | 0 | 0 | 0 | 0 | 0 | 0 | 0 | 0 | 0 | 0 | 0 | 0 | 0 | 0 | 0 | 0 | 0 | 0 | 0 | 0 | 0 | 0 | 0 | 0 | 0 | 0 | 0 | 0 | 0 | 0 | 0 | 0 | 0 | 0 | 0 | 0 | 0 | 0 | 0 | 0 | 0 | 0 | 0 | 0 | 0 | 0 | 0 | 0 | 0 | 0 | 0 | 0 | 0 | 0 | 0 | 0 | 0 | 0 | 0 | 0 | 0 | 0 | 0 | 0 | 0 | 0 | 0 | 0 | 0 | 0 | 0 | 0 | 0 | 0 | 0 | 0 | 0 | 0 | 0 | 0 | 0 | 0 | 0 | 0 | 0 | 0 | 0 | 0 | 0 | 0 | 0 | 0 | 0 | 0 | 0 | 0 | 0 | 0 | 0 | 0 | 0 | 0 | 0 | 0 | 0 | 0 | 0 | 0 | 0 | 0 | 0 | 0 | 0 | 0 | 0 | 0 | 0 | 0 | 0 | 0 | 0 | 0 | 0 | 0 | 0 | 0 | 0 | 0 | 0 | 0 | 0 | 0 | 0 | 0 | 0 | 0 | 0 | 0 | 0 | 0 | 0 | 0 | 0 | 0 | 0 | 0 | 0 | 0 | 0 | 0 | 0 | 0 | 0 | 0 | 0 | 0 | 0 | 0 | 0 | 0 | 0 | 0 | 0 | 0 | 0 | 0 | 0 | 0 | 0 | 0 | 0 | 0 | 0 | 0 | 0 | 0 | 0 | 0 | 0 | 0 | 0 | 0 | 0 | 0 | 0 | 0 | 0 | 0 | 0 | 0 | 0 | 0 | 0 | 0 | 0 | 0 | 0 | 0 | 0 | 0 | 0 | 0 | 0 | 0 | 0 | 0 | 0 | 0 | 0 | 0 | 0 | 0 | 0 | 0 | 0 | 0 | 0 | 0 | 0 | 0 | 0 | 0 | 0 | 0 | 0 | 0 | 0 | 0 | 0 | 0 | 0 | 0 | 0 | 0 | 0 | 0 | 0 | 0 | 0 | 0 | 0 | 0 | 0 | 0 | 0 | 0 | 0 | 0 | 0 | 0 | 0 | 0 | 0 | 0 | 0 | 0 | 0 | 0 | 0 | 0 | 0 | 0 | 0 | 0 | 0 | 0 | 0 | 0 | 0 | 0 | 0 | 0 | 0 | 0 | 0 | 0 | 0 | 0 | 0 | 0 | 0 | 0 | 0 | 0 | 0 | 0 | 0 | 0 | 0 | 0 | 0 | 0 | 0 | 0 | 0 | 0 | 0 | 0 | 0 | 0 | 0 | 0 | 0 | 0 | 0 | 0 | 0 | 0 | 0 | 0 | 0 | 0 | 0 | 0 | 0 | 0 | 0 | 0 | 0 | 0 | 0 | 0 | 0 | 0 | 0 | 0 | 0 | 0 | 0 | 0 | 0 | 0 | 0 | 0 | 0 | 0 | 0 | 0 | 0 | 0 | 0 | 0 | 0 | 0 | 0 | 0 | 0 | 0 | 0 | 0 | 0 | 0 | 0 | 0 | 0 | 0 | 0 | 0 | 0 | 0 | 0 | 0 | 0 | 0 | 0 | 0 | 0 | 0 | 0 | 0 | 0 | 0 | 0 | 0 | 0 | 0 | 0 | 0 | 0 | 0 | 0 | 0 | 0 | 0 | 0 | 0 | 0 | 0 | 0 | 0 | 0 | 0 | 0 | 0 | 0 | 0 | 0 | 0 | 0 | 0 | 0 | 0 | 0 | 0 | 0 | 0 | 0 | 0 | 0 | 0 | 0 | 0 | 0 | 0 | 0 | 0 | 0 | 0 | 0 | 0 | 0 | 0 | 0 | 0 | 0 | 0 | 0 | 0 | 0 | 0 | 0 | 0 | 0 | 0 | 0 | 0 | 0 | 0 | 0 | 0 | 0 | 0 | 0 | 0 | 0 | 0 | 0 | 0 | 0 | 0 | 0 | 0 | 0 | 0 | 0 | 0 | 0 | 0 | 0 | 0 | 0 | 0 | 0 | 0 | 0 | 0 | 0 | 0 | 0 | 0 | 0 | 0 | 0 | 0 | 0 | 0 | 0 | 0 | 0 | 0 | 0 | 0 | 0 | 0 | 0 | 0 | 0 | 0 | 0 | 0 | 0 | 0 | 0 | 0 | 0 | 0 | 0 | 0 | 0 | 0 | 0 | 0 | 0 | 0 | 0 | 0 | 0 | 0 | 0 | 0 | 0 | 0 | 0 | 0 | 0 | 0 | 0 | 0 | 0 | 0 | 0 | 0 | 0 | 0 | 0 | 0 | 0 | 0 | 0 | 0 | 0 | 0 | 0 | 0 | 0 | 0 | 0 | 0 | 0 | 0 | 0 | 0 | 0 | 0 | 0 | 0 | 0 | 0 | 0 | 0 | 0 | 0 | 0 | 0 | 0 | 0 | 0 | 0 | 0 | 0 | 0 | 0 | 0 | 0 | 0 | 0 | 0 | 0 | 0 | 0 | 0 | 0 | 0 | 0 | 0 | 0 | 0 | 0 | 0 | 0 | 0 | 0 | 0 | 0 | 0 | 0 | 0 | 0 | 0 | 0 | 0 | 0 | 0 | 0 | 0 | 0 | 0 | 0 | 0 | 0 | 0 | 0 | 0 | 0 | 0 | 0 | 0 | 0 | 0 | 0 | 0 | 0 | 0 | 0 | 0 | 0 | 0 | 0 | 0 | 0 | 0 | 0 | 0 | 0 | 0 | 0 | 0 | 0 | 0 | 0 | 0 | 0 | 0 | 0 | 0 | 0 | 0 | 0 | 0 | 0 | 0 | 0 | 0 | 0 | 0 | 0 | 0 | 0 | 0 | 0 | 0 | 0 | 0 | 0 | 0 | 0 | 0 | 0 | 0 | 0 | 0 | 0 | 0 | 0 | 0 | 0 | 0 | 0 | 0 | 0 | 0 | 0 | 0 | 0 | 0 | 0 | 0 | 0 | 0 | 0 | 0 | 0 | 0 | 0 | 0 | 0 | 0 | 0 | 0 | 0 | 0 | 0 | 0 | 0 | 0 | 0 | 0 | 0 | 0 | 0 | 0 | 0 | 0 | 0 | 0 | 0 | 0 | 0 | 0 | 0 | 0 | 0 | 0 | 0 | 0 | 0 | 0 | 0 | 0 | 0 | 0 | 0 | 0 | 0 | 0 | 0 | 0 | 0 | 0 | 0 | 0 | 0 | 0 | 0 | 0 | 0 | 0 | 0 | 0 | 0 | 0 | 0 | 0 | 0 | 0 | 0 | 0 | 0 | 0 | 0 | 0 | 0 | 0 | 0 | 0 | 0 | 0 | 0 | 0 | 0 | 0 | 0 | 0 | 0 | 0 | 0 | 0 | 0 | 0 | 0 | 0 | 0 | 0 | 0 | 0 | 0 | 0 | 0 | 0 | 0 | 0 | 0 | 0 | 0 | 0 | 0 | 0 | 0 | 0 | 0 | 0 | 0 | 0 | 0 | 0 | 0 | 0 | 0 | 0 | 0 | 0 | 0 | 0 | 0 | 0 | 0 | 0 | 0 | 0 | 0 | 0 | 0 | 0 | 0 | 0 | 0 | 0 | 0 | 0 | 0 | 0 | 0 | 0 | 0 | 0 | 0 | 0 | 0 | 0 | 0 | 0 | 0 | 0 | 0 | 0 | 0 | 0 | 0 | 0 | 0 | 0 | 0 | 0 | 0 | 0 | 0 | 0 | 0 | 0 | 0 | 0 | 0 | 0 | 0 | 0 | 0 | 0 | 0 | 0 | 0 | 0 | 0 | 0 | 0 | 0 | 0 | 0 | 0 | 0 | 0 | 0 | 0 | 0 | 0 | 0 | 0 | 0 | 0 | 0 | 0 | 0 | 0 | 0 | 0 | 0 | 0 | 0 | 0 | 0 | 0 | 0 | 0 | 0 | 0 | 0 | 0 | 0 | 0 | 0 | 0 | 0 | 0 | 0 | 0 | 0 | 0 | 0 | 0 | 0 | 0 | 0 | 0 | 0 | 0 | 0 | 0 | 0 | 0 | 0 | 0 | 0 | 0 | 0 | 0 | 0 | 0 | 0 | 0 | 0 | 0 | 0 | 0 | 0 | 0 | 0 | 0 | 0 | 0 | 0 | 0 | 0 | 0 | 0 | 0 | 0 | 0 | 0 | 0 | 0 | 0 | 0 | 0 | 0 | 0 | 0 | 0 | 0 | 0 | 0 | 0 | 0 | 0 | 0 | 0 | 0 | 0 | 0 | 0 | 0 | 0 | 0 | 0 | 0 | 0 | 0 | 0 | 0 | 0 | 0 | 0 | 0 | 0 | 0 | 0 | 0 | 0 | 0 | 0 | 0 | 0 | 0 | 0 | 0 | 0 | 0 | 0 | 0 | 0 | 0 | 0 | 0 | 0 | 0 | 0 | 0 | 0 | 0 | 0 | 0 | 0 | 0 | 0 | 0 | 0 | 0 | 0 | 0 | 0 | 0 | 0 | 0 | 0 | 0 | 0 | 0 | 0 | 0 | 0 | 0 | 0 | 0 | 0 | 0 | 0 | 0 | 0 | 0 | 0 | 0 | 0 | 0 | 0 | 0 | 0 | 0 | 0 | 0 | 0 | 0 | 0 | 0 | 0 | 0 | 0 | 0 | 0 | 0 | 0 | 0 | 0 | 0 | 0 | 0 | 0 | 0 | 0 | 0 | 0 | 0 | 0 | 0 | 0 | 0 | 0 | 0 | 0 | 0 | 0 | 0 | 0 | 0 | 0 | 0 | 0 | 0 | 0 | 0 | 0 | 0 | 0 | 0 | 0 | 0 | 0 | 0 | 0 | 0 | 0 | 0 | 0 | 0 | 0 | 0 | 0 | 0 | 0 | 0 | 0 | 0 | 0 | 0 | 0 | 0 | 0 | 0 | 0 | 0 | 0 | 0 | 0 | 0 | 0 | 0 | 0 | 0 | 0 | 0 | 0 | 0 | 0 | 0 | 0 | 0 | 0 | 0 | 0 | 0 | 0 | 0 | 0 | 0 | 0 | 0 | 0 | 0 | 0 | 0 | 0 | 0 | 0 | 0 | 0 | 0 | 0 | 0 | 0 | 0 | 0 | 0 | 0 | 0 | 0 | 0 | 0 | 0 | 0 | 0 | 0 | 0 | 0 | 0 | 0 | 0 | 0 | 0 | 0 | 0 | 0 | 0 | 0 | 0 | 0 | 0 | 0 | 0 | 0 | 0 | 0 | 0 | 0 | 0 | 0 | 0 | 0 | 0 | 0 | 0 | 0 | 0 | 0 | 0 | 0 | 0 | 0 | 0 | 0 | 0 | 0 | 0 | 0 | 0 | 0 | 0 | 0 | 0 | 0 | 0 | 0 | 0 | 0 | 0 | 0 | 0 | 0 | 0 | 0 | 0 | 0 | 0 | 0 | 0 | 0 | 0 | 0 | 0 | 0 | 0 | 0 | 0 | 0 | 0 | 0 | 0 | 0 | 0 | 0 | 0 | 0 | 0 | 0 | 0 | 0 | 0 | 0 | 0 | 0 | 0 | 0 | 0 | 0 | 0 | 0 | 0 | 0 | 0 | 0 | 0 | 0 | 0 | 0 | 0 | 0 | 0 | 0 | 0 | 0 | 0 | 0 | 0 | 0 | 0 | 0 | 0 | 0 | 0 | 0 | 0 | 0 | 0 | 0 | 0 | 0 | 0 | 0 | 0 | 0 | 0 | 0 | 0 | 0 | 0 | 0 | 0 | 0 | 0 | 0 | 0 | 0 | 0 | 0 | 0 | 0 | 0 | 0 | 0 | 0 | 0 | 0 | 0 | 0 | 0 | 0 | 0 | 0 | 0 | 0 | 0 | 0 | 0 | 0 | 0 | 0 | 0 | 0 | 0 | 0 | 0 | 0 | 0 | 0 | 0 | 0 | 0 | 0 | 0 | 0 | 0 | 0 | 0 | 0 | 0 | 0 | 0 | 0 | 0 | 0 | 0 | 0 | 0 | 0 | 0 | 0 | 0 | 0 | 0 | 0 | 0 | 0 | 0 | 0 | 0 | 0 | 0 | 0 | 0 | 0 | 0 | 0 | 0 | 0 | 0 | 0 | 0 | 0 | 0 | 0 | 0 | 0 | 0 | 0 | 0 | 0 | 0 | 0 | 0 | 0 | 0 | 0 | 0 | 0 | 0 | 0 | 0 | 0 | 0 | 0 | 0 | 0 | 0 | 0 | 0 | 0 | 0 | 0 | 0 | 0 | 0 | 0 | 0 | 0 | 0 | 0 | 0 | 0 | 0 | 0 | 0 | 0 | 0 | 0 | 0 | 0 | 0 | 0 | 0 | 0 | 0 | 0 | 0 | 0 | 0 | 0 | 0 | 0 | 0 | 0 | 0 | 0 | 0 | 0 | 0 | 0 | 0 | 0 | 0 | 0 | 0 | 0 | 0 | 0 | 0 | 0 | 0 | 0 | 0 | 0 | 0 | 0 | 0 | 0 | 0 | 0 | 0 | 0 | 0 | 0 | 0 | 0 | 0 | 0 | 0 | 0 | 0 | 0 | 0 | 0 | 0 | 0 | 0 | 0 | 0 | 0 | 0 | 0 | 0 | 0 | 0 | 0 | 0 | 0 | 0 | 0 | 0 | 0 | 0 | 0 | 0 | 0 | 0 | 0 | 0 | 0 | 0 | 0 | 0 | 0 | 0 | 0 | 0 | 0 | 0 | 0 | 0 | 0 | 0 | 0 | 0 | 0 | 0 | 0 | 0 | 0 | 0 | 0 | 0 | 0 | 0 | 0 | 0 | 0 | 0 | 0 | 0 | 0 | 0 | 0 | 0 | 0 | 0 | 0 | 0 | 0 | 0 | 0 | 0 | 0 | 0 | 0 | 0 | 0 | 0 | 0 | 0 | 0 | 0 | 0 | 0 | 0 | 0 | 0 | 0 | 0 | 0 | 0 | 0 | 0 | 0 | 0 | 0 | 0 | 0 | 0 | 0 | 0 | 0 | 0 | 0 | 0 | 0 | 0 | 0 | 0 | 0 | 0 | 0 | 0 | 0 | 0 | 0 | 0 | 0 | 0 | 0 | 0 | 0 | 0 | 0 | 0 | 0 | 0 | 0 | 0 | 0 | 0 | 0 | 0 | 0 | 0 | 0 | 0 | 0 | 0 | 0 | 0 | 0 | 0 | 0 | 0 | 0 | 0 | 0 | 0 | 0 | 0 | 0 | 0 | 0 | 0 | 0 | 0 | 0 | 0 | 0 | 0 | 0 | 0 | 0 | 0 | 0 | 0 | 0 | 0 | 0 | 0 | 0 | 0 | 0 | 0 | 0 | 0 | 0 | 0 | 0 | 0 | 0 | 0 | 0 | 0 | 0 | 0 | 0 | 0 | 0 | 0 | 0 | 0 | 0 | 0 | 0 | 0 | 0 | 0 | 0 | 0 | 0 | 0 | 0 | 0 | 0 | 0 | 0 | 0 | 0 | 0 | 0 | 0 | 0 | 0 | 0 | 0 | 0 | 0 | 0 | 0 | 0 | 0 | 0 | 0 | 0 | 0 | 0 | 0 | 0 | 0 | 0 | 0 | 0 | 0 | 0 | 0 | 0 | 0 | 0 | 0 | 0 | 0 | 0 | 0 | 0 | 0 | 0 | 0 | 0 | 0 | 0 | 0 | 0 | 0 | 0 | 0 | 0 | 0 | 0 | 0 | 0 | 0 | 0 | 0 | 0 | 0 | 0 | 0 | 0 | 0 | 0 | 0 | 0 | 0 | 0 | 0 | 0 | 0 | 0 | 0 | 0 | 0 | 0 | 0 | 0 | 0 | 0 | 0 | 0 | 0 | 0 | 0 | 0 | 0 | 0 | 0 | 0 | 0 | 0 | 0 | 0 | 0 | 0 | 0 | 0 | 0 | 0 | 0 | 0 | 0 | 0 | 0 | 0 | 0 | 0 | 0 | 0 | 0 | 0 | 0 | 0 | 0 | 0 | 0 | 0 | 0 | 0 | 0 | 0 | 0 | 0 | 0 | 0 | 0 | 0 | 0 | 0 | 0 | 0 | 0 | 0 | 0 | 0 | 0 | 0 | 0 | 0 | 0 | 0 | 0 | 0 | 0 | 0 | 0 | 0 | 0 | 0 | 0 | 0 | 0 | 0 | 0 | 0 | 0 | 0 | 0 | 0 | 0 | 0 | 0 | 0 | 0 | 0 | 0 | 0 | 0 | 0 | 0 | 0 | 0 | 0 | 0 | 0 | 0 | 0 | 0 | 0 | 0 | 0 | 0 | 0 | 0 | 0 | 0 | 0 | 0 | 0 | 0 | 0 | 0 | 0 | 0 | 0 | 0 | 0 | 0 | 0 | 0 | 0 | 0 | 0 | 0 | 0 | 0 | 0 | 0 | 0 | 0 | 0 | 0 | 0 | 0 | 0 | 0 | 0 | 0 | 0 | 0 | 0 | 0 | 0 | 0 | 0 | 0 | 0 | 0 | 0 | 0 | 0 | 0 | 0 | 0 | 0 | 0 | 0 | 0 | 0 | 0 | 0 | 0 | 0 | 0 | 0 | 0 | 0 | 0 | 0 | 0 | 0 | 0 | 0 | 0 | 0 | 0 | 0 | 0 | 0 | 0 | 0 | 0 | 0 | 0 | 0 | 0 | 0 | 0 | 0 | 0 | 0 | 0 | 0 | 0 | 0 | 0 | 0 | 0 | 0 | 0 | 0 | 0 | 0 | 0 | 0 | 0 | 0 | 0 | 0 | 0 | 0 | 0 | 0 | 0 | 0 | 0 | 0 | 0 | 0 | 0 | 0 | 0 | 0 | 0 | 0 | 0 | 0 | 0 | 0 | 0 | 0 | 0 | 0 | 0 | 0 | 0 | 0 | 0 | 0 | 0 | 0 | 0 | 0 | 0 | 0 | 0 | 0 | 0 | 0 | 0 | 0 | 0 | 0 | 0 | 0 | 0 | 0 | 0 | 0 | 0 | 0 | 0 | 0 | 0 | 0 | 0 | 0 | 0 | 0 | 0 | 0 | 0 | 0 | 0 | 0 | 0 | 0 | 0 | 0 | 0 | 0 | 0 | 0 | 0 | 0 | 0 | 0 | 0 | 0 | 0 | 0 | 0 | 0 | 0 | 0 | 0 | 0 | 0 | 0 | 0 | 0 | 0 | 0 | 0 | 0 | 0 | 0 | 0 | 0 | 0 | 0 | 0 | 0 | 0 | 0 | 0 | 0 | 0 | 0 | 0 | 0 | 0 | 0 | 0 | 0 | 0 | 0 | 0 | 0 | 0 | 0 | 0 | 0 | 0 | 0 | 0 | 0 | 0 | 0 | 0 | 0 | 0 | 0 | 0 | 0 | 0 | 0 | 0 | 0 | 0 | 0 | 0 | 0 | 0 | 0 | 0 | 0 | 0 | 0 | 0 | 0 | 0 | 0 | 0 | 0 | 0 | 0 | 0 | 0 | 0 | 0 | 0 | 0 | 0 | 0 | 0 | 0 | 0 | 0 | 0 | 0 | 0 | 0 | 0 | 0 | 0 | 0 | 0 | 0 | 0 | 0 | 0 | 0 | 0 | 0 | 0 | 0 | 0 | 0 | 0 | 0 | 0 | 0 | 0 | 0 | 0 | 0 | 0 | 0 | 0 | 0 | 0 | 0 | 0 | 0 | 0 | 0 | 0 | 0 | 0 | 0 | 0 | 0 | 0 | 0 | 0 | 0 | 0 | 0 | 0 | 0 | 0 | 0 | 0 | 0 | 0 | 0 | 0 | 0 | 0 | 0 | 0 | 0 | 0 | 0 | 0 | 0 | 0 | 0 | 0 | 0 | 0 | 0 | 0 | 0 | 0 | 0 | 0 | 0 | 0 | 0 | 0 | 0 | 0 | 0 | 0 | 0 | 0 | 0 | 0 | 0 | 0 | 0 | 0 | 0 | 0 | 0 | 0 | 0 | 0 | 0 | 0 | 0 | 0 | 0 | 0 | 0 | 0 | 0 | 0 | 0 | 0 | 0 | 0 | 0 | 0 | 0 | 0 | 0 | 0 | 0 | 0 | 0 | 0 | 0 | 0 | 0 | 0 | 0 | 0 | 0 | 0 | 0 | 0 | 0 | 0 | 0 | 0 | 0 | 0 | 0 | 0 | 0 | 0 | 0 | 0 | 0 | 0 | 0 | 0 | 0 | 0 | 0 | 0 | 0 | 0 | 0 | 0 | 0 | 0 | 0 | 0 | 0 | 0 | 0 | 0 | 0 | 0 | 0 | 0 | 0 | 0 | 0 | 0 | 0 | 0 | 0 | 0 | 0 | 0 | 0 | 0 | 0 | 0 | 0 | 0 | 0 | 0 | 0 | 0 | 0 | 0 | 0 | 0 | 0 | 0 | 0 | 0 | 0 | 0 | 0 | 0 | 0 | 0 | 0 | 0 | 0 | 0 | 0 | 0 | 0 | 0 | 0 | 0 | 0 | 0 | 0 | 0 | 0 | 0 | 0 | 0 | 0 | 0 | 0 | 0 | 0 | 0 | 0 | 0 | 0 | 0 | 0 | 0 | 0 | 0 | 0 | 0 | 0 | 0 | 0 | 0 | 0 | 0 | 0 | 0 | 0 | 0 | 0 | 0 | 0 | 0 | 0 | 0 | 0 | 0 | 0 | 0 | 0 | 0 | 0 | 0 | 0 | 0 | 0 | 0 | 0 | 0 | 0 | 0 | 0 | 0 | 0 | 0 | 0 | 0 | 0 | 0 | 0 | 0 | 0 | 0 | 0 | 0 | 0 | 0 | 0 | 0 | 0 | 0 | 0 | 0 | 0 | 0 | 0 | 0 | 0 | 0 | 0 | 0 | 0 | 0 | 0 | 0 | 0 | 0 | 0 | 0 | 0 | 0 | 0 | 0 | 0 | 0 | 0 | 0 | 0 | 0 | 0 | 0 | 0 | 0 | 0 | 0 | 0 | 0 | 0 | 0 | 0 | 0 | 0 | 0 | 0 | 0 | 0 | 0 | 0 | 0 | 0 | 0 | 0 | 0 | 0 | 0 | 0 | 0 | 0 | 0 | 0 | 0 | 0 | 0 | 0 | 0 | 0 | 0 | 0 | 0 | 0 | 0 | 0 | 0 | 0 | 0 | 0 | 0 | 0 | 0 | 0 | 0 | 0 | 0 | 0 | 0 | 0 | 0 | 0 | 0 | 0 | 0 | 0 | 0 | 0 | 0 | 0 | 0 | 0 | 0 | 0 | 0 | 0 | 0 | 0 | 0 | 0 | 0 | 0 | 0 | 0 | 0 | 0 | 0 | 0 | 0 | 0 | 0 | 0 | 0 | 0 | 0 | 0 | 0 | 0 | 0 | 0 | 0 | 0 | 0 | 0 | 0 | 0 | 0 | 0 | 0 | 0 | 0 | 0 | 0 | 0 | 0 | 0 | 0 | 0 | 0 | 0 | 0 | 0 | 0 | 0 | 0 | 0 | 0 | 0 | 0 | 0 | 0 | 0 | 0 | 0 | 0 | 0 | 0 | 0 | 0 | 0 | 0 | 0 | 0 | 0 | 0 | 0 | 0 | 0 | 0 | 0 | 0 | 0 | 0 | 0 | 0 | 0 | 0 | 0 | 0 | 0 | 0 | 0 | 0 | 0 | 0 | 0 | 0 | 0 | 0 | 0 | 0 | 0 | 0 | 0 | 0 | 0 | 0 | 0 | 0 | 0 | 0 | 0 | 0 | 0 | 0 | 0 | 0 | 0 | 0 | 0 | 0 | 0 | 0 | 0 | 0 | 0 | 0 | 0 | 0 | 0 | 0 | 0 | 0 | 0 | 0 | 0 | 0 | 0 | 0 | 0 | 0 | 0 | 0 | 0 | 0 | 0 | 0 | 0 | 0 | 0 | 0 | 0 | 0 | 0 | 0 | 0 | 0 | 0 | 0 | 0 | 0 | 0 | 0 | 0 | 0 | 0 | 0 | 0 | 0 | 0 | 0 | 0 | 0 | 0 | 0 | 0 | 0 | 0 | 0 | 0 | 0 | 0 | 0 | 0 | 0 | 0 | 0 | 0 | 0 | 0 | 0 | 0 | 0 | 0 | 0 | 0 | 0 | 0 | 0 | 0 | 0 | 0 | 0 | 0 | 0 | 0 | 0 | 0 | 0 | 0 | 0 | 0 | 0 | 0 | 0 | 0 | 0 | 0 | 0 | 0 | 0 | 0 | 0 | 0 | 0 | 0 | 0 | 0 | 0 | 0 | 0 | 0 | 0 | 0 | 0 | 0 | 0 | 0 | 0 | 0 | 0 | 0 | 0 | 0 | 0 | 0 | 0 | 0 | 0 | 0 | 0 | 0 | 0 | 0 | 0 | 0 | 0 | 0 | 0 | 0 | 0 | 0 | 0 | 0 | 0 | 0 | 0 | 0 | 0 | 0 | 0 | 0 | 0 | 0 | 0 | 0 | 0 | 0 | 0 | 0 | 0 | 0 | 0 | 0 | 0 | 0 | 0 | 0 | 0 | 0 | 0 | 0 | 0 | 0 | 0 | 0 | 0 | 0 | 0 | 0 | 0 | 0 | 0 | 0 | 0 | 0 | 0 | 0 | 0 | 0 | 0 | 0 | 0 | 0 | 0 | 0 | 0 | 0 | 0 | 0 | 0 | 0 | 0 | 0 | 0 | 0 | 0 | 0 | 0 | 0 | 0 | 0 | 0 | 0 | 0 | 0 | 0 | 0 | 0 | 0 | 0 | 0 | 0 | 0 | 0 | 0 | 0 | 0 | 0 | 0 | 0 | 0 | 0 | 0 | 0 | 0 | 0 | 0 | 0 | 0 | 0 | 0 | 0 | 0 | 0 | 0 | 0 | 0 | 0 | 0 | 0 | 0 | 0 | 0 | 0 | 0 | 0 | 0 | 0 | 0 | 0 | 0 | 0 | 0 | 0 | 0 | 0 | 0 | 0 | 0 | 0 | 0 | 0 | 0 | 0 | 0 | 0 | 0 | 0 | 0 | 0 | 0 | 0 | 0 | 0 | 0 | 0 | 0 | 0 | 0 | 0 | 0 | 0 | 0 | 0 | 0 | 0 | 0 | 0 | 0 | 0 | 0 | 0 | 0 | 0 | 0 | 0 | 0 | 0 | 0 | 0 | 0 | 0 | 0 | 0 | 0 | 0 | 0 | 0 | 0 | 0 | 0 | 0 | 0 | 0 | 0 | 0 | 0 | 0 | 0 | 0 | 0 | 0 | 0 | 0 | 0 | 0 | 0 | 0 | 0 | 0 | 0 | 0 | 0 | 0 | 0 | 0 | 0 | 0 | 0 | 0 | 0 | 0 | 0 | 0 | 0 | 0 | 0 | 0 | 0 | 0 | 0 | 0 | 0 | 0 | 0 | 0 | 0 | 0 | 0 | 0 | 0 | 0 | 0 | 0 | 0 | 0 | 0 | 0 | 0 | 0 | 0 | 0 | 0 | 0 | 0 | 0 | 0 | 0 | 0 | 0 | 0 | 0 | 0 | 0 | 0 | 0 | 0 | 0 | 0 | 0 | 0 | 0 | 0 | 0 | 0 | 0 | 0 | 0 | 0 | 0 | 0 | 0 | 0 | 0 | 0 | 0 | 0 | 0 | 0 | 0 | 0 | 0 | 0 | 0 | 0 | 0 | 0 | 0 | 0 | 0 | 0 | 0 | 0 | 0 | 0 | 0 | 0 | 0 | 0 | 0 | 0 | 0 | 0 | 0 | 0 | 0 | 0 | 0 | 0 | 0 | 0 | 0 | 0 | 0 | 0 | 0 | 0 | 0 | 0 | 0 | 0 | 0 | 0 | 0 | 0 | 0 | 0 | 0 | 0 | 0 | 0 | 0 | 0 | 0 | 0 | 0 | 0 | 0 | 0 | 0 | 0 | 0 | 0 | 0 | 0 | 0 | 0 | 0 | 0 | 0 | 0 | 0 | 0 | 0 | 0 | 0 | 0 | 0 | 0 | 0 | 0 | 0 | 0 | 0 | 0 | 0 | 0 | 0 | 0 | 0 | 0 | 0 | 0 | 0 | 0 | 0 | 0 | 0 | 0 | 0 | 0 | 0 | 0 | 0 | 0 | 0 | 0 | 0 | 0 | 0 | 0 | 0 | 0 | 0 | 0 | 0 | 0 | 0 | 0 | 0 | 0 | 0 | 0 | 0 | 0 | 0 | 0 | 0 | 0 | 0 | 0 | 0 | 0 | 0 | 0 | 0 | 0 | 0 | 0 | 0 | 0 | 0 | 0 | 0 | 0 | 0 | 0 | 0 | 0 | 0 | 0 | 0 | 0 | 0 | 0 | 0 | 0 | 0 | 0 | 0 | 0 | 0 | 0 | 0 | 0 | 0 | 0 | 0 | 0 | 0 | 0 | 0 | 0 | 0 | 0 | 0 | 0 | 0 | 0 | 0 | 0 | 0 | 0 | 0 | 0 | 0 | 0 | 0 | 0 | 0 | 0 | 0 | 0 | 0 | 0 | 0 | 0 | 0 | 0 | 0 | 0 | 0 | 0 | 0 | 0 | 0 | 0 | 0 | 0 | 0 | 0 | 0 | 0 | 0 | 0 | 0 | 0 | 0 | 0 | 0 | 0 | 0 | 0 | 0 | 0 | 0 | 0 | 0 | 0 | 0 | 0 | 0 | 0 | 0 | 0 | 0 | 0 | 0 | 0 | 0 | 0 | 0 | 0 | 0 | 0 | 0 | 0 | 0 | 0 | 0 | 0 | 0 | 0 | 0 | 0 | 0 | 0 | 0 | 0 | 0 | 0 | 0 | 0 | 0 | 0 | 0 | 0 | 0 | 0 | 0 | 0 | 0 | 0 | 0 | 0 | 0 | 0 | 0 | 0 | 0 | 0 | 0 | 0 | 0 | 0 | 0 | 0 | 0 | 0 | 0 | 0 | 0 | 0 | 0 | 0 | 0 | 0 | 0 | 0 | 0 | 0 | 0 | 0 | 0 | 0 | 0 | 0 | 0 | 0 | 0 | 0 | 0 | 0 | 0 | 0 | 0 | 0 | 0 | 0 | 0 | 0 | 0 | 0 | 0 | 0 | 0 | 0 | 0 | 0 | 0 | 0 | 0 | 0 | 0 | 0 | 0 | 0 | 0 | 0 | 0 | 0 | 0 | 0 | 0 | 0 | 0 | 0 | 0 | 0 | 0 | 0 | 0 | 0 | 0 | 0 | 0 | 0 | 0 | 0 | 0 | 0 | 0 | 0 | 0 | 0 | 0 | 0 | 0 | 0 | 0 | 0 | 0 | 0 | 0 | 0 | 0 | 0 | 0 | 0 | 0 | 0 | 0 | 0 | 0 | 0 | 0 | 0 | 0 | 0 | 0 | 0 | 0 | 0 | 0 | 0 | 0 | 0 | 0 | 0 | 0 | 0 | 0 | 0 | 0 | 0 | 0 | 0 | 0 | 0 | 0 | 0 | 0 | 0 | 0 | 0 | 0 | 0 | 0 | 0 | 0 | 0 | 0 | 0 | 0 | 0 | 0 | 0 | 0 | 0 | 0 | 0 | 0 | 0 | 0 | 0 | 0 | 0 | 0 | 0 | 0 | 0 | 0 | 0 | 0 | 0 | 0 | 0 | 0 | 0 | 0 | 0 | 0 | 0 | 0 | 0 | 0 | 0 | 0 | 0 | 0 | 0 | 0 | 0 | 0 | 0 | 0 | 0 | 0 | 0 | 0 | 0 | 0 | 0 | 0 | 0 | 0 | 0 | 0 | 0 | 0 | 0 | 0 | 0 | 0 | 0 | 0 | 0 | 0 | 0 | 0 | 0 | 0 | 0 | 0 | 0 | 0 | 0 | 0 | 0 | 0 | 0 | 0 | 0 | 0 | 0 | 0 | 0 | 0 | 0 | 0 | 0 | 0 | 0 | 0 | 0 | 0 | 0 | 0 | 0 | 0 | 0 | 0 | 0 | 0 | 0 | 0 | 0 | 0 | 0 | 0 | 0 | 0 | 0 | 0 | 0 | 0 | 0 | 0 | 0 | 0 | 0 | 0 | 0 | 0 | 0 | 0 | 0 | 0 | 0 | 0 | 0 | 0 | 0 | 0 | 0 | 0 | 0 | 0 | 0 | 0 | 0 | 0 | 0 | 0 | 0 | 0 | 0 | 0 | 0 | 0 | 0 | 0 | 0 | 0 | 0 | 0 | 0 | 0 | 0 | 0 | 0 | 0 | 0 | 0 | 0 | 0 | 0 | 0 | 0 | 0 | 0 | 0 | 0 | 0 | 0 | 0 | 0 | 0 | 0 | 0 | 0 | 0 | 0 | 0 | 0 | 0 | 0 | 0 | 0 | 0 | 0 | 0 | 0 | 0 | 0 | 0 | 0 | 0 | 0 | 0 | 0 | 0 | 0 | 0 | 0 | 0 | 0 | 0 | 0 | 0 | 0 | 0 | 0 | 0 | 0 | 0 | 0 | 0 | 0 | 0 | 0 | 0 | 0 | 0 | 0 | 0 | 0 | 0 | 0 | 0 | 0 | 0 | 0 | 0 | 0 | 0 | 0 | 0 | 0 | 0 | 0 | 0 | 0 | 0 | 0 | 0 | 0 | 0 | 0 | 0 | 0 | 0 | 0 | 0 | 0 | 0 | 0 | 0 | 0 | 0 | 0 | 0 | 0 | 0 | 0 | 0 | 0 | 0 | 0 | 0 | 0 | 0 | 0 | 0 | 0 | 0 | 0 | 0 | 0 | 0 | 0 | 0 | 0 | 0 | 0 | 0 | 0 | 0 | 0 | 0 | 0 | 0 | 0 | 0 | 0 | 0 | 0 | 0 | 0 | 0 | 0 | 0 | 0 | 0 | 0 | 0 | 0 | 0 | 0 | 0 | 0 | 0 | 0 | 0 | 0 | 0 | 0 | 0 | 0 | 0 | 0 | 0 | 0 | 0 | 0 | 0 | 0 | 0 | 0 | 0 | 0 | 0 | 0 | 0 | 0 | 0 | 0 | 0 | 0 | 0 | 0 | 0 | 0 | 0 | 0 | 0 | 0 | 0 | 0 | 0 | 0 | 0 | 0 | 0 | 0 | 0 | 0 | 0 | 0 | 0 | 0 | 0 | 0 | 0 | 0 | 0 | 0 | 0 | 0 | 0 | 0 | 0 | 0 | 0 | 0 | 0 | 0 | 0 | 0 | 0 | 0 | 0 | 0 | 0 | 0 | 0 | 0 | 0 | 0 | 0 | 0 | 0 | 0 | 0 | 0 | 0 | 0 | 0 | 0 | 0 | 0 | 0 | 0 | 0 | 0 | 0 | 0 | 0 | 0 | 0 | 0 | 0 | 0 | 0 | 0 | 0 | 0 | 0 | 0 | 0 | 0 | 0 | 0 | 0 | 0 | 0 | 0 | 0 | 0 | 0 | 0 | 0 | 0 | 0 | 0 | 0 | 0 | 0 | 0 | 0 | 0 | 0 | 0 | 0 | 0 | 0 | 0 | 0 | 0 | 0 | 0 | 0 | 0 | 0 | 0 | 0 | 0 | 0 | 0 | 0 | 0 | 0 | 0 | 0 | 0 | 0 | 0 | 0 | 0 | 0 | 0 | 0 | 0 | 0 | 0 | 0 | 0 | 0 | 0 | 0 | 0 | 0 | 0 | 0 | 0 | 0 | 0 | 0 | 0 | 0 | 0 | 0 | 0 | 0 | 0 | 0 | 0 | 0 | 0 | 0 | 0 | 0 | 0 | 0 | 0 | 0 | 0 | 0 | 0 | 0 | 0 | 0 | 0 | 0 | 0 | 0 | 0 | 0 | 0 | 0 | 0 | 0 | 0 | 0 | 0 | 0 | 0 | 0 | 0 | 0 | 0 | 0 | 0 | 0 | 0 | 0 | 0 | 0 | 0 | 0 | 0 | 0 | 0 | 0 | 0 | 0 | 0 | 0 | 0 | 0 | 0 | 0 | 0 | 0 | 0 | 0 | 0 | 0 | 0 | 0 | 0 | 0 | 0 | 0 | 0 | 0 | 0 | 0 | 0 | 0 | 0 | 0 | 0 | 0 | 0 | 0 | 0 | 0 | 0 | 0 | 0 | 0 | 0 | 0 | 0 | 0 | 0 | 0 | 0 | 0 | 0 | 0 | 0 | 0 | 0 | 0 | 0 | 0 | 0 | 0 | 0 | 0 | 0 | 0 | 0 | 0 | 0 | 0 | 0 | 0 | 0 | 0 | 0 | 0 | 0 | 0 | 0 | 0 | 0 | 0 | 0 | 0 | 0 | 0 | 0 | 0 | 0 | 0 | 0 | 0 | 0 | 0 | 0 | 0 | 0 | 0 | 0 | 0 | 0 | 0 | 0 | 0 | 0 | 0 | 0 | 0 | 0 | 0 | 0 | 0 | 0 | 0 | 0 | 0 | 0 | 0 | 0 | 0 | 0 | 0 | 0 | 0 | 0 | 0 | 0 | 0 | 0 | 0 | 0 | 0 | 0 | 0 | 0 | 0 | 0 | 0 | 0 | 0 | 0 | 0 | 0 | 0 | 0 | 0 | 0 | 0 | 0 | 0 | 0 | 0 | 0 | 0 | 0 | 0 | 0 | 0 | 0 | 0 | 0 | 0 | 0 | 0 | 0 | 0 | 0 | 0 | 0 | 0 | 0 | 0 | 0 | 0 | 0 | 0 | 0 | 0 | 0 | 0 | 0 | 0 | 0 | 0 | 0 | 0 | 0 | 0 | 0 | 0 | 0 | 0 | 0 | 0 | 0 | 0 | 0 | 0 | 0 | 0 | 0 | 0 | 0 | 0 | 0 | 0 | 0 | 0 | 0 | 0 | 0 | 0 | 0 | 0 | 0 | 0 | 0 | 0 | 0 | 0 | 0 | 0 | 0 | 0 | 0 | 0 | 0 | 0 | 0 | 0 | 0 | 0 | 0 | 0 | 0 | 0
| Cumulative Growth Small Industrial | 10^3M^3/Yr |  | 2512.98 | 7.284 | 14.568 | 21.852 | 29.136 | 36.42 | 43.704 | 43.704 | 43.704 | 43.704 | 43.704 | 43.704 | 43.704 | 43.704 | 43.704 | 43.704 | 43.704 | 43.704 | 43.704 | 43.704 | 43.704 | 43.704 | 43.704 | 43.704 | 43.704 | 43.704 | 43.704 | 43.704 | 43.704 | 43.704 | 43.704 | 43.704 | 43.704 | 43.704 | 43.704 | 43.704 | 43.704 | 43.704 | 43.704 | 43.704 | 43.704 | 43.704 | 43.704 | 43.704 | 43.704 | 43.704 | 43.704 | 43.704 | 43.704 | 43.704 | 43.704 | 43.704 | 43.704 | 43.704 | 43.704 | 43.704 | 43.704 | 43.704 | 43.704 | 43.704 | 43.704
| Total Cummulative Gen Serv Incremental Growth | 10^3M^3/Yr |  | 2512.98 | 7.284 | 14.568 | 21.852 | 29.136 | 36.42 | 43.704 | 43.704 | 43.704 | 43.704 | 43.704 | 43.704 | 43.704 | 43.704 | 43.704 | 43.704 | 43.704 | 43.704 | 43.704 | 43.704 | 43.704 | 43.704 | 43.704 | 43.704 | 43.704 | 43.704 | 43.704 | 43.704 | 43.704 | 43.704 | 43.704 | 43.704 | 43.704 | 43.704 | 43.704 | 43.704 | 43.704 | 43.704 | 43.704 | 43.704 | 43.704 | 43.704 | 43.704 | 43.704 | 43.704 | 43.704 | 43.704 | 43.704 | 43.704 | 43.704 | 43.704 | 43.704 | 43.704 | 43.704 | 43.704 | 43.704 | 43.704 | 43.704 | 43.704 | 43.704 | 43.704
| Assumed Fuel Mix | $/ M3
| Heating Oil | 1.988 |  |  | 24% | 24% | 24% | 24% | 24% | 24% | 24% | 24% | 24% | 24% | 24% | 24% | 24% | 24% | 24% | 24% | 24% | 24% | 24% | 24% | 24% | 24% | 24% | 24% | 24% | 24% | 24% | 24% | 24% | 24% | 24% | 24% | 24% | 24% | 24% | 24% | 24% | 24% | 24% | 24% | 24% | 24% | 24% | 24% | 24% | 24% | 24% | 24% | 24% | 24% | 24% | 24% | 24% | 24% | 24% | 24% | 24% | 24% | 24% | 24%
electricity and propane rates were switched | Propane | 1.58 |  |  | 10% | 10% | 10% | 10% | 10% | 10% | 10% | 10% | 10% | 10% | 10% | 10% | 10% | 10% | 10% | 10% | 10% | 10% | 10% | 10% | 10% | 10% | 10% | 10% | 10% | 10% | 10% | 10% | 10% | 10% | 10% | 10% | 10% | 10% | 10% | 10% | 10% | 10% | 10% | 10% | 10% | 10% | 10% | 10% | 10% | 10% | 10% | 10% | 10% | 10% | 10% | 10% | 10% | 10% | 10% | 10% | 10% | 10% | 10% | 10%
electricity and propane rates were switched | Electricity | 1.4386 |  |  | 66% | 66% | 66% | 66% | 66% | 66% | 66% | 66% | 66% | 66% | 66% | 66% | 66% | 66% | 66% | 66% | 66% | 66% | 66% | 66% | 66% | 66% | 66% | 66% | 66% | 66% | 66% | 66% | 66% | 66% | 66% | 66% | 66% | 66% | 66% | 66% | 66% | 66% | 66% | 66% | 66% | 66% | 66% | 66% | 66% | 66% | 66% | 66% | 66% | 66% | 66% | 66% | 66% | 66% | 66% | 66% | 66% | 66% | 66% | 66%
| Weighted Cost of Alt Fuels | $/ M^3 |  |  | 1.6449 | 1.6588 | 1.6727 | 1.6866 | 1.7006 | 1.7145 | 1.7284 | 1.7423 | 1.7423 | 1.7423 | 1.7423 | 1.7423 | 1.7423 | 1.7423 | 1.7423 | 1.7423 | 1.7423 | 1.7423 | 1.7423 | 1.7423 | 1.7423 | 1.7423 | 1.7423 | 1.7423 | 1.7423 | 1.7423 | 1.7423 | 1.7423 | 1.7423 | 1.7423 | 1.7423 | 1.7423 | 1.7423 | 1.7423 | 1.7423 | 1.7423 | 1.7423 | 1.7423 | 1.7423 | 1.7423 | 1.7423 | 1.7423 | 1.7423 | 1.7423 | 1.7423 | 1.7423 | 1.7423 | 1.7423 | 1.7423 | 1.7423 | 1.7423 | 1.7423 | 1.7423 | 1.7423 | 1.7423 | 1.7423 | 1.7423 | 1.7423 | 1.7423 | 1.7423
| Cost of Gas | $/ M^3 |  |  | 0.61247 | 0.64184 | 0.67121 | 0.70058 | 0.72995 | 0.75932 | 0.78869 | 0.81806 | 0.81806 | 0.81806 | 0.81806 | 0.81806 | 0.81806 | 0.81806 | 0.81806 | 0.81806 | 0.81806 | 0.81806 | 0.81806 | 0.81806 | 0.81806 | 0.81806 | 0.81806 | 0.81806 | 0.81806 | 0.81806 | 0.81806 | 0.81806 | 0.81806 | 0.81806 | 0.81806 | 0.81806 | 0.81806 | 0.81806 | 0.81806 | 0.81806 | 0.81806 | 0.81806 | 0.81806 | 0.81806 | 0.81806 | 0.81806 | 0.81806 | 0.81806 | 0.81806 | 0.81806 | 0.81806 | 0.81806 | 0.81806 | 0.81806 | 0.81806 | 0.81806 | 0.81806 | 0.81806 | 0.81806 | 0.81806 | 0.81806 | 0.81806 | 0.81806 | 0.81806
| Difference | $/ M^3 |  |  | 1.0324 | 1.017 | 1.0015 | 0.98607 | 0.97062 | 0.95516 | 0.93971 | 0.92425 | 0.92425 | 0.92425 | 0.92425 | 0.92425 | 0.92425 | 0.92425 | 0.92425 | 0.92425 | 0.92425 | 0.92425 | 0.92425 | 0.92425 | 0.92425 | 0.92425 | 0.92425 | 0.92425 | 0.92425 | 0.92425 | 0.92425 | 0.92425 | 0.92425 | 0.92425 | 0.92425 | 0.92425 | 0.92425 | 0.92425 | 0.92425 | 0.92425 | 0.92425 | 0.92425 | 0.92425 | 0.92425 | 0.92425 | 0.92425 | 0.92425 | 0.92425 | 0.92425 | 0.92425 | 0.92425 | 0.92425 | 0.92425 | 0.92425 | 0.92425 | 0.92425 | 0.92425 | 0.92425 | 0.92425 | 0.92425 | 0.92425 | 0.92425 | 0.92425 | 0.92425
| Cumulative Gen Serv & Contract | 10^3M^3/Yr |  |  | 7.284 | 14.568 | 21.852 | 29.136 | 36.42 | 43.704 | 43.704 | 43.704 | 43.704 | 43.704 | 43.704 | 43.704 | 43.704 | 43.704 | 43.704 | 43.704 | 43.704 | 43.704 | 43.704 | 43.704 | 43.704 | 43.704 | 43.704 | 43.704 | 43.704 | 43.704 | 43.704 | 43.704 | 43.704 | 43.704 | 43.704 | 43.704 | 43.704 | 43.704 | 43.704 | 43.704 | 43.704 | 43.704 | 43.704 | 43.704 | 43.704 | 43.704 | 43.704 | 43.704 | 43.704 | 43.704 | 43.704 | 43.704 | 43.704 | 43.704 | 43.704 | 43.704 | 43.704 | 43.704 | 43.704 | 43.704 | 43.704 | 43.704 | 43.704 | 43.704
| Alt Fuel Saving | $/ M^3 |  |  | 1.0324 | 1.017 | 1.0015 | 0.98607 | 0.97062 | 0.95516 | 0.93971 | 0.92425 | 0.92425 | 0.92425 | 0.92425 | 0.92425 | 0.92425 | 0.92425 | 0.92425 | 0.92425 | 0.92425 | 0.92425 | 0.92425 | 0.92425 | 0.92425 | 0.92425 | 0.92425 | 0.92425 | 0.92425 | 0.92425 | 0.92425 | 0.92425 | 0.92425 | 0.92425 | 0.92425 | 0.92425 | 0.92425 | 0.92425 | 0.92425 | 0.92425 | 0.92425 | 0.92425 | 0.92425 | 0.92425 | 0.92425 | 0.92425 | 0.92425 | 0.92425 | 0.92425 | 0.92425 | 0.92425 | 0.92425 | 0.92425 | 0.92425 | 0.92425 | 0.92425 | 0.92425 | 0.92425 | 0.92425 | 0.92425 | 0.92425 | 0.92425 | 0.92425 | 0.92425
| Res & Comm Fuel Savings with Gas | $ 000's |  |  | 7.5203 | 14.8154 | 21.8854 | 28.7303 | 35.35 | 41.7445 | 41.0691 | 40.3936 | 40.3936 | 40.3936 | 40.3936 | 40.3936 | 40.3936 | 40.3936 | 40.3936 | 40.3936 | 40.3936 | 40.3936 | 40.3936 | 40.3936 | 40.3936 | 40.3936 | 40.3936 | 40.3936 | 40.3936 | 40.3936 | 40.3936 | 40.3936 | 40.3936 | 40.3936 | 40.3936 | 40.3936 | 40.3936 | 40.3936 | 40.3936 | 40.3936 | 40.3936 | 40.3936 | 40.3936 | 40.3936 | 40.3936 | 40.3936 | 40.3936 | 40.3936 | 40.3936 | 40.3936 | 40.3936 | 40.3936 | 40.3936 | 40.3936 | 40.3936 | 40.3936 | 40.3936 | 40.3936 | 40.3936 | 40.3936 | 40.3936 | 40.3936 | 40.3936 | 40.3936
| Discount Factor (Mid Period) |  |  |  | 0.98058 | 0.94287 | 0.9066 | 0.87173 | 0.8382 | 0.80597 | 0.77497 | 0.74516 | 0.7165 | 0.68894 | 0.66245 | 0.63697 | 0.61247 | 0.58891 | 0.56626 | 0.54448 | 0.52354 | 0.5034 | 0.48404 | 0.46543 | 0.44752 | 0.43031 | 0.41376 | 0.39785 | 0.38255 | 0.36783 | 0.35368 | 0.34008 | 0.327 | 0.31442 | 0.30233 | 0.2907 | 0.27952 | 0.26877 | 0.25843 | 0.24849 | 0.23894 | 0.22975 | 0.22091 | 0.21241 | 0.20424 | 0.19639 | 0.18884 | 0.18157 | 0.17459 | 0.16787 | 0.16142 | 0.15521 | 0.14924 | 0.1435 | 0.13798 | 0.13267 | 0.12757 | 0.12266 | 0.11795 | 0.11341 | 0.10905 | 0.10485 | 0.10082 | 0.096943
| Fuel Savings Discounted |  |  |  | 7.3742 | 13.969 | 19.8414 | 25.0451 | 29.6305 | 33.6447 | 31.8272 | 30.0997 | 28.9421 | 27.8289 | 26.7586 | 25.7294 | 24.7398 | 23.7883 | 22.8733 | 21.9936 | 21.1477 | 20.3343 | 19.5522 | 18.8002 | 18.0771 | 17.3819 | 16.7133 | 16.0705 | 15.4524 | 14.8581 | 14.2866 | 13.7371 | 13.2088 | 12.7008 | 12.2123 | 11.7426 | 11.2909 | 10.8567 | 10.4391 | 10.0376 | 9.6515 | 9.2803 | 8.9234 | 8.5802 | 8.2502 | 7.9329 | 7.6277 | 7.3344 | 7.0523 | 6.781 | 6.5202 | 6.2694 | 6.0283 | 5.7965 | 5.5735 | 5.3592 | 5.153 | 4.9548 | 4.7643 | 4.581 | 4.4048 | 4.2354 | 4.0725 | 3.9159
| Cumulative Fuel Savings: Discounted | $ 000's |  |  | 7.3742 | 21.3432 | 41.1846 | 66.2297 | 95.8602 | 129.5048 | 161.332 | 191.4318 | 220.3738 | 248.2027 | 274.9613 | 300.6907 | 325.4305 | 349.2188 | 372.0921 | 394.0857 | 415.2334 | 435.5677 | 455.1199 | 473.9201 | 491.9972 | 509.3791 | 526.0924 | 542.1629 | 557.6153 | 572.4734 | 586.76 | 600.4972 | 613.7059 | 626.4067 | 638.619 | 650.3615 | 661.6524 | 672.5091 | 682.9482 | 692.9858 | 702.6373 | 711.9176 | 720.841 | 729.4212 | 737.6713 | 745.6042 | 753.2319 | 760.5663 | 767.6186 | 774.3996 | 780.9198 | 787.1893 | 793.2176 | 799.014 | 804.5876 | 809.9467 | 815.0997 | 820.0546 | 824.8188 | 829.3999 | 833.8047 | 838.0401 | 842.1126 | 846.0285
| NPV Term (yrs) |  |  |  | 2023 1: 20; 2024 2: 40
| NPV of Fuel Savings $millions |  |  |  | 2023 1: 0.47392; 2024 2: 0.72942
Sum of the NPV from ind, com, and res buildings | Total NPV of fuel savings $millions for all buildings |  |  |  | 2023 1: -83.8555; 2024 2: -136.1331

## additional information
Weighted average space and water heating efficiency for commercial buildings
source
% of total building energy used for space heating | 55 | NRCan 2016 data: https://oee.nrcan.gc.ca/publications/statistics/trends/2016/commercial.cfm
% of total building energy used for water heating | 8 | NRCan 2016 data: https://oee.nrcan.gc.ca/publications/statistics/trends/2016/commercial.cfm
efficiency of NG space heating | 0.95 | p54 of EB-2022-0157 Exhibit JT1.18 Undertaking responses
efficiency of NG water heater | 0.81 | assumed to be the same as residential, value taken from I.10h.STAFF77
efficiency of electric heat pump space heating | 2.3 | average of modeled large and small commmercial cold climate air source heat pumps in Toronto from https://www.hrai.ca/uploads/userfiles/files/Dunsky__HRAI_Benefits%20of%20GSHPs_(2020-10-30)_F.PDF
efficiency of electric resistance water heater | 0.91 | assumed to be the same as residential, value taken from https://www.rheem.com/product/marathon-50-gallon-electric-water-heater-with-limited-lifetime-warranty-msr50245c
weighted average space/water heating efficiency for NG and other fuels | 0.93222
weighted average space/water heating efficiency for electricity | 2.1235
Weighted average space and water heating efficiency for residential buildings
source
% of total building energy used for space heating | 61 | NRCan 2016 data: https://oee.nrcan.gc.ca/publications/statistics/trends/2016/commercial.cfm
% of total building energy used for water heating | 19 | NRCan 2016 data: https://oee.nrcan.gc.ca/publications/statistics/trends/2016/commercial.cfm
efficiency of NG space heating | 0.95 | p54 of EB-2022-0157 Exhibit JT1.18 Undertaking responses
efficiency of NG water heater | 0.81 | assumed to be the same as residential, value taken from I.10h.STAFF77
efficiency of electric heat pump space heating | 2.93 | I.10h.STAFF77 and Exhibit I.10.EGI.ED.33
efficiency of electric resistance water heater | 3.75 | Home Depot 50 gal hybrid heat pump water heater https://www.homedepot.ca/product/rheem-proterra-50-gallon-189l-10-year-4-5kw-hybrid-high-efficiency-tank-electric-water-heater/1001586346
weighted average space/water heating efficiency for NG and other fuels | 0.91675
weighted average space/water heating efficiency for electricity | 3.1248
Modeling assumptions
The average efficiency of gas furnaces in existing homes is assumed to be 95%, this was used to determine the average heating load.
The carbon tax rate for after April 1 was used as the annual rate for that calendar year.
Gas rates included all variable rates charged per m3. For the gas delivery rates, the average monthly rate for the first 300m3 was used (tiered pricing is used for delivery charges).
The majority of installations are in new buildings where upgrades to electrical panels and ductwork are not required
HydroOne medium density electricity rates were used
Enbridge Gas Union South rates were used
All new residential customers will choose electric heat pumps for space and water heating over oil or propane due to their lower operational and lifetime costs
All new commercial customers will choose electric heat pumps and electric water heaters over oil or propane due to their lower operational and lifetime costs
All new industrial customers will choose the alternative fuel mix used in Enbridge's modeling
The carbon tax increases to $170/ton in 2030 then remains at that rate
Residential fuel prices were used for all building types