## Monthly Data
Date | Year | ReskWh | ReskWh_CDM | ReskWh_NoCDM | ResCust | GSlt50kWh | GSlt50kWh_CDM | GSlt50kWh_NoCDM | GSlt50Cust | GSgt50kWh | GSgt50kWh_CDM | GSgt50kWh_NoCDM | GSgt50kW | GSgt50Cust | IntkWh | IntkWh_CDM | IntkWh_NoCDM | IntkW | IntCust | LUkWh | LUkWh_CDM | LUkWh_NoCDM | LUkW | LUCust | StreetkWh | StreetkW | StreetDevices | SentkWh | SentkW | SentDevices | USLkWh | USLDevices | HDD20 | CDD20 | HDD18 | CDD18 | HDD16 | CDD16 | HDD14 | CDD14 | HDD12 | CDD12 | HDD10 | CDD10 | HDD8 | CDD8 | Avg. Temp | Ont_FTE | Adj.Ont_FTE | Lnd_FTE | Adj.Lnd_FTE | Ont_GDP | AgGen_GDP | Crop&Anim_GDP | AgSupport_GDP | MinGenGDP | O&G_GDP | MinSupport_GDP | Ag&Min_GDP | Total_OEA | Ag_OEA | Min_OEA | Gas_OEA | Trend | TrendLog | Trend2 | Jan | Feb | Mar | Apr | May | Jun | Jul | Aug | Sept | Oct | Nov | Dec | Spring | Fall | Shoulder | Month Days | Peak Days | COVID | COVID_AM | COVID2020 | COVIDHDD20 | COVIDCDD20 | COVIDHDD18 | COVIDCDD18 | COVIDHDD16 | COVIDCDD16 | COVIDHDD14 | COVIDCDD14 | COVIDHDD12 | COVIDCDD12 | COVIDHDD10 | COVIDCDD10 | COVIDHDD8 | COVIDCDD8 | Avg.Res | Avg. GSlt50 | AvgGSgt50PD | AvgIntPD | AvgLUPD | AvgGSgt50MD | AvgIntMD | AvgLUMD | ResActualCust | GSlt50ActualCust | GSgt50ActualCust | IntActualCust | LUActualCust
2012-01-01 | 2012 | 22803049.9606 | 137392.1149 | 22940442.0755 | 31862 | 9643111.4743 | 72034.9621 | 9715146.4363 | 3500 | 21248609.5727 | 408282.7502 | 21656892.3229 | 56358.916 | 434 | 10183947.425 | 345 | 10184292.425 | 19114.4219 | 8 | 23834836.0649 | 0 | 23834836.0649 | 39736.5953 | 4 | 939729.6746 | 2007.192 | 9994 | 48608.016 | 174.458 | 458 | 190479.7178 | 263 | 674.6 | 0 | 612.6 | 0 | 550.6 | 0 | 488.6 | 0 | 426.6 | 0 | 364.6 | 0 | 302.6 | 0 | -1.7613 | 6646.5 | 6611.1 | 235 | 233.7 | 634944.3 | 6527 | 5663.5 | 468.8 | 7404.1 | 38.3 | 1677.5 | 13931.1 | 634323 | 6479 | 7359 | 3294 | 1 | 0 | 1 | 1 | 0 | 0 | 0 | 0 | 0 | 0 | 0 | 0 | 0 | 0 | 0 | 0 | 0 | 0 | 31 | 21 | 0 | 0 | 0 | 0 | 0 | 0 | 0 | 0 | 0 | 0 | 0 | 0 | 0 | 0 | 0 | 0 | 0 | 23.2256 | 89.5405 | 2376.2226 | 60620.7882 | 283748.0484 | 1609.6991 | 41065.6953 | 192216.4199 | 31862 | 3500 | 431 | 13 | 3
2012-02-01 | 2012 | 19612790.4886 | 137392.1149 | 19750182.6035 | 31865 | 8686000.2653 | 72034.9621 | 8758035.2274 | 3500 | 18862610.0267 | 408282.7502 | 19270892.7769 | 47947.4301 | 436 | 9898133.9196 | 345 | 9898478.9196 | 19865.0113 | 8 | 20937848.4949 | 0 | 20937848.4949 | 38315.6057 | 4 | 825552.4546 | 2007.667 | 10002 | 45524.484 | 60.665 | 458 | 176759.3786 | 263 | 580 | 0 | 522 | 0 | 464 | 0 | 406 | 0 | 348 | 0 | 290 | 0 | 232 | 0 | 6.1254e-17 | 6641.1 | 6571.2 | 235.2 | 232 | 634944.3 | 6527 | 5663.5 | 468.8 | 7404.1 | 38.3 | 1677.5 | 13931.1 | 634323 | 6479 | 7359 | 3294 | 2 | 0.30103 | 4 | 0 | 1 | 0 | 0 | 0 | 0 | 0 | 0 | 0 | 0 | 0 | 0 | 0 | 0 | 0 | 29 | 20 | 0 | 0 | 0 | 0 | 0 | 0 | 0 | 0 | 0 | 0 | 0 | 0 | 0 | 0 | 0 | 0 | 0 | 21.3727 | 86.2861 | 2209.9648 | 61865.4932 | 261723.1062 | 1524.1136 | 42665.8574 | 180498.6939 | 31865 | 3500 | 433 | 13 | 3
2012-03-01 | 2012 | 18530140.3694 | 137392.1149 | 18667532.4844 | 31868 | 8450091.5742 | 72034.9621 | 8522126.5363 | 3503 | 19648535.1315 | 408282.7502 | 20056817.8817 | 60624.7895 | 436 | 10528204.5336 | 345 | 10528549.5336 | 19596.8679 | 8 | 23746994.9034 | 0 | 23746994.9034 | 37431.3743 | 4 | 775613.1081 | 2040.737 | 10006 | 48423.396 | 172.718 | 458 | 187786.0778 | 263 | 374.2 | 0.7 | 316 | 4.5 | 262.8 | 13.3 | 216.2 | 28.7 | 170.2 | 44.7 | 128.4 | 64.9 | 97.3 | 95.8 | 7.9516 | 6644.1 | 6541.5 | 235.6 | 231 | 634944.3 | 6527 | 5663.5 | 468.8 | 7404.1 | 38.3 | 1677.5 | 13931.1 | 634323 | 6479 | 7359 | 3294 | 3 | 0.47712 | 9 | 0 | 0 | 1 | 0 | 0 | 0 | 0 | 0 | 0 | 0 | 0 | 0 | 1 | 0 | 1 | 31 | 22 | 0 | 0 | 0 | 0 | 0 | 0 | 0 | 0 | 0 | 0 | 0 | 0 | 0 | 0 | 0 | 0 | 0 | 18.896 | 78.4777 | 2090.9944 | 59821.3042 | 269852.2148 | 1483.9315 | 42453.8288 | 191508.0234 | 31868 | 3503 | 433 | 13 | 3
2012-04-01 | 2012 | 17048540.134 | 137392.1149 | 17185932.249 | 31869 | 7667040.669 | 72034.9621 | 7739075.6311 | 3494 | 18451801.3081 | 408282.7502 | 18860084.0582 | 46951.2693 | 436 | 9746415.0996 | 345 | 9746760.0996 | 20287.3015 | 8 | 23562709.5016 | 0 | 23562709.5016 | 38100.253 | 4 | 657040.7574 | 2008.287 | 10010 | 46452 | 59.715 | 458 | 181668.8882 | 263 | 399 | 0 | 339 | 0 | 281 | 2 | 223.8 | 4.8 | 168.1 | 9.1 | 115.7 | 16.7 | 67.1 | 28.1 | 6.7 | 6654.6 | 6574.2 | 239.9 | 236.1 | 634944.3 | 6527 | 5663.5 | 468.8 | 7404.1 | 38.3 | 1677.5 | 13931.1 | 635240 | 6610 | 7627 | 3334 | 4 | 0.60206 | 16 | 0 | 0 | 0 | 1 | 0 | 0 | 0 | 0 | 0 | 0 | 0 | 0 | 1 | 0 | 1 | 30 | 19 | 0 | 0 | 0 | 0 | 0 | 0 | 0 | 0 | 0 | 0 | 0 | 0 | 0 | 0 | 0 | 0 | 0 | 17.9756 | 73.8321 | 2276.6881 | 64123.4217 | 310035.6513 | 1441.9025 | 40611.5004 | 196355.9125 | 31869 | 3494 | 433 | 13 | 3
2012-05-01 | 2012 | 18704846.4469 | 137392.1149 | 18842238.5619 | 31858 | 7870651.8101 | 72034.9621 | 7942686.7722 | 3484 | 18232927.6665 | 408282.7502 | 18641210.4167 | 53250.3778 | 429 | 10887339.0056 | 345 | 10887684.0056 | 20354.4572 | 8 | 21444338.7361 | 0 | 21444338.7361 | 36984.3181 | 4 | 598863.9647 | 2008.402 | 10009 | 47909.436 | 117.465 | 458 | 187724.5178 | 263 | 154.6 | 13.1 | 106.2 | 26.7 | 64.6 | 47.1 | 33.5 | 78 | 12.9 | 119.4 | 3.4 | 171.9 | 0 | 230.5 | 15.4355 | 6655.4 | 6626.1 | 242.7 | 241.3 | 634944.3 | 6527 | 5663.5 | 468.8 | 7404.1 | 38.3 | 1677.5 | 13931.1 | 635240 | 6610 | 7627 | 3334 | 5 | 0.69897 | 25 | 0 | 0 | 0 | 0 | 1 | 0 | 0 | 0 | 0 | 0 | 0 | 0 | 1 | 0 | 1 | 31 | 22 | 0 | 0 | 0 | 0 | 0 | 0 | 0 | 0 | 0 | 0 | 0 | 0 | 0 | 0 | 0 | 0 | 0 | 19.0789 | 73.5407 | 1975.123 | 61861.8409 | 243685.6675 | 1401.7002 | 43901.9516 | 172938.2156 | 31858 | 3484 | 426 | 13 | 3
2012-06-01 | 2012 | 24193571.9704 | 137392.1149 | 24330964.0853 | 31900 | 8872418.9886 | 72034.9621 | 8944453.9507 | 3480 | 18965161.2193 | 408282.7502 | 19373443.9695 | 54704.3378 | 430 | 10627589.5684 | 345 | 10627934.5684 | 19732.0483 | 8 | 21848126.406 | 0 | 21848126.406 | 39581.7115 | 4 | 539723.7204 | 2048.012 | 10019 | 46561.824 | 106.251 | 445 | 181668.8882 | 263 | 54.7 | 62 | 30.3 | 97.6 | 12.1 | 139.4 | 2.8 | 190.1 | 0 | 247.3 | 0 | 307.3 | 0 | 367.3 | 20.2433 | 6655.3 | 6702 | 243.3 | 245.1 | 634944.3 | 6527 | 5663.5 | 468.8 | 7404.1 | 38.3 | 1677.5 | 13931.1 | 635240 | 6610 | 7627 | 3334 | 6 | 0.77815 | 36 | 0 | 0 | 0 | 0 | 0 | 1 | 0 | 0 | 0 | 0 | 0 | 0 | 0 | 0 | 0 | 30 | 21 | 0 | 0 | 0 | 0 | 0 | 0 | 0 | 0 | 0 | 0 | 0 | 0 | 0 | 0 | 0 | 0 | 0 | 25.4242 | 85.6748 | 2145.4534 | 63261.5153 | 260096.7429 | 1501.8174 | 44283.0607 | 182067.72 | 31900 | 3480 | 427 | 13 | 3
2012-07-01 | 2012 | 30348306.6497 | 137392.1149 | 30485698.7647 | 31909 | 10326721.8756 | 72034.9621 | 10398756.8377 | 3474 | 23138183.9841 | 408282.7502 | 23546466.7343 | 63283.4973 | 431 | 11036778.9104 | 345 | 11037123.9104 | 21126.1224 | 8 | 23009052.2285 | 0 | 23009052.2285 | 38999.6511 | 4 | 583622.5636 | 2010.687 | 10033 | 48067.08 | 163.087 | 443 | 187724.5178 | 263 | 2.9 | 94.8 | 0 | 153.9 | 0 | 215.9 | 0 | 277.9 | 0 | 339.9 | 0 | 401.9 | 0 | 463.9 | 22.9645 | 6654 | 6741.1 | 242 | 246.2 | 634944.3 | 6527 | 5663.5 | 468.8 | 7404.1 | 38.3 | 1677.5 | 13931.1 | 635111 | 6513 | 7240 | 3376 | 7 | 0.8451 | 49 | 0 | 0 | 0 | 0 | 0 | 0 | 1 | 0 | 0 | 0 | 0 | 0 | 0 | 0 | 0 | 31 | 21 | 0 | 0 | 0 | 0 | 0 | 0 | 0 | 0 | 0 | 0 | 0 | 0 | 0 | 0 | 0 | 0 | 0 | 30.8192 | 96.5584 | 2601.5321 | 65697.1661 | 273917.2884 | 1762.3282 | 44504.5319 | 185556.8728 | 31909 | 3474 | 428 | 13 | 3
2012-08-01 | 2012 | 25692183.8533 | 137392.1149 | 25829575.9682 | 31911 | 9289924.3803 | 72034.9621 | 9361959.3424 | 3476 | 21391186.6023 | 408282.7502 | 21799469.3525 | 64458.0185 | 429 | 11333182.0392 | 345 | 11333527.0392 | 22355.1615 | 8 | 24714359.7245 | 0 | 24714359.7245 | 38577.1201 | 4 | 655389.586 | 2013.217 | 10033 | 47897.16 | 108.25 | 439 | 191871.1261 | 263 | 23.6 | 46.8 | 5.9 | 91.1 | 0.3 | 147.5 | 0 | 209.2 | 0 | 271.2 | 0 | 333.2 | 0 | 395.2 | 20.7484 | 6661.5 | 6758.8 | 242.1 | 247.4 | 634944.3 | 6527 | 5663.5 | 468.8 | 7404.1 | 38.3 | 1677.5 | 13931.1 | 635111 | 6513 | 7240 | 3376 | 8 | 0.90309 | 64 | 0 | 0 | 0 | 0 | 0 | 0 | 0 | 1 | 0 | 0 | 0 | 0 | 0 | 0 | 0 | 31 | 22 | 0 | 0 | 0 | 0 | 0 | 0 | 0 | 0 | 0 | 0 | 0 | 0 | 0 | 0 | 0 | 0 | 0 | 26.1105 | 86.8811 | 2309.7552 | 64395.04 | 280844.9969 | 1639.1811 | 45699.7058 | 199309.3526 | 31911 | 3476 | 426 | 13 | 3
2012-09-01 | 2012 | 19600825.7548 | 137392.1149 | 19738217.8698 | 31882 | 7820709.2911 | 72034.9621 | 7892744.2531 | 3470 | 17796306.7805 | 408282.7502 | 18204589.5307 | 54929.0324 | 425 | 10531126.44 | 345 | 10531471.44 | 20799.9188 | 8 | 23088125.3016 | 0 | 23088125.3016 | 38755.0063 | 4 | 746104.8894 | 2013.297 | 10034 | 48116.88 | 114.547 | 439 | 185716.7677 | 263 | 130.1 | 9.1 | 88.1 | 27.1 | 53.2 | 52.2 | 26.4 | 85.4 | 8.8 | 127.8 | 0.6 | 179.6 | 0 | 239 | 15.9667 | 6671.5 | 6722.8 | 243.1 | 246.2 | 634944.3 | 6527 | 5663.5 | 468.8 | 7404.1 | 38.3 | 1677.5 | 13931.1 | 635111 | 6513 | 7240 | 3376 | 9 | 0.95424 | 81 | 0 | 0 | 0 | 0 | 0 | 0 | 0 | 0 | 1 | 0 | 0 | 0 | 0 | 1 | 1 | 30 | 19 | 0 | 0 | 0 | 0 | 0 | 0 | 0 | 0 | 0 | 0 | 0 | 0 | 0 | 0 | 0 | 0 | 0 | 20.6367 | 75.8189 | 2254.4383 | 69285.9963 | 303791.1224 | 1427.8109 | 43881.131 | 192401.0442 | 31882 | 3470 | 422 | 13 | 3
2012-10-01 | 2012 | 18013485.08 | 137392.1149 | 18150877.1949 | 31939 | 7711014.2501 | 72034.9621 | 7783049.2122 | 3475 | 18242799.7879 | 408282.7502 | 18651082.538 | 61415.6124 | 430 | 11053077.9202 | 345 | 11053422.9202 | 20744.1291 | 8 | 21735263.3397 | 0 | 21735263.3397 | 40223.1143 | 4 | 839454.5124 | 2013.011 | 10040 | 50843.04 | 107.91 | 439 | 188810.5343 | 263 | 280.9 | 0 | 220.5 | 1.6 | 166.7 | 9.8 | 118.3 | 23.4 | 75.3 | 42.4 | 40.5 | 69.6 | 14.5 | 105.6 | 10.9387 | 6675.2 | 6699.2 | 241.3 | 242 | 634944.3 | 6527 | 5663.5 | 468.8 | 7404.1 | 38.3 | 1677.5 | 13931.1 | 635104 | 6507 | 7390 | 3274 | 10 | 1 | 100 | 0 | 0 | 0 | 0 | 0 | 0 | 0 | 0 | 0 | 1 | 0 | 0 | 0 | 1 | 1 | 31 | 22 | 0 | 0 | 0 | 0 | 0 | 0 | 0 | 0 | 0 | 0 | 0 | 0 | 0 | 0 | 0 | 0 | 0 | 18.3322 | 72.2492 | 1971.5732 | 62803.5393 | 246991.6289 | 1399.181 | 44570.2537 | 175284.3818 | 31939 | 3475 | 427 | 13 | 3
2012-11-01 | 2012 | 19510740.0221 | 137392.1149 | 19648132.137 | 31945 | 8117367.8778 | 72034.9621 | 8189402.8398 | 3470 | 18173966.3155 | 408282.7502 | 18582249.0657 | 56137.3399 | 430 | 11096602.7466 | 345 | 11096947.7466 | 20846.5879 | 8 | 21728354.3364 | 0 | 21728354.3364 | 37336.593 | 4 | 892347.0519 | 2092.97 | 10031 | 47103.24 | 114.412 | 434 | 182081.4778 | 263 | 490.4 | 0 | 430.4 | 0 | 370.4 | 0 | 310.5 | 0.1 | 252.5 | 2.1 | 194.6 | 4.2 | 139.9 | 9.5 | 3.6533 | 6686.6 | 6685.6 | 241.4 | 239.4 | 634944.3 | 6527 | 5663.5 | 468.8 | 7404.1 | 38.3 | 1677.5 | 13931.1 | 635104 | 6507 | 7390 | 3274 | 11 | 1.0414 | 121 | 0 | 0 | 0 | 0 | 0 | 0 | 0 | 0 | 0 | 0 | 1 | 0 | 0 | 0 | 0 | 30 | 22 | 0 | 0 | 0 | 0 | 0 | 0 | 0 | 0 | 0 | 0 | 0 | 0 | 0 | 0 | 0 | 0 | 0 | 20.502 | 78.6686 | 1964.2969 | 63050.8395 | 246913.1175 | 1440.4844 | 46237.2823 | 181069.6195 | 31945 | 3470 | 427 | 13 | 3
2012-12-01 | 2012 | 22162119.974 | 137392.1149 | 22299512.089 | 31948 | 8948687.3302 | 72034.9621 | 9020722.2923 | 3430 | 20099646.4996 | 408282.7502 | 20507929.2497 | 44906.973 | 429 | 9973505.2604 | 345 | 9973850.2604 | 21003.5534 | 8 | 22981434.2359 | 0 | 22981434.2359 | 37785.7973 | 4 | 966024.6192 | 2012.781 | 10021 | 47146.44 | 59.215 | 432 | 186722.5146 | 263 | 578.7 | 0 | 516.7 | 0 | 454.7 | 0 | 392.7 | 0 | 330.7 | 0 | 268.8 | 0.1 | 210.5 | 3.8 | 1.3323 | 6697 | 6700.5 | 239.5 | 237.8 | 634944.3 | 6527 | 5663.5 | 468.8 | 7404.1 | 38.3 | 1677.5 | 13931.1 | 635104 | 6507 | 7390 | 3274 | 12 | 1.0792 | 144 | 0 | 0 | 0 | 0 | 0 | 0 | 0 | 0 | 0 | 0 | 0 | 1 | 0 | 0 | 0 | 31 | 19 | 0 | 0 | 0 | 0 | 0 | 0 | 0 | 0 | 0 | 0 | 0 | 0 | 0 | 0 | 0 | 0 | 0 | 22.5159 | 84.837 | 2516.0016 | 65617.4359 | 302387.2926 | 1542.0655 | 40217.1381 | 185334.1471 | 31948 | 3430 | 426 | 13 | 3
2013-01-01 | 2013 | 23015853.8663 | 204789.9816 | 23220643.8479 | 31947 | 9393354.1939 | 144885.3926 | 9538239.5865 | 3463 | 22012625.485 | 558341.0035 | 22570966.4885 | 45084.8705 | 432 | 11024514.727 | 12344.9809 | 11036859.7079 | 19991.0687 | 8 | 22069487.7904 | 22.5282 | 22069510.3186 | 37996.3706 | 4 | 957466.4007 | 2041.349 | 10022 | 46656.24 | 55.12 | 432 | 184315.5447 | 263 | 706.1 | 0 | 644.1 | 0 | 582.1 | 0 | 520.1 | 0 | 458.1 | 0 | 396.1 | 0 | 335.8 | 1.7 | -2.7774 | 6711.6 | 6680.9 | 240.9 | 238.6 | 643937 | 7062 | 6218.8 | 480.3 | 8057.8 | 27.7 | 1420.3 | 15119.8 | 636934 | 6652 | 8048 | 3313 | 13 | 1.1139 | 169 | 1 | 0 | 0 | 0 | 0 | 0 | 0 | 0 | 0 | 0 | 0 | 0 | 0 | 0 | 0 | 31 | 22 | 0 | 0 | 0 | 0 | 0 | 0 | 0 | 0 | 0 | 0 | 0 | 0 | 0 | 0 | 0 | 0 | 0 | 23.4467 | 88.8493 | 2374.8913 | 62709.4302 | 250789.89 | 1685.4067 | 44503.4666 | 177979.9219 | 31947 | 3463 | 429 | 13 | 3
2013-02-01 | 2013 | 20865950.1336 | 204789.9816 | 21070740.1151 | 31950 | 8865957.7282 | 144885.3926 | 9010843.1208 | 3459 | 17869529.3876 | 558341.0035 | 18427870.391 | 52051.4597 | 441 | 9755910.9848 | 12344.9809 | 9768255.9657 | 19452.9926 | 8 | 21742465.0279 | 22.5282 | 21742487.5561 | 37796.4776 | 4 | 786512.3333 | 2008.702 | 10020 | 42141.12 | 114.002 | 432 | 167402.074 | 263 | 675.2 | 0 | 619.2 | 0 | 563.2 | 0 | 507.2 | 0 | 451.2 | 0 | 395.2 | 0 | 339.2 | 0 | -4.1143 | 6728.5 | 6660.8 | 238.9 | 235.5 | 643937 | 7062 | 6218.8 | 480.3 | 8057.8 | 27.7 | 1420.3 | 15119.8 | 636934 | 6652 | 8048 | 3313 | 14 | 1.1461 | 196 | 0 | 1 | 0 | 0 | 0 | 0 | 0 | 0 | 0 | 0 | 0 | 0 | 0 | 0 | 0 | 28 | 19 | 0 | 0 | 0 | 0 | 0 | 0 | 0 | 0 | 0 | 0 | 0 | 0 | 0 | 0 | 0 | 0 | 0 | 23.5533 | 93.0372 | 2199.2923 | 64264.8419 | 286085.3626 | 1492.3769 | 43608.2856 | 194129.3532 | 31950 | 3459 | 438 | 13 | 3
2013-03-01 | 2013 | 20885350.0137 | 204789.9816 | 21090139.9953 | 31940 | 9117118.6223 | 144885.3926 | 9262004.0149 | 3469 | 19751391.8097 | 558341.0035 | 20309732.8132 | 55357.822 | 440 | 10690641.5818 | 12344.9809 | 10702986.5627 | 19740.7018 | 8 | 24101507.4557 | 22.5282 | 24101529.984 | 37632.8963 | 4 | 777565.1332 | 2008.32 | 10022 | 46656.24 | 149.025 | 432 | 185338.0104 | 263 | 621.4 | 0 | 559.4 | 0 | 497.4 | 0 | 435.4 | 0 | 373.4 | 0 | 311.4 | 0 | 251.4 | 2 | -0.045161 | 6735.1 | 6634.8 | 239.6 | 234.5 | 643937 | 7062 | 6218.8 | 480.3 | 8057.8 | 27.7 | 1420.3 | 15119.8 | 636934 | 6652 | 8048 | 3313 | 15 | 1.1761 | 225 | 0 | 0 | 1 | 0 | 0 | 0 | 0 | 0 | 0 | 0 | 0 | 0 | 1 | 0 | 1 | 31 | 19 | 0 | 0 | 0 | 0 | 0 | 0 | 0 | 0 | 0 | 0 | 0 | 0 | 0 | 0 | 0 | 0 | 0 | 21.3002 | 86.1269 | 2429.3939 | 70414.3853 | 317125.3945 | 1488.9833 | 43157.2039 | 194367.1773 | 31940 | 3469 | 437 | 13 | 3
2013-04-01 | 2013 | 18237224.4322 | 204789.9816 | 18442014.4137 | 31978 | 7985231.889 | 144885.3926 | 8130117.2816 | 3469 | 18721654.6283 | 558341.0035 | 19279995.6317 | 47724.5727 | 441 | 10631550.2148 | 12344.9809 | 10643895.1957 | 20827.0854 | 8 | 20152473.9993 | 22.5282 | 20152496.5275 | 35152.5621 | 4 | 751821.8121 | 2220.725 | 10020 | 45105.84 | 75.027 | 431 | 179359.3649 | 263 | 419.2 | 0 | 359.2 | 0 | 299.4 | 0.2 | 243.3 | 4.1 | 189.3 | 10.1 | 141.7 | 22.5 | 97.7 | 38.5 | 6.0267 | 6742.7 | 6662.1 | 237.9 | 233.4 | 643937 | 7062 | 6218.8 | 480.3 | 8057.8 | 27.7 | 1420.3 | 15119.8 | 641917 | 7071 | 8039 | 3093 | 16 | 1.2041 | 256 | 0 | 0 | 0 | 1 | 0 | 0 | 0 | 0 | 0 | 0 | 0 | 0 | 1 | 0 | 1 | 30 | 22 | 0 | 0 | 0 | 0 | 0 | 0 | 0 | 0 | 0 | 0 | 0 | 0 | 0 | 0 | 0 | 0 | 0 | 19.2236 | 78.1216 | 1987.2187 | 60476.6772 | 229005.6424 | 1457.2937 | 44349.5633 | 167937.4711 | 31978 | 3469 | 438 | 13 | 3
2013-05-01 | 2013 | 18553976.8216 | 204789.9816 | 18758766.8032 | 31991 | 7922243.0321 | 144885.3926 | 8067128.4246 | 3478 | 18584124.3383 | 558341.0035 | 19142465.3417 | 52681.3062 | 440 | 11561435.2482 | 12344.9809 | 11573780.2291 | 20803.6136 | 8 | 22491158.8057 | 22.5282 | 22491181.3339 | 37362.8118 | 4 | 604406.0148 | 2007.5 | 10021 | 46530.96 | 100.13 | 428 | 185308.4214 | 263 | 186.1 | 21 | 139.2 | 36.1 | 100 | 58.9 | 66.6 | 87.5 | 42.3 | 125.2 | 23.4 | 168.3 | 9.6 | 216.5 | 14.6742 | 6754.1 | 6726.6 | 237.4 | 235.3 | 643937 | 7062 | 6218.8 | 480.3 | 8057.8 | 27.7 | 1420.3 | 15119.8 | 641917 | 7071 | 8039 | 3093 | 17 | 1.2304 | 289 | 0 | 0 | 0 | 0 | 1 | 0 | 0 | 0 | 0 | 0 | 0 | 0 | 1 | 0 | 1 | 31 | 22 | 0 | 0 | 0 | 0 | 0 | 0 | 0 | 0 | 0 | 0 | 0 | 0 | 0 | 0 | 0 | 0 | 0 | 18.9154 | 74.8217 | 1977.5274 | 65760.1149 | 255581.6061 | 1403.4065 | 46668.4687 | 181380.4946 | 31991 | 3478 | 437 | 13 | 3
2013-06-01 | 2013 | 21326508.0875 | 204789.9816 | 21531298.069 | 31985 | 8207561.4035 | 144885.3926 | 8352446.796 | 3477 | 18062007.9877 | 558341.0035 | 18620348.9912 | 59850.7693 | 440 | 11261985.1564 | 12344.9809 | 11274330.1373 | 21481.7363 | 8 | 22143963.1226 | 22.5282 | 22143985.6508 | 38499.912 | 4 | 544970.8505 | 2010.429 | 10029 | 44947.2 | 159.037 | 427 | 179270.5978 | 262 | 86.4 | 32.4 | 48.4 | 54.4 | 23.3 | 89.3 | 8 | 134 | 0.6 | 186.6 | 0 | 246 | 0 | 306 | 18.2 | 6766.1 | 6812.7 | 237 | 238.7 | 643937 | 7062 | 6218.8 | 480.3 | 8057.8 | 27.7 | 1420.3 | 15119.8 | 641917 | 7071 | 8039 | 3093 | 18 | 1.2553 | 324 | 0 | 0 | 0 | 0 | 0 | 1 | 0 | 0 | 0 | 0 | 0 | 0 | 0 | 0 | 0 | 30 | 20 | 0 | 0 | 0 | 0 | 0 | 0 | 0 | 0 | 0 | 0 | 0 | 0 | 0 | 0 | 0 | 0 | 0 | 22.439 | 80.0733 | 2115.9487 | 70464.5634 | 276799.8206 | 1410.6325 | 46976.3756 | 184533.2138 | 31985 | 3477 | 437 | 13 | 3
2013-07-01 | 2013 | 26896671.9606 | 204789.9816 | 27101461.9421 | 31989 | 9801129.3351 | 144885.3926 | 9946014.7277 | 3469 | 21911032.4835 | 558341.0035 | 22469373.4869 | 66908.8235 | 430 | 11321089.4992 | 12344.9809 | 11333434.4801 | 21614.7127 | 8 | 23094278.9268 | 22.5282 | 23094301.455 | 37671.443 | 4 | 588449.9012 | 2010.594 | 10030 | 46425.6 | 107.14 | 427 | 185246.2844 | 262 | 29.8 | 77 | 10.7 | 119.9 | 2.3 | 173.5 | 0 | 233.2 | 0 | 295.2 | 0 | 357.2 | 0 | 419.2 | 21.5226 | 6774.7 | 6863.4 | 236.2 | 240.3 | 643937 | 7062 | 6218.8 | 480.3 | 8057.8 | 27.7 | 1420.3 | 15119.8 | 646366 | 7302 | 7972 | 3010 | 19 | 1.2788 | 361 | 0 | 0 | 0 | 0 | 0 | 0 | 1 | 0 | 0 | 0 | 0 | 0 | 0 | 0 | 0 | 31 | 22 | 0 | 0 | 0 | 0 | 0 | 0 | 0 | 0 | 0 | 0 | 0 | 0 | 0 | 0 | 0 | 0 | 0 | 27.3294 | 92.4875 | 2375.198 | 64394.5141 | 262435.2438 | 1685.6244 | 45699.3326 | 186244.3666 | 31989 | 3469 | 428 | 12 | 3
2013-08-01 | 2013 | 23886511.0525 | 204789.9816 | 24091301.034 | 32017 | 8989358.197 | 144885.3926 | 9134243.5895 | 3461 | 20198172.847 | 558341.0035 | 20756513.8505 | 57328.4017 | 429 | 11720906.8914 | 12344.9809 | 11733251.8723 | 22119.9697 | 8 | 23514709.0231 | 22.5282 | 23514731.5514 | 38049.7953 | 4 | 660711.3758 | 2011.094 | 10032 | 46470.84 | 112.802 | 426 | 186325.331 | 262 | 37.6 | 38.3 | 14.1 | 76.8 | 1.4 | 126.1 | 0 | 186.7 | 0 | 248.7 | 0 | 310.7 | 0 | 372.7 | 20.0226 | 6778.4 | 6876.4 | 234.8 | 240.7 | 643937 | 7062 | 6218.8 | 480.3 | 8057.8 | 27.7 | 1420.3 | 15119.8 | 646366 | 7302 | 7972 | 3010 | 20 | 1.301 | 400 | 0 | 0 | 0 | 0 | 0 | 0 | 0 | 1 | 0 | 0 | 0 | 0 | 0 | 0 | 0 | 31 | 21 | 0 | 0 | 0 | 0 | 0 | 0 | 0 | 0 | 0 | 0 | 0 | 0 | 0 | 0 | 0 | 0 | 0 | 24.2727 | 85.1352 | 2303.9753 | 69840.785 | 279937.2804 | 1560.7575 | 47311.4995 | 189634.9319 | 32017 | 3461 | 427 | 12 | 3
2013-09-01 | 2013 | 19538559.236 | 204789.9816 | 19743349.2175 | 32027 | 7601460.9346 | 144885.3926 | 7746346.3272 | 3461 | 17938257.1991 | 558341.0035 | 18496598.2026 | 57927.908 | 440 | 11206100.9284 | 12344.9809 | 11218445.9093 | 22127.3374 | 8 | 20804389.8 | 22.5282 | 20804412.3282 | 36665.2677 | 4 | 752053.2065 | 2011.229 | 10037 | 44974.8 | 104.615 | 426 | 180290.4334 | 261 | 131.1 | 19.1 | 84.9 | 32.9 | 50.5 | 58.5 | 24 | 92 | 7.2 | 135.2 | 0 | 188 | 0 | 248 | 16.2667 | 6782.1 | 6841.7 | 234.6 | 238.1 | 643937 | 7062 | 6218.8 | 480.3 | 8057.8 | 27.7 | 1420.3 | 15119.8 | 646366 | 7302 | 7972 | 3010 | 21 | 1.3222 | 441 | 0 | 0 | 0 | 0 | 0 | 0 | 0 | 0 | 1 | 0 | 0 | 0 | 0 | 1 | 1 | 30 | 20 | 0 | 0 | 0 | 0 | 0 | 0 | 0 | 0 | 0 | 0 | 0 | 0 | 0 | 0 | 0 | 0 | 0 | 20.5487 | 74.6061 | 2101.8862 | 70115.2869 | 260055.1541 | 1401.2574 | 46743.5246 | 173370.1027 | 32027 | 3461 | 438 | 12 | 3
2013-10-01 | 2013 | 18431250.7389 | 204789.9816 | 18636040.7205 | 32048 | 7624187.9083 | 144885.3926 | 7769073.3009 | 3465 | 19591668.2801 | 558341.0035 | 20150009.2835 | 50349.1069 | 433 | 11542877.6948 | 12344.9809 | 11555222.6757 | 22329.1318 | 8 | 20100743.0833 | 22.5282 | 20100765.6115 | 36766.1139 | 4 | 846046.416 | 2011.509 | 10038 | 46428.72 | 74.067 | 422 | 185214.1639 | 261 | 270.6 | 1.8 | 212.1 | 5.3 | 159.1 | 14.3 | 111.4 | 28.6 | 72.6 | 51.8 | 43.8 | 85 | 22.2 | 125.4 | 11.329 | 6784.2 | 6821.6 | 234.7 | 236.4 | 643937 | 7062 | 6218.8 | 480.3 | 8057.8 | 27.7 | 1420.3 | 15119.8 | 650530 | 7224 | 8172 | 3010 | 22 | 1.3424 | 484 | 0 | 0 | 0 | 0 | 0 | 0 | 0 | 0 | 0 | 1 | 0 | 0 | 0 | 1 | 1 | 31 | 22 | 0 | 0 | 0 | 0 | 0 | 0 | 0 | 0 | 0 | 0 | 0 | 0 | 0 | 0 | 0 | 0 | 0 | 18.7582 | 72.3276 | 2115.2645 | 65654.6743 | 228417.791 | 1501.1554 | 46593.6398 | 162102.9485 | 32048 | 3465 | 431 | 12 | 3
2013-11-01 | 2013 | 20094867.9111 | 204789.9816 | 20299657.8926 | 32075 | 8301454.1565 | 144885.3926 | 8446339.549 | 3490 | 18149612.8768 | 558341.0035 | 18707953.8803 | 49753.1701 | 405 | 10877651.8666 | 12344.9809 | 10889996.8475 | 21040.4782 | 8 | 21017386.8849 | 22.5282 | 21017409.4131 | 35382.3035 | 4 | 898479.5741 | 2009.65 | 10040 | 44880.12 | 100.76 | 425 | 179167.0362 | 261 | 525.7 | 0 | 465.7 | 0 | 405.7 | 0 | 345.7 | 0 | 286.4 | 0.7 | 230 | 4.3 | 176.5 | 10.8 | 2.4767 | 6785.3 | 6794.8 | 233.8 | 234 | 643937 | 7062 | 6218.8 | 480.3 | 8057.8 | 27.7 | 1420.3 | 15119.8 | 650530 | 7224 | 8172 | 3010 | 23 | 1.3617 | 529 | 0 | 0 | 0 | 0 | 0 | 0 | 0 | 0 | 0 | 0 | 1 | 0 | 0 | 0 | 0 | 30 | 21 | 0 | 0 | 0 | 0 | 0 | 0 | 0 | 0 | 0 | 0 | 0 | 0 | 0 | 0 | 0 | 0 | 0 | 21.096 | 80.6718 | 2199.6418 | 64821.4098 | 250207.2549 | 1539.7493 | 45374.9869 | 175145.0784 | 32075 | 3490 | 403 | 12 | 3
2013-12-01 | 2013 | 23656857.3783 | 204789.9816 | 23861647.3598 | 32074 | 9475201.3974 | 144885.3926 | 9620086.79 | 3498 | 20640118.0304 | 558341.0035 | 21198459.0339 | 58734.0206 | 399 | 10616466.14 | 12344.9809 | 10628811.1209 | 21066.5298 | 8 | 22772201.7523 | 22.5282 | 22772224.2805 | 37289.2331 | 4 | 975683 | 1999.623 | 10043 | 46129.8 | 161.337 | 423 | 185788.9987 | 261 | 735.6 | 0 | 673.6 | 0 | 611.6 | 0 | 549.6 | 0 | 487.6 | 0 | 425.6 | 0 | 363.6 | 0 | -3.729 | 6781.3 | 6783.1 | 233.2 | 233.4 | 643937 | 7062 | 6218.8 | 480.3 | 8057.8 | 27.7 | 1420.3 | 15119.8 | 650530 | 7224 | 8172 | 3010 | 24 | 1.3802 | 576 | 0 | 0 | 0 | 0 | 0 | 0 | 0 | 0 | 0 | 0 | 0 | 1 | 0 | 0 | 0 | 31 | 20 | 0 | 0 | 0 | 0 | 0 | 0 | 0 | 0 | 0 | 0 | 0 | 0 | 0 | 0 | 0 | 0 | 0 | 23.9986 | 88.7151 | 2656.4485 | 66430.0695 | 284652.8035 | 1713.8377 | 42858.1094 | 183646.97 | 32074 | 3498 | 397 | 12 | 3
2014-01-01 | 2014 | 25087387.0264 | 305815.267 | 25393202.2935 | 32110 | 10134926.1108 | 203319.1004 | 10338245.2111 | 3495 | 20721453.8164 | 677860.2857 | 21399314.1021 | 47507.1202 | 405 | 11134528.3826 | 47714.3645 | 11182242.7471 | 21008.0103 | 8 | 21422725.0363 | 6871.1989 | 21429596.2351 | 34858.0018 | 4 | 956902.9389 | 2031.605 | 10050 | 45921.72 | 54.9 | 422 | 188202.7379 | 262 | 888.3 | 0 | 826.3 | 0 | 764.3 | 0 | 702.3 | 0 | 640.3 | 0 | 578.3 | 0 | 516.3 | 0 | -8.6548 | 6780.9 | 6741.6 | 231.3 | 230.5 | 659861.2 | 6909.5 | 6116 | 413.5 | 7819.1 | 24.9 | 1060.5 | 14728.6 | 650799 | 6998 | 8285 | 3358 | 25 | 1.3979 | 625 | 1 | 0 | 0 | 0 | 0 | 0 | 0 | 0 | 0 | 0 | 0 | 0 | 0 | 0 | 0 | 31 | 22 | 0 | 0 | 0 | 0 | 0 | 0 | 0 | 0 | 0 | 0 | 0 | 0 | 0 | 0 | 0 | 0 | 0 | 25.5103 | 95.4197 | 2401.7188 | 63535.4702 | 243518.139 | 1704.4456 | 45089.6885 | 172819.3245 | 32110 | 3495 | 403 | 12 | 3
2014-02-01 | 2014 | 21580463.5512 | 305815.267 | 21886278.8182 | 32109 | 9147737.923 | 203319.1004 | 9351057.0234 | 3496 | 19217176.9554 | 677860.2857 | 19895037.2411 | 56296.6787 | 405 | 9811433.1172 | 47714.3645 | 9859147.4817 | 20749.0263 | 8 | 20756859.2921 | 6871.1989 | 20763730.491 | 37569.0422 | 4 | 780223.9708 | 1981.4 | 10053 | 41338.08 | 156.557 | 422 | 175660.9171 | 262 | 819.7 | 0 | 763.7 | 0 | 707.7 | 0 | 651.7 | 0 | 595.7 | 0 | 539.7 | 0 | 483.7 | 0 | -9.275 | 6781.1 | 6707.8 | 233 | 229.5 | 659861.2 | 6909.5 | 6116 | 413.5 | 7819.1 | 24.9 | 1060.5 | 14728.6 | 650799 | 6998 | 8285 | 3358 | 26 | 1.415 | 676 | 0 | 1 | 0 | 0 | 0 | 0 | 0 | 0 | 0 | 0 | 0 | 0 | 0 | 0 | 0 | 28 | 19 | 0 | 0 | 0 | 0 | 0 | 0 | 0 | 0 | 0 | 0 | 0 | 0 | 0 | 0 | 0 | 0 | 0 | 24.3437 | 95.5281 | 2585.4499 | 64862.8124 | 273206.9801 | 1754.4125 | 44014.0513 | 185390.4508 | 32109 | 3496 | 403 | 12 | 3
2014-03-01 | 2014 | 21820067.2591 | 305815.267 | 22125882.5261 | 32119 | 9635035.1651 | 203319.1004 | 9838354.2655 | 3494 | 21129294.3391 | 677860.2857 | 21807154.6248 | 46960.0671 | 406 | 11161381.6362 | 47714.3645 | 11209096.0007 | 20687.5196 | 8 | 21688269.2 | 6871.1989 | 21695140.3989 | 40282.1811 | 4 | 756250.072 | 1945.9 | 10048 | 45706.32 | 57.79 | 419 | 186237.5982 | 262 | 747.3 | 0 | 685.3 | 0 | 623.3 | 0 | 561.3 | 0 | 499.3 | 0 | 437.3 | 0 | 375.3 | 0 | -4.1065 | 6786.1 | 6686.4 | 233.2 | 228.3 | 659861.2 | 6909.5 | 6116 | 413.5 | 7819.1 | 24.9 | 1060.5 | 14728.6 | 650799 | 6998 | 8285 | 3358 | 27 | 1.4314 | 729 | 0 | 0 | 1 | 0 | 0 | 0 | 0 | 0 | 0 | 0 | 0 | 0 | 1 | 0 | 1 | 31 | 21 | 0 | 0 | 0 | 0 | 0 | 0 | 0 | 0 | 0 | 0 | 0 | 0 | 0 | 0 | 0 | 0 | 0 | 22.2217 | 90.8318 | 2557.724 | 66720.8095 | 258275.4809 | 1732.6517 | 45197.9677 | 174960.8097 | 32119 | 3494 | 404 | 12 | 3
2014-04-01 | 2014 | 17541878.6816 | 305815.267 | 17847693.9487 | 32110 | 7806476.4706 | 203319.1004 | 8009795.571 | 3500 | 17568699.739 | 677860.2857 | 18246560.0247 | 58745.8081 | 402 | 11124214.4244 | 47714.3645 | 11171928.7889 | 21441.5855 | 8 | 22082359.8127 | 6871.1989 | 22089231.0116 | 40483.9022 | 4 | 637633.2406 | 1936.9 | 10054 | 44150.4 | 156.297 | 419 | 180229.9337 | 262 | 405.2 | 0 | 345.2 | 0 | 285.2 | 0 | 226.8 | 1.6 | 172 | 6.8 | 121.8 | 16.6 | 80.6 | 35.4 | 6.4933 | 6797.3 | 6715.8 | 235.9 | 231 | 659861.2 | 6909.5 | 6116 | 413.5 | 7819.1 | 24.9 | 1060.5 | 14728.6 | 657234 | 6811 | 7887 | 3340 | 28 | 1.4472 | 784 | 0 | 0 | 0 | 1 | 0 | 0 | 0 | 0 | 0 | 0 | 0 | 0 | 1 | 0 | 1 | 30 | 20 | 0 | 0 | 0 | 0 | 0 | 0 | 0 | 0 | 0 | 0 | 0 | 0 | 0 | 0 | 0 | 0 | 0 | 18.5277 | 76.2838 | 2269.4726 | 69824.5549 | 276115.3876 | 1512.9818 | 46549.7033 | 184076.9251 | 32110 | 3500 | 400 | 12 | 3
2014-05-01 | 2014 | 17515947.318 | 305815.267 | 17821762.585 | 32097 | 7699723.5692 | 203319.1004 | 7903042.6696 | 3495 | 16574339.4228 | 677860.2857 | 17252199.7086 | 52213.0026 | 393 | 11759391.8518 | 47714.3645 | 11807106.2163 | 22241.2958 | 8 | 22961527.1107 | 6871.1989 | 22968398.3096 | 36651.5522 | 4 | 576138.2785 | 1919.7 | 10056 | 45632.16 | 98.85 | 418 | 186237.5982 | 262 | 214.5 | 4.7 | 160.9 | 13.1 | 113.3 | 27.5 | 74.1 | 50.3 | 40.6 | 78.8 | 19.3 | 119.5 | 8.9 | 171.1 | 13.2323 | 6798 | 6770.1 | 237 | 234.3 | 659861.2 | 6909.5 | 6116 | 413.5 | 7819.1 | 24.9 | 1060.5 | 14728.6 | 657234 | 6811 | 7887 | 3340 | 29 | 1.4624 | 841 | 0 | 0 | 0 | 0 | 1 | 0 | 0 | 0 | 0 | 0 | 0 | 0 | 1 | 0 | 1 | 31 | 22 | 0 | 0 | 0 | 0 | 0 | 0 | 0 | 0 | 0 | 0 | 0 | 0 | 0 | 0 | 0 | 0 | 0 | 17.9112 | 72.9433 | 1995.3967 | 67085.8308 | 261004.5262 | 1416.088 | 47609.2993 | 185229.0186 | 32097 | 3495 | 391 | 12 | 3
2014-06-01 | 2014 | 20692599.1027 | 305815.267 | 20998414.3697 | 32115 | 8465573.089 | 203319.1004 | 8668892.1893 | 3492 | 17975103.6858 | 677860.2857 | 18652963.9715 | 57006.1461 | 393 | 11032581.547 | 47714.3645 | 11080295.9115 | 24114.634 | 8 | 21076115.4027 | 6871.1989 | 21082986.6015 | 37020.5493 | 4 | 509178.1979 | 1885.1 | 10056 | 44117.64 | 117.727 | 418 | 180229.9337 | 262 | 69 | 31.1 | 38.4 | 60.5 | 14.4 | 96.5 | 3.3 | 145.4 | 0 | 202.1 | 0 | 262.1 | 0 | 322.1 | 18.7367 | 6790.7 | 6837.5 | 237.6 | 239.3 | 659861.2 | 6909.5 | 6116 | 413.5 | 7819.1 | 24.9 | 1060.5 | 14728.6 | 657234 | 6811 | 7887 | 3340 | 30 | 1.4771 | 900 | 0 | 0 | 0 | 0 | 0 | 1 | 0 | 0 | 0 | 0 | 0 | 0 | 0 | 0 | 0 | 30 | 21 | 0 | 0 | 0 | 0 | 0 | 0 | 0 | 0 | 0 | 0 | 0 | 0 | 0 | 0 | 0 | 0 | 0 | 21.795 | 82.75 | 2260.1435 | 65954.1423 | 250987.9357 | 1582.1004 | 46167.8996 | 175691.555 | 32115 | 3492 | 391 | 12 | 3
2014-07-01 | 2014 | 22781064.7326 | 305815.267 | 23086879.9996 | 32144 | 8777669.4861 | 203319.1004 | 8980988.5865 | 3482 | 19760020.4659 | 677860.2857 | 20437880.7516 | 51160.9085 | 395 | 11680210.0548 | 47714.3645 | 11727924.4193 | 23811.4854 | 8 | 23317462.3891 | 6871.1989 | 23324333.588 | 41001.1697 | 4 | 539479.7354 | 1849.338 | 10055 | 45622.08 | 95.5 | 417 | 186237.5982 | 262 | 47.3 | 30.6 | 15.3 | 60.6 | 2.3 | 109.6 | 0 | 169.3 | 0 | 231.3 | 0 | 293.3 | 0 | 355.3 | 19.4613 | 6792 | 6884 | 239.2 | 243.6 | 659861.2 | 6909.5 | 6116 | 413.5 | 7819.1 | 24.9 | 1060.5 | 14728.6 | 663925 | 6761 | 8053 | 3175 | 31 | 1.4914 | 961 | 0 | 0 | 0 | 0 | 0 | 0 | 1 | 0 | 0 | 0 | 0 | 0 | 0 | 0 | 0 | 31 | 22 | 0 | 0 | 0 | 0 | 0 | 0 | 0 | 0 | 0 | 0 | 0 | 0 | 0 | 0 | 0 | 0 | 0 | 23.1688 | 83.202 | 2351.885 | 66635.9342 | 265049.2453 | 1669.0797 | 47290.0178 | 188099.4644 | 32144 | 3482 | 393 | 12 | 3
2014-08-01 | 2014 | 22592702.3825 | 305815.267 | 22898517.6495 | 32152 | 8800860.0764 | 203319.1004 | 9004179.1767 | 3486 | 18788928.6768 | 677860.2857 | 19466788.9625 | 49137.056 | 396 | 11966061.6662 | 47714.3645 | 12013776.0307 | 23162.7123 | 8 | 24328683.4002 | 6871.1989 | 24335554.5991 | 40128.8848 | 4 | 581605.796 | 1775.5 | 10053 | 45531.36 | 72.587 | 417 | 186237.5982 | 262 | 38.8 | 27.5 | 10.9 | 61.6 | 0.7 | 113.4 | 0 | 174.7 | 0 | 236.7 | 0 | 298.7 | 0 | 360.7 | 19.6355 | 6796.3 | 6897.1 | 239.3 | 245.9 | 659861.2 | 6909.5 | 6116 | 413.5 | 7819.1 | 24.9 | 1060.5 | 14728.6 | 663925 | 6761 | 8053 | 3175 | 32 | 1.5051 | 1024 | 0 | 0 | 0 | 0 | 0 | 0 | 0 | 1 | 0 | 0 | 0 | 0 | 0 | 0 | 0 | 31 | 20 | 0 | 0 | 0 | 0 | 0 | 0 | 0 | 0 | 0 | 0 | 0 | 0 | 0 | 0 | 0 | 0 | 0 | 22.9741 | 83.3211 | 2457.9279 | 75086.1002 | 304194.4325 | 1585.7599 | 48442.6453 | 196254.4726 | 32152 | 3486 | 394 | 12 | 3
2014-09-01 | 2014 | 19191914.6531 | 305815.267 | 19497729.9201 | 32158 | 7832725.387 | 203319.1004 | 8036044.4874 | 3491 | 17637668.6455 | 677860.2857 | 18315528.9312 | 62824.9023 | 392 | 10261649.6424 | 47714.3645 | 10309364.0069 | 21436.6891 | 8 | 22540207.0722 | 6871.1989 | 22547078.2711 | 38773.1678 | 4 | 622223.6829 | 1668.3 | 10045 | 43999.2 | 144.46 | 416 | 180229.9337 | 262 | 133.3 | 13.9 | 87.2 | 27.8 | 46.9 | 47.5 | 22.2 | 82.8 | 6.4 | 127 | 0.1 | 180.7 | 0 | 240.6 | 16.02 | 6817.7 | 6875.4 | 239.5 | 243.1 | 659861.2 | 6909.5 | 6116 | 413.5 | 7819.1 | 24.9 | 1060.5 | 14728.6 | 663925 | 6761 | 8053 | 3175 | 33 | 1.5185 | 1089 | 0 | 0 | 0 | 0 | 0 | 0 | 0 | 0 | 1 | 0 | 0 | 0 | 0 | 1 | 1 | 30 | 21 | 0 | 0 | 0 | 0 | 0 | 0 | 0 | 0 | 0 | 0 | 0 | 0 | 0 | 0 | 0 | 0 | 0 | 20.2103 | 76.7311 | 2224.9185 | 61365.2619 | 268417.5985 | 1557.4429 | 42955.6834 | 187892.3189 | 32158 | 3491 | 390 | 12 | 3
2014-10-01 | 2014 | 17733117.8094 | 305815.267 | 18038933.0765 | 32142 | 7691009.8924 | 203319.1004 | 7894328.9928 | 3496 | 17961765.1624 | 677860.2857 | 18639625.4481 | 44305.7635 | 386 | 10566792.6172 | 47714.3645 | 10614506.9817 | 19948.1087 | 8 | 22503616.1 | 6871.1989 | 22510487.2988 | 38439.4021 | 4 | 673582.393 | 1605.131 | 10043 | 45465.84 | 64.282 | 416 | 186209.2282 | 261 | 288.3 | 0 | 226.4 | 0.1 | 168.5 | 4.2 | 117 | 14.7 | 73.1 | 32.8 | 35.7 | 57.4 | 8.4 | 92.1 | 10.7 | 6834 | 6869.1 | 238.9 | 240.8 | 659861.2 | 6909.5 | 6116 | 413.5 | 7819.1 | 24.9 | 1060.5 | 14728.6 | 667487 | 7068 | 7051 | 3331 | 34 | 1.5315 | 1156 | 0 | 0 | 0 | 0 | 0 | 0 | 0 | 0 | 0 | 1 | 0 | 0 | 0 | 1 | 1 | 31 | 22 | 0 | 0 | 0 | 0 | 0 | 0 | 0 | 0 | 0 | 0 | 0 | 0 | 0 | 0 | 0 | 0 | 0 | 18.1041 | 72.842 | 2194.963 | 60309.6988 | 255800.992 | 1557.7156 | 42800.4314 | 181536.1879 | 32142 | 3496 | 384 | 12 | 3
2014-11-01 | 2014 | 19913918.8003 | 305815.267 | 20219734.0673 | 32194 | 8612173.9509 | 203319.1004 | 8815493.0513 | 3501 | 18062116.3437 | 677860.2857 | 18739976.6294 | 53981.777 | 384 | 9827304.3514 | 47714.3645 | 9875018.7159 | 20041.7875 | 8 | 23539659.9558 | 6871.1989 | 23546531.1546 | 40537.0524 | 4 | 716085.879 | 1574.7 | 10048 | 43999.2 | 103.365 | 416 | 180724.2167 | 261 | 543.7 | 0 | 483.7 | 0 | 423.7 | 0 | 363.7 | 0 | 303.7 | 0 | 244.1 | 0.4 | 189.4 | 5.7 | 1.8767 | 6842 | 6850 | 240.2 | 239.7 | 659861.2 | 6909.5 | 6116 | 413.5 | 7819.1 | 24.9 | 1060.5 | 14728.6 | 667487 | 7068 | 7051 | 3331 | 35 | 1.5441 | 1225 | 0 | 0 | 0 | 0 | 0 | 0 | 0 | 0 | 0 | 0 | 1 | 0 | 0 | 0 | 0 | 30 | 20 | 0 | 0 | 0 | 0 | 0 | 0 | 0 | 0 | 0 | 0 | 0 | 0 | 0 | 0 | 0 | 0 | 0 | 20.9353 | 83.9331 | 2440.1011 | 61718.867 | 294331.6394 | 1626.7341 | 41145.9113 | 196221.093 | 32194 | 3501 | 382 | 12 | 3
2014-12-01 | 2014 | 22040158.9789 | 305815.267 | 22345974.246 | 32218 | 9319519.4353 | 203319.1004 | 9522838.5356 | 3506 | 19261278.3182 | 677860.2857 | 19939138.6039 | 53414.1692 | 385 | 10223576.0298 | 47714.3645 | 10271290.3943 | 19930.2261 | 8 | 23374281.5059 | 6871.1989 | 23381152.7048 | 39511.1755 | 4 | 737279.0921 | 1523.523 | 10049 | 45403.44 | 155.747 | 415 | 187391.2058 | 263 | 604.5 | 0 | 542.5 | 0 | 480.5 | 0 | 418.5 | 0 | 356.5 | 0 | 294.5 | 0 | 232.5 | 0 | 0.5 | 6833.4 | 6837.3 | 242 | 241.5 | 659861.2 | 6909.5 | 6116 | 413.5 | 7819.1 | 24.9 | 1060.5 | 14728.6 | 667487 | 7068 | 7051 | 3331 | 36 | 1.5563 | 1296 | 0 | 0 | 0 | 0 | 0 | 0 | 0 | 0 | 0 | 0 | 0 | 1 | 0 | 0 | 0 | 31 | 21 | 0 | 0 | 0 | 0 | 0 | 0 | 0 | 0 | 0 | 0 | 0 | 0 | 0 | 0 | 0 | 0 | 0 | 22.3738 | 87.6179 | 2466.1891 | 61138.6333 | 278347.056 | 1670.6442 | 41416.4935 | 188557.6831 | 32218 | 3506 | 383 | 12 | 3
2015-01-01 | 2015 | 23955417.7975 | 411760.4323 | 24367178.2298 | 32238 | 10074205.132 | 254524.5796 | 10328729.7116 | 3487 | 21127157.0171 | 973209.8242 | 22100366.8413 | 48076.8666 | 391 | 10619014.4132 | 85473.923 | 10704488.3362 | 19862.3839 | 8 | 24085012.5898 | 16372.5315 | 24101385.1212 | 38183.6611 | 4 | 729730.8938 | 1501.8 | 10051 | 43587.72 | 60.65 | 414 | 186185.8647 | 263 | 842.8 | 0 | 780.8 | 0 | 718.8 | 0 | 656.8 | 0 | 594.8 | 0 | 532.8 | 0 | 470.8 | 0 | -7.1871 | 6815.7 | 6777.3 | 244.4 | 242.7 | 677384 | 7339.5 | 6552.4 | 411.5 | 7477.6 | 23.4 | 885.4 | 14817.1 | 668986 | 7183 | 7210 | 3401 | 37 | 1.5682 | 1369 | 1 | 0 | 0 | 0 | 0 | 0 | 0 | 0 | 0 | 0 | 0 | 0 | 0 | 0 | 0 | 31 | 21 | 0 | 0 | 0 | 0 | 0 | 0 | 0 | 0 | 0 | 0 | 0 | 0 | 0 | 0 | 0 | 0 | 0 | 24.3823 | 95.5506 | 2691.5561 | 63717.1925 | 286921.2514 | 1823.3122 | 43163.2594 | 194366.009 | 32238 | 3487 | 389 | 12 | 3
2015-02-01 | 2015 | 22054721.8797 | 411760.4323 | 22466482.312 | 32248 | 9620006.1389 | 254524.5796 | 9874530.7186 | 3486 | 19789128.0185 | 973209.8242 | 20762337.8427 | 56914.1919 | 392 | 9849896.3844 | 85473.923 | 9935370.3074 | 18679.6299 | 8 | 21521313.0473 | 16372.5315 | 21537685.5787 | 36441.1038 | 4 | 595891.8594 | 1459.363 | 10052 | 39342.24 | 150.765 | 414 | 168167.8778 | 263 | 897.1 | 0 | 841.1 | 0 | 785.1 | 0 | 729.1 | 0 | 673.1 | 0 | 617.1 | 0 | 561.1 | 0 | -12.0393 | 6814.3 | 6740.1 | 244.8 | 241.9 | 677384 | 7339.5 | 6552.4 | 411.5 | 7477.6 | 23.4 | 885.4 | 14817.1 | 668986 | 7183 | 7210 | 3401 | 38 | 1.5798 | 1444 | 0 | 1 | 0 | 0 | 0 | 0 | 0 | 0 | 0 | 0 | 0 | 0 | 0 | 0 | 0 | 28 | 19 | 0 | 0 | 0 | 0 | 0 | 0 | 0 | 0 | 0 | 0 | 0 | 0 | 0 | 0 | 0 | 0 | 0 | 24.8814 | 101.1652 | 2787.6393 | 65364.2783 | 283390.5997 | 1891.6124 | 44354.3317 | 192300.7641 | 32248 | 3486 | 390 | 12 | 3
2015-03-01 | 2015 | 20601273.4521 | 411760.4323 | 21013033.8844 | 32244 | 9363337.859 | 254524.5796 | 9617862.4386 | 3486 | 19088259.5404 | 973209.8242 | 20061469.3646 | 52781.0111 | 388 | 10479747.0716 | 85473.923 | 10565220.9946 | 20412.9872 | 8 | 23125224.0889 | 16372.5315 | 23141596.6203 | 37746.0886 | 4 | 581103.8108 | 1544.987 | 10025 | 43580.412 | 97.74 | 414 | 186185.8647 | 263 | 660.7 | 0 | 598.7 | 0 | 536.7 | 0 | 474.7 | 0 | 412.7 | 0 | 350.7 | 0 | 289.2 | 0.5 | -1.3129 | 6821.3 | 6712.3 | 243.3 | 240 | 677384 | 7339.5 | 6552.4 | 411.5 | 7477.6 | 23.4 | 885.4 | 14817.1 | 668986 | 7183 | 7210 | 3401 | 39 | 1.5911 | 1521 | 0 | 0 | 1 | 0 | 0 | 0 | 0 | 0 | 0 | 0 | 0 | 0 | 1 | 0 | 1 | 31 | 22 | 0 | 0 | 0 | 0 | 0 | 0 | 0 | 0 | 0 | 0 | 0 | 0 | 0 | 0 | 0 | 0 | 0 | 21.0222 | 88.9999 | 2350.219 | 60029.6647 | 262972.6889 | 1667.8974 | 42601.6976 | 186625.7792 | 32244 | 3486 | 386 | 12 | 3
2015-04-01 | 2015 | 17144428.2401 | 411760.4323 | 17556188.6724 | 32255 | 7889268.5123 | 254524.5796 | 8143793.0919 | 3499 | 16760425.2581 | 973209.8242 | 17733635.0823 | 41086.8449 | 383 | 10165366.4174 | 85473.923 | 10250840.3404 | 20572.3438 | 8 | 23805223.8546 | 16372.5315 | 23821596.3861 | 38381.3255 | 4 | 491512.797 | 1558.812 | 10024 | 42257.268 | 66.23 | 414 | 181151.9184 | 263 | 390.4 | 0 | 330.4 | 0 | 270.4 | 0 | 210.7 | 0.3 | 155.2 | 4.8 | 102.1 | 11.7 | 60.5 | 30.1 | 6.9867 | 6825 | 6733.1 | 240.5 | 237.1 | 677384 | 7339.5 | 6552.4 | 411.5 | 7477.6 | 23.4 | 885.4 | 14817.1 | 673769 | 7389 | 7270 | 3066 | 40 | 1.6021 | 1600 | 0 | 0 | 0 | 1 | 0 | 0 | 0 | 0 | 0 | 0 | 0 | 0 | 1 | 0 | 1 | 30 | 20 | 0 | 0 | 0 | 0 | 0 | 0 | 0 | 0 | 0 | 0 | 0 | 0 | 0 | 0 | 0 | 0 | 0 | 18.1431 | 77.5821 | 2315.096 | 64067.7521 | 297769.9548 | 1543.3973 | 42711.8348 | 198513.3032 | 32255 | 3499 | 381 | 12 | 3
2015-05-01 | 2015 | 17795297.1974 | 411760.4323 | 18207057.6297 | 32248 | 8032624.557 | 254524.5796 | 8287149.1366 | 3507 | 16725997.0062 | 973209.8242 | 17699206.8304 | 50853.6822 | 372 | 11247810.663 | 85473.923 | 11333284.586 | 20929.2154 | 8 | 22516146.8534 | 16372.5315 | 22532519.3849 | 38775.0018 | 4 | 447801.8659 | 1492.104 | 10016 | 43880.928 | 101.508 | 414 | 195635.3374 | 263 | 174.6 | 13.7 | 126.8 | 27.9 | 90.4 | 53.5 | 60 | 85.1 | 35.7 | 122.8 | 17.7 | 166.8 | 5.4 | 216.5 | 14.8097 | 6830.5 | 6793.2 | 240.6 | 238.6 | 677384 | 7339.5 | 6552.4 | 411.5 | 7477.6 | 23.4 | 885.4 | 14817.1 | 673769 | 7389 | 7270 | 3066 | 41 | 1.6128 | 1681 | 0 | 0 | 0 | 0 | 1 | 0 | 0 | 0 | 0 | 0 | 0 | 0 | 1 | 0 | 1 | 31 | 20 | 0 | 0 | 0 | 0 | 0 | 0 | 0 | 0 | 0 | 0 | 0 | 0 | 0 | 0 | 0 | 0 | 0 | 18.2127 | 76.2268 | 2378.9256 | 70833.0287 | 281656.4923 | 1534.7907 | 45698.7282 | 181713.866 | 32248 | 3507 | 370 | 12 | 3
2015-06-01 | 2015 | 19421962.7464 | 411760.4323 | 19833723.1787 | 32247 | 8193658.2894 | 254524.5796 | 8448182.869 | 3498 | 16956282.5369 | 973209.8242 | 17929492.3611 | 57657.0582 | 373 | 10320893.4268 | 85473.923 | 10406367.3498 | 21843.6198 | 8 | 20510257.5669 | 16372.5315 | 20526630.0983 | 38293.602 | 4 | 401992.7718 | 1488.243 | 9988 | 42286.632 | 154.946 | 414 | 181328.9693 | 262 | 86.6 | 8.5 | 46.9 | 28.8 | 22.6 | 64.5 | 11.9 | 113.8 | 4.7 | 166.6 | 0.5 | 222.4 | 0 | 281.9 | 17.3967 | 6841.5 | 6885.3 | 245.1 | 246.9 | 677384 | 7339.5 | 6552.4 | 411.5 | 7477.6 | 23.4 | 885.4 | 14817.1 | 673769 | 7389 | 7270 | 3066 | 42 | 1.6232 | 1764 | 0 | 0 | 0 | 0 | 0 | 1 | 0 | 0 | 0 | 0 | 0 | 0 | 0 | 0 | 0 | 30 | 22 | 0 | 0 | 0 | 0 | 0 | 0 | 0 | 0 | 0 | 0 | 0 | 0 | 0 | 0 | 0 | 0 | 0 | 20.5019 | 80.5049 | 2184.9247 | 59127.0872 | 233257.1602 | 1602.2781 | 43359.864 | 171055.2508 | 32247 | 3498 | 371 | 12 | 3
2015-07-01 | 2015 | 25140718.3565 | 411760.4323 | 25552478.7888 | 32267 | 9573216.367 | 254524.5796 | 9827740.9467 | 3502 | 19544040.176 | 973209.8242 | 20517250.0002 | 51963.902 | 374 | 10585479.7424 | 85473.923 | 10670953.6654 | 22057.8239 | 8 | 23340537.2507 | 16372.5315 | 23356909.7822 | 39824.5767 | 4 | 434052.4567 | 1487.933 | 9989 | 42568.092 | 112.159 | 414 | 187346.362 | 262 | 33.4 | 45.6 | 13.6 | 87.8 | 1.9 | 138.1 | 0 | 198.2 | 0 | 260.2 | 0 | 322.2 | 0 | 384.2 | 20.3935 | 6859.4 | 6951.4 | 247.8 | 252.4 | 677384 | 7339.5 | 6552.4 | 411.5 | 7477.6 | 23.4 | 885.4 | 14817.1 | 679927 | 7371 | 7520 | 3089 | 43 | 1.6335 | 1849 | 0 | 0 | 0 | 0 | 0 | 0 | 1 | 0 | 0 | 0 | 0 | 0 | 0 | 0 | 0 | 31 | 22 | 0 | 0 | 0 | 0 | 0 | 0 | 0 | 0 | 0 | 0 | 0 | 0 | 0 | 0 | 0 | 0 | 0 | 25.5454 | 90.5265 | 2493.589 | 60630.4186 | 265419.4293 | 1769.6438 | 43028.039 | 188362.1757 | 32267 | 3502 | 372 | 12 | 3
2015-08-01 | 2015 | 24336690.4962 | 411760.4323 | 24748450.9285 | 32286 | 9079712.5916 | 254524.5796 | 9334237.1712 | 3502 | 18690342.4927 | 973209.8242 | 19663552.3169 | 46670.4879 | 375 | 11092761.6324 | 85473.923 | 11178235.5554 | 22468.8951 | 8 | 23407162.6529 | 16372.5315 | 23423535.1843 | 37723.746 | 4 | 486564.9277 | 1485.3601 | 10002 | 42456.888 | 59.211 | 409 | 187380.5538 | 262 | 33.7 | 40.7 | 13.3 | 82.3 | 1.6 | 132.6 | 0 | 193 | 0 | 255 | 0 | 317 | 0 | 379 | 20.2258 | 6869.1 | 6969.1 | 250.9 | 257.8 | 677384 | 7339.5 | 6552.4 | 411.5 | 7477.6 | 23.4 | 885.4 | 14817.1 | 679927 | 7371 | 7520 | 3089 | 44 | 1.6435 | 1936 | 0 | 0 | 0 | 0 | 0 | 0 | 0 | 1 | 0 | 0 | 0 | 0 | 0 | 0 | 0 | 31 | 20 | 0 | 0 | 0 | 0 | 0 | 0 | 0 | 0 | 0 | 0 | 0 | 0 | 0 | 0 | 0 | 0 | 0 | 24.727 | 85.9807 | 2621.807 | 69863.9722 | 292794.1898 | 1691.4884 | 45073.5305 | 188899.4773 | 32286 | 3502 | 373 | 12 | 3
2015-09-01 | 2015 | 21744443.9175 | 411760.4323 | 22156204.3497 | 32292 | 8842176.8665 | 254524.5796 | 9096701.4461 | 3499 | 18142037.7011 | 973209.8242 | 19115247.5253 | 58182.3842 | 375 | 11219875.1562 | 85473.923 | 11305349.0792 | 22402.0058 | 8 | 21433346.55 | 16372.5315 | 21449719.0815 | 37592.1544 | 4 | 528767.3433 | 1417.73 | 9997 | 41275.44 | 141.654 | 409 | 181572.52 | 262 | 54.5 | 42.9 | 25 | 73.4 | 9.3 | 117.7 | 1.6 | 170 | 0 | 228.4 | 0 | 288.4 | 0 | 348.4 | 19.6133 | 6860.5 | 6917.2 | 249 | 252.5 | 677384 | 7339.5 | 6552.4 | 411.5 | 7477.6 | 23.4 | 885.4 | 14817.1 | 679927 | 7371 | 7520 | 3089 | 45 | 1.6532 | 2025 | 0 | 0 | 0 | 0 | 0 | 0 | 0 | 0 | 1 | 0 | 0 | 0 | 0 | 1 | 1 | 30 | 21 | 0 | 0 | 0 | 0 | 0 | 0 | 0 | 0 | 0 | 0 | 0 | 0 | 0 | 0 | 0 | 0 | 0 | 22.8707 | 86.66 | 2427.333 | 67293.7445 | 255353.7986 | 1699.1331 | 47105.6212 | 178747.659 | 32292 | 3499 | 373 | 12 | 3
2015-10-01 | 2015 | 17289573.2489 | 411760.4323 | 17701333.6812 | 32303 | 7751548.7202 | 254524.5796 | 8006073.2998 | 3503 | 17108387.2078 | 973209.8242 | 18081597.032 | 46026.3194 | 376 | 10858934.2884 | 85473.923 | 10944408.2114 | 16934.4087 | 8 | 22301204.0494 | 16372.5315 | 22317576.5808 | 37733.8481 | 4 | 563702.5833 | 1343.29 | 10001 | 42678.648 | 60.691 | 411 | 187645.5401 | 262 | 279.7 | 0 | 217.7 | 0 | 157.4 | 1.7 | 102.7 | 9 | 60.5 | 28.8 | 30.9 | 61.2 | 10.4 | 102.7 | 10.9774 | 6852.7 | 6887.9 | 251 | 253 | 677384 | 7339.5 | 6552.4 | 411.5 | 7477.6 | 23.4 | 885.4 | 14817.1 | 686855 | 7414 | 7911 | 2863 | 46 | 1.6628 | 2116 | 0 | 0 | 0 | 0 | 0 | 0 | 0 | 0 | 0 | 1 | 0 | 0 | 0 | 1 | 1 | 31 | 21 | 0 | 0 | 0 | 0 | 0 | 0 | 0 | 0 | 0 | 0 | 0 | 0 | 0 | 0 | 0 | 0 | 0 | 17.6767 | 73.7255 | 2289.9692 | 65145.287 | 265685.4355 | 1551.2695 | 44130.6783 | 179980.4563 | 32303 | 3503 | 374 | 12 | 3
2015-11-01 | 2015 | 17663717.4927 | 411760.4323 | 18075477.925 | 32342 | 7882262.9902 | 254524.5796 | 8136787.5698 | 3500 | 16045706.0432 | 973209.8242 | 17018915.8674 | 48084.8123 | 377 | 10971227.3136 | 85473.923 | 11056701.2366 | 23963.7804 | 8 | 21388597.1447 | 16372.5315 | 21404969.6761 | 38304.635 | 4 | 559982.5281 | 1255.22 | 9998 | 41048.64 | 99.914 | 410 | 181302.931 | 262 | 380.5 | 0 | 320.5 | 0 | 261.8 | 1.3 | 208.1 | 7.6 | 157.6 | 17.1 | 110.9 | 30.4 | 76.7 | 56.2 | 7.3167 | 6843.8 | 6853.9 | 250.6 | 249.4 | 677384 | 7339.5 | 6552.4 | 411.5 | 7477.6 | 23.4 | 885.4 | 14817.1 | 686855 | 7414 | 7911 | 2863 | 47 | 1.6721 | 2209 | 0 | 0 | 0 | 0 | 0 | 0 | 0 | 0 | 0 | 0 | 1 | 0 | 0 | 0 | 0 | 30 | 21 | 0 | 0 | 0 | 0 | 0 | 0 | 0 | 0 | 0 | 0 | 0 | 0 | 0 | 0 | 0 | 0 | 0 | 18.6295 | 77.4932 | 2149.6673 | 65813.6978 | 254821.0676 | 1504.7671 | 46069.5885 | 178374.7473 | 32342 | 3500 | 375 | 12 | 3
2015-12-01 | 2015 | 20383570.0151 | 411760.4323 | 20795330.4474 | 32350 | 8695582.1505 | 254524.5796 | 8950106.7301 | 3496 | 18216584.0573 | 973209.8242 | 19189793.8815 | 49771.8821 | 371 | 10301874.9894 | 85473.923 | 10387348.9124 | 20381.0423 | 8 | 25389973.5472 | 16372.5315 | 25406346.0787 | 40246.4926 | 4 | 605952.9669 | 1252.149 | 10011 | 42416.928 | 148.416 | 410 | 187346.362 | 262 | 494.4 | 0 | 432.4 | 0 | 370.4 | 0 | 308.4 | 0 | 246.4 | 0 | 187.3 | 2.9 | 132.1 | 9.7 | 4.0516 | 6858.1 | 6866.6 | 252.1 | 250.6 | 677384 | 7339.5 | 6552.4 | 411.5 | 7477.6 | 23.4 | 885.4 | 14817.1 | 686855 | 7414 | 7911 | 2863 | 48 | 1.6812 | 2304 | 0 | 0 | 0 | 0 | 0 | 0 | 0 | 0 | 0 | 0 | 0 | 1 | 0 | 0 | 0 | 31 | 21 | 0 | 0 | 0 | 0 | 0 | 0 | 0 | 0 | 0 | 0 | 0 | 0 | 0 | 0 | 0 | 0 | 0 | 20.7362 | 82.5838 | 2463.072 | 61829.4578 | 302456.5009 | 1668.5326 | 41884.4714 | 204889.8877 | 32350 | 3496 | 369 | 12 | 3
2016-01-01 | 2016 | 21981111.1465 | 587474.3792 | 22568585.5257 | 32375 | 9419154.0245 | 302620.8845 | 9721774.909 | 3473 | 19583848.3543 | 1373630.8837 | 20957479.238 | 43138.714 | 378 | 10824210.6852 | 100980.7914 | 10925191.4766 | 20064.1852 | 8 | 26218283.2317 | 25030.1658 | 26243313.3975 | 40110.5598 | 4 | 603432.7807 | 1281.1509 | 10012 | 42484.968 | 54.729 | 410 | 187346.362 | 262 | 713.5 | 0 | 651.5 | 0 | 589.5 | 0 | 527.5 | 0 | 465.5 | 0 | 403.5 | 0 | 341.5 | 0 | -3.0161 | 6871.7 | 6837.4 | 251.1 | 248.6 | 692620.8 | 7420.6 | 6600.8 | 427.5 | 7596.5 | 377.2 | 784.9 | 15017.1 | 691978 | 7414 | 7769 | 2819 | 49 | 1.6902 | 2401 | 1 | 0 | 0 | 0 | 0 | 0 | 0 | 0 | 0 | 0 | 0 | 0 | 0 | 0 | 0 | 31 | 20 | 0 | 0 | 0 | 0 | 0 | 0 | 0 | 0 | 0 | 0 | 0 | 0 | 0 | 0 | 0 | 0 | 0 | 22.4871 | 90.2982 | 2772.1533 | 68282.4467 | 328041.4175 | 1788.486 | 44053.1914 | 211639.6242 | 32375 | 3473 | 376 | 12 | 3
2016-02-01 | 2016 | 19653906.0201 | 587474.3792 | 20241380.3992 | 32383 | 8776121.7866 | 302620.8845 | 9078742.671 | 3476 | 18000427.9053 | 1373630.8837 | 19374058.789 | 51480.6625 | 384 | 10104615.0434 | 100980.7914 | 10205595.8348 | 20120.0805 | 8 | 24059531.4708 | 25030.1658 | 24084561.6366 | 39811.4273 | 4 | 509188.7909 | 1250.846 | 10014 | 39834.792 | 103.011 | 410 | 175259.4999 | 262 | 640.3 | 0 | 582.3 | 0 | 524.3 | 0 | 466.3 | 0 | 408.3 | 0 | 350.3 | 0 | 293.8 | 1.5 | -2.0793 | 6885.9 | 6815.5 | 248.5 | 245.7 | 692620.8 | 7420.6 | 6600.8 | 427.5 | 7596.5 | 377.2 | 784.9 | 15017.1 | 691978 | 7414 | 7769 | 2819 | 50 | 1.699 | 2500 | 0 | 1 | 0 | 0 | 0 | 0 | 0 | 0 | 0 | 0 | 0 | 0 | 0 | 0 | 0 | 29 | 20 | 0 | 0 | 0 | 0 | 0 | 0 | 0 | 0 | 0 | 0 | 0 | 0 | 0 | 0 | 0 | 0 | 0 | 21.5539 | 90.0633 | 2522.6639 | 63784.974 | 301057.0205 | 1739.7682 | 43989.6372 | 207625.5314 | 32383 | 3476 | 382 | 12 | 3
2016-03-01 | 2016 | 18771897.6076 | 587474.3792 | 19359371.9868 | 32395 | 8566442.2163 | 302620.8845 | 8869063.1008 | 3477 | 17643965.0744 | 1373630.8837 | 19017595.9581 | 47229.7579 | 382 | 10908723.3796 | 100980.7914 | 11009704.171 | 20173.7878 | 8 | 26039535.469 | 25030.1658 | 26064565.6347 | 39807.266 | 4 | 486373.2237 | 1251.506 | 10027 | 42432.768 | 139.464 | 410 | 195590.4935 | 262 | 501.1 | 0 | 439.1 | 0 | 377.1 | 0 | 316.9 | 1.8 | 260.2 | 7.1 | 207 | 15.9 | 155.2 | 26.1 | 3.8355 | 6897.7 | 6793.5 | 245.6 | 242.5 | 692620.8 | 7420.6 | 6600.8 | 427.5 | 7596.5 | 377.2 | 784.9 | 15017.1 | 691978 | 7414 | 7769 | 2819 | 51 | 1.7076 | 2601 | 0 | 0 | 1 | 0 | 0 | 0 | 0 | 0 | 0 | 0 | 0 | 0 | 1 | 0 | 1 | 31 | 21 | 0 | 0 | 0 | 0 | 0 | 0 | 0 | 0 | 0 | 0 | 0 | 0 | 0 | 0 | 0 | 0 | 0 | 19.2775 | 82.2832 | 2370.6801 | 65533.9534 | 310292.448 | 1605.9446 | 44393.9684 | 210198.11 | 32395 | 3477 | 380 | 12 | 3
2016-04-01 | 2016 | 17386044.9669 | 587474.3792 | 17973519.3461 | 32401 | 7888731.5869 | 302620.8845 | 8191352.4714 | 3484 | 16500949.66 | 1373630.8837 | 17874580.5436 | 44178.2485 | 382 | 10279460.202 | 100980.7914 | 10380440.9934 | 20815.6485 | 8 | 25437554.8557 | 25030.1658 | 25462585.0215 | 40943.3539 | 4 | 409981.6314 | 1245.39 | 10009 | 40808.88 | 60.591 | 409 | 181382.3282 | 262 | 451 | 0 | 391 | 0 | 331 | 0 | 272.6 | 1.6 | 217.9 | 6.9 | 163.9 | 12.9 | 115.4 | 24.4 | 4.9667 | 6905.4 | 6814.3 | 243.5 | 240 | 692620.8 | 7420.6 | 6600.8 | 427.5 | 7596.5 | 377.2 | 784.9 | 15017.1 | 689507 | 7421 | 7619 | 2937 | 52 | 1.716 | 2704 | 0 | 0 | 0 | 1 | 0 | 0 | 0 | 0 | 0 | 0 | 0 | 0 | 1 | 0 | 1 | 30 | 21 | 0 | 0 | 0 | 0 | 0 | 0 | 0 | 0 | 0 | 0 | 0 | 0 | 0 | 0 | 0 | 0 | 0 | 18.4907 | 78.3711 | 2228.195 | 61788.3392 | 303126.0122 | 1559.7365 | 43251.8375 | 212188.2085 | 32401 | 3484 | 380 | 12 | 3
2016-05-01 | 2016 | 18459616.89 | 587474.3792 | 19047091.2692 | 32387 | 8017658.33 | 302620.8845 | 8320279.2145 | 3482 | 17380868.1193 | 1373630.8837 | 18754499.003 | 58693.8014 | 371 | 11018984.188 | 100980.7914 | 11119964.9794 | 21750.3967 | 8 | 25822909.3271 | 25030.1658 | 25847939.4928 | 39847.0567 | 4 | 373487.8456 | 1244.485 | 10009 | 42137.928 | 142.104 | 409 | 187187.5675 | 262 | 221.4 | 20 | 172.5 | 33.1 | 125.2 | 47.8 | 84.6 | 69.2 | 47.2 | 93.8 | 20 | 128.6 | 5.9 | 176.5 | 13.5032 | 6917.8 | 6884.3 | 242.8 | 242.2 | 692620.8 | 7420.6 | 6600.8 | 427.5 | 7596.5 | 377.2 | 784.9 | 15017.1 | 689507 | 7421 | 7619 | 2937 | 53 | 1.7243 | 2809 | 0 | 0 | 0 | 0 | 1 | 0 | 0 | 0 | 0 | 0 | 0 | 0 | 1 | 0 | 1 | 31 | 21 | 0 | 0 | 0 | 0 | 0 | 0 | 0 | 0 | 0 | 0 | 0 | 0 | 0 | 0 | 0 | 0 | 0 | 18.9713 | 77.081 | 2407.2005 | 66190.2677 | 307713.5654 | 1630.6842 | 44838.5685 | 208451.1249 | 32387 | 3482 | 369 | 12 | 3
2016-06-01 | 2016 | 21538029.7709 | 587474.3792 | 22125504.1501 | 32414 | 8301086.9995 | 302620.8845 | 8603707.8839 | 3471 | 17747348.4747 | 1373630.8837 | 19120979.3584 | 45510.2543 | 370 | 9687678.3748 | 100980.7914 | 9788659.1662 | 19264.1414 | 8 | 24302556.0516 | 25030.1658 | 24327586.2174 | 40485.0001 | 4 | 320397.7836 | 1186.165 | 10013 | 40794.24 | 64.566 | 407 | 181251.3356 | 263 | 67.7 | 21.1 | 32.3 | 45.7 | 13.6 | 87 | 3.4 | 136.8 | 0.4 | 193.8 | 0 | 253.4 | 0 | 313.4 | 18.4467 | 6923.9 | 6966.5 | 241.2 | 244.6 | 692620.8 | 7420.6 | 6600.8 | 427.5 | 7596.5 | 377.2 | 784.9 | 15017.1 | 689507 | 7421 | 7619 | 2937 | 54 | 1.7324 | 2916 | 0 | 0 | 0 | 0 | 0 | 1 | 0 | 0 | 0 | 0 | 0 | 0 | 0 | 0 | 0 | 30 | 22 | 0 | 0 | 0 | 0 | 0 | 0 | 0 | 0 | 0 | 0 | 0 | 0 | 0 | 0 | 0 | 0 | 0 | 22.753 | 82.6247 | 2349.0147 | 55617.3816 | 276449.8434 | 1722.6108 | 40786.0799 | 202729.8851 | 32414 | 3471 | 368 | 12 | 3
2016-07-01 | 2016 | 28862642.3288 | 587474.3792 | 29450116.708 | 32430 | 9924884.1903 | 302620.8845 | 10227505.0748 | 3472 | 19424889.3906 | 1373630.8837 | 20798520.2742 | 57910.0223 | 371 | 10692829.268 | 100980.7914 | 10793810.0594 | 20217.4579 | 8 | 25912332.3353 | 25030.1658 | 25937362.5011 | 40492.8184 | 4 | 322217.3654 | 1104.562 | 10019 | 42231.648 | 136.389 | 409 | 187735.0052 | 261 | 11.1 | 83.9 | 1.7 | 136.5 | 0 | 196.8 | 0 | 258.8 | 0 | 320.8 | 0 | 382.8 | 0 | 444.8 | 22.3484 | 6918.7 | 7011.7 | 240.9 | 246.5 | 692620.8 | 7420.6 | 6600.8 | 427.5 | 7596.5 | 377.2 | 784.9 | 15017.1 | 695069 | 7438 | 7449 | 3045 | 55 | 1.7404 | 3025 | 0 | 0 | 0 | 0 | 0 | 0 | 1 | 0 | 0 | 0 | 0 | 0 | 0 | 0 | 0 | 31 | 20 | 0 | 0 | 0 | 0 | 0 | 0 | 0 | 0 | 0 | 0 | 0 | 0 | 0 | 0 | 0 | 0 | 0 | 29.294 | 95.0229 | 2803.0351 | 67461.3129 | 324217.0313 | 1808.4097 | 43523.4277 | 209172.2782 | 32430 | 3472 | 369 | 12 | 3
2016-08-01 | 2016 | 30190514.5106 | 587474.3792 | 30777988.8897 | 32434 | 10292244.4763 | 302620.8845 | 10594865.3608 | 3467 | 20774898.1709 | 1373630.8837 | 22148529.0546 | 54129.3879 | 374 | 10869741.3254 | 100980.7914 | 10970722.1168 | 19070.3714 | 8 | 24607718.6776 | 25030.1658 | 24632748.8434 | 40223.5977 | 4 | 350579.8748 | 1070.232 | 10028 | 42305.088 | 105.856 | 409 | 187800.5942 | 261 | 2.4 | 101 | 0 | 160.6 | 0 | 222.6 | 0 | 284.6 | 0 | 346.6 | 0 | 408.6 | 0 | 470.6 | 23.1806 | 6916.3 | 7009.1 | 242.4 | 247.6 | 692620.8 | 7420.6 | 6600.8 | 427.5 | 7596.5 | 377.2 | 784.9 | 15017.1 | 695069 | 7438 | 7449 | 3045 | 56 | 1.7482 | 3136 | 0 | 0 | 0 | 0 | 0 | 0 | 0 | 1 | 0 | 0 | 0 | 0 | 0 | 0 | 0 | 31 | 22 | 0 | 0 | 0 | 0 | 0 | 0 | 0 | 0 | 0 | 0 | 0 | 0 | 0 | 0 | 0 | 0 | 0 | 30.611 | 98.578 | 2691.8485 | 62333.6484 | 279917.6005 | 1910.3441 | 44236.7827 | 198651.2003 | 32434 | 3467 | 372 | 11 | 4
2016-09-01 | 2016 | 21339589.3219 | 587474.3792 | 21927063.7011 | 32458 | 8229594.2562 | 302620.8845 | 8532215.1407 | 3476 | 17627771.6012 | 1373630.8837 | 19001402.4848 | 54978.6918 | 375 | 10181866.5372 | 100980.7914 | 10282847.3286 | 18974.107 | 8 | 23490941.5197 | 25030.1658 | 23515971.6855 | 40677.5127 | 4 | 381526.0806 | 1022.947 | 10027 | 40773.48 | 95.089 | 409 | 181599.64 | 261 | 68.7 | 28.8 | 32.3 | 52.4 | 8.3 | 88.4 | 0.7 | 140.8 | 0 | 200.1 | 0 | 260.1 | 0 | 320.1 | 18.67 | 6914.1 | 6963.5 | 244.5 | 246.2 | 692620.8 | 7420.6 | 6600.8 | 427.5 | 7596.5 | 377.2 | 784.9 | 15017.1 | 695069 | 7438 | 7449 | 3045 | 57 | 1.7559 | 3249 | 0 | 0 | 0 | 0 | 0 | 0 | 0 | 0 | 1 | 0 | 0 | 0 | 0 | 1 | 1 | 30 | 21 | 0 | 0 | 0 | 0 | 0 | 0 | 0 | 0 | 0 | 0 | 0 | 0 | 0 | 0 | 0 | 0 | 0 | 22.5184 | 81.8202 | 2412.8765 | 61207.4246 | 279952.0439 | 1689.0136 | 42845.1972 | 195966.4307 | 32458 | 3476 | 373 | 11 | 4
2016-10-01 | 2016 | 17367880.3863 | 587474.3792 | 17955354.7655 | 32491 | 7606709.6128 | 302620.8845 | 7909330.4972 | 3471 | 17011330.8625 | 1373630.8837 | 18384961.7461 | 45722.5611 | 371 | 10249682.838 | 100980.7914 | 10350663.6294 | 18604.2085 | 8 | 24788405.0787 | 25030.1658 | 24813435.2444 | 39902.2133 | 4 | 423791.4266 | 1009.885 | 10020 | 41577.888 | 64.086 | 403 | 187520.9778 | 259 | 240.5 | 2 | 187.1 | 10.6 | 138 | 23.5 | 97.4 | 44.9 | 65.8 | 75.3 | 38.3 | 109.8 | 16.4 | 149.9 | 12.3065 | 6929.7 | 6956.2 | 244.5 | 245.1 | 692620.8 | 7420.6 | 6600.8 | 427.5 | 7596.5 | 377.2 | 784.9 | 15017.1 | 693929 | 7409 | 7549 | 3070 | 58 | 1.7634 | 3364 | 0 | 0 | 0 | 0 | 0 | 0 | 0 | 0 | 0 | 1 | 0 | 0 | 0 | 1 | 1 | 31 | 20 | 0 | 0 | 0 | 0 | 0 | 0 | 0 | 0 | 0 | 0 | 0 | 0 | 0 | 0 | 0 | 0 | 0 | 17.8266 | 73.5061 | 2477.7576 | 64691.6477 | 310167.9406 | 1598.5533 | 41736.5469 | 200108.3487 | 32491 | 3471 | 369 | 11 | 4
2016-11-01 | 2016 | 17601026.816 | 587474.3792 | 18188501.1952 | 32510 | 7699997.2373 | 302620.8845 | 8002618.1218 | 3473 | 16295329.8017 | 1373630.8837 | 17668960.6853 | 47044.9454 | 371 | 9905470.039 | 100980.7914 | 10006450.8304 | 18245.1858 | 8 | 24587580.6525 | 25030.1658 | 24612610.8183 | 39823.8095 | 4 | 450495.0198 | 1009.8 | 10020 | 40209.84 | 95.069 | 403 | 181471.914 | 259 | 390.6 | 0 | 330.6 | 0 | 270.6 | 0 | 213.3 | 2.7 | 159.3 | 8.7 | 108.2 | 17.6 | 69.5 | 38.9 | 6.98 | 6939.8 | 6946.2 | 241.9 | 239.8 | 692620.8 | 7420.6 | 6600.8 | 427.5 | 7596.5 | 377.2 | 784.9 | 15017.1 | 693929 | 7409 | 7549 | 3070 | 59 | 1.7709 | 3481 | 0 | 0 | 0 | 0 | 0 | 0 | 0 | 0 | 0 | 0 | 1 | 0 | 0 | 0 | 0 | 30 | 22 | 0 | 0 | 0 | 0 | 0 | 0 | 0 | 0 | 0 | 0 | 0 | 0 | 0 | 0 | 0 | 0 | 0 | 18.6491 | 76.8079 | 2164.7832 | 56854.8343 | 279688.7593 | 1587.5077 | 41693.5451 | 205105.0902 | 32510 | 3473 | 369 | 11 | 4
2016-12-01 | 2016 | 21677355.179 | 587474.3792 | 22264829.5582 | 32533 | 9135455.9252 | 302620.8845 | 9438076.8097 | 3475 | 18065072.1999 | 1373630.8837 | 19438703.0835 | 50271.6497 | 371 | 9522763.885 | 100980.7914 | 9623744.6764 | 20020.3683 | 8 | 24769933.8495 | 25030.1658 | 24794964.0153 | 39725.4005 | 4 | 488134.3095 | 1008.687 | 10019 | 41477.448 | 144 | 400 | 187520.9778 | 259 | 686.5 | 0 | 624.5 | 0 | 562.5 | 0 | 500.5 | 0 | 438.5 | 0 | 376.5 | 0 | 314.5 | 0 | -2.1452 | 6952.3 | 6962 | 240.4 | 237.9 | 692620.8 | 7420.6 | 6600.8 | 427.5 | 7596.5 | 377.2 | 784.9 | 15017.1 | 693929 | 7409 | 7549 | 3070 | 60 | 1.7782 | 3600 | 0 | 0 | 0 | 0 | 0 | 0 | 0 | 0 | 0 | 0 | 0 | 1 | 0 | 0 | 0 | 31 | 20 | 0 | 0 | 0 | 0 | 0 | 0 | 0 | 0 | 0 | 0 | 0 | 0 | 0 | 0 | 0 | 0 | 0 | 22.0767 | 87.6127 | 2619.7713 | 60148.4042 | 309937.0502 | 1690.175 | 38805.4221 | 199959.3872 | 32533 | 3475 | 369 | 11 | 4
2017-01-01 | 2017 | 21143529.2716 | 1018535.7425 | 22162065.0142 | 32544 | 9131076.9453 | 271072.6304 | 9402149.5757 | 3465 | 18712894.8871 | 1677424.0693 | 20390318.9564 | 43990.6261 | 384 | 9496330.2606 | 80230.9681 | 9576561.2287 | 19131.8403 | 8 | 24744485.8955 | 39253.613 | 24783739.5085 | 41527.1111 | 4 | 473910.6788 | 1008.639 | 10036 | 41492.5392 | 70.163 | 400 | 186365.1718 | 259 | 660.3 | 0 | 598.3 | 0 | 536.3 | 0 | 474.3 | 0 | 412.3 | 0 | 350.3 | 0 | 288.3 | 0 | -1.3 | 6971 | 6942.1 | 239.8 | 236.6 | 711695.1 | 7780.9 | 6969 | 457.1 | 7434.8 | 287.5 | 971.8 | 15215.7 | 704469 | 7584 | 7619 | 3039 | 61 | 1.7853 | 3721 | 1 | 0 | 0 | 0 | 0 | 0 | 0 | 0 | 0 | 0 | 0 | 0 | 0 | 0 | 0 | 31 | 22 | 0 | 0 | 0 | 0 | 0 | 0 | 0 | 0 | 0 | 0 | 0 | 0 | 0 | 0 | 0 | 0 | 0 | 21.9673 | 87.5311 | 2413.6268 | 54412.2797 | 281633.4035 | 1712.8964 | 38615.1662 | 199868.867 | 32544 | 3465 | 382 | 11 | 4
2017-02-01 | 2017 | 17619034.4791 | 1018535.7425 | 18637570.2216 | 32558 | 7942358.789 | 271072.6304 | 8213431.4194 | 3465 | 16837957.9497 | 1677424.0693 | 18515382.019 | 53365.6486 | 385 | 9012726.1418 | 80230.9681 | 9092957.1099 | 19432.3542 | 8 | 22936116.9607 | 39253.613 | 22975370.5737 | 39675.8748 | 4 | 403016.5012 | 1025.387 | 10040 | 36816.27 | 157.371 | 393 | 166909.1006 | 259 | 520.5 | 0 | 464.5 | 0 | 408.5 | 0 | 352.5 | 0 | 296.5 | 0 | 241.9 | 1.4 | 192.8 | 8.3 | 1.4107 | 6987.8 | 6920.9 | 242.6 | 239.7 | 711695.1 | 7780.9 | 6969 | 457.1 | 7434.8 | 287.5 | 971.8 | 15215.7 | 704469 | 7584 | 7619 | 3039 | 62 | 1.7924 | 3844 | 0 | 1 | 0 | 0 | 0 | 0 | 0 | 0 | 0 | 0 | 0 | 0 | 0 | 0 | 0 | 28 | 19 | 0 | 0 | 0 | 0 | 0 | 0 | 0 | 0 | 0 | 0 | 0 | 0 | 0 | 0 | 0 | 0 | 0 | 20.4444 | 84.6571 | 2531.1527 | 59822.0862 | 302307.5075 | 1717.5679 | 40593.5585 | 205137.2373 | 32558 | 3465 | 383 | 11 | 4
2017-03-01 | 2017 | 19005768.2419 | 1018535.7425 | 20024303.9845 | 32564 | 8727555.2364 | 271072.6304 | 8998627.8668 | 3469 | 17766336.1141 | 1677424.0693 | 19443760.1834 | 39658.3371 | 385 | 10570822.5576 | 80230.9681 | 10651053.5257 | 19950.6917 | 8 | 26024495.011 | 39253.613 | 26063748.624 | 41149.1641 | 4 | 391492.2284 | 1007.364 | 10043 | 41900.4125 | 62.661 | 393 | 191372.6674 | 259 | 596.4 | 0 | 534.4 | 0 | 472.4 | 0 | 410.4 | 0 | 348.4 | 0 | 288.1 | 1.7 | 230.7 | 6.3 | 0.76129 | 7000.6 | 6896.8 | 246.7 | 243.6 | 711695.1 | 7780.9 | 6969 | 457.1 | 7434.8 | 287.5 | 971.8 | 15215.7 | 704469 | 7584 | 7619 | 3039 | 63 | 1.7993 | 3969 | 0 | 0 | 1 | 0 | 0 | 0 | 0 | 0 | 0 | 0 | 0 | 0 | 1 | 0 | 1 | 31 | 23 | 0 | 0 | 0 | 0 | 0 | 0 | 0 | 0 | 0 | 0 | 0 | 0 | 0 | 0 | 0 | 0 | 0 | 19.8362 | 83.6778 | 2195.7945 | 57886.1605 | 283301.6155 | 1629.1378 | 42947.7965 | 210191.5212 | 32564 | 3469 | 383 | 11 | 4
2017-04-01 | 2017 | 16033498.3069 | 1018535.7425 | 17052034.0494 | 32557 | 7365178.553 | 271072.6304 | 7636251.1834 | 3479 | 15375956.2559 | 1677424.0693 | 17053380.3252 | 47327.4186 | 384 | 9782564.3798 | 80230.9681 | 9862795.3479 | 19580.3756 | 8 | 24814357.7091 | 39253.613 | 24853611.3221 | 40443.0317 | 4 | 331301.0031 | 1006.384 | 10042 | 38737.4943 | 125.751 | 393 | 177044.7098 | 259 | 314.7 | 0 | 254.7 | 0 | 199.3 | 4.6 | 145.7 | 11 | 100.6 | 25.9 | 58.7 | 44 | 28.5 | 73.8 | 9.51 | 6999.5 | 6905.1 | 248.2 | 244.8 | 711695.1 | 7780.9 | 6969 | 457.1 | 7434.8 | 287.5 | 971.8 | 15215.7 | 711863 | 7723 | 7392 | 3025 | 64 | 1.8062 | 4096 | 0 | 0 | 0 | 1 | 0 | 0 | 0 | 0 | 0 | 0 | 0 | 0 | 1 | 0 | 1 | 30 | 19 | 0 | 0 | 0 | 0 | 0 | 0 | 0 | 0 | 0 | 0 | 0 | 0 | 0 | 0 | 0 | 0 | 0 | 17.4586 | 73.1652 | 2337.3602 | 64886.8115 | 327021.2016 | 1480.3282 | 41094.9806 | 207113.4277 | 32557 | 3479 | 382 | 11 | 4
2017-05-01 | 2017 | 18078369.9825 | 1018535.7425 | 19096905.7251 | 32576 | 7538905.424 | 271072.6304 | 7809978.0544 | 3481 | 15611174.2731 | 1677424.0693 | 17288598.3424 | 51110.5412 | 383 | 10142761.9496 | 80230.9681 | 10222992.9177 | 20005.5278 | 8 | 26032482.1397 | 39253.613 | 26071735.7527 | 40635.3336 | 4 | 301733.1959 | 1005.394 | 10042 | 40460.6639 | 140.226 | 393 | 181352.207 | 259 | 234.8 | 4.8 | 179.1 | 11.1 | 131.3 | 25.3 | 92.1 | 48.1 | 61.1 | 79.1 | 33.1 | 113.1 | 12.6 | 154.6 | 12.5806 | 7006.2 | 6969.8 | 248.3 | 247.5 | 711695.1 | 7780.9 | 6969 | 457.1 | 7434.8 | 287.5 | 971.8 | 15215.7 | 711863 | 7723 | 7392 | 3025 | 65 | 1.8129 | 4225 | 0 | 0 | 0 | 0 | 1 | 0 | 0 | 0 | 0 | 0 | 0 | 0 | 1 | 0 | 1 | 31 | 22 | 0 | 0 | 0 | 0 | 0 | 0 | 0 | 0 | 0 | 0 | 0 | 0 | 0 | 0 | 0 | 0 | 0 | 18.9105 | 72.3743 | 2051.8156 | 58085.187 | 296269.7245 | 1456.1272 | 41221.7456 | 210255.9335 | 32576 | 3481 | 381 | 11 | 4
2017-06-01 | 2017 | 22008325.5564 | 1018535.7425 | 23026861.299 | 32584 | 8304559.4888 | 271072.6304 | 8575632.1192 | 3482 | 17031002.5139 | 1677424.0693 | 18708426.5832 | 50913.1229 | 382 | 10436470.0956 | 80230.9681 | 10516701.0637 | 20794.0606 | 8 | 21981367.3063 | 39253.613 | 22020620.9193 | 41236.0848 | 4 | 271334.0388 | 1004.523 | 10045 | 39817.9354 | 110.016 | 393 | 184968.5469 | 259 | 51 | 46.9 | 25.6 | 81.5 | 6.9 | 122.8 | 0.7 | 176.6 | 0 | 235.9 | 0 | 295.9 | 0 | 355.9 | 19.8633 | 7010.4 | 7051.6 | 246.5 | 249.9 | 711695.1 | 7780.9 | 6969 | 457.1 | 7434.8 | 287.5 | 971.8 | 15215.7 | 711863 | 7723 | 7392 | 3025 | 66 | 1.8195 | 4356 | 0 | 0 | 0 | 0 | 0 | 1 | 0 | 0 | 0 | 0 | 0 | 0 | 0 | 0 | 0 | 30 | 22 | 0 | 0 | 0 | 0 | 0 | 0 | 0 | 0 | 0 | 0 | 0 | 0 | 0 | 0 | 0 | 0 | 0 | 23.5564 | 82.0949 | 2226.1336 | 59753.9833 | 250234.3286 | 1632.498 | 43819.5878 | 183505.1743 | 32584 | 3482 | 380 | 11 | 4
2017-07-01 | 2017 | 26656292.2545 | 1018535.7425 | 27674827.997 | 32596 | 9132635.6258 | 271072.6304 | 9403708.2562 | 3487 | 18958109.9279 | 1677424.0693 | 20635533.9972 | 53857.404 | 381 | 10865564.0622 | 80230.9681 | 10945795.0303 | 21185.3131 | 8 | 25157094.263 | 39253.613 | 25196347.876 | 41073.2312 | 4 | 292432.6729 | 1002.46 | 10047 | 41550.2352 | 111.356 | 393 | 187045.4669 | 259 | 8.2 | 54.7 | 0 | 108.5 | 0 | 170.5 | 0 | 232.5 | 0 | 294.5 | 0 | 356.5 | 0 | 418.5 | 21.5 | 7022.8 | 7118.5 | 245.3 | 250.3 | 711695.1 | 7780.9 | 6969 | 457.1 | 7434.8 | 287.5 | 971.8 | 15215.7 | 712249 | 7853 | 7523 | 3012 | 67 | 1.8261 | 4489 | 0 | 0 | 0 | 0 | 0 | 0 | 1 | 0 | 0 | 0 | 0 | 0 | 0 | 0 | 0 | 31 | 20 | 0 | 0 | 0 | 0 | 0 | 0 | 0 | 0 | 0 | 0 | 0 | 0 | 0 | 0 | 0 | 0 | 0 | 27.3879 | 86.9932 | 2708.0753 | 68411.2189 | 314954.3484 | 1747.1454 | 44136.2703 | 203196.3538 | 32596 | 3487 | 379 | 11 | 4
2017-08-01 | 2017 | 24711833.1128 | 1018535.7425 | 25730368.8554 | 32602 | 8749926.5777 | 271072.6304 | 9020999.2081 | 3475 | 17778750.8725 | 1677424.0693 | 19456174.9418 | 48219.0509 | 381 | 11461386.4132 | 80230.9681 | 11541617.3813 | 21116.3999 | 8 | 25895612.1649 | 39253.613 | 25934865.778 | 41152.5845 | 4 | 328387.9646 | 1002.4857 | 10048 | 41457.5431 | 108.035 | 392 | 189698.4518 | 260 | 39.1 | 27.8 | 15.8 | 66.5 | 5.5 | 118.2 | 0.8 | 175.5 | 0 | 236.7 | 0 | 298.7 | 0 | 360.7 | 19.6355 | 7041.5 | 7139 | 241.4 | 246.2 | 711695.1 | 7780.9 | 6969 | 457.1 | 7434.8 | 287.5 | 971.8 | 15215.7 | 712249 | 7853 | 7523 | 3012 | 68 | 1.8325 | 4624 | 0 | 0 | 0 | 0 | 0 | 0 | 0 | 1 | 0 | 0 | 0 | 0 | 0 | 0 | 0 | 31 | 22 | 0 | 0 | 0 | 0 | 0 | 0 | 0 | 0 | 0 | 0 | 0 | 0 | 0 | 0 | 0 | 0 | 0 | 25.4589 | 83.741 | 2321.1853 | 65577.3715 | 294714.3838 | 1647.2928 | 46538.7798 | 209152.1434 | 32602 | 3475 | 379 | 11 | 4
2017-09-01 | 2017 | 20046483.0929 | 1018535.7425 | 21065018.8354 | 32611 | 7982455.2237 | 271072.6304 | 8253527.8541 | 3475 | 16606922.5624 | 1677424.0693 | 18284346.6317 | 51531.6629 | 384 | 10106866.1678 | 80230.9681 | 10187097.1359 | 21048.8542 | 8 | 23156864.9346 | 39253.613 | 23196118.5476 | 38599.5983 | 4 | 363969.261 | 975.8737 | 10048 | 39732.2089 | 108.895 | 387 | 184294.2526 | 257 | 96.9 | 30.6 | 64 | 57.7 | 36.3 | 90 | 13.7 | 127.4 | 3.2 | 176.9 | 0 | 233.7 | 0 | 293.7 | 17.79 | 7068.5 | 7121.5 | 240.1 | 241.5 | 711695.1 | 7780.9 | 6969 | 457.1 | 7434.8 | 287.5 | 971.8 | 15215.7 | 712249 | 7853 | 7523 | 3012 | 69 | 1.8388 | 4761 | 0 | 0 | 0 | 0 | 0 | 0 | 0 | 0 | 1 | 0 | 0 | 0 | 0 | 1 | 1 | 30 | 20 | 0 | 0 | 0 | 0 | 0 | 0 | 0 | 0 | 0 | 0 | 0 | 0 | 0 | 0 | 0 | 0 | 0 | 21.5316 | 79.1705 | 2380.7743 | 63669.3571 | 289951.4818 | 1587.1829 | 42446.2381 | 193300.9879 | 32611 | 3475 | 382 | 11 | 4
2017-10-01 | 2017 | 17213057.3712 | 1018535.7425 | 18231593.1138 | 32667 | 7482866.2645 | 271072.6304 | 7753938.8949 | 3485 | 16127167.8532 | 1677424.0693 | 17804591.9225 | 50850.7215 | 385 | 10839985.3702 | 80230.9681 | 10920216.3383 | 21065.0922 | 8 | 21688369.2769 | 39253.613 | 21727622.8899 | 37524.5556 | 4 | 394752.4007 | 940.6857 | 10047 | 38641.1891 | 109.315 | 387 | 176421.5522 | 257 | 209.5 | 2.4 | 154.8 | 9.7 | 108.1 | 25 | 74.9 | 53.8 | 48.2 | 89.1 | 29.3 | 132.2 | 15.6 | 180.5 | 13.3194 | 7092.3 | 7117.9 | 240 | 240.4 | 711695.1 | 7780.9 | 6969 | 457.1 | 7434.8 | 287.5 | 971.8 | 15215.7 | 718200 | 7964 | 7205 | 2949 | 70 | 1.8451 | 4900 | 0 | 0 | 0 | 0 | 0 | 0 | 0 | 0 | 0 | 1 | 0 | 0 | 0 | 1 | 1 | 31 | 21 | 0 | 0 | 0 | 0 | 0 | 0 | 0 | 0 | 0 | 0 | 0 | 0 | 0 | 0 | 0 | 0 | 0 | 18.0034 | 71.7725 | 2202.1759 | 65001.2877 | 258662.1773 | 1491.7966 | 44033.1304 | 175222.7652 | 32667 | 3485 | 383 | 11 | 4
2017-11-01 | 2017 | 18473360.6682 | 1018535.7425 | 19491896.4108 | 32688 | 8109906.4081 | 271072.6304 | 8380979.0385 | 3486 | 16498931.2946 | 1677424.0693 | 18176355.3639 | 43121.318 | 386 | 10748832.0948 | 80230.9681 | 10829063.0629 | 20068.8292 | 8 | 22740217.2489 | 39253.613 | 22779470.8619 | 38786.0908 | 4 | 385778.0472 | 864.7347 | 10033 | 39411.0858 | 64.381 | 386 | 181085.3677 | 257 | 491.8 | 0 | 431.8 | 0 | 371.8 | 0 | 311.8 | 0 | 252.7 | 0.9 | 195.2 | 3.4 | 141.2 | 9.4 | 3.6067 | 7114.4 | 7117.8 | 244.3 | 241.8 | 711695.1 | 7780.9 | 6969 | 457.1 | 7434.8 | 287.5 | 971.8 | 15215.7 | 718200 | 7964 | 7205 | 2949 | 71 | 1.8513 | 5041 | 0 | 0 | 0 | 0 | 0 | 0 | 0 | 0 | 0 | 0 | 1 | 0 | 0 | 0 | 0 | 30 | 22 | 0 | 0 | 0 | 0 | 0 | 0 | 0 | 0 | 0 | 0 | 0 | 0 | 0 | 0 | 0 | 0 | 0 | 19.8767 | 80.1394 | 2140.4093 | 61528.7674 | 258857.6234 | 1569.6335 | 45121.0961 | 189828.9238 | 32688 | 3486 | 384 | 11 | 4
2017-12-01 | 2017 | 22705695.4212 | 1018535.7425 | 23724231.1637 | 32709 | 9035579.891 | 271072.6304 | 9306652.5214 | 3484 | 17342976.5156 | 1677424.0693 | 19020400.5849 | 52890.0338 | 390 | 10149272.7452 | 80230.9681 | 10229503.7133 | 19550.2793 | 8 | 24307530.864 | 39253.613 | 24346784.477 | 38064.4887 | 4 | 411681.3823 | 850.7037 | 10033 | 36304.8935 | 155.469 | 386 | 150424.5741 | 257 | 744.9 | 0 | 682.9 | 0 | 620.9 | 0 | 558.9 | 0 | 496.9 | 0 | 434.9 | 0 | 372.9 | 0 | -4.029 | 7131.7 | 7140.2 | 245.3 | 242 | 711695.1 | 7780.9 | 6969 | 457.1 | 7434.8 | 287.5 | 971.8 | 15215.7 | 718200 | 7964 | 7205 | 2949 | 72 | 1.8573 | 5184 | 0 | 0 | 0 | 0 | 0 | 0 | 0 | 0 | 0 | 0 | 0 | 1 | 0 | 0 | 0 | 31 | 19 | 0 | 0 | 0 | 0 | 0 | 0 | 0 | 0 | 0 | 0 | 0 | 0 | 0 | 0 | 0 | 0 | 0 | 23.3972 | 86.1695 | 2566.8557 | 67299.3665 | 320352.4273 | 1573.2341 | 41247.9988 | 196345.0361 | 32709 | 3484 | 388 | 11 | 4
2018-01-01 | 2018 | 22811124.8243 | 1262534.7423 | 24073659.5666 | 32713 | 9556682.0169 | 338237.6454 | 9894919.6623 | 3469 | 19146594.0643 | 2047726.8028 | 21194320.867 | 42752.4525 | 391 | 10112914.5778 | 82912.4134 | 10195826.9912 | 19341.3776 | 8 | 23983751.1108 | 46803.4312 | 24030554.5419 | 39006.2039 | 4 | 399815.4062 | 850.9397 | 10041 | 39888.8977 | 68.356 | 385 | 179212.262 | 257 | 779.5 | 0 | 717.5 | 0 | 655.5 | 0 | 593.5 | 0 | 531.5 | 0 | 469.5 | 0 | 407.8 | 0.3 | -5.1452 | 7129.8 | 7100.3 | 244.7 | 241.1 | 735936.1 | 7987.4 | 7214.6 | 447.7 | 7389.6 | 277 | 1087 | 15377 | 726015 | 7981 | 7309 | 3134 | 73 | 1.8633 | 5329 | 1 | 0 | 0 | 0 | 0 | 0 | 0 | 0 | 0 | 0 | 0 | 0 | 0 | 0 | 0 | 31 | 22 | 0 | 0 | 0 | 0 | 0 | 0 | 0 | 0 | 0 | 0 | 0 | 0 | 0 | 0 | 0 | 0 | 0 | 23.7389 | 92.0124 | 2463.8829 | 57930.8352 | 273074.4834 | 1748.5621 | 41112.2056 | 193794.7947 | 32713 | 3469 | 389 | 11 | 4
2018-02-01 | 2018 | 18899509.5849 | 1262534.7423 | 20162044.3272 | 32725 | 8181637.9615 | 338237.6454 | 8519875.6069 | 3463 | 16797338.8373 | 2047726.8028 | 18845065.6401 | 47627.4812 | 391 | 9442459.8946 | 82912.4134 | 9525372.308 | 18896.2407 | 8 | 23560854.0352 | 46803.4312 | 23607657.4663 | 42387.4302 | 4 | 328347.9528 | 870.58 | 10043 | 36023.2887 | 148.014 | 385 | 161967.9848 | 257 | 624.4 | 0 | 568.4 | 0 | 512.4 | 0 | 456.4 | 0 | 400.4 | 0 | 346.1 | 1.7 | 292.8 | 4.4 | -2.3 | 7121.1 | 7053.7 | 246.5 | 243.6 | 735936.1 | 7987.4 | 7214.6 | 447.7 | 7389.6 | 277 | 1087 | 15377 | 726015 | 7981 | 7309 | 3134 | 74 | 1.8692 | 5476 | 0 | 1 | 0 | 0 | 0 | 0 | 0 | 0 | 0 | 0 | 0 | 0 | 0 | 0 | 0 | 28 | 19 | 0 | 0 | 0 | 0 | 0 | 0 | 0 | 0 | 0 | 0 | 0 | 0 | 0 | 0 | 0 | 0 | 0 | 22.0038 | 87.8664 | 2536.6894 | 62666.9231 | 310627.0719 | 1721.325 | 42523.9835 | 210782.6559 | 32725 | 3463 | 389 | 11 | 4
2018-03-01 | 2018 | 19685114.8112 | 1262534.7423 | 20947649.5535 | 32727 | 8639578.5165 | 338237.6454 | 8977816.1619 | 3461 | 17521480.3041 | 2047726.8028 | 19569207.1069 | 43142.6781 | 390 | 10387637.9836 | 82912.4134 | 10470550.397 | 19585.6734 | 8 | 24137529.815 | 46803.4312 | 24184333.2462 | 39712.4665 | 4 | 317160.8182 | 850.4567 | 10043 | 40101.1199 | 69.156 | 385 | 180366.5469 | 257 | 637.2 | 0 | 575.2 | 0 | 513.2 | 0 | 451.2 | 0 | 389.2 | 0 | 327.2 | 0 | 265.2 | 0 | -0.55484 | 7120.5 | 7013.3 | 249.2 | 246.2 | 735936.1 | 7987.4 | 7214.6 | 447.7 | 7389.6 | 277 | 1087 | 15377 | 726015 | 7981 | 7309 | 3134 | 75 | 1.8751 | 5625 | 0 | 0 | 1 | 0 | 0 | 0 | 0 | 0 | 0 | 0 | 0 | 0 | 1 | 0 | 1 | 31 | 21 | 0 | 0 | 0 | 0 | 0 | 0 | 0 | 0 | 0 | 0 | 0 | 0 | 0 | 0 | 0 | 0 | 0 | 20.6475 | 83.6773 | 2389.4026 | 62324.7047 | 287908.7291 | 1618.6276 | 42219.9613 | 195034.9455 | 32727 | 3461 | 388 | 11 | 4
2018-04-01 | 2018 | 17876760.7199 | 1262534.7423 | 19139295.4622 | 32717 | 7966943.1695 | 338237.6454 | 8305180.8149 | 3464 | 15942388.4829 | 2047726.8028 | 17990115.2857 | 46999.7473 | 391 | 9140294.4202 | 82912.4134 | 9223206.8336 | 19528.5635 | 8 | 20400033.5283 | 46803.4312 | 20446836.9594 | 39624.8129 | 4 | 268968.5401 | 851.4357 | 10053 | 38397.7517 | 149.054 | 385 | 172608.5404 | 257 | 492 | 0 | 432 | 0 | 372 | 0 | 312 | 0 | 254.2 | 2.2 | 199.5 | 7.5 | 149.6 | 17.6 | 3.6 | 7136.3 | 7043.4 | 254.1 | 250.2 | 735936.1 | 7987.4 | 7214.6 | 447.7 | 7389.6 | 277 | 1087 | 15377 | 731439 | 8038 | 7479 | 3201 | 76 | 1.8808 | 5776 | 0 | 0 | 0 | 1 | 0 | 0 | 0 | 0 | 0 | 0 | 0 | 0 | 1 | 0 | 1 | 30 | 21 | 0 | 0 | 0 | 0 | 0 | 0 | 0 | 0 | 0 | 0 | 0 | 0 | 0 | 0 | 0 | 0 | 0 | 19.4998 | 79.919 | 2190.9774 | 54900.0407 | 243414.7257 | 1533.6842 | 38430.0285 | 170390.308 | 32717 | 3464 | 389 | 11 | 4
2018-05-01 | 2018 | 18779212.9504 | 1262534.7423 | 20041747.6927 | 32733 | 7918538.4078 | 338237.6454 | 8256776.0533 | 3473 | 16444735.3249 | 2047726.8028 | 18492462.1277 | 48119.6342 | 391 | 9791120.276 | 82912.4134 | 9874032.6893 | 19492.6083 | 8 | 20420321.7049 | 46803.4312 | 20467125.1361 | 36321.1047 | 4 | 245011.152 | 850.7627 | 10052 | 40604.4756 | 108.085 | 385 | 183013.5047 | 257 | 160.9 | 24.2 | 115.7 | 41 | 76.6 | 63.9 | 47.5 | 96.8 | 25.4 | 136.7 | 10.9 | 184.2 | 3.7 | 239 | 15.5903 | 7145.7 | 7111 | 255.6 | 254.1 | 735936.1 | 7987.4 | 7214.6 | 447.7 | 7389.6 | 277 | 1087 | 15377 | 731439 | 8038 | 7479 | 3201 | 77 | 1.8865 | 5929 | 0 | 0 | 0 | 0 | 1 | 0 | 0 | 0 | 0 | 0 | 0 | 0 | 1 | 0 | 1 | 31 | 22 | 0 | 0 | 0 | 0 | 0 | 0 | 0 | 0 | 0 | 0 | 0 | 0 | 0 | 0 | 0 | 0 | 0 | 19.751 | 76.6909 | 2149.7863 | 56102.4585 | 232580.9675 | 1525.6548 | 39814.6479 | 165057.4608 | 32733 | 3473 | 389 | 11 | 4
2018-06-01 | 2018 | 21325478.3768 | 1262534.7423 | 22588013.1191 | 32744 | 8043194.8585 | 338237.6454 | 8381432.5039 | 3472 | 15810745.2115 | 2047726.8028 | 17858472.0143 | 49986.7018 | 391 | 10159119.6324 | 82912.4134 | 10242032.0458 | 21149.9832 | 8 | 23067081.9218 | 46803.4312 | 23113885.3529 | 40877.1156 | 4 | 221134.5879 | 853.1427 | 10072 | 36795.6733 | 113.955 | 385 | 165490.3283 | 256 | 75.1 | 33.2 | 39.5 | 57.6 | 14.3 | 92.4 | 5.3 | 143.4 | 0.7 | 198.8 | 0 | 258.1 | 0 | 318.1 | 18.6033 | 7158.5 | 7203.7 | 256.3 | 259 | 735936.1 | 7987.4 | 7214.6 | 447.7 | 7389.6 | 277 | 1087 | 15377 | 731439 | 8038 | 7479 | 3201 | 78 | 1.8921 | 6084 | 0 | 0 | 0 | 0 | 0 | 1 | 0 | 0 | 0 | 0 | 0 | 0 | 0 | 0 | 0 | 30 | 21 | 0 | 0 | 0 | 0 | 0 | 0 | 0 | 0 | 0 | 0 | 0 | 0 | 0 | 0 | 0 | 0 | 0 | 22.9946 | 80.4669 | 2174.9448 | 60964.4765 | 275165.3018 | 1522.4614 | 42675.1335 | 192615.7113 | 32744 | 3472 | 389 | 11 | 4
2018-07-01 | 2018 | 28754482.5649 | 1262534.7423 | 30017017.3072 | 32743 | 9411088.6582 | 338237.6454 | 9749326.3036 | 3468 | 18626006.8972 | 2047726.8028 | 20673733.6999 | 54700.8124 | 391 | 10789566.4946 | 82912.4134 | 10872478.908 | 22524.4984 | 8 | 24082084.2587 | 46803.4312 | 24128887.6898 | 40816.9824 | 4 | 238815.4791 | 853.1257 | 10072 | 40467.8467 | 105.335 | 386 | 180779.2878 | 256 | 10.8 | 62.8 | 2.4 | 116.4 | 0 | 176 | 0 | 238 | 0 | 300 | 0 | 362 | 0 | 424 | 21.6774 | 7189.2 | 7285.2 | 257.6 | 263.5 | 735936.1 | 7987.4 | 7214.6 | 447.7 | 7389.6 | 277 | 1087 | 15377 | 740407 | 8003 | 7329 | 3290 | 79 | 1.8976 | 6241 | 0 | 0 | 0 | 0 | 0 | 0 | 1 | 0 | 0 | 0 | 0 | 0 | 0 | 0 | 0 | 31 | 21 | 0 | 0 | 0 | 0 | 0 | 0 | 0 | 0 | 0 | 0 | 0 | 0 | 0 | 0 | 0 | 0 | 0 | 29.5725 | 90.6847 | 2517.8095 | 64717.1364 | 287248.663 | 1705.6129 | 43840.6408 | 194587.804 | 32743 | 3468 | 389 | 11 | 4
2018-08-01 | 2018 | 29388191.2594 | 1262534.7423 | 30650726.0017 | 32773 | 9489896.2129 | 338237.6454 | 9828133.8583 | 3470 | 19367177.3613 | 2047726.8028 | 21414904.164 | 51934.04 | 391 | 11293412.4518 | 82912.4134 | 11376324.8652 | 21210.1703 | 8 | 23066848.7535 | 46803.4312 | 23113652.1847 | 40567.7448 | 4 | 268152.6731 | 853.0657 | 10076 | 41235.0961 | 103.28 | 384 | 185825.2822 | 256 | 7.3 | 71.6 | 1.4 | 127.7 | 0 | 188.3 | 0 | 250.3 | 0 | 312.3 | 0 | 374.3 | 0 | 436.3 | 22.0742 | 7191.8 | 7290.7 | 258.5 | 264.4 | 735936.1 | 7987.4 | 7214.6 | 447.7 | 7389.6 | 277 | 1087 | 15377 | 740407 | 8003 | 7329 | 3290 | 80 | 1.9031 | 6400 | 0 | 0 | 0 | 0 | 0 | 0 | 0 | 1 | 0 | 0 | 0 | 0 | 0 | 0 | 0 | 31 | 22 | 0 | 0 | 0 | 0 | 0 | 0 | 0 | 0 | 0 | 0 | 0 | 0 | 0 | 0 | 0 | 0 | 0 | 30.1691 | 91.365 | 2489.5262 | 64638.2095 | 262655.1385 | 1766.7605 | 45872.2777 | 186400.4208 | 32773 | 3470 | 389 | 11 | 4
2018-09-01 | 2018 | 22018217.8033 | 1262534.7423 | 23280752.5456 | 32773 | 7966074.0394 | 338237.6454 | 8304311.6848 | 3470 | 17016761.2805 | 2047726.8028 | 19064488.0833 | 52804.1323 | 391 | 10713490.5804 | 82912.4134 | 10796402.9938 | 20608.2335 | 8 | 25738670.3961 | 46803.4312 | 25785473.8273 | 40316.1284 | 4 | 305786.4352 | 854.3907 | 10076 | 38173.8035 | 113.47 | 384 | 171824.1114 | 256 | 97 | 34.5 | 62.2 | 59.7 | 35.2 | 92.7 | 15.1 | 132.6 | 3.9 | 181.4 | 0 | 237.5 | 0 | 297.5 | 17.9167 | 7195.6 | 7249.1 | 259.1 | 261.7 | 735936.1 | 7987.4 | 7214.6 | 447.7 | 7389.6 | 277 | 1087 | 15377 | 740407 | 8003 | 7329 | 3290 | 81 | 1.9085 | 6561 | 0 | 0 | 0 | 0 | 0 | 0 | 0 | 0 | 1 | 0 | 0 | 0 | 0 | 1 | 1 | 30 | 19 | 0 | 0 | 0 | 0 | 0 | 0 | 0 | 0 | 0 | 0 | 0 | 0 | 0 | 0 | 0 | 0 | 0 | 23.6788 | 79.7724 | 2566.2253 | 71028.9671 | 339282.5504 | 1625.2761 | 44985.0125 | 214878.9486 | 32773 | 3470 | 389 | 11 | 4
2018-10-01 | 2018 | 18168190.9866 | 1262534.7423 | 19430725.7289 | 32783 | 7492684.6564 | 338237.6454 | 7830922.3018 | 3469 | 16296903.2918 | 2047726.8028 | 18344630.0945 | 47576.9017 | 393 | 10357381.806 | 82912.4134 | 10440294.2194 | 20592.5218 | 8 | 26931468.412 | 46803.4312 | 26978271.8432 | 41970.8513 | 4 | 343763.4461 | 853.6677 | 10094 | 39216.1139 | 106.975 | 384 | 177185.1219 | 256 | 317.8 | 7.8 | 262.7 | 14.7 | 210.2 | 24.2 | 160.9 | 36.9 | 116.6 | 54.6 | 74 | 74 | 35.4 | 97.4 | 10 | 7181.8 | 7206.5 | 257.8 | 258.1 | 735936.1 | 7987.4 | 7214.6 | 447.7 | 7389.6 | 277 | 1087 | 15377 | 745883 | 7928 | 7441 | 3329 | 82 | 1.9138 | 6724 | 0 | 0 | 0 | 0 | 0 | 0 | 0 | 0 | 0 | 1 | 0 | 0 | 0 | 1 | 1 | 31 | 22 | 0 | 0 | 0 | 0 | 0 | 0 | 0 | 0 | 0 | 0 | 0 | 0 | 0 | 0 | 0 | 0 | 0 | 19.1196 | 72.8194 | 2121.7476 | 59319.8535 | 306571.2709 | 1505.7564 | 42097.9606 | 217566.7084 | 32783 | 3469 | 391 | 11 | 4
2018-11-01 | 2018 | 19411809.1107 | 1262534.7423 | 20674343.853 | 32811 | 8234740.3615 | 338237.6454 | 8572978.0069 | 3470 | 16891923.0783 | 2047726.8028 | 18939649.881 | 50006.8445 | 393 | 10361089.312 | 82912.4134 | 10444001.7254 | 19580.0116 | 8 | 25455812.1966 | 46803.4312 | 25502615.6278 | 42051.9795 | 4 | 354343.8088 | 827.7127 | 10095 | 38675.9942 | 62.262 | 383 | 175613.276 | 256 | 553.5 | 0 | 493.5 | 0 | 433.5 | 0 | 373.5 | 0 | 313.5 | 0 | 254.5 | 1 | 198.5 | 5 | 1.55 | 7204.8 | 7207.4 | 254 | 251.1 | 735936.1 | 7987.4 | 7214.6 | 447.7 | 7389.6 | 277 | 1087 | 15377 | 745883 | 7928 | 7441 | 3329 | 83 | 1.9191 | 6889 | 0 | 0 | 0 | 0 | 0 | 0 | 0 | 0 | 0 | 0 | 1 | 0 | 0 | 0 | 0 | 30 | 22 | 0 | 0 | 0 | 0 | 0 | 0 | 0 | 0 | 0 | 0 | 0 | 0 | 0 | 0 | 0 | 0 | 0 | 21.0035 | 82.3533 | 2190.5679 | 59340.9189 | 289802.4503 | 1606.4164 | 43516.6739 | 212521.7969 | 32811 | 3470 | 391 | 11 | 4
2018-12-01 | 2018 | 21887971 | 1262534.7423 | 23150505.7423 | 32822 | 8498061 | 338237.6454 | 8836298.6454 | 3468 | 16304896 | 2047726.8028 | 18352622.8028 | 49076.24 | 393 | 9810466.5215 | 82912.4134 | 9893378.9349 | 19181.2088 | 8 | 26542975 | 46803.4312 | 26589778.4312 | 42806 | 4 | 373517 | 804 | 10095 | 23620 | 154 | 383 | 119077 | 256 | 606.2 | 0 | 544.2 | 0 | 482.2 | 0 | 420.2 | 0 | 358.2 | 0 | 296.2 | 0 | 235.7 | 1.5 | 0.44516 | 7216.7 | 7227.2 | 252.9 | 249.2 | 735936.1 | 7987.4 | 7214.6 | 447.7 | 7389.6 | 277 | 1087 | 15377 | 745883 | 7928 | 7441 | 3329 | 84 | 1.9243 | 7056 | 0 | 0 | 0 | 0 | 0 | 0 | 0 | 0 | 0 | 0 | 0 | 1 | 0 | 0 | 0 | 31 | 19 | 0 | 0 | 0 | 0 | 0 | 0 | 0 | 0 | 0 | 0 | 0 | 0 | 0 | 0 | 0 | 0 | 0 | 22.7527 | 82.192 | 2457.8308 | 65088.0193 | 349865.5057 | 1506.4124 | 39892.657 | 214433.697 | 32822 | 3468 | 391 | 11 | 4
2019-01-01 | 2019 | 22935301 | 1335448.6225 | 24270749.6225 | 32833 | 9241622 | 371434.6176 | 9613056.6176 | 3457 | 18957376.38 | 2412990.8511 | 21370367.2311 | 46773.28 | 393 | 10398913.5543 | 154728.1412 | 10553641.6955 | 18866.4668 | 8 | 27037120 | 80673.2079 | 27117793.2079 | 42688 | 4 | 362412 | 804 | 10095 | 40676 | 108 | 383 | 191502 | 256 | 780.8 | 0 | 718.8 | 0 | 656.8 | 0 | 594.8 | 0 | 532.8 | 0 | 470.8 | 0 | 408.8 | 0 | -5.1871 | 7241.7 | 7214.9 | 253.2 | 249.5 | 750792.8 | 8585.4 | 7852.3 | 445.8 | 7036.8 | 272.8 | 906.6 | 15622.2 | 746013 | 8137 | 7042 | 3278 | 85 | 1.9294 | 7225 | 1 | 0 | 0 | 0 | 0 | 0 | 0 | 0 | 0 | 0 | 0 | 0 | 0 | 0 | 0 | 31 | 22 | 0 | 0 | 0 | 0 | 0 | 0 | 0 | 0 | 0 | 0 | 0 | 0 | 0 | 0 | 0 | 0 | 0 | 23.8457 | 89.7016 | 2471.7057 | 59963.8733 | 308156.741 | 1754.1137 | 42555.0068 | 218691.8807 | 32833 | 3457 | 391 | 11 | 4
2019-02-01 | 2019 | 20364945 | 1335448.6225 | 21700393.6225 | 32842 | 8677037 | 371434.6176 | 9048471.6176 | 3465 | 17257920.9 | 2412990.8511 | 19670911.7511 | 46011.36 | 388 | 8906261.263 | 154728.1412 | 9060989.4042 | 18333.1588 | 8 | 23307732 | 80673.2079 | 23388405.2079 | 41168 | 4 | 302877 | 803 | 10095 | 36730 | 108 | 382 | 170923 | 256 | 660.5 | 0 | 604.5 | 0 | 548.5 | 0 | 492.5 | 0 | 436.5 | 0 | 380.5 | 0 | 324.5 | 0 | -3.5893 | 7272.4 | 7205 | 252.5 | 250.1 | 750792.8 | 8585.4 | 7852.3 | 445.8 | 7036.8 | 272.8 | 906.6 | 15622.2 | 746013 | 8137 | 7042 | 3278 | 86 | 1.9345 | 7396 | 0 | 1 | 0 | 0 | 0 | 0 | 0 | 0 | 0 | 0 | 0 | 0 | 0 | 0 | 0 | 28 | 19 | 0 | 0 | 0 | 0 | 0 | 0 | 0 | 0 | 0 | 0 | 0 | 0 | 0 | 0 | 0 | 0 | 0 | 23.5983 | 93.264 | 2668.3277 | 59611.7724 | 307742.1738 | 1810.6509 | 40450.8456 | 208825.0465 | 32842 | 3465 | 386 | 11 | 4
2019-03-01 | 2019 | 19514324 | 1335448.6225 | 20849772.6225 | 32842 | 8833179 | 371434.6176 | 9204613.6176 | 3479 | 17262881.5573 | 2412990.8511 | 19675872.4084 | 45554.3924 | 371 | 10261257.4427 | 154728.1412 | 10415985.5839 | 18867.6076 | 8 | 26374778 | 80673.2079 | 26455451.2079 | 40557 | 4 | 299449 | 803 | 10095 | 39461 | 108 | 382 | 183537 | 256 | 636.6 | 0 | 574.6 | 0 | 512.6 | 0 | 450.6 | 0 | 388.6 | 0 | 327.2 | 0.6 | 268.9 | 4.3 | -0.53548 | 7293.4 | 7185 | 250.2 | 248.2 | 750792.8 | 8585.4 | 7852.3 | 445.8 | 7036.8 | 272.8 | 906.6 | 15622.2 | 746013 | 8137 | 7042 | 3278 | 87 | 1.9395 | 7569 | 0 | 0 | 1 | 0 | 0 | 0 | 0 | 0 | 0 | 0 | 0 | 0 | 1 | 0 | 1 | 31 | 22 | 0 | 0 | 0 | 0 | 0 | 0 | 0 | 0 | 0 | 0 | 0 | 0 | 0 | 0 | 0 | 0 | 0 | 20.4791 | 85.3472 | 2410.668 | 59181.7363 | 300630.1274 | 1710.7967 | 41999.9419 | 213350.413 | 32842 | 3479 | 368 | 11 | 4
2019-04-01 | 2019 | 17082434 | 1335448.6225 | 18417882.6225 | 32839 | 7763641 | 371434.6176 | 8135075.6176 | 3492 | 15416827.7643 | 2412990.8511 | 17829818.6154 | 44567.416 | 370 | 9530314.2357 | 154728.1412 | 9685042.3769 | 18523.584 | 8 | 24894607 | 80673.2079 | 24975280.2079 | 39538 | 4 | 253589 | 803 | 10096 | 38405 | 106 | 382 | 179626 | 256 | 390.3 | 0 | 330.3 | 0 | 270.3 | 0 | 210.8 | 0.5 | 155.9 | 5.6 | 109.3 | 19 | 67.8 | 37.5 | 6.99 | 7315.9 | 7222.7 | 248.6 | 246.1 | 750792.8 | 8585.4 | 7852.3 | 445.8 | 7036.8 | 272.8 | 906.6 | 15622.2 | 750636 | 8482 | 7250 | 3384 | 88 | 1.9445 | 7744 | 0 | 0 | 0 | 1 | 0 | 0 | 0 | 0 | 0 | 0 | 0 | 0 | 1 | 0 | 1 | 30 | 21 | 0 | 0 | 0 | 0 | 0 | 0 | 0 | 0 | 0 | 0 | 0 | 0 | 0 | 0 | 0 | 0 | 0 | 18.6951 | 77.6544 | 2294.7 | 57649.0618 | 297324.7644 | 1606.29 | 40354.3432 | 208127.3351 | 32839 | 3492 | 367 | 11 | 4
2019-05-01 | 2019 | 16835961 | 1335448.6225 | 18171409.6225 | 32846 | 7553209 | 371434.6176 | 7924643.6176 | 3490 | 15457610.0091 | 2412990.8511 | 17870600.8602 | 42931.6944 | 368 | 10382702.9909 | 154728.1412 | 10537431.1321 | 19017.3056 | 8 | 24733670 | 80673.2079 | 24814343.2079 | 41362 | 4 | 231252 | 803 | 10102 | 39459 | 108 | 382 | 184434 | 256 | 258.2 | 0.7 | 199.4 | 3.9 | 143.4 | 9.9 | 95.2 | 23.7 | 56.3 | 46.8 | 30.4 | 82.9 | 13.5 | 128 | 11.6935 | 7336.7 | 7297.7 | 245.5 | 244.3 | 750792.8 | 8585.4 | 7852.3 | 445.8 | 7036.8 | 272.8 | 906.6 | 15622.2 | 750636 | 8482 | 7250 | 3384 | 89 | 1.9494 | 7921 | 0 | 0 | 0 | 0 | 1 | 0 | 0 | 0 | 0 | 0 | 0 | 0 | 1 | 0 | 1 | 31 | 20 | 0 | 0 | 0 | 0 | 0 | 0 | 0 | 0 | 0 | 0 | 0 | 0 | 0 | 0 | 0 | 0 | 0 | 17.8461 | 73.2475 | 2428.0708 | 65858.9446 | 310179.2901 | 1566.4973 | 42489.6417 | 200115.671 | 32846 | 3490 | 365 | 11 | 4
2019-06-01 | 2019 | 19431835 | 1335448.6225 | 20767283.6225 | 32845 | 7788135 | 371434.6176 | 8159569.6176 | 3494 | 15554138.2439 | 2412990.8511 | 17967129.095 | 47017.3624 | 372 | 9962256.7561 | 154728.1412 | 10116984.8973 | 20951.6376 | 8 | 24688283 | 80673.2079 | 24768956.2079 | 40452 | 4 | 207537 | 801 | 10103 | 37586 | 108 | 382 | 176463 | 258 | 101.9 | 17.4 | 58.5 | 34 | 27.2 | 62.7 | 9.3 | 104.8 | 2.8 | 158.3 | 0 | 215.5 | 0 | 275.5 | 17.1833 | 7361.4 | 7398.9 | 245.4 | 247.4 | 750792.8 | 8585.4 | 7852.3 | 445.8 | 7036.8 | 272.8 | 906.6 | 15622.2 | 750636 | 8482 | 7250 | 3384 | 90 | 1.9542 | 8100 | 0 | 0 | 0 | 0 | 0 | 1 | 0 | 0 | 0 | 0 | 0 | 0 | 0 | 0 | 0 | 30 | 22 | 0 | 0 | 0 | 0 | 0 | 0 | 0 | 0 | 0 | 0 | 0 | 0 | 0 | 0 | 0 | 0 | 0 | 21.076 | 77.8436 | 2195.397 | 57482.8687 | 281465.4115 | 1609.9578 | 42154.1037 | 206407.9684 | 32845 | 3494 | 369 | 11 | 4
2019-07-01 | 2019 | 30007328 | 1335448.6225 | 31342776.6225 | 32861 | 10125645 | 371434.6176 | 10497079.6176 | 3492 | 18940554.0608 | 2412990.8511 | 21353544.9119 | 50846.7028 | 372 | 10845733.9392 | 154728.1412 | 11000462.0804 | 20561.2972 | 8 | 25578193 | 80673.2079 | 25658866.2079 | 39951 | 4 | 224040 | 800 | 10102 | 42107 | 108 | 382 | 196945 | 258 | 9.2 | 89.9 | 1.4 | 144.1 | 0 | 204.7 | 0 | 266.7 | 0 | 328.7 | 0 | 390.7 | 0 | 452.7 | 22.6032 | 7363.9 | 7452.4 | 244.1 | 247.6 | 750792.8 | 8585.4 | 7852.3 | 445.8 | 7036.8 | 272.8 | 906.6 | 15622.2 | 753215 | 8755 | 6921 | 3312 | 91 | 1.959 | 8281 | 0 | 0 | 0 | 0 | 0 | 0 | 1 | 0 | 0 | 0 | 0 | 0 | 0 | 0 | 0 | 31 | 22 | 0 | 0 | 0 | 0 | 0 | 0 | 0 | 0 | 0 | 0 | 0 | 0 | 0 | 0 | 0 | 0 | 0 | 30.7677 | 96.9689 | 2609.1819 | 62502.6255 | 291578.0251 | 1851.6775 | 44356.7019 | 206926.3404 | 32861 | 3492 | 369 | 11 | 4
2019-08-01 | 2019 | 26364558 | 1335448.6225 | 27700006.6225 | 32868 | 9258381 | 371434.6176 | 9629815.6176 | 3493 | 18261776.7538 | 2412990.8511 | 20674767.6049 | 49521.502 | 374 | 10913171.2462 | 154728.1412 | 11067899.3874 | 19835.498 | 8 | 25719439 | 80673.2079 | 25800112.2079 | 41942 | 4 | 251602 | 800 | 10102 | 40577 | 108 | 381 | 189203 | 258 | 23.4 | 46.5 | 5.3 | 90.4 | 0 | 147.1 | 0 | 209.1 | 0 | 271.1 | 0 | 333.1 | 0 | 395.1 | 20.7452 | 7372.9 | 7472.4 | 249.4 | 253.3 | 750792.8 | 8585.4 | 7852.3 | 445.8 | 7036.8 | 272.8 | 906.6 | 15622.2 | 753215 | 8755 | 6921 | 3312 | 92 | 1.9638 | 8464 | 0 | 0 | 0 | 0 | 0 | 0 | 0 | 1 | 0 | 0 | 0 | 0 | 0 | 0 | 0 | 31 | 20 | 0 | 0 | 0 | 0 | 0 | 0 | 0 | 0 | 0 | 0 | 0 | 0 | 0 | 0 | 0 | 0 | 0 | 27.186 | 88.9319 | 2764.0064 | 69174.3712 | 322501.4026 | 1783.2299 | 44628.6266 | 208065.421 | 32868 | 3493 | 371 | 11 | 4
2019-09-01 | 2019 | 19884358 | 1335448.6225 | 21219806.6225 | 32879 | 7909710 | 371434.6176 | 8281144.6176 | 3495 | 16512685.5669 | 2412990.8511 | 18925676.418 | 49521.6788 | 374 | 10256338.4331 | 154728.1412 | 10411066.5743 | 20125.3212 | 8 | 20400974 | 80673.2079 | 20481647.2079 | 38222 | 4 | 286476 | 800 | 10100 | 39168 | 113 | 380 | 180088 | 258 | 69.9 | 15.6 | 32.6 | 38.3 | 10.1 | 75.8 | 0.6 | 126.3 | 0 | 185.7 | 0 | 245.7 | 0 | 305.7 | 18.19 | 7397.8 | 7464.3 | 253.2 | 254.3 | 750792.8 | 8585.4 | 7852.3 | 445.8 | 7036.8 | 272.8 | 906.6 | 15622.2 | 753215 | 8755 | 6921 | 3312 | 93 | 1.9685 | 8649 | 0 | 0 | 0 | 0 | 0 | 0 | 0 | 0 | 1 | 0 | 0 | 0 | 0 | 1 | 1 | 30 | 21 | 0 | 0 | 0 | 0 | 0 | 0 | 0 | 0 | 0 | 0 | 0 | 0 | 0 | 0 | 0 | 0 | 0 | 21.513 | 78.9809 | 2409.6863 | 61970.6344 | 243829.1334 | 1686.7804 | 43379.4441 | 170680.3934 | 32879 | 3495 | 371 | 11 | 4
2019-10-01 | 2019 | 17568690 | 1335448.6225 | 18904138.6225 | 32889 | 7436537 | 371434.6176 | 7807971.6176 | 3493 | 16153239.9251 | 2412990.8511 | 18566230.7762 | 47517.264 | 376 | 9311906.0749 | 154728.1412 | 9466634.2161 | 19655.736 | 8 | 21189542 | 80673.2079 | 21270215.2079 | 36208 | 4 | 322673 | 801 | 10103 | 39230 | 108 | 380 | 178506 | 258 | 293.8 | 2.2 | 233.8 | 4.2 | 174.1 | 6.5 | 118.5 | 12.9 | 71.3 | 27.7 | 36.2 | 54.6 | 14 | 94.4 | 10.5935 | 7423.9 | 7466.9 | 258.6 | 258.6 | 750792.8 | 8585.4 | 7852.3 | 445.8 | 7036.8 | 272.8 | 906.6 | 15622.2 | 753307 | 8968 | 6934 | 3121 | 94 | 1.9731 | 8836 | 0 | 0 | 0 | 0 | 0 | 0 | 0 | 0 | 0 | 1 | 0 | 0 | 0 | 1 | 1 | 31 | 21 | 0 | 0 | 0 | 0 | 0 | 0 | 0 | 0 | 0 | 0 | 0 | 0 | 0 | 0 | 0 | 0 | 0 | 18.5415 | 72.1071 | 2351.3463 | 56349.0132 | 253216.8477 | 1592.8475 | 38171.9122 | 171533.9936 | 32889 | 3493 | 373 | 11 | 4
2019-11-01 | 2019 | 19473549 | 1335448.6225 | 20808997.6225 | 32894 | 8252119 | 371434.6176 | 8623553.6176 | 3486 | 16863808.8342 | 2412990.8511 | 19276799.6853 | 44593.8932 | 373 | 9947326.1658 | 154728.1412 | 10102054.307 | 19101.1068 | 8 | 22319832 | 80673.2079 | 22400505.2079 | 37278 | 4 | 342955 | 801 | 10104 | 39949 | 109 | 403 | 182668 | 255 | 563 | 0 | 503 | 0 | 443 | 0 | 383 | 0 | 323 | 0 | 263 | 0 | 203.2 | 0.2 | 1.2333 | 7435.1 | 7455 | 264.1 | 263.6 | 750792.8 | 8585.4 | 7852.3 | 445.8 | 7036.8 | 272.8 | 906.6 | 15622.2 | 753307 | 8968 | 6934 | 3121 | 95 | 1.9777 | 9025 | 0 | 0 | 0 | 0 | 0 | 0 | 0 | 0 | 0 | 0 | 1 | 0 | 0 | 0 | 0 | 30 | 21 | 0 | 0 | 0 | 0 | 0 | 0 | 0 | 0 | 0 | 0 | 0 | 0 | 0 | 0 | 0 | 0 | 0 | 21.0869 | 82.4589 | 2460.9728 | 60131.2756 | 266672.681 | 1722.6809 | 42091.8929 | 186670.8767 | 32894 | 3486 | 370 | 11 | 4
2019-12-01 | 2019 | 21659266 | 1335448.6225 | 22994714.6225 | 32903 | 8884348 | 371434.6176 | 9255782.6176 | 3485 | 17321360.0018 | 2412990.8511 | 19734350.8529 | 44841.064 | 371 | 9366341.9982 | 154728.1412 | 9521070.1394 | 18398.936 | 8 | 24710883 | 80673.2079 | 24791556.2079 | 38590 | 4 | 372143 | 801 | 10108 | 41244 | 110 | 403 | 188963 | 254 | 595.1 | 0 | 533.1 | 0 | 471.1 | 0 | 409.1 | 0 | 347.1 | 0 | 285.1 | 0 | 223.5 | 0.4 | 0.80323 | 7444.9 | 7459.6 | 265.9 | 265.2 | 750792.8 | 8585.4 | 7852.3 | 445.8 | 7036.8 | 272.8 | 906.6 | 15622.2 | 753307 | 8968 | 6934 | 3121 | 96 | 1.9823 | 9216 | 0 | 0 | 0 | 0 | 0 | 0 | 0 | 0 | 0 | 0 | 0 | 1 | 0 | 0 | 0 | 31 | 21 | 0 | 0 | 0 | 0 | 0 | 0 | 0 | 0 | 0 | 0 | 0 | 0 | 0 | 0 | 0 | 0 | 0 | 22.544 | 85.6739 | 2532.9676 | 56673.0365 | 295137.5739 | 1715.8813 | 38391.4119 | 199931.9049 | 32903 | 3485 | 368 | 11 | 4
2020-01-01 | 2020 | 21269108 | 1316929.1653 | 22586037.1653 | 32924 | 8972484.4917 | 410031.2312 | 9382515.7229 | 3477 | 18339805.0073 | 2647182.3071 | 20986987.3144 | 46495.146 | 373 | 9596230.2354 | 250094.9223 | 9846325.1577 | 16881.5724 | 7 | 25019492.6824 | 115442.2698 | 25134934.9522 | 38737.1992 | 4 | 361046.9111 | 798.8117 | 10120 | 37740 | 101.761 | 377 | 187474 | 254 | 622.3 | 0 | 560.3 | 0 | 498.3 | 0 | 436.3 | 0 | 374.3 | 0 | 312.3 | 0 | 250.3 | 0 | -0.074194 | 7466.4 | 7437.3 | 269.1 | 268.5 | 713444 | 9115.9 | 8428.8 | 438.5 | 6300 | 256.3 | 809.7 | 15415.9 | 742292 | 8715 | 7046 | 3149 | 97 | 1.9868 | 9409 | 1 | 0 | 0 | 0 | 0 | 0 | 0 | 0 | 0 | 0 | 0 | 0 | 0 | 0 | 0 | 31 | 22 | 0 | 0 | 0 | 0 | 0 | 0 | 0 | 0 | 0 | 0 | 0 | 0 | 0 | 0 | 0 | 0 | 0 | 22.1292 | 87.0468 | 2557.5173 | 63937.1763 | 285624.2608 | 1815.0123 | 45374.7703 | 202701.0883 | 32924 | 3477 | 370 | 10 | 4
2020-02-01 | 2020 | 19874682 | 1316929.1653 | 21191611.1653 | 32945 | 8419467.6387 | 410031.2312 | 8829498.8699 | 3480 | 17415175.744 | 2647182.3071 | 20062358.0511 | 45008.4815 | 377 | 8951717.4706 | 250094.9223 | 9201812.3929 | 16777.1822 | 7 | 23436895.7896 | 115442.2698 | 23552338.0594 | 38072.8062 | 4 | 311246.4491 | 796.7807 | 10120 | 35409 | 101.751 | 377 | 175380 | 254 | 642.4 | 0 | 584.4 | 0 | 526.4 | 0 | 468.4 | 0 | 410.4 | 0 | 352.4 | 0 | 294.4 | 0 | -2.1517 | 7486 | 7414.9 | 269.4 | 267.7 | 713444 | 9115.9 | 8428.8 | 438.5 | 6300 | 256.3 | 809.7 | 15415.9 | 742292 | 8715 | 7046 | 3149 | 98 | 1.9912 | 9604 | 0 | 1 | 0 | 0 | 0 | 0 | 0 | 0 | 0 | 0 | 0 | 0 | 0 | 0 | 0 | 29 | 19 | 0 | 0 | 0 | 0 | 0 | 0 | 0 | 0 | 0 | 0 | 0 | 0 | 0 | 0 | 0 | 0 | 0 | 22.1808 | 87.4901 | 2800.8318 | 69186.5593 | 309899.185 | 1835.0277 | 45329.1251 | 203037.3971 | 32945 | 3480 | 374 | 10 | 4
2020-03-01 | 2020 | 19954590 | 1316929.1653 | 21271519.1653 | 32948 | 7804350.5682 | 410031.2312 | 8214381.7994 | 3469 | 16370015.6293 | 2647182.3071 | 19017197.9364 | 43688.8627 | 378 | 8744080.9706 | 250094.9223 | 8994175.8929 | 16975.2764 | 7 | 24144121.3585 | 115442.2698 | 24259563.6283 | 37867.6465 | 4 | 297441.027 | 797.5787 | 10127 | 38216 | 102.731 | 377 | 187474 | 254 | 517.7 | 0 | 455.7 | 0 | 393.7 | 0 | 331.7 | 0 | 270.6 | 0.9 | 211.3 | 3.6 | 153.3 | 7.6 | 3.3 | 7360.7 | 7246.6 | 266.1 | 265.2 | 713444 | 9115.9 | 8428.8 | 438.5 | 6300 | 256.3 | 809.7 | 15415.9 | 742292 | 8715 | 7046 | 3149 | 99 | 1.9956 | 9801 | 0 | 0 | 1 | 0 | 0 | 0 | 0 | 0 | 0 | 0 | 0 | 0 | 1 | 0 | 1 | 31 | 22 | 1 | 0.5 | 0.5 | 517.7 | 0 | 455.7 | 0 | 393.7 | 0 | 331.7 | 0 | 270.6 | 0.9 | 211.3 | 3.6 | 153.3 | 7.6 | 20.8261 | 76.3851 | 2286.8203 | 58403.7396 | 275676.8594 | 1622.9048 | 41447.8152 | 195641.6422 | 32948 | 3469 | 375 | 10 | 4
2020-04-01 | 2020 | 18877359 | 1316929.1653 | 20194288.1653 | 32972 | 6373556.1448 | 410031.2312 | 6783587.376 | 3492 | 13483628.0768 | 2647182.3071 | 16130810.3839 | 37751.4367 | 367 | 6667644.6582 | 250094.9223 | 6917739.5805 | 15469.9195 | 7 | 22214453.0563 | 115442.2698 | 22329895.326 | 39130.1292 | 4 | 251703.0262 | 796.7807 | 10131 | 35856 | 97.361 | 377 | 180830 | 253 | 436.6 | 0 | 376.6 | 0 | 316.6 | 0 | 257.1 | 0.5 | 201.1 | 4.5 | 146.9 | 10.3 | 96.5 | 19.9 | 5.4467 | 6998.7 | 6905.7 | 249.8 | 248.6 | 713444 | 9115.9 | 8428.8 | 438.5 | 6300 | 256.3 | 809.7 | 15415.9 | 654855 | 9005 | 5835 | 3005 | 100 | 2 | 10000 | 0 | 0 | 0 | 1 | 0 | 0 | 0 | 0 | 0 | 0 | 0 | 0 | 1 | 0 | 1 | 30 | 21 | 1 | 1 | 1 | 436.6 | 0 | 376.6 | 0 | 316.6 | 0 | 257.1 | 0.5 | 201.1 | 4.5 | 146.9 | 10.3 | 96.5 | 19.9 | 20.4156 | 64.7536 | 2093.0077 | 47059.4529 | 265832.0872 | 1465.1054 | 32941.617 | 186082.4611 | 32972 | 3492 | 364 | 10 | 4
2020-05-01 | 2020 | 20776763 | 1316929.1653 | 22093692.1653 | 32990 | 6578556.187 | 410031.2312 | 6988587.4182 | 3492 | 14074312.7275 | 2647182.3071 | 16721495.0346 | 44924.4071 | 367 | 7562912.0128 | 250094.9223 | 7813006.9351 | 15960.4286 | 7 | 24746131.3461 | 115442.2698 | 24861573.6158 | 39883.3598 | 4 | 229479.2724 | 796.8307 | 10131 | 36944 | 99.151 | 368 | 186856 | 253 | 263.6 | 17.7 | 212.4 | 28.5 | 164.4 | 42.5 | 121.3 | 61.4 | 87.8 | 89.9 | 59.9 | 124 | 36.1 | 162.2 | 12.0677 | 6624.5 | 6577.9 | 238.2 | 237.6 | 713444 | 9115.9 | 8428.8 | 438.5 | 6300 | 256.3 | 809.7 | 15415.9 | 654855 | 9005 | 5835 | 3005 | 101 | 2.0043 | 10201 | 0 | 0 | 0 | 0 | 1 | 0 | 0 | 0 | 0 | 0 | 0 | 0 | 1 | 0 | 1 | 31 | 20 | 1 | 1 | 1 | 263.6 | 17.7 | 212.4 | 28.5 | 164.4 | 42.5 | 121.3 | 61.4 | 87.8 | 89.9 | 59.9 | 124 | 36.1 | 162.2 | 21.6035 | 64.5585 | 2278.1328 | 55807.1924 | 310769.6702 | 1469.7631 | 36004.6403 | 200496.5614 | 32990 | 3492 | 364 | 10 | 4
2020-06-01 | 2020 | 25438992 | 1316929.1653 | 26755921.1653 | 33005 | 7536109.5623 | 410031.2312 | 7946140.7935 | 3489 | 15417127.8377 | 2647182.3071 | 18064310.1448 | 45779.4571 | 370 | 9540691.3804 | 250094.9223 | 9790786.3027 | 19947.0438 | 8 | 21252125.3338 | 115442.2698 | 21367567.6036 | 35291.1242 | 4 | 206807.5668 | 797.8687 | 10139 | 35769 | 99.359 | 368 | 180830 | 253 | 59.5 | 34.4 | 33.4 | 68.3 | 16.1 | 111 | 6.8 | 161.7 | 0.2 | 215.1 | 0 | 274.9 | 0 | 334.9 | 19.1633 | 6504.8 | 6533.5 | 236.1 | 237.7 | 713444 | 9115.9 | 8428.8 | 438.5 | 6300 | 256.3 | 809.7 | 15415.9 | 654855 | 9005 | 5835 | 3005 | 102 | 2.0086 | 10404 | 0 | 0 | 0 | 0 | 0 | 1 | 0 | 0 | 0 | 0 | 0 | 0 | 0 | 0 | 0 | 30 | 22 | 1 | 0.5 | 0.5 | 59.5 | 34.4 | 33.4 | 68.3 | 16.1 | 111 | 6.8 | 161.7 | 0.2 | 215.1 | 0 | 274.9 | 0 | 334.9 | 27.0221 | 75.9161 | 2219.2027 | 55629.4676 | 242813.2682 | 1627.4153 | 40794.9429 | 178063.0634 | 33005 | 3489 | 368 | 10 | 4
2020-07-01 | 2020 | 34585299 | 1316929.1653 | 35902228.1653 | 33007 | 9404576.348 | 410031.2312 | 9814607.5792 | 3493 | 18114820.206 | 2647182.3071 | 20762002.5131 | 49160.4453 | 372 | 10594851.4222 | 250094.9223 | 10844946.3445 | 19906.6058 | 8 | 24568791.587 | 115442.2698 | 24684233.8568 | 39625.6756 | 4 | 223499.6689 | 798.4127 | 10144 | 36944 | 99.31 | 368 | 186856 | 253 | 1.3 | 98.4 | 0 | 159.1 | 0 | 221.1 | 0 | 283.1 | 0 | 345.1 | 0 | 407.1 | 0 | 469.1 | 23.1323 | 6664.4 | 6731.6 | 248 | 250.1 | 713444 | 9115.9 | 8428.8 | 438.5 | 6300 | 256.3 | 809.7 | 15415.9 | 719930 | 9105 | 5992 | 3094 | 103 | 2.0128 | 10609 | 0 | 0 | 0 | 0 | 0 | 0 | 1 | 0 | 0 | 0 | 0 | 0 | 0 | 0 | 0 | 31 | 22 | 1 | 0.5 | 0 | 1.3 | 98.4 | 0 | 159.1 | 0 | 221.1 | 0 | 283.1 | 0 | 345.1 | 0 | 407.1 | 0 | 469.1 | 35.0876 | 90.6385 | 2536.9016 | 61619.0133 | 280502.6575 | 1800.3818 | 43729.6224 | 199066.4021 | 33007 | 3493 | 370 | 10 | 4
2020-08-01 | 2020 | 29577564 | 1316929.1653 | 30894493.1653 | 33009 | 8717592.2872 | 410031.2312 | 9127623.5184 | 3491 | 17149226.799 | 2647182.3071 | 19796409.1061 | 48382.7846 | 370 | 10765047.603 | 250094.9223 | 11015142.5253 | 19721.8287 | 8 | 23622326.0391 | 115442.2698 | 23737768.3088 | 39263.2594 | 4 | 251034.9738 | 798.6097 | 10146 | 37070 | 99.65 | 366 | 186856 | 253 | 16.9 | 41.9 | 2.4 | 89.4 | 0 | 149 | 0 | 211 | 0 | 273 | 0 | 335 | 0 | 397 | 20.8065 | 6873.3 | 6953.8 | 256.1 | 259.6 | 713444 | 9115.9 | 8428.8 | 438.5 | 6300 | 256.3 | 809.7 | 15415.9 | 719930 | 9105 | 5992 | 3094 | 104 | 2.017 | 10816 | 0 | 0 | 0 | 0 | 0 | 0 | 0 | 1 | 0 | 0 | 0 | 0 | 0 | 0 | 0 | 31 | 20 | 1 | 0.5 | 0 | 16.9 | 41.9 | 2.4 | 89.4 | 0 | 149 | 0 | 211 | 0 | 273 | 0 | 335 | 0 | 397 | 30.1917 | 84.3424 | 2675.1904 | 68844.6408 | 296722.1039 | 1725.9293 | 44415.8973 | 191433.6154 | 33009 | 3491 | 368 | 10 | 4
2020-09-01 | 2020 | 19739259 | 1316929.1653 | 21056188.1653 | 33006 | 7363749.0932 | 410031.2312 | 7773780.3244 | 3499 | 15057208.4513 | 2647182.3071 | 17704390.7584 | 45371.4354 | 369 | 10595280.29 | 250094.9223 | 10845375.2123 | 19339.7501 | 8 | 23750152.3802 | 115442.2698 | 23865594.6499 | 37791.6581 | 4 | 285730.0743 | 798.3517 | 10145 | 35752 | 99.31 | 368 | 180830 | 253 | 127.7 | 5.6 | 83.4 | 21.3 | 47.6 | 45.5 | 21.7 | 79.6 | 7.1 | 125 | 3.1 | 181 | 0.1 | 238 | 15.93 | 7018.3 | 7070.2 | 261.3 | 261.7 | 713444 | 9115.9 | 8428.8 | 438.5 | 6300 | 256.3 | 809.7 | 15415.9 | 719930 | 9105 | 5992 | 3094 | 105 | 2.0212 | 11025 | 0 | 0 | 0 | 0 | 0 | 0 | 0 | 0 | 1 | 0 | 0 | 0 | 0 | 1 | 1 | 30 | 21 | 1 | 0.5 | 0 | 127.7 | 5.6 | 83.4 | 21.3 | 47.6 | 45.5 | 21.7 | 79.6 | 7.1 | 125 | 3.1 | 181 | 0.1 | 238 | 21.265 | 74.0572 | 2284.7323 | 64555.8048 | 284114.222 | 1599.3126 | 45189.0634 | 198879.9554 | 33006 | 3499 | 367 | 10 | 4
2020-10-01 | 2020 | 18296619 | 1316929.1653 | 19613548.1653 | 33007 | 7301672.449 | 410031.2312 | 7711703.6802 | 3498 | 15100202.9305 | 2647182.3071 | 17747385.2376 | 42761.319 | 369 | 9449695.6436 | 250094.9223 | 9699790.5659 | 18869.1155 | 8 | 22017276.3128 | 115442.2698 | 22132718.5826 | 38537.2281 | 4 | 320925.6875 | 796.9547 | 10143 | 36944 | 99.31 | 367 | 187459 | 253 | 319.8 | 0 | 257.8 | 0 | 196.4 | 0.6 | 139.8 | 6 | 90.1 | 18.3 | 54.2 | 44.4 | 27.5 | 79.7 | 9.6839 | 7123.3 | 7157.8 | 261.5 | 261.3 | 713444 | 9115.9 | 8428.8 | 438.5 | 6300 | 256.3 | 809.7 | 15415.9 | 736698 | 9639 | 6328 | 3174 | 106 | 2.0253 | 11236 | 0 | 0 | 0 | 0 | 0 | 0 | 0 | 0 | 0 | 1 | 0 | 0 | 0 | 1 | 1 | 31 | 21 | 1 | 0.5 | 0 | 319.8 | 0 | 257.8 | 0 | 196.4 | 0.6 | 139.8 | 6 | 90.1 | 18.3 | 54.2 | 44.4 | 27.5 | 79.7 | 19.1685 | 71.1162 | 2290.2807 | 57736.8486 | 263484.745 | 1551.4805 | 39112.0587 | 178489.666 | 33007 | 3498 | 367 | 10 | 4
2020-11-01 | 2020 | 18779701 | 1316929.1653 | 20096630.1653 | 33025 | 7726790.7453 | 410031.2312 | 8136821.9765 | 3503 | 15338084.9063 | 2647182.3071 | 17985267.2134 | 43788.9846 | 369 | 9943167.1392 | 250094.9223 | 10193262.0615 | 18720.0625 | 8 | 23260504.061 | 115442.2698 | 23375946.3308 | 39193.7119 | 4 | 340266.5982 | 794.8297 | 10145 | 35705 | 97.06 | 367 | 181413 | 253 | 386.2 | 0 | 327 | 0.8 | 269.6 | 3.4 | 213.7 | 7.5 | 164.7 | 18.5 | 121 | 34.8 | 82.8 | 56.6 | 7.1267 | 7198.7 | 7216.9 | 262.1 | 260.7 | 713444 | 9115.9 | 8428.8 | 438.5 | 6300 | 256.3 | 809.7 | 15415.9 | 736698 | 9639 | 6328 | 3174 | 107 | 2.0294 | 11449 | 0 | 0 | 0 | 0 | 0 | 0 | 0 | 0 | 0 | 0 | 1 | 0 | 0 | 0 | 0 | 30 | 21 | 1 | 0.5 | 0 | 386.2 | 0 | 327 | 0.8 | 269.6 | 3.4 | 213.7 | 7.5 | 164.7 | 18.5 | 121 | 34.8 | 82.8 | 56.6 | 20.2843 | 77.4272 | 2320.9791 | 60674.1789 | 278285.0754 | 1624.6854 | 42471.9253 | 194799.5528 | 33025 | 3503 | 367 | 10 | 4
2020-12-01 | 2020 | 23168666 | 1316929.1653 | 24485595.1653 | 33044 | 8621644.1539 | 410031.2312 | 9031675.3851 | 3502 | 16548687.2295 | 2647182.3071 | 19195869.5366 | 42751.056 | 370 | 9637886.5332 | 250094.9223 | 9887981.4555 | 18376.1108 | 8 | 23172575.0875 | 115442.2698 | 23288017.3572 | 38098.8313 | 4 | 370027.1327 | 796.8197 | 10145 | 36761 | 98.82 | 367 | 186856 | 253 | 607.4 | 0 | 545.4 | 0 | 483.4 | 0 | 421.4 | 0 | 359.4 | 0 | 297.4 | 0 | 235.4 | 0 | 0.40645 | 7219.1 | 7236.4 | 265.1 | 264.2 | 713444 | 9115.9 | 8428.8 | 438.5 | 6300 | 256.3 | 809.7 | 15415.9 | 736698 | 9639 | 6328 | 3174 | 108 | 2.0334 | 11664 | 0 | 0 | 0 | 0 | 0 | 0 | 0 | 0 | 0 | 0 | 0 | 1 | 0 | 0 | 0 | 31 | 21 | 1 | 0.5 | 0 | 607.4 | 0 | 545.4 | 0 | 483.4 | 0 | 421.4 | 0 | 359.4 | 0 | 297.4 | 0 | 235.4 | 0 | 23.9032 | 83.1937 | 2470.5109 | 58857.0325 | 277238.3019 | 1673.5719 | 39870.893 | 187806.5916 | 33044 | 3502 | 368 | 10 | 4
2021-01-01 | 2021 | 23277284.0536 | 1278293.1515 | 24555577.2051 | 33061 | 8533057.5188 | 429870.6783 | 8962928.1971 | 3494 | 16577630.1851 | 2753159.1095 | 19330789.2946 | 41232.7321 | 369 | 9844106.2712 | 289078.0827 | 10133184.3539 | 17589.3796 | 8 | 25197389.7924 | 209357.8654 | 25406747.6578 | 39571.7652 | 4 | 353082.4754 | 782.8231 | 10145 | 36761.04 | 99.18 | 367 | 186083.5865 | 250 | 679.2 | 0 | 617.2 | 0 | 555.2 | 0 | 493.2 | 0 | 431.2 | 0 | 369.2 | 0 | 307.2 | 0 | -1.9097 | 7181.1 | 7159 | 267.5 | 267 | 746495 | 9840.7 | 9187.4 | 439.8 | 6030.3 | 251.2 | 981.1 | 15871 | 744290 | 9147 | 6862 | 3092 | 109 | 2.0374 | 11881 | 1 | 0 | 0 | 0 | 0 | 0 | 0 | 0 | 0 | 0 | 0 | 0 | 0 | 0 | 0 | 31 | 20 | 1 | 0.5 | 0 | 679.2 | 0 | 617.2 | 0 | 555.2 | 0 | 493.2 | 0 | 431.2 | 0 | 369.2 | 0 | 307.2 | 0 | 23.9592 | 82.7495 | 2619.3481 | 63332.4022 | 317584.3457 | 1689.902 | 40859.6143 | 204893.1263 | 33061 | 3494 | 368 | 9 | 4
2021-02-01 | 2021 | 21576388.8984 | 1278293.1515 | 22854682.0499 | 33072 | 8209335.6022 | 429870.6783 | 8639206.2805 | 3496 | 15949292.0158 | 2753159.1095 | 18702451.1253 | 42881.626 | 369 | 9204089.6672 | 289078.0827 | 9493167.7499 | 19010.3254 | 8 | 21140986.2288 | 209357.8654 | 21350344.0942 | 38608.1784 | 4 | 295429.6925 | 783.3029 | 10159 | 33203.52 | 99.18 | 367 | 168075.4975 | 250 | 713.6 | 0 | 657.6 | 0 | 601.6 | 0 | 545.6 | 0 | 489.6 | 0 | 433.6 | 0 | 377.6 | 0 | -5.4857 | 7171.8 | 7107.3 | 271.4 | 270.8 | 746495 | 9840.7 | 9187.4 | 439.8 | 6030.3 | 251.2 | 981.1 | 15871 | 744290 | 9147 | 6862 | 3092 | 110 | 2.0414 | 12100 | 0 | 1 | 0 | 0 | 0 | 0 | 0 | 0 | 0 | 0 | 0 | 0 | 0 | 0 | 0 | 28 | 19 | 1 | 0.5 | 0 | 713.6 | 0 | 657.6 | 0 | 601.6 | 0 | 545.6 | 0 | 489.6 | 0 | 433.6 | 0 | 377.6 | 0 | 24.6807 | 88.256 | 2667.5868 | 62455.051 | 280925.5802 | 1810.1482 | 42380.2132 | 190628.0723 | 33072 | 3496 | 368 | 9 | 4
2021-03-01 | 2021 | 19967835.1156 | 1278293.1515 | 21246128.2671 | 33081 | 8100439.09 | 429870.6783 | 8530309.7683 | 3495 | 15881422.1687 | 2753159.1095 | 18634581.2782 | 42731.1464 | 370 | 10445533.32 | 289078.0827 | 10734611.4027 | 19476.119 | 8 | 23217654.7293 | 209357.8654 | 23427012.5947 | 38780.6166 | 4 | 291554.6984 | 781.7964 | 10159 | 37192.56 | 99.98 | 367 | 186083.5865 | 250 | 492.5 | 0 | 430.5 | 0 | 368.7 | 0.2 | 308.7 | 2.2 | 250.3 | 5.8 | 198.4 | 15.9 | 150.4 | 29.9 | 4.1129 | 7217 | 7105.6 | 273.5 | 273 | 746495 | 9840.7 | 9187.4 | 439.8 | 6030.3 | 251.2 | 981.1 | 15871 | 744290 | 9147 | 6862 | 3092 | 111 | 2.0453 | 12321 | 0 | 0 | 1 | 0 | 0 | 0 | 0 | 0 | 0 | 0 | 0 | 0 | 1 | 0 | 1 | 31 | 23 | 1 | 0.5 | 0 | 492.5 | 0 | 430.5 | 0 | 368.7 | 0.2 | 308.7 | 2.2 | 250.3 | 5.8 | 198.4 | 15.9 | 150.4 | 29.9 | 20.7176 | 78.7328 | 2189.7275 | 58340.2794 | 254641.4412 | 1624.6366 | 43284.7234 | 188927.5209 | 33081 | 3495 | 369 | 9 | 4
2021-04-01 | 2021 | 18045155.18 | 1278293.1515 | 19323448.3315 | 33089 | 6990434.5317 | 429870.6783 | 7420305.21 | 3508 | 13839202.6447 | 2753159.1095 | 16592361.7542 | 42031.4073 | 371 | 10335180.6828 | 289078.0827 | 10624258.7655 | 19416.1538 | 8 | 21492191.7854 | 209357.8654 | 21701549.6508 | 38556.6192 | 4 | 246819.2081 | 781.3166 | 10159 | 35575.2 | 98.82 | 367 | 180664.1198 | 250 | 338.1 | 0 | 279.7 | 1.6 | 223.7 | 5.6 | 174.2 | 16.1 | 130.5 | 32.4 | 91.3 | 53.2 | 56.4 | 78.3 | 8.73 | 7260.1 | 7163.1 | 277.3 | 276.5 | 746495 | 9840.7 | 9187.4 | 439.8 | 6030.3 | 251.2 | 981.1 | 15871 | 734102 | 8800 | 6975 | 3021 | 112 | 2.0492 | 12544 | 0 | 0 | 0 | 1 | 0 | 0 | 0 | 0 | 0 | 0 | 0 | 0 | 1 | 0 | 1 | 30 | 21 | 1 | 0.5 | 0 | 338.1 | 0 | 279.7 | 1.6 | 223.7 | 5.6 | 174.2 | 16.1 | 130.5 | 32.4 | 91.3 | 53.2 | 56.4 | 78.3 | 19.4661 | 70.5084 | 2129.6832 | 63239.6355 | 258351.7816 | 1490.7782 | 44267.7449 | 180846.2471 | 33089 | 3508 | 370 | 9 | 4
2021-05-01 | 2021 | 20448885.9974 | 1278293.1515 | 21727179.1488 | 33091 | 7177001.1834 | 429870.6783 | 7606871.8617 | 3442 | 14398034.003 | 2753159.1095 | 17151193.1125 | 42917.1219 | 370 | 10792060.0052 | 289078.0827 | 11081138.0879 | 20374.6165 | 8 | 22421424.3195 | 209357.8654 | 22630782.1848 | 39511.0683 | 4 | 224962.4385 | 781.1438 | 10159 | 36761.04 | 98.82 | 367 | 186686.2571 | 250 | 232.9 | 14.1 | 180.7 | 23.9 | 135.4 | 40.6 | 97 | 64.2 | 65 | 94.2 | 37.4 | 128.6 | 16.1 | 169.3 | 12.9419 | 7263 | 7211.3 | 279.2 | 277.8 | 746495 | 9840.7 | 9187.4 | 439.8 | 6030.3 | 251.2 | 981.1 | 15871 | 734102 | 8800 | 6975 | 3021 | 113 | 2.0531 | 12769 | 0 | 0 | 0 | 0 | 1 | 0 | 0 | 0 | 0 | 0 | 0 | 0 | 1 | 0 | 1 | 31 | 20 | 1 | 0.5 | 0 | 232.9 | 14.1 | 180.7 | 23.9 | 135.4 | 40.6 | 97 | 64.2 | 65 | 94.2 | 37.4 | 128.6 | 16.1 | 169.3 | 21.1803 | 71.2908 | 2317.7288 | 69257.113 | 282884.7773 | 1495.3089 | 44682.0084 | 182506.3079 | 33091 | 3442 | 369 | 9 | 4
2021-06-01 | 2021 | 27495166.05 | 1278293.1515 | 28773459.2014 | 33105 | 8492134.1508 | 429870.6783 | 8922004.8291 | 3435 | 16029184.8852 | 2753159.1095 | 18782343.9947 | 47565.8978 | 374 | 10919521.5312 | 289078.0827 | 11208599.6139 | 20157.199 | 8 | 21755778.2482 | 209357.8654 | 21965136.1135 | 39771.5502 | 4 | 202402.2036 | 780.8751 | 10159 | 35575.2 | 98.82 | 367 | 179927.3528 | 238 | 31.9 | 61.6 | 13.4 | 103.1 | 3.9 | 153.6 | 0 | 209.7 | 0 | 269.7 | 0 | 329.7 | 0 | 389.7 | 20.99 | 7244 | 7273.4 | 280.6 | 281.7 | 746495 | 9840.7 | 9187.4 | 439.8 | 6030.3 | 251.2 | 981.1 | 15871 | 734102 | 8800 | 6975 | 3021 | 114 | 2.0569 | 12996 | 0 | 0 | 0 | 0 | 0 | 1 | 0 | 0 | 0 | 0 | 0 | 0 | 0 | 0 | 0 | 30 | 22 | 1 | 0.5 | 0 | 31.9 | 61.6 | 13.4 | 103.1 | 3.9 | 153.6 | 0 | 209.7 | 0 | 269.7 | 0 | 329.7 | 0 | 389.7 | 28.9719 | 86.5794 | 2282.7351 | 63685.2251 | 249603.8195 | 1674.0057 | 46702.4984 | 183042.8009 | 33105 | 3435 | 373 | 9 | 4
2021-07-01 | 2021 | 29045279.816 | 1278293.1515 | 30323572.9675 | 33122 | 9172177.3783 | 429870.6783 | 9602048.0566 | 3435 | 17081502.9704 | 2753159.1095 | 19834662.0799 | 48397.2048 | 375 | 10695920.4358 | 289078.0827 | 10984998.5185 | 19855.8065 | 8 | 21921024.537 | 209357.8654 | 22130382.4023 | 38871.9045 | 4 | 218561.9809 | 780.7696 | 10159 | 36761.04 | 98.82 | 367 | 185389.8629 | 238 | 25.4 | 50.7 | 7.7 | 95 | 1.2 | 150.5 | 0 | 211.3 | 0 | 273.3 | 0 | 335.3 | 0 | 397.3 | 20.8161 | 7295 | 7372.5 | 282.5 | 283.8 | 746495 | 9840.7 | 9187.4 | 439.8 | 6030.3 | 251.2 | 981.1 | 15871 | 746820 | 7703 | 7186 | 3179 | 115 | 2.0607 | 13225 | 0 | 0 | 0 | 0 | 0 | 0 | 1 | 0 | 0 | 0 | 0 | 0 | 0 | 0 | 0 | 31 | 21 | 1 | 0.5 | 0 | 25.4 | 50.7 | 7.7 | 95 | 1.2 | 150.5 | 0 | 211.3 | 0 | 273.3 | 0 | 335.3 | 0 | 397.3 | 29.5326 | 90.1728 | 2518.6872 | 65386.8959 | 263456.9334 | 1706.2075 | 44294.3489 | 178470.8258 | 33122 | 3435 | 374 | 9 | 4
2021-08-01 | 2021 | 32851899.0291 | 1278293.1515 | 34130192.1806 | 33124 | 9906107.8899 | 429870.6783 | 10335978.5682 | 3437 | 18079704.6742 | 2753159.1095 | 20832863.7837 | 48910.8083 | 375 | 10319932.328 | 289078.0827 | 10609010.4107 | 19600.8285 | 8 | 18567986.7686 | 209357.8654 | 18777344.634 | 41691.2067 | 4 | 245312.7278 | 780.4049 | 10159 | 36761.04 | 98.82 | 367 | 184122.0053 | 238 | 13.3 | 79 | 3.3 | 131 | 0 | 189.7 | 0 | 251.7 | 0 | 313.7 | 0 | 375.7 | 0 | 437.7 | 22.1194 | 7365 | 7458.5 | 284.8 | 287.1 | 746495 | 9840.7 | 9187.4 | 439.8 | 6030.3 | 251.2 | 981.1 | 15871 | 746820 | 7703 | 7186 | 3179 | 116 | 2.0645 | 13456 | 0 | 0 | 0 | 0 | 0 | 0 | 0 | 1 | 0 | 0 | 0 | 0 | 0 | 0 | 0 | 31 | 20 | 1 | 0.5 | 0 | 13.3 | 79 | 3.3 | 131 | 0 | 189.7 | 0 | 251.7 | 0 | 313.7 | 0 | 375.7 | 0 | 437.7 | 33.238 | 97.0086 | 2777.7152 | 66306.3151 | 234716.8079 | 1792.0743 | 42778.2678 | 151430.1987 | 33124 | 3437 | 374 | 9 | 4
2021-09-01 | 2021 | 21125357.4048 | 1278293.1515 | 22403650.5563 | 33131 | 7956592.6375 | 429870.6783 | 8386463.3158 | 3440 | 15535439.4359 | 2753159.1095 | 18288598.5454 | 46753.1853 | 375 | 8989328.908 | 289078.0827 | 9278406.9907 | 20394.3161 | 8 | 21532283.4533 | 209357.8654 | 21741641.3187 | 39509.9298 | 4 | 279337.2652 | 780.4913 | 10162 | 35575.2 | 98.82 | 367 | 178182.5858 | 238 | 84.5 | 9.3 | 45.8 | 30.6 | 20.7 | 65.5 | 5.7 | 110.5 | 0 | 164.8 | 0 | 224.8 | 0 | 284.8 | 17.4933 | 7427.9 | 7485 | 285.9 | 284.9 | 746495 | 9840.7 | 9187.4 | 439.8 | 6030.3 | 251.2 | 981.1 | 15871 | 746820 | 7703 | 7186 | 3179 | 117 | 2.0682 | 13689 | 0 | 0 | 0 | 0 | 0 | 0 | 0 | 0 | 1 | 0 | 0 | 0 | 0 | 1 | 1 | 30 | 20 | 1 | 0.5 | 0 | 84.5 | 9.3 | 45.8 | 30.6 | 20.7 | 65.5 | 5.7 | 110.5 | 0 | 164.8 | 0 | 224.8 | 0 | 284.8 | 22.5405 | 81.2642 | 2438.4798 | 57990.0437 | 271770.5165 | 1625.6532 | 38660.0291 | 181180.3443 | 33131 | 3440 | 374 | 9 | 4
2021-10-01 | 2021 | 19520486.2005 | 1278293.1515 | 20798779.352 | 33148 | 7662198.3323 | 429870.6783 | 8092069.0106 | 3436 | 15475263.9265 | 2753159.1095 | 18228423.036 | 45566.8679 | 375 | 9852869.8818 | 289078.0827 | 10141947.9645 | 20016.9684 | 8 | 22773939.5773 | 209357.8654 | 22983297.4427 | 38669.0832 | 4 | 313989.3528 | 779.7236 | 10167 | 36761.04 | 98.82 | 367 | 184122.0053 | 238 | 177.6 | 3.7 | 133.4 | 21.5 | 96.2 | 46.3 | 63.6 | 75.7 | 36.9 | 111 | 16.1 | 152.2 | 5.4 | 203.5 | 14.3903 | 7481.8 | 7514.2 | 288.3 | 286.9 | 746495 | 9840.7 | 9187.4 | 439.8 | 6030.3 | 251.2 | 981.1 | 15871 | 759875 | 8303 | 7225 | 3222 | 118 | 2.0719 | 13924 | 0 | 0 | 0 | 0 | 0 | 0 | 0 | 0 | 0 | 1 | 0 | 0 | 0 | 1 | 1 | 31 | 20 | 1 | 0.5 | 0 | 177.6 | 3.7 | 133.4 | 21.5 | 96.2 | 46.3 | 63.6 | 75.7 | 36.9 | 111 | 16.1 | 152.2 | 5.4 | 203.5 | 20.2404 | 75.9705 | 2430.4564 | 63387.1748 | 287291.218 | 1568.0364 | 40894.9515 | 185349.1729 | 33148 | 3436 | 374 | 9 | 4
2021-11-01 | 2021 | 19655248.335 | 1278293.1515 | 20933541.4865 | 33158 | 8075068.5217 | 429870.6783 | 8504939.1999 | 3445 | 15462422.5316 | 2753159.1095 | 18215581.6411 | 42277.5995 | 378 | 10348127.1372 | 289078.0827 | 10637205.2199 | 18801.2055 | 8 | 23466845.2434 | 209357.8654 | 23676203.1088 | 38661.0741 | 4 | 334064.2794 | 780.3378 | 10172 | 35528.4 | 98.69 | 367 | 178079.0242 | 238 | 483.1 | 0 | 423.1 | 0 | 363.1 | 0 | 303.1 | 0 | 243.1 | 0 | 186.1 | 3 | 135 | 11.9 | 3.8967 | 7538.6 | 7552.6 | 290.3 | 288.3 | 746495 | 9840.7 | 9187.4 | 439.8 | 6030.3 | 251.2 | 981.1 | 15871 | 759875 | 8303 | 7225 | 3222 | 119 | 2.0755 | 14161 | 0 | 0 | 0 | 0 | 0 | 0 | 0 | 0 | 0 | 0 | 1 | 0 | 0 | 0 | 0 | 30 | 22 | 1 | 0.5 | 0 | 483.1 | 0 | 423.1 | 0 | 363.1 | 0 | 303.1 | 0 | 243.1 | 0 | 186.1 | 3 | 135 | 11.9 | 21.0442 | 82.2926 | 2190.4259 | 60438.666 | 269047.7626 | 1606.3123 | 44321.6884 | 197301.6926 | 33158 | 3445 | 377 | 9 | 4
2021-12-01 | 2021 | 22466862.1394 | 1278293.1515 | 23745155.2909 | 33174 | 8668979.192 | 429870.6783 | 9098849.8703 | 3447 | 15992037.336 | 2753159.1095 | 18745196.4455 | 42624.8735 | 378 | 9158120.6398 | 289078.0827 | 9447198.7225 | 18595.6159 | 8 | 22734437.3588 | 209357.8654 | 22943795.2242 | 39112.3755 | 4 | 345908.6318 | 744.8901 | 10173 | 36712.68 | 98.69 | 366 | 184014.9917 | 237 | 559.4 | 0 | 497.4 | 0 | 435.4 | 0 | 373.4 | 0 | 311.4 | 0 | 249.4 | 0 | 190.5 | 3.1 | 1.9548 | 7585.1 | 7601.7 | 292.3 | 291.1 | 746495 | 9840.7 | 9187.4 | 439.8 | 6030.3 | 251.2 | 981.1 | 15871 | 759875 | 8303 | 7225 | 3222 | 120 | 2.0792 | 14400 | 0 | 0 | 0 | 0 | 0 | 0 | 0 | 0 | 0 | 0 | 0 | 1 | 0 | 0 | 0 | 31 | 21 | 1 | 0.5 | 0 | 559.4 | 0 | 497.4 | 0 | 435.4 | 0 | 373.4 | 0 | 311.4 | 0 | 249.4 | 0 | 190.5 | 3.1 | 23.0896 | 85.1498 | 2361.4508 | 56233.3257 | 273140.4193 | 1599.6925 | 38093.5432 | 185030.6066 | 33174 | 3447 | 377 | 9 | 4

## Historic CDM
[5 empty] | kWh | [9 empty] | Reallocation
|  | Residential | GS<50 | GS>50 | Int | Sen Light | St. Light | USL | LU |  |  |  | Residential | GS<50 | GS>50 | Int | Sen Light | St. Light | USL | LU
2011 | 2011 | 1282243.5572 | 312688.5031 | 3792445.947 | 0 | 0 | 0 | 0 | 0 |  |  | 5387378.0073 |  |  | 0 | 0 |  |  |  | 0
2011 | 2012 | 1282243.5572 | 312205.7871 | 3677812.907 | 0 | 0 | 0 | 0 | 0 |  |  | 5272262.2513 |  |  | 0 | 0 |  |  |  | 0
2011 | 2013 | 1282243.5572 | 312205.7871 | 3677812.907 | 0 | 0 | 0 | 0 | 0 |  |  | 5272262.2513 |  |  | 0 | 0 |  |  |  | 0
2011 | 2014 | 1279162.7931 | 278163.5105 | 3677589.0725 | 0 | 0 | 0 | 0 | 0 |  |  | 5234915.3761 |  |  | 0 | 0 |  |  |  | 0
2011 | 2015 | 1163987.7461 | 277569.023 | 3677589.0725 | 0 | 0 | 0 | 0 | 0 |  |  | 5119145.8416 |  |  | 0 | 0 |  |  |  | 0
2011 | 2016 | 933515.157 | 277336.0882 | 3677589.0725 | 0 | 0 | 0 | 0 | 0 |  |  | 4888440.3176 |  |  | 0 | 0 |  |  |  | 0
2011 | 2017 | 866486.5393 | 81681.6234 | 3669528.5486 | 0 | 0 | 0 | 0 | 0 |  |  | 4617696.7113 |  |  | 0 | 0 |  |  |  | 0
2011 | 2018 | 865548.6999 | 69707.8713 | 3572650.0086 | 0 | 0 | 0 | 0 | 0 |  |  | 4507906.5798 |  |  | 0 | 0 |  |  |  | 0
2011 | 2019 | 920248.059 | 56981.6744 | 3469683.5064 | 0 | 0 | 0 | 0 | 0 |  |  | 4446913.2398 |  |  | 0 | 0 |  |  |  | 0
2011 | 2020 | 750036.7849 | 56981.6744 | 3469683.5064 | 0 | 0 | 0 | 0 | 0 |  |  | 4276701.9657 |  |  | 0 | 0 |  |  |  | 0
2011 | 2021 | 693175.4362 | 52020.6888 | 3469265.3521 |  |  | 0 | 0 | 0 |  |  | 4214461.477 |  |  | 0 | 0 |  |  |  | 0
2011 | 2022 | 688698.8973 | 52020.6888 | 3469265.3521 | [7 empty] | 4209984.9382 |  |  | 0 | 0
2011 | 2023 | 688698.8973 | 4093.8942 | 3159247.4612 | [7 empty] | 3852040.2527 |  |  | 0 | 0
2012 | 2012 | 732923.6438 | 1104427.5154 | 2443160.1902 | 8280 | 0 | 0 | 0 | 0 |  |  | 4288791.3495 |  |  | 54.4853 | -595.1625 |  |  |  | 540.6772
2012 | 2013 | 732923.6438 | 1102845.0333 | 2384282.5841 | 8280 | 0 | 0 | 0 | 0 |  |  | 4228331.2612 |  |  | 54.4853 | -595.1625 |  |  |  | 540.6772
2012 | 2014 | 732862.0438 | 1102594.4671 | 2383437.9741 | 8280 | 0 | 0 | 0 | 0 |  |  | 4227174.4849 |  |  | 54.4853 | -595.1625 |  |  |  | 540.6772
2012 | 2015 | 731025.8723 | 899774.3311 | 2365134.03 | 8280 | 0 | 0 | 0 | 0 |  |  | 4004214.2333 |  |  | 54.4853 | -595.1625 |  |  |  | 540.6772
2012 | 2016 | 644179.347 | 899774.3311 | 2365134.03 | 8280 | 0 | 0 | 0 | 0 |  |  | 3917367.708 |  |  | 54.4853 | -595.1625 |  |  |  | 540.6772
2012 | 2017 | 520065.4036 | 319664.0854 | 2252580.5391 | 8280 | 0 | 0 | 0 | 0 |  |  | 3100590.0282 |  |  | 54.4853 | -595.1625 |  |  |  | 540.6772
2012 | 2018 | 475023.681 | 319035.505 | 2247494.7515 | 8280 | 0 | 0 | 0 | 0 |  |  | 3049833.9375 |  |  | 54.4853 | -595.1625 |  |  |  | 540.6772
2012 | 2019 | 474821.2361 | 315322.9299 | 2247494.7515 | 8280 | 0 | 0 | 0 | 0 |  |  | 3045918.9175 |  |  | 54.4853 | -595.1625 |  |  |  | 540.6772
2012 | 2020 | 458983.2361 | 311028.7199 | 2212750.6891 | 8280 | 0 | 0 | 0 | 0 |  |  | 2991042.6451 |  |  | 54.4853 | -595.1625 |  |  |  | 540.6772
2012 | 2021 | 415395.3232 | 304001.912 | 2155897.4251 | 8280 | [6 empty] | 2883574.6603 |  |  | 54.4853 | -595.1625 |  |  |  | 540.6772
2012 | 2022 | 399885.1174 | 278931.4428 | 2029483.627 | 8280 | [6 empty] | 2716580.1873 |  |  | 54.4853 | -595.1625 |  |  |  | 540.6772
2012 | 2023 | 398744.8922 | 278931.4428 | 2029483.627 | 8280 | [6 empty] | 2715439.9621 |  |  | 54.4853 | -595.1625 |  |  |  | 540.6772
2013 | 2013 | 884625.1553 | 647147.7805 | 1275938.6157 | 280314.7048 | 0 | 0 | 0 | 0 |  |  | 3088026.2562 |  |  | 1841.4343 | -15707.1662 |  |  |  | 13865.7319
2013 | 2014 | 880454.28 | 642919.7924 | 1204685.7068 | 278363.3257 | 0 | 0 | 0 | 0 |  |  | 3006423.105 |  |  | 1828.6153 | -15597.8225 |  |  |  | 13769.2072
2013 | 2015 | 871461.8775 | 627099.1521 | 1178657.7638 | 276435.3299 | 0 | 0 | 0 | 0 |  |  | 2953654.1233 |  |  | 1815.95 | -15489.7891 |  |  |  | 13673.8391
2013 | 2016 | 814525.1497 | 575608.482 | 1177781.6018 | 276370.429 | 0 | 0 | 0 | 0 |  |  | 2844285.6625 |  |  | 1815.5237 | -15486.1524 |  |  |  | 13670.6288
2013 | 2017 | 734405.0617 | 316680.2802 | 1073554.4603 | 78309.6146 | 0 | 0 | 0 | 0 |  |  | 2202949.4168 |  |  | 514.429 | -4388.0043 |  |  |  | 3873.5753
2013 | 2018 | 663357.9596 | 315136.8821 | 1063937.9035 | 77597.277 | 0 | 0 | 0 | 0 |  |  | 2120030.0223 |  |  | 509.7495 | -4348.0891 |  |  |  | 3838.3396
2013 | 2019 | 658306.9383 | 315136.8821 | 1063937.9035 | 77597.277 | 0 | 0 | 0 | 0 |  |  | 2114979.0009 |  |  | 509.7495 | -4348.0891 |  |  |  | 3838.3396
2013 | 2020 | 656480.2781 | 314880.9796 | 1062343.4335 | 77479.1682 | 0 | 0 | 0 | 0 |  |  | 2111183.8593 |  |  | 508.9736 | -4341.471 |  |  |  | 3832.4974
2013 | 2021 | 503556.4111 | 314322.7507 | 1058865.2384 | 77221.5241 | 0 | 0 | 0 | 0 |  |  | 1953965.9243 |  |  | 507.2811 | -4327.0342 |  |  |  | 3819.7531
2013 | 2022 | 500329.8449 | 307096.9475 | 1013842.9258 | 73886.538 | 0 | 0 | 0 | 0 |  |  | 1895156.2562 |  |  | 485.373 | -4140.1614 |  |  |  | 3654.7884
2013 | 2023 | 479115.3912 | 284861.8056 | 918073.8543 | 67535.2927 | 0 | 0 | 0 | 0 |  |  | 1749586.3437 |  |  | 443.6507 | -3784.2755 |  |  |  | 3340.6248
2014 | 2014 | 1554608.1745 | 832302.869 | 1735270.9453 | 588755.5885 | 0 | 0 | 0 | 149961.6866 |  |  | 4860899.264 |  |  | 7177.7654 | -71729.3005 |  |  |  | 64551.5351
2014 | 2015 | 1436113.1917 | 811181.3541 | 1734380.3957 | 588689.6219 | 0 | 0 | 0 | 149884.7256 |  |  | 4720249.2889 |  |  | 7176.9612 | -71721.2636 |  |  |  | 64544.3025
2014 | 2016 | 1370612.3966 | 748573.7888 | 1734380.3957 | 588689.6219 | 0 | 0 | 0 | 149884.7256 |  |  | 4592140.9285 |  |  | 7176.9612 | -71721.2636 |  |  |  | 64544.3025
2014 | 2017 | 1368511.5266 | 575323.8178 | 1716184.1887 | 587341.7547 | 0 | 0 | 0 | 148312.2138 |  |  | 4395673.5017 |  |  | 7160.5288 | -71557.0502 |  |  |  | 64396.5215
2014 | 2018 | 1293775.6614 | 575323.8178 | 1716184.1887 | 587341.7547 | 0 | 0 | 0 | 148312.2138 |  |  | 4320937.6365 |  |  | 7160.5288 | -71557.0502 |  |  |  | 64396.5215
2014 | 2019 | 1243948.246 | 575323.8178 | 1716184.1887 | 587341.7547 | 0 | 0 | 0 | 148312.2138 |  |  | 4271110.2211 |  |  | 7160.5288 | -71557.0502 |  |  |  | 64396.5215
2014 | 2020 | 1241762.7769 | 573815.0753 | 1695816.1644 | 585833.0122 | 0 | 0 | 0 | 146552.0142 |  |  | 4243779.0431 |  |  | 7142.1351 | -71373.237 |  |  |  | 64231.102
2014 | 2021 | 1240232.183 | 573672.5509 | 1695816.1644 | 585833.0122 |  |  |  | 146552.0142 |  |  | 4242105.9247 |  |  | 7142.1351 | -71373.237 |  |  |  | 64231.102
2014 | 2022 | 1204201.9304 | 561612.6963 | 1533008.1271 | 573773.1576 |  |  |  | 132482.1838 |  |  | 4005078.0951 |  |  | 6995.1083 | -69903.9602 |  |  |  | 62908.8519
2014 | 2023 | 1135142.8635 | 551903.8759 | 1401939.0519 | 564064.3372 |  |  |  | 121155.2267 |  |  | 3774205.3552 |  |  | 6876.744 | -68721.1147 |  |  |  | 61844.3707
2015 | 2015 | 1477073 | 877342.19 | 5434569.29 | 408679.52 | 0 | 0 | 0 | 0 |  |  | 8197664 |  |  | 13199.7596 | -156636.6498 |  |  |  | 143436.8902
2015 | 2016 | 1458640 | 877342.19 | 5434569.29 | 408679.52 | 0 | 0 | 0 | 0 |  |  | 8179231 |  |  | 13199.7596 | -156636.6498 |  |  |  | 143436.8902
2015 | 2017 | 1457951 | 877342.32 | 5434570.12 | 408679.56 | 0 | 0 | 0 | 0 |  |  | 8178543 |  |  | 13199.7609 | -156636.6652 |  |  |  | 143436.9043
2015 | 2018 | 1456426 | 889021.27 | 5435163.57 | 408708.16 | 0 | 0 | 0 | 0 |  |  | 8189319 |  |  | 13200.6846 | -156647.6268 |  |  |  | 143446.9422
2015 | 2019 | 1425687 | 889021.27 | 5435163.57 | 408708.16 | 0 | 0 | 0 | 0 |  |  | 8158580 |  |  | 13200.6846 | -156647.6268 |  |  |  | 143446.9422
2015 | 2020 | 1395164 | 889021.27 | 5435163.57 | 408708.16 | 0 | 0 | 0 | 0 |  |  | 8128057 |  |  | 13200.6846 | -156647.6268 |  |  |  | 143446.9422
2015 | 2021 | 1395164 | 889021.27 | 5435163.57 | 408708.16 | 0 | 0 | 0 |  |  |  | 8128057 |  |  | 13200.6846 | -156647.6268 |  |  |  | 143446.9422
2015 | 2022 | 1394151 | 889021.27 | 5435163.57 | 408708.16 | [6 empty] | 8127044 |  |  | 13200.6846 | -156647.6268 |  |  |  | 143446.9422
2015 | 2023 | 1387721 | 888995.14 | 5434996.74 | 406608.12 | [6 empty] | 8118321 |  |  | 13132.8564 | -155842.734 |  |  |  | 142709.8776
2016 | 2016 | 3656441 | 505631.4674 | 4156937.8754 | 191748.931 | 0 | 0 | 0 | 0 |  |  | 8510759.2738 |  |  | 18709.6008 | -219786.8881 |  |  |  | 201077.2873
2016 | 2017 | 3656441 | 505640.9909 | 4157019.7781 | 191752.7404 | 0 | 0 | 0 | 0 |  |  | 8510854.5094 |  |  | 18709.9725 | -219791.2546 |  |  |  | 201081.2821
2016 | 2018 | 3656441 | 528809.8834 | 4356272.2529 | 201020.2973 | 0 | 0 | 0 | 0 |  |  | 8742543.4336 |  |  | 19614.2398 | -230413.9344 |  |  |  | 210799.6946
2016 | 2019 | 3656441 | 528809.8834 | 4356272.2529 | 201020.2973 | 0 | 0 | 0 | 0 |  |  | 8742543.4336 |  |  | 19614.2398 | -230413.9344 |  |  |  | 210799.6946
2016 | 2020 | 3656441 | 528809.8834 | 4356272.2529 | 201020.2973 | 0 | 0 | 0 | 0 |  |  | 8742543.4336 |  |  | 19614.2398 | -230413.9344 |  |  |  | 210799.6946
2016 | 2021 | 3656326 | 517303.9 | 4298137.58 | 198679.52 | 0 | [5 empty] | 8670447 |  |  | 19385.8422 | -227730.8834 |  |  |  | 208345.0412
2016 | 2022 | 3656326 | 498826.42 | 4272621.06 | 198679.52 | [6 empty] | 8626453 |  |  | 19385.8422 | -227730.8834 |  |  |  | 208345.0412
2016 | 2023 | 3655909 | 498634.48 | 4272356 | 198679.52 | [6 empty] | 8625579 |  |  | 19385.8422 | -227730.8834 |  |  |  | 208345.0412
2017 | 2017 | 7237136.7587 | 1153076.894 | 3588099.3337 | 85481.2399 | 0 | 0 | 0 | 0 |  |  | 12063794.2263 |  |  | 19084.1921 | -19084.1921 |  |  |  | 0
2017 | 2018 | 5832107.7377 | 1205889.5427 | 3789181.8219 | 86610.9168 | 0 | 0 | 0 | 0 |  |  | 10913790.0191 |  |  | 19336.3992 | -19336.3992 |  |  |  | 0
2017 | 2019 | 5832107.7377 | 1205856.8817 | 3788830.7648 | 86610.9168 | 0 | 0 | 0 | 0 |  |  | 10913406.3009 |  |  | 19336.3992 | -19336.3992 |  |  |  | 0
2017 | 2020 | 5832107.7377 | 1205604.3217 | 3789726.2048 | 21170.9168 | 0 | 0 | 0 | 0 |  |  | 10848609.1809 |  |  | 4726.5323 | -4726.5323 |  |  |  | 0
2017 | 2021 | 5783906 | 904479.7278 | 2760551.3798 | 15298.2797 | 0 | [5 empty] | 9464235.3873 |  |  | 3415.4314 | -3415.4314 |  |  |  | 0
2017 | 2022 | 5782232 | 885149.8578 | 2704570.0917 | 14930.5978 | [6 empty] | 9386882.5473 |  |  | 3333.3442 | -3333.3442 |  |  |  | 0
2017 | 2023 | 5782232 | 881930.5978 | 2715983.8317 | 14930.5978 | [6 empty] | 9395077.0273 |  |  | 3333.3442 | -3333.3442 |  |  |  | 0
2018 | 2018 | 1815472.335 | 311853.9453 | 4685311.7271 | 175801.5743 | [6 empty] | 6988439.5818 |  |  | 22015.2981 | -22015.2981 |  |  |  | 0
2018 | 2019 | 1810673.2527 | 310027.0167 | 4673278.3279 | 175561.9295 | [6 empty] | 6969540.5268 |  |  | 21985.2879 | -21985.2879 |  |  |  | 0
2018 | 2020 | 1805874.1704 | 308128.9628 | 4660718.3731 | 174927.8871 | [6 empty] | 6949649.3934 |  |  | 21905.8879 | -21905.8879 |  |  |  | 0
2018 | 2021 | 1510460.7611 | 326784.0189 | 4902865.1645 | 180414.2451 | [6 empty] | 6920524.1896 |  |  | 22592.9341 | -22592.9341 |  |  |  | 0
2018 | 2022 | 1510460.7611 | 325803.3442 | 4901453.9497 | 180414.2451 | [6 empty] | 6918132.3002 |  |  | 22592.9341 | -22592.9341 |  |  |  | 0
2018 | 2023 | 1507337.6088 | 319900.0405 | 4831732.8613 | 178854.0705 | [6 empty] | 6837824.5812 |  |  | 22397.5564 | -22397.5564 |  |  |  | 0
2019 | 2019 | 6300 | 521470.1098 | 4268322.4234 | 1611046.5401 | 0 | 0 | 0 | 793488.2115 |  |  | 7200627.2848 |  |  | 98192.0558 | -98192.0558 |  |  |  | 0
2019 | 2020 | 6300 | 520125.7198 | 4266387.8134 | 1611046.5401 | 0 | 0 | 0 | 793488.2115 |  |  | 7197348.2848 |  |  | 98192.0558 | -98192.0558 |  |  |  | 0
2019 | 2021 | 6730.8503 | 518230.2769 | 4255611.1911 | 1607443.6778 |  |  |  | 793488.2115 |  |  | 7181504.2077 |  |  | 97972.4641 | -97972.4641 |  |  |  | 0
2019 | 2022 | 6730.8503 | 518755.5841 | 4256367.1209 | 1607443.6778 |  |  |  | 793488.2115 |  |  | 7182785.4447 |  |  | 97972.4641 | -97972.4641 |  |  |  | 0
2019 | 2023 | 6730.8503 | 515807.2412 | 4252124.3836 | 1607443.6778 |  |  |  | 793488.2115 |  |  | 7175594.3645 |  |  | 97972.4641 | -97972.4641 |  |  |  | 0
2020 | 2020 | 0 | 423956.3351 | 1372736.5485 | 933305.3275 | 0 | 0 | 0 | 44489.6725 |  |  | 2774487.8837 |  |  | 160725.0581 | -160725.0581 |  |  |  | 0
2020 | 2021 | 0 | 423956.243 | 1372736.3007 | 933305.3275 |  |  |  | 44489.6725 |  |  | 2774487.5437 |  |  | 160725.0581 | -160725.0581 |  |  |  | 0
2020 | 2022 | 0 | 421836.4617 | 1365872.6192 | 933305.3275 |  |  |  | 44489.6725 |  |  | 2765504.0809 |  |  | 160725.0581 | -160725.0581 |  |  |  | 0
2020 | 2023 | 0 | 421836.4617 | 1365872.6192 | 933305.3275 |  |  |  | 44489.6725 |  |  | 2765504.0809 |  |  | 160725.0581 | -160725.0581 |  |  |  | 0
2021 | 2021 | 0 | 11913.6346 | 584387.4823 | 0 | 0 | 0 | 0 | 2053113.366
2021 | 2022 | 0 | 11913.6346 | 584387.4823 | 0 |  |  | 0 | 2053113.366 | (Post-CFF)
2021 | 2023 | 0 | 11854.0665 | 584161.5523 | 0 |  |  | 0 | 2053113.366
2021 | 2021 | 269141.7057 | 657395.9665 | 2190197.3666 | 244623.3662 |  |  |  | 156713.7797
2021 | 2022 | 269141.7057 | 657395.9665 | 2190197.3666 | 244623.3662 |  |  |  | 156713.7797 | (2021-2024 Framework)
2021 | 2023 | 267795.9972 | 654108.9866 | 2179246.3798 | 243400.2493 |  |  |  | 155930.2108
|  | Residential | GS<50 | GS>50 | Int | Sen Light | St. Light | USL | LU |  |  |  | Residential | GS<50 | GS>50 | Int | Sen Light | St. Light | USL | LU
| 2011 | 641121.7786 | 156344.2515 | 1896222.9735 | 0 | 0 | 0 | 0 | 0 |  |  | 2011 | 0 | 0 | 0 | 0 |  |  |  | 0
| 2012 | 1648705.3792 | 864419.5448 | 4899393.0021 | 4140 | 0 | 0 | 0 | 0 |  |  | 2012 | 0 | 0 | 0 | 0 |  |  |  | 0
| 2013 | 2457479.7787 | 1738624.7106 | 6700064.7989 | 148437.3524 | 0 | 0 | 0 | 0 |  | Total | 2013 | 0 | 0 | 27.2427 | -297.5812 |  |  |  | 270.3386
Total | 2014 | 3669783.2042 | 2439829.2045 | 8133348.226 | 581021.12 | 0 | 0 | 0 | 74980.8433 |  |  | 2014 | 0 | 0 | 975.2025 | -8448.7456 |  |  |  | 7473.5431
| 2015 | 4941125.1875 | 3054294.9553 | 11673045.9069 | 1077744.7118 | 0 | 0 | 0 | 149884.7256 |  |  | 2015 | 0 | 0 | 5471.9834 | -52057.6352 |  |  |  | 46585.6519
| 2016 | 7049692.5502 | 3631450.6138 | 16467923.3276 | 1377894.0364 | 0 | 0 | 0 | 149884.7256 |  |  | 2016 | 0 | 0 | 15647.2763 | -166124.5402 |  |  |  | 150477.2638
| 2017 | 12222428.9106 | 3252871.5648 | 20097487.3016 | 1317104.2896 | 0 | 0 | 0 | 148312.2138 |  |  | 2017 | 0 | 0 | 31601.5302 | -354332.6725 |  |  |  | 322731.1423
| 2018 | 15150416.9072 | 4058851.7449 | 24523540.3606 | 1457459.193 | 0 | 0 | 0 | 148312.2138 |  |  | 2018 | 0 | 0 | 49181.2726 | -462510.2328 |  |  |  | 413328.9603
| 2019 | 16025383.4697 | 4457215.4108 | 28885006.4774 | 2350643.6055 | 0 | 0 | 0 | 545056.3196 |  |  | 2019 | 0 | 0 | 70883.7363 | -493905.9114 |  |  |  | 423022.1751
| 2020 | 15803149.9842 | 4920374.7743 | 31635230.2819 | 3555118.6453 | 0 | 0 | 0 | 962285.062 |  |  | 2020 | 0 | 0 | 130957.403 | -553979.5781 |  |  |  | 423022.1751
| 2021 | 15339517.8178 | 5158448.1396 | 32792201.7905 | 4137495.4294 | 0 | 0 | 0 | 2089443.4711 |  |  | 2021 | 0 | 0 | 245707.5236 | -668558.437 |  |  |  | 422850.9133
2011-2020 | 2021 | 15339517.8178 | 5158448.1396 | 32792201.7905 | 4137495.4294 | 0 | 0 | 0 | 2089443.4711 |  |  | 2021 | 0 | 0 | 244633.787 | -665017.3027 | 0 | 0 | 0 | 420383.5156
& 1/2 of 2021 | 2022 | 15277587.2543 | 5073709.5137 | 32368940.8679 | 4121732.9069 | 0 | 0 | 0 | 2075373.6407 |  |  | 2022 | 0 | 0 | 244382.7651 | -663279.0659 | 0 | 0 | 0 | 418896.3009
Persisting to | 2023 | 15175530.5018 | 4979876.5063 | 31763514.3963 | 4101401.0682 | 0 | 0 | 0 | 2063654.8991 |  |  | 2023 | 0 | 0 | 243959.4724 | -660740.0639 | 0 | 0 | 0 | 416780.5915

## Weather
Year | Month | HDD20 | CDD20 | HDD18 | CDD18 | HDD16 | CDD16 | HDD14 | CDD14 | HDD12 | CDD12 | HDD10 | CDD10 | HDD8 | CDD8 | Avg. Temp | Sarnia Airport from 1999 to March 19, 2006 | [91 empty] | ReskWh_NoCDM | GSlt50kWh_NoCDM | GSgt50kWh_NoCDM | IntkWh_NoCDM | LUkWh_NoCDM
1999 | 1 | 806.7 | 0 | 744.7 | 0 | 682.7 | 0 | 620.7 | 0 | 558.7 | 0 | 496.7 | 0 | 434.7 | 0 | -6.0226 | Sarnia Climate from March 20, 2006 to 2021
1999 | 2 | 586.7 | 0 | 530.7 | 0 | 474.7 | 0 | 418.7 | 0 | 362.7 | 0 | 306.7 | 0 | 252.2 | 1.5 | -0.95357
1999 | 3 | 623.7 | 0 | 561.7 | 0 | 499.7 | 0 | 437.7 | 0 | 376.7 | 1 | 316.7 | 3 | 258.6 | 6.9 | -0.11935 | HDD20 | Jan | Feb | Mar | Apr | May | June | July | August | Sept | Oct | Nov | Dec | HDD18 | Jan | Feb | Mar | Apr | May | June | July | August | Sept | Oct | Nov | Dec |  | HDD16 | Jan | Feb | Mar | Apr | May | June | July | August | Sept | Oct | Nov | Dec | HDD14 | Jan | Feb | Mar | Apr | May | June | July | August | Sept | Oct | Nov | Dec | HDD12 | Jan | Feb | Mar | Apr | May | June | July | August | Sept | Oct | Nov | Dec | HDD10 | Jan | Feb | Mar | Apr | May | June | July | August | Sept | Oct | Nov | Dec | HDD8 | Jan | Feb | Mar | Apr | May | June | July | August | Sept | Oct | Nov | Dec
1999 | 4 | 356.4 | 0 | 296.4 | 0 | 237.6 | 1.2 | 181.9 | 5.5 | 128.4 | 12 | 79.7 | 23.3 | 41.3 | 44.9 | 8.12 | 2002 | 642.9 | 589.9 | 609.5 | 383.6 | 292.5 | 74.7 | 13.5 | 25.3 | 59.6 | 348.6 | 496.7 | 695.2 | 2002 | 580.9 | 533.9 | 547.5 | 329.4 | 236.2 | 43.8 | 1.8 | 7.5 | 30.9 | 291.4 | 436.7 | 633.2 | 3673.2 | 2002 | 518.9 | 477.9 | 485.5 | 277 | 180.2 | 20.6 | 0 | 0.6 | 13.2 | 235.4 | 376.7 | 571.2 | 2002 | 456.9 | 421.9 | 423.5 | 225 | 128.8 | 7.5 | 0 | 0 | 3.4 | 181.6 | 317.2 | 509.2 | 2002 | 394.9 | 365.9 | 361.5 | 175.4 | 85.3 | 2.5 | 0 | 0 | 0 | 133.6 | 259.7 | 447.2 | 2002 | 332.9 | 309.9 | 299.5 | 129.3 | 49.8 | 0 | 0 | 0 | 0 | 92 | 205.1 | 385.2 | 2002 | 270.9 | 253.9 | 237.5 | 85.5 | 22.8 | 0 | 0 | 0 | 0 | 53.6 | 152.1 | 323.2
1999 | 5 | 177.9 | 7.1 | 126.9 | 18.1 | 82.7 | 35.9 | 48.1 | 63.3 | 23.2 | 100.4 | 5.5 | 144.7 | 0 | 201.2 | 14.4903 | 2003 | 847.1 | 753.3 | 651.3 | 433.7 | 291.1 | 113 | 23.9 | 19.9 | 114.4 | 327.4 | 437.3 | 629.4 | 2003 | 785.1 | 697.3 | 589.3 | 373.8 | 229.1 | 71.6 | 4 | 6 | 67.6 | 265.4 | 377.3 | 567.4 | 4033.9 | 2003 | 723.1 | 641.3 | 527.3 | 316.8 | 168.5 | 36.8 | 0 | 1 | 37.5 | 208 | 317.3 | 505.4 | 2003 | 661.1 | 585.3 | 465.6 | 261.5 | 111 | 14.4 | 0 | 0 | 21.4 | 157.1 | 257.3 | 443.4 | 2003 | 599.1 | 529.3 | 405.6 | 208.8 | 62.6 | 3 | 0 | 0 | 10.7 | 107.9 | 198.2 | 381.4 | 2003 | 537.1 | 473.3 | 345.6 | 158.3 | 28.1 | 0.5 | 0 | 0 | 4.6 | 63.8 | 144.9 | 319.4 | 2003 | 475.1 | 417.3 | 288.8 | 113.7 | 8 | 0 | 0 | 0 | 0.6 | 30.8 | 99.9 | 257.4
1999 | 6 | 64.1 | 57.2 | 38.4 | 91.5 | 21.3 | 134.4 | 9 | 182.1 | 2.8 | 235.9 | 0 | 293.1 | 0 | 353.1 | 19.77 | 2004 | 869 | 690.3 | 537.5 | 383.1 | 232.6 | 99.3 | 32.5 | 66 | 77.1 | 290 | 445.4 | 714 | 2004 | 807 | 632.3 | 475.5 | 325 | 176.8 | 56 | 11.3 | 29 | 42.4 | 228 | 385.4 | 652 | 3820.7 | 2004 | 745 | 574.3 | 413.5 | 267.4 | 127.6 | 28.1 | 0.4 | 6 | 18.4 | 168.5 | 325.4 | 590 | 2004 | 683 | 516.3 | 351.5 | 215.3 | 87.3 | 10.7 | 0 | 0 | 4.8 | 112.8 | 265.4 | 528 | 2004 | 621 | 458.3 | 290.5 | 168.3 | 57 | 2.1 | 0 | 0 | 0 | 63.2 | 207.1 | 466 | 2004 | 559 | 400.3 | 233.3 | 124 | 32.7 | 0 | 0 | 0 | 0 | 24.4 | 149.8 | 404 | 2004 | 497 | 342.3 | 179.3 | 82.2 | 13.8 | 0 | 0 | 0 | 0 | 6.6 | 99.7 | 342
1999 | 7 | 9.2 | 109.5 | 2.5 | 164.8 | 0 | 224.3 | 0 | 286.3 | 0 | 348.3 | 0 | 410.3 | 0 | 472.3 | 23.2355 | 2005 | 806.3 | 675.7 | 674.8 | 386.5 | 269.6 | 34.4 | 14.6 | 12.4 | 49.4 | 253.1 | 434.8 | 714.2 | 2005 | 744.3 | 619.7 | 612.8 | 327 | 208.8 | 14.9 | 2.7 | 2.2 | 21.8 | 199.9 | 374.8 | 652.2 | 3781.1 | 2005 | 682.3 | 563.7 | 550.8 | 269 | 151.5 | 4.1 | 0 | 0 | 8.7 | 148.7 | 314.8 | 590.2 | 2005 | 620.3 | 507.7 | 488.8 | 212.3 | 99 | 0 | 0 | 0 | 4.5 | 102.8 | 256.1 | 528.2 | 2005 | 558.3 | 451.7 | 426.8 | 156.3 | 58.8 | 0 | 0 | 0 | 0.5 | 63.5 | 201.9 | 466.2 | 2005 | 496.3 | 395.7 | 365.5 | 105.4 | 29.9 | 0 | 0 | 0 | 0 | 33.6 | 155.5 | 404.2 | 2005 | 434.3 | 339.7 | 307.1 | 59 | 12.2 | 0 | 0 | 0 | 0 | 10.7 | 118 | 342.2
1999 | 8 | 37.1 | 23.7 | 8.5 | 57.1 | 1.6 | 112.2 | 0 | 172.6 | 0 | 234.6 | 0 | 296.6 | 0 | 358.6 | 19.5677 | 2006 | 589 | 634.4 | 580.3 | 349.7 | 199.4 | 81.1 | 10 | 32.2 | 139 | 347.5 | 432.1 | 551.7 | 2006 | 527 | 578.4 | 518.3 | 289.7 | 147.5 | 43.5 | 3.5 | 7.5 | 85.5 | 287.3 | 372.1 | 489.7 | 3350 | 2006 | 465 | 522.4 | 456.3 | 230.9 | 99.7 | 16.7 | 0.1 | 0 | 41.7 | 227.3 | 312.1 | 427.7 | 2006 | 403 | 466.4 | 394.3 | 178.8 | 61.7 | 3.9 | 0 | 0 | 18.6 | 167.6 | 252.3 | 365.7 | 2006 | 341 | 410.4 | 333.5 | 130.7 | 35.8 | 0.2 | 0 | 0 | 4.6 | 115.3 | 195.5 | 303.7 | 2006 | 279 | 354.4 | 273.8 | 88.8 | 14.4 | 0 | 0 | 0 | 0.6 | 73.5 | 143.1 | 241.7 | 2006 | 217 | 298.4 | 215.8 | 52.8 | 4.7 | 0 | 0 | 0 | 0 | 38.2 | 98.6 | 180.3
1999 | 9 | 96.1 | 15.8 | 60.4 | 40.1 | 33.6 | 73.3 | 11.4 | 111.1 | 3.4 | 163.1 | 0 | 219.7 | 0 | 279.7 | 17.3233 | 2007 | 698 | 788.6 | 557.1 | 419 | 198.5 | 59.8 | 26.6 | 29.8 | 78.7 | 183.7 | 500.1 | 683.4 | 2007 | 636 | 732.6 | 495.1 | 359 | 146.5 | 30 | 10.7 | 8.9 | 43.1 | 132.5 | 440.1 | 621.4 | 3655.9 | 2007 | 574 | 676.6 | 433.6 | 299 | 102.5 | 12.1 | 3.5 | 1.8 | 18.4 | 95.2 | 380.1 | 559.4 | 2007 | 512 | 620.6 | 373.6 | 241.9 | 64.6 | 5.2 | 0 | 0 | 7.6 | 63.7 | 320.1 | 497.4 | 2007 | 450 | 564.6 | 313.6 | 189.3 | 34.7 | 2 | 0 | 0 | 2.8 | 36.1 | 260.1 | 435.4 | 2007 | 388 | 508.6 | 256.1 | 142.7 | 11.7 | 0 | 0 | 0 | 0 | 12.1 | 200.9 | 373.4 | 2007 | 326.9 | 452.6 | 201.1 | 101.9 | 0.1 | 0 | 0 | 0 | 0 | 3 | 146.8 | 311.4
1999 | 10 | 315.2 | 0 | 253.2 | 0 | 194.5 | 3.3 | 138.5 | 9.3 | 86.4 | 19.2 | 45.1 | 39.9 | 15.8 | 72.6 | 9.8323 | 2008 | 679.7 | 740.2 | 657.9 | 325.6 | 270.1 | 50.6 | 18.3 | 37.2 | 85.5 | 324.6 | 504.8 | 715.9 | 2008 | 617.7 | 682.2 | 595.9 | 266 | 209.3 | 26.2 | 6.8 | 12.5 | 44.5 | 263.2 | 444.8 | 653.9 | 3823 | 2008 | 555.7 | 624.2 | 533.9 | 211.2 | 152.5 | 7.8 | 1.1 | 0.6 | 14.1 | 205.2 | 384.8 | 591.9 | 2008 | 493.7 | 566.2 | 471.9 | 160.9 | 99.6 | 1.4 | 0 | 0 | 1 | 149.1 | 325.1 | 529.9 | 2008 | 432.2 | 508.2 | 409.9 | 119.1 | 54 | 0 | 0 | 0 | 0 | 97.8 | 270.1 | 467.9 | 2008 | 374.2 | 450.2 | 347.9 | 82.9 | 19.8 | 0 | 0 | 0 | 0 | 54.8 | 219.9 | 405.9 | 2008 | 316.2 | 392.2 | 287.5 | 52.7 | 1.8 | 0 | 0 | 0 | 0 | 25.3 | 173.6 | 344.9
1999 | 11 | 413.4 | 0 | 353.4 | 0 | 293.4 | 0 | 234.5 | 1.1 | 178.9 | 5.5 | 130.5 | 17.1 | 88.9 | 35.5 | 6.22 | 2009 | 899.6 | 642.6 | 575.5 | 364.5 | 224.3 | 115.7 | 39.8 | 37.9 | 124.1 | 332.6 | 406 | 678.3 | 2009 | 837.6 | 586.6 | 513.5 | 306.5 | 164.5 | 71.6 | 9 | 14.2 | 75.5 | 270.6 | 346 | 616.3 | 3811.9 | 2009 | 775.6 | 530.6 | 451.5 | 250.1 | 113.3 | 36.8 | 0.1 | 5.3 | 37 | 208.9 | 286 | 554.3 | 2009 | 713.6 | 474.6 | 389.5 | 196.3 | 68.9 | 17 | 0 | 1.2 | 13.9 | 149.3 | 226 | 492.3 | 2009 | 651.6 | 418.6 | 327.5 | 147.4 | 32.4 | 7.2 | 0 | 0 | 6.2 | 93.1 | 167.5 | 430.3 | 2009 | 589.6 | 362.6 | 265.5 | 102.1 | 10 | 1.3 | 0 | 0 | 2.8 | 50.9 | 113.4 | 368.3 | 2009 | 527.6 | 306.9 | 205.9 | 63.9 | 1.2 | 0 | 0 | 0 | 0.8 | 26.6 | 64.8 | 306.3
1999 | 12 | 642.1 | 0 | 580.1 | 0 | 518.1 | 0 | 456.1 | 0 | 394.1 | 0 | 333.4 | 1.3 | 275.4 | 5.3 | -0.7129 | 2010 | 763.2 | 654.7 | 515.1 | 306.1 | 157.8 | 46.7 | 10.4 | 9.4 | 117.4 | 259.1 | 464.3 | 728.9 | 2010 | 701.2 | 598.7 | 453.1 | 247.3 | 113.3 | 23.1 | 3.9 | 1.9 | 70.8 | 197.1 | 404.3 | 666.9 | 3481.6 | 2010 | 639.2 | 542.7 | 391.1 | 195 | 83.2 | 9.9 | 1.4 | 0 | 31.4 | 137.8 | 344.3 | 604.9 | 2010 | 577.2 | 486.7 | 329.1 | 147 | 59.1 | 1.4 | 0 | 0 | 7.8 | 85.6 | 284.3 | 542.9 | 2010 | 515.2 | 430.7 | 267.1 | 99.3 | 39.1 | 0 | 0 | 0 | 0.7 | 45 | 225.6 | 480.9 | 2010 | 453.2 | 374.7 | 206.7 | 60.7 | 21.1 | 0 | 0 | 0 | 0 | 17 | 167.6 | 418.9 | 2010 | 391.2 | 318.7 | 153.8 | 31.6 | 9.4 | 0 | 0 | 0 | 0 | 5.4 | 109.6 | 356.9
2000 | 1 | 772 | 0 | 710 | 0 | 648 | 0 | 586 | 0 | 524 | 0 | 462 | 0 | 400 | 0 | -4.9032 | 2011 | 825.2 | 701.8 | 646.9 | 401.6 | 215.5 | 69.6 | 2.2 | 9.5 | 112.3 | 273.4 | 399.1 | 585.1 | 2011 | 763.2 | 645.8 | 584.9 | 341.6 | 162.9 | 34.3 | 0 | 0 | 67.2 | 212.1 | 339.1 | 523.1 | 3674.2 | 2011 | 701.2 | 589.8 | 522.9 | 283.3 | 114.6 | 16.5 | 0 | 0 | 33 | 158.5 | 279.1 | 461.1 | 2011 | 639.2 | 533.8 | 460.9 | 227.2 | 75 | 5.6 | 0 | 0 | 11.7 | 111.9 | 219.1 | 399.1 | 2011 | 577.2 | 477.8 | 398.9 | 175.3 | 42.9 | 1.7 | 0 | 0 | 3.1 | 68.8 | 162.1 | 337.1 | 2011 | 515.2 | 421.8 | 336.9 | 126.5 | 19 | 0 | 0 | 0 | 0.1 | 36.2 | 111.4 | 275.1 | 2011 | 453.2 | 365.8 | 277.9 | 81.3 | 6.1 | 0 | 0 | 0 | 0 | 15.3 | 69.9 | 213.1
2000 | 2 | 643.1 | 0 | 585.1 | 0 | 527.1 | 0 | 469.1 | 0 | 412 | 0.9 | 356 | 2.9 | 301.4 | 6.3 | -2.1759 | 2012 | 674.6 | 580 | 374.2 | 399 | 154.6 | 54.7 | 2.9 | 23.6 | 130.1 | 280.9 | 490.4 | 578.7 | 2012 | 612.6 | 522 | 316 | 339 | 106.2 | 30.3 | 0 | 5.9 | 88.1 | 220.5 | 430.4 | 516.7 | 3187.7 | 2012 | 550.6 | 464 | 262.8 | 281 | 64.6 | 12.1 | 0 | 0.3 | 53.2 | 166.7 | 370.4 | 454.7 | 2012 | 488.6 | 406 | 216.2 | 223.8 | 33.5 | 2.8 | 0 | 0 | 26.4 | 118.3 | 310.5 | 392.7 | 2012 | 426.6 | 348 | 170.2 | 168.1 | 12.9 | 0 | 0 | 0 | 8.8 | 75.3 | 252.5 | 330.7 | 2012 | 364.6 | 290 | 128.4 | 115.7 | 3.4 | 0 | 0 | 0 | 0.6 | 40.5 | 194.6 | 268.8 | 2012 | 302.6 | 232 | 97.3 | 67.1 | 0 | 0 | 0 | 0 | 0 | 14.5 | 139.9 | 210.5
2000 | 3 | 473.5 | 0 | 411.6 | 0.1 | 351.6 | 2.1 | 291.6 | 4.1 | 232.9 | 7.4 | 176.9 | 13.4 | 125.6 | 24.1 | 4.7258 | 2013 | 706.1 | 675.2 | 621.4 | 419.2 | 186.1 | 86.4 | 29.8 | 37.6 | 131.1 | 270.6 | 525.7 | 735.6 | 2013 | 644.1 | 619.2 | 559.4 | 359.2 | 139.2 | 48.4 | 10.7 | 14.1 | 84.9 | 212.1 | 465.7 | 673.6 | 3830.6 | 2013 | 582.1 | 563.2 | 497.4 | 299.4 | 100 | 23.3 | 2.3 | 1.4 | 50.5 | 159.1 | 405.7 | 611.6 | 2013 | 520.1 | 507.2 | 435.4 | 243.3 | 66.6 | 8 | 0 | 0 | 24 | 111.4 | 345.7 | 549.6 | 2013 | 458.1 | 451.2 | 373.4 | 189.3 | 42.3 | 0.6 | 0 | 0 | 7.2 | 72.6 | 286.4 | 487.6 | 2013 | 396.1 | 395.2 | 311.4 | 141.7 | 23.4 | 0 | 0 | 0 | 0 | 43.8 | 230 | 425.6 | 2013 | 335.8 | 339.2 | 251.4 | 97.7 | 9.6 | 0 | 0 | 0 | 0 | 22.2 | 176.5 | 363.6
2000 | 4 | 424 | 0 | 364 | 0 | 304 | 0 | 244.4 | 0.4 | 186.7 | 2.7 | 130.7 | 6.7 | 79.8 | 15.8 | 5.8667 | 2014 | 888.3 | 819.7 | 747.3 | 405.2 | 214.5 | 69 | 47.3 | 38.8 | 133.3 | 288.3 | 543.7 | 604.5 | 2014 | 826.3 | 763.7 | 685.3 | 345.2 | 160.9 | 38.4 | 15.3 | 10.9 | 87.2 | 226.4 | 483.7 | 542.5 | 4185.8 | 2014 | 764.3 | 707.7 | 623.3 | 285.2 | 113.3 | 14.4 | 2.3 | 0.7 | 46.9 | 168.5 | 423.7 | 480.5 | 2014 | 702.3 | 651.7 | 561.3 | 226.8 | 74.1 | 3.3 | 0 | 0 | 22.2 | 117 | 363.7 | 418.5 | 2014 | 640.3 | 595.7 | 499.3 | 172 | 40.6 | 0 | 0 | 0 | 6.4 | 73.1 | 303.7 | 356.5 | 2014 | 578.3 | 539.7 | 437.3 | 121.8 | 19.3 | 0 | 0 | 0 | 0.1 | 35.7 | 244.1 | 294.5 | 2014 | 516.3 | 483.7 | 375.3 | 80.6 | 8.9 | 0 | 0 | 0 | 0 | 8.4 | 189.4 | 232.5
2000 | 5 | 181.9 | 13.7 | 131 | 24.8 | 84.3 | 40.1 | 47.7 | 65.5 | 20.6 | 100.4 | 5.2 | 147 | 0.2 | 204 | 14.5742 | 2015 | 842.8 | 897.1 | 660.7 | 390.4 | 174.6 | 86.6 | 33.4 | 33.7 | 54.5 | 279.7 | 380.5 | 494.4 | 2015 | 780.8 | 841.1 | 598.7 | 330.4 | 126.8 | 46.9 | 13.6 | 13.3 | 25 | 217.7 | 320.5 | 432.4 | 3747.2 | 2015 | 718.8 | 785.1 | 536.7 | 270.4 | 90.4 | 22.6 | 1.9 | 1.6 | 9.3 | 157.4 | 261.8 | 370.4 | 2015 | 656.8 | 729.1 | 474.7 | 210.7 | 60 | 11.9 | 0 | 0 | 1.6 | 102.7 | 208.1 | 308.4 | 2015 | 594.8 | 673.1 | 412.7 | 155.2 | 35.7 | 4.7 | 0 | 0 | 0 | 60.5 | 157.6 | 246.4 | 2015 | 532.8 | 617.1 | 350.7 | 102.1 | 17.7 | 0.5 | 0 | 0 | 0 | 30.9 | 110.9 | 187.3 | 2015 | 470.8 | 561.1 | 289.2 | 60.5 | 5.4 | 0 | 0 | 0 | 0 | 10.4 | 76.7 | 132.1
2000 | 6 | 61.2 | 28.2 | 33.3 | 60.3 | 17 | 104 | 6.6 | 153.6 | 0 | 207 | 0 | 267 | 0 | 327 | 18.9 | 2016 | 713.5 | 640.3 | 501.1 | 451 | 221.4 | 67.7 | 11.1 | 2.4 | 68.7 | 240.5 | 390.6 | 686.5 | 2016 | 651.5 | 582.3 | 439.1 | 391 | 172.5 | 32.3 | 1.7 | 0 | 32.3 | 187.1 | 330.6 | 624.5 | 3444.9 | 2016 | 589.5 | 524.3 | 377.1 | 331 | 125.2 | 13.6 | 0 | 0 | 8.3 | 138 | 270.6 | 562.5 | 2016 | 527.5 | 466.3 | 316.9 | 272.6 | 84.6 | 3.4 | 0 | 0 | 0.7 | 97.4 | 213.3 | 500.5 | 2016 | 465.5 | 408.3 | 260.2 | 217.9 | 47.2 | 0.4 | 0 | 0 | 0 | 65.8 | 159.3 | 438.5 | 2016 | 403.5 | 350.3 | 207 | 163.9 | 20 | 0 | 0 | 0 | 0 | 38.3 | 108.2 | 376.5 | 2016 | 341.5 | 293.8 | 155.2 | 115.4 | 5.9 | 0 | 0 | 0 | 0 | 16.4 | 69.5 | 314.5
2000 | 7 | 54.6 | 20.9 | 23.7 | 52 | 5.4 | 95.7 | 0 | 152.3 | 0 | 214.3 | 0 | 276.3 | 0 | 338.3 | 18.9129 | 2017 | 660.3 | 520.5 | 596.4 | 314.7 | 234.8 | 51 | 8.2 | 39.1 | 96.9 | 209.5 | 491.8 | 744.9 | 2017 | 598.3 | 464.5 | 534.4 | 254.7 | 179.1 | 25.6 | 0 | 15.8 | 64 | 154.8 | 431.8 | 682.9 | 3405.9 | 2017 | 536.3 | 408.5 | 472.4 | 199.3 | 131.3 | 6.9 | 0 | 5.5 | 36.3 | 108.1 | 371.8 | 620.9 | 2017 | 474.3 | 352.5 | 410.4 | 145.7 | 92.1 | 0.7 | 0 | 0.8 | 13.7 | 74.9 | 311.8 | 558.9 | 2017 | 412.3 | 296.5 | 348.4 | 100.6 | 61.1 | 0 | 0 | 0 | 3.2 | 48.2 | 252.7 | 496.9 | 2017 | 350.3 | 241.9 | 288.1 | 58.7 | 33.1 | 0 | 0 | 0 | 0 | 29.3 | 195.2 | 434.9 | 2017 | 288.3 | 192.8 | 230.7 | 28.5 | 12.6 | 0 | 0 | 0 | 0 | 15.6 | 141.2 | 372.9
2000 | 8 | 53.7 | 29.1 | 26.6 | 64 | 10.9 | 110.3 | 1.9 | 163.3 | 0 | 223.4 | 0 | 285.4 | 0 | 347.4 | 19.2065 | 2018 | 779.5 | 624.4 | 637.2 | 492 | 160.9 | 75.1 | 10.8 | 7.3 | 97 | 317.8 | 553.5 | 606.2 | 2018 | 717.5 | 568.4 | 575.2 | 432 | 115.7 | 39.5 | 2.4 | 1.4 | 62.2 | 262.7 | 493.5 | 544.2 | 3814.7 | 2018 | 655.5 | 512.4 | 513.2 | 372 | 76.6 | 14.3 | 0 | 0 | 35.2 | 210.2 | 433.5 | 482.2 | 2018 | 593.5 | 456.4 | 451.2 | 312 | 47.5 | 5.3 | 0 | 0 | 15.1 | 160.9 | 373.5 | 420.2 | 2018 | 531.5 | 400.4 | 389.2 | 254.2 | 25.4 | 0.7 | 0 | 0 | 3.9 | 116.6 | 313.5 | 358.2 | 2018 | 469.5 | 346.1 | 327.2 | 199.5 | 10.9 | 0 | 0 | 0 | 0 | 74 | 254.5 | 296.2 | 2018 | 407.8 | 292.8 | 265.2 | 149.6 | 3.7 | 0 | 0 | 0 | 0 | 35.4 | 198.5 | 235.7
2000 | 9 | 139.2 | 17.4 | 97.2 | 35.4 | 61.3 | 59.5 | 32.9 | 91.1 | 13.6 | 131.8 | 5 | 183.2 | 1.8 | 240 | 15.94 | 2019 | 780.8 | 660.5 | 636.6 | 390.3 | 258.2 | 101.9 | 9.2 | 23.4 | 69.9 | 293.8 | 563 | 595.1 | 2019 | 718.8 | 604.5 | 574.6 | 330.3 | 199.4 | 58.5 | 1.4 | 5.3 | 32.6 | 233.8 | 503 | 533.1 | 3795.3 | 2019 | 656.8 | 548.5 | 512.6 | 270.3 | 143.4 | 27.2 | 0 | 0 | 10.1 | 174.1 | 443 | 471.1 | 2019 | 594.8 | 492.5 | 450.6 | 210.8 | 95.2 | 9.3 | 0 | 0 | 0.6 | 118.5 | 383 | 409.1 | 2019 | 532.8 | 436.5 | 388.6 | 155.9 | 56.3 | 2.8 | 0 | 0 | 0 | 71.3 | 323 | 347.1 | 2019 | 470.8 | 380.5 | 327.2 | 109.3 | 30.4 | 0 | 0 | 0 | 0 | 36.2 | 263 | 285.1 | 2019 | 408.8 | 324.5 | 268.9 | 67.8 | 13.5 | 0 | 0 | 0 | 0 | 14 | 203.2 | 223.5
2000 | 10 | 266.1 | 0 | 205.4 | 1.3 | 149.2 | 7.1 | 101.3 | 21.2 | 62.6 | 44.5 | 36.8 | 80.7 | 19.5 | 125.4 | 11.4161 | 2020 | 622.3 | 642.4 | 517.7 | 436.6 | 263.6 | 59.5 | 1.3 | 16.9 | 127.7 | 319.8 | 386.2 | 607.4 | 2020 | 560.3 | 584.4 | 455.7 | 376.6 | 212.4 | 33.4 | 0 | 2.4 | 83.4 | 257.8 | 327 | 545.4 | 3438.8 | 2020 | 498.3 | 526.4 | 393.7 | 316.6 | 164.4 | 16.1 | 0 | 0 | 47.6 | 196.4 | 269.6 | 483.4 | 2020 | 436.3 | 468.4 | 331.7 | 257.1 | 121.3 | 6.8 | 0 | 0 | 21.7 | 139.8 | 213.7 | 421.4 | 2020 | 374.3 | 410.4 | 270.6 | 201.1 | 87.8 | 0.2 | 0 | 0 | 7.1 | 90.1 | 164.7 | 359.4 | 2020 | 312.3 | 352.4 | 211.3 | 146.9 | 59.9 | 0 | 0 | 0 | 3.1 | 54.2 | 121 | 297.4 | 2020 | 250.3 | 294.4 | 153.3 | 96.5 | 36.1 | 0 | 0 | 0 | 0.1 | 27.5 | 82.8 | 235.4
2000 | 11 | 477.1 | 0 | 417.1 | 0 | 357.1 | 0 | 297.1 | 0 | 239.6 | 2.5 | 188.1 | 11 | 139.4 | 22.3 | 4.0967 | 2021 | 679.2 | 713.6 | 492.5 | 338.1 | 232.9 | 31.9 | 25.4 | 13.3 | 84.5 | 177.6 | 483.1 | 559.4 | 2021 | 617.2 | 657.6 | 430.5 | 279.7 | 180.7 | 13.4 | 7.7 | 3.3 | 45.8 | 133.4 | 423.1 | 497.4 | 3289.8 | 2021 | 555.2 | 601.6 | 368.7 | 223.7 | 135.4 | 3.9 | 1.2 | 0 | 20.7 | 96.2 | 363.1 | 435.4 | 2021 | 493.2 | 545.6 | 308.7 | 174.2 | 97 | 0 | 0 | 0 | 5.7 | 63.6 | 303.1 | 373.4 | 2021 | 431.2 | 489.6 | 250.3 | 130.5 | 65 | 0 | 0 | 0 | 0 | 36.9 | 243.1 | 311.4 | 2021 | 369.2 | 433.6 | 198.4 | 91.3 | 37.4 | 0 | 0 | 0 | 0 | 16.1 | 186.1 | 249.4 | 2021 | 307.2 | 377.6 | 150.4 | 56.4 | 16.1 | 0 | 0 | 0 | 0 | 5.4 | 135 | 190.5
2000 | 12 | 860.3 | 0 | 798.3 | 0 | 736.3 | 0 | 674.3 | 0 | 612.3 | 0 | 550.3 | 0 | 488.3 | 0 | -7.7516 | 2022 | 723.7684 | 671.8942 | 566.6663 | 401.8195 | 201.1211 | 61.2358 | 14.5005 | 17.2879 | 101.8611 | 249.4984 | 481.8111 | 598.9053 | 2022 | 661.7684 | 615.3153 | 504.8863 | 341.4453 | 152.0011 | 31.2289 | 4.3121 | 4.4411 | 62.33 | 193.6374 | 421.9584 | 536.9053 | 3530.2295 | 2022 | 599.7684 | 558.7363 | 443.4253 | 281.9637 | 109.7521 | 12.3189 | 0.74263 | 0.56421 | 32.3432 | 141.9705 | 362.5742 | 474.9053 | 2022 | 537.7684 | 502.1574 | 382.8674 | 224.1658 | 75.5353 | 3.9311 | 0 | 0.12211 | 12.2405 | 97.0826 | 304.1979 | 412.9053 | 2022 | 475.7658 | 445.5784 | 322.9979 | 171.0047 | 47.9079 | 0.65421 | 0 | 0 | 3.0121 | 60.3874 | 247.5258 | 350.9053 | 2022 | 413.7447 | 389.4505 | 265.4126 | 121.8311 | 27.1816 | 0.024211 | 0 | 0 | 0.23895 | 32.5063 | 192.6763 | 289.2163 | 2022 | 351.8758 | 334.4126 | 210.3389 | 79.5474 | 13.0111 | 0 | 0 | 0 | -0.023684 | 12.8426 | 142.8511 | 229.0353
2001 | 1 | 738 | 0 | 676 | 0 | 614 | 0 | 552 | 0 | 490 | 0 | 428 | 0 | 366 | 0 | -3.8065 | 2023 | 721.4254 | 670.907 | 564.4869 | 402.9932 | 199.0707 | 60.2644 | 14.1139 | 16.4786 | 102.2707 | 246.5054 | 483.2735 | 594.4734 | 2023 | 659.4254 | 614.3205 | 502.7098 | 342.5191 | 150.345 | 30.4808 | 4.2156 | 4.0921 | 62.7671 | 190.8705 | 423.4311 | 532.4734 | 3517.6504 | 2023 | 597.4254 | 557.7341 | 441.2548 | 282.8717 | 108.5942 | 11.855 | 0.74526 | 0.49985 | 32.702 | 139.4525 | 364.087 | 470.4734 | 2023 | 535.4254 | 501.1476 | 380.7319 | 224.833 | 74.982 | 3.7407 | 0 | 0.12421 | 12.3282 | 94.9667 | 305.7915 | 408.4734 | 2023 | 473.4202 | 444.5611 | 320.9129 | 171.5066 | 47.8186 | 0.58271 | 0 | 0 | 2.9885 | 58.8305 | 249.1744 | 346.4734 | 2023 | 411.378 | 388.4539 | 263.4624 | 122.1407 | 27.4274 | 0.015564 | 0 | 0 | 0.20504 | 31.5198 | 194.2683 | 284.7998 | 2023 | 349.4887 | 333.501 | 208.5065 | 79.7676 | 13.3364 | 0 | 0 | 0 | -0.033083 | 12.231 | 144.3335 | 224.7105
2001 | 2 | 639.1 | 0 | 583.1 | 0 | 527.1 | 0 | 471.1 | 0 | 415.1 | 0 | 359.1 | 0 | 303.1 | 0 | -2.825
2001 | 3 | 627.8 | 0 | 565.8 | 0 | 503.8 | 0 | 441.8 | 0 | 379.8 | 0 | 317.8 | 0 | 255.8 | 0 | -0.25161 | 10-year | 734.74 | 677.37 | 578.51 | 403.65 | 210.16 | 68.38 | 17.94 | 23.61 | 99.37 | 267.85 | 480.85 | 621.27 | 10-year | 672.74 | 620.77 | 516.89 | 343.81 | 159.29 | 36.67 | 5.28 | 7.24 | 60.55 | 210.63 | 420.93 | 559.27 | 3614.07 | 10-year | 610.74 | 564.17 | 455.79 | 284.89 | 114.46 | 15.44 | 0.77 | 0.95 | 31.81 | 157.47 | 361.32 | 497.27 | 10-year | 548.74 | 507.57 | 395.71 | 227.7 | 77.19 | 5.15 | 0 | 0.08 | 13.17 | 110.45 | 302.64 | 435.27 | 10-year | 486.74 | 450.97 | 336.29 | 174.48 | 47.43 | 0.94 | 0 | 0 | 3.66 | 71.04 | 245.65 | 373.27 | 10-year | 424.74 | 394.68 | 278.7 | 125.09 | 25.55 | 0.05 | 0 | 0 | 0.38 | 39.9 | 190.76 | 311.57 | 10-year | 362.94 | 339.19 | 223.69 | 82.01 | 11.18 | 0 | 0 | 0 | 0.01 | 16.98 | 141.27 | 251.12
2001 | 4 | 372.2 | 0 | 312.9 | 0.7 | 254.9 | 2.7 | 201.2 | 9 | 151.2 | 19 | 103.2 | 31 | 61.4 | 49.2 | 7.5933
2001 | 5 | 195.7 | 1.1 | 137.9 | 5.3 | 90.4 | 19.8 | 52.2 | 43.6 | 24.6 | 78 | 10.3 | 125.7 | 2.3 | 179.7 | 13.7226
2001 | 6 | 81.7 | 44.7 | 50.1 | 73.1 | 26.7 | 109.7 | 12.4 | 155.4 | 2.9 | 205.9 | 0 | 263 | 0 | 323 | 18.7667 | CDD20 | Jan | Feb | Mar | Apr | May | June | July | August | Sept | Oct | Nov | Dec | CDD18 | Jan | Feb | Mar | Apr | May | June | July | August | Sept | Oct | Nov | Dec |  | CDD16 | Jan | Feb | Mar | Apr | May | June | July | August | Sept | Oct | Nov | Dec | CDD14 | Jan | Feb | Mar | Apr | May | June | July | August | Sept | Oct | Nov | Dec | CDD12 | Jan | Feb | Mar | Apr | May | June | July | August | Sept | Oct | Nov | Dec | CDD10 | Jan | Feb | Mar | Apr | May | June | July | August | Sept | Oct | Nov | Dec | CDD8 | Jan | Feb | Mar | Apr | May | June | July | August | Sept | Oct | Nov | Dec
2001 | 7 | 29.3 | 61.5 | 9 | 103.2 | 2.5 | 158.7 | 0.2 | 218.4 | 0 | 280.2 | 0 | 342.2 | 0 | 404.2 | 21.0387 | 2002 | 0 | 0 | 0 | 4.2 | 2.7 | 49.3 | 104.6 | 46.8 | 44 | 5 | 0 | 0 | 2002 | 0 | 0 | 0 | 10 | 8.4 | 78.4 | 154.9 | 91 | 75.3 | 9.8 | 0 | 0 | 427.8 | 2002 | 0 | 0 | 0 | 17.6 | 14.4 | 115.2 | 215.1 | 146.1 | 117.6 | 15.8 | 0 | 0 | 2002 | 0 | 0 | 0 | 25.6 | 25 | 162.1 | 277.1 | 207.5 | 167.8 | 24 | 0.5 | 0 | 2002 | 0 | 0 | 0 | 36 | 43.5 | 217.1 | 339.1 | 269.5 | 224.4 | 38 | 3 | 0 | 2002 | 0 | 0 | 0 | 49.9 | 70 | 274.6 | 401.1 | 331.5 | 284.4 | 58.4 | 8.4 | 0 | 2002 | 0 | 0 | 0 | 66.1 | 105 | 334.6 | 463.1 | 393.5 | 344.4 | 82 | 15.4 | 0
2001 | 8 | 11.2 | 60.5 | 0.3 | 111.6 | 0 | 173.3 | 0 | 235.3 | 0 | 297.3 | 0 | 359.3 | 0 | 421.3 | 21.5903 | 2003 | 0 | 0 | 0 | 0 | 0 | 16.2 | 43 | 48.1 | 8.6 | 0 | 0 | 0 | 2003 | 0 | 0 | 0 | 0.1 | 0 | 34.8 | 85.1 | 96.2 | 21.8 | 0 | 0 | 0 | 238 | 2003 | 0 | 0 | 0 | 3.1 | 1.4 | 60 | 143.1 | 153.2 | 51.7 | 4.6 | 0 | 0 | 2003 | 0 | 0 | 0.3 | 7.8 | 5.9 | 97.6 | 205.1 | 214.2 | 95.6 | 15.7 | 0 | 0 | 2003 | 0 | 0 | 2.3 | 15.1 | 19.5 | 146.2 | 267.1 | 276.2 | 144.9 | 28.5 | 0.9 | 0 | 2003 | 0 | 0 | 4.3 | 24.6 | 47 | 203.7 | 329.1 | 338.2 | 198.8 | 46.4 | 7.6 | 0 | 2003 | 0 | 0 | 9.5 | 40 | 88.9 | 263.2 | 391.1 | 400.2 | 254.8 | 75.4 | 22.6 | 0
2001 | 9 | 151.1 | 12.2 | 102.1 | 23.2 | 61.9 | 43 | 33.7 | 74.8 | 15.1 | 116.2 | 7.6 | 168.7 | 2.9 | 224 | 15.37 | 2004 | 0 | 0 | 0 | 0 | 2.2 | 13.6 | 31 | 22.4 | 18.3 | 0 | 0 | 0 | 2004 | 0 | 0 | 0 | 1.9 | 8.4 | 30.3 | 71.8 | 47.4 | 43.6 | 0 | 0 | 0 | 203.4 | 2004 | 0 | 0 | 0 | 4.3 | 21.2 | 62.4 | 122.9 | 86.4 | 79.6 | 2.5 | 0 | 0 | 2004 | 0 | 0 | 0 | 12.2 | 42.9 | 105 | 184.5 | 142.4 | 126 | 8.8 | 0 | 0 | 2004 | 0 | 0 | 1 | 25.2 | 74.6 | 156.4 | 246.5 | 204.4 | 181.2 | 21.2 | 1.7 | 0 | 2004 | 0 | 0 | 5.8 | 40.9 | 112.3 | 214.3 | 308.5 | 266.4 | 241.2 | 44.4 | 4.4 | 0 | 2004 | 0 | 0 | 13.8 | 59.1 | 155.4 | 274.3 | 370.5 | 328.4 | 301.2 | 88.6 | 14.3 | 0
2001 | 10 | 291.1 | 0 | 229.7 | 0.6 | 170.9 | 3.8 | 123 | 17.9 | 83.6 | 40.5 | 49.2 | 68.1 | 24.8 | 105.7 | 10.6097 | 2005 | 0 | 0 | 0 | 0 | 0 | 76.9 | 68.2 | 66.1 | 24.4 | 8.1 | 0 | 0 | 2005 | 0 | 0 | 0 | 0.5 | 1.2 | 117.4 | 118.3 | 117.9 | 56.8 | 16.9 | 0 | 0 | 429 | 2005 | 0 | 0 | 0 | 2.5 | 5.9 | 166.6 | 177.6 | 177.7 | 103.7 | 27.7 | 0 | 0 | 2005 | 0 | 0 | 0 | 5.8 | 15.4 | 222.5 | 239.6 | 239.7 | 159.5 | 43.8 | 1.3 | 0 | 2005 | 0 | 0 | 0 | 9.8 | 37.2 | 282.5 | 301.6 | 301.7 | 215.5 | 66.5 | 7.1 | 0 | 2005 | 0 | 0 | 0.7 | 18.9 | 70.3 | 342.5 | 363.6 | 363.7 | 275 | 98.6 | 20.7 | 0 | 2005 | 0 | 0 | 4.3 | 32.5 | 114.6 | 402.5 | 425.6 | 425.7 | 335 | 137.7 | 43.2 | 0
2001 | 11 | 370.7 | 0 | 310.7 | 0 | 250.7 | 0 | 190.9 | 0.2 | 135.8 | 5.1 | 87.2 | 16.5 | 47 | 36.3 | 7.6433 | 2006 | 0 | 0 | 0 | 0 | 15.8 | 21.4 | 89.2 | 37.5 | 1.3 | 0 | 0 | 0 | 2006 | 0 | 0 | 0 | 0 | 25.9 | 43.8 | 144.7 | 74.8 | 7.8 | 1.8 | 0 | 0 | 298.8 | 2006 | 0 | 0 | 0 | 1.2 | 40.1 | 77 | 203.3 | 129.3 | 24 | 3.8 | 0 | 0 | 2006 | 0 | 0 | 0 | 9.1 | 64.1 | 124.2 | 265.2 | 191.3 | 60.9 | 6.1 | 0.2 | 0 | 2006 | 0 | 0 | 1.2 | 21 | 100.2 | 180.5 | 327.2 | 253.3 | 106.9 | 15.8 | 3.4 | 0 | 2006 | 0 | 0 | 3.5 | 39.1 | 140.8 | 240.3 | 389.2 | 315.3 | 162.9 | 36 | 11 | 0 | 2006 | 0 | 0 | 7.5 | 63.1 | 193.1 | 300.3 | 451.2 | 377.3 | 222.3 | 62.7 | 26.5 | 0.6
2001 | 12 | 574.3 | 0 | 512.3 | 0 | 450.3 | 0 | 388.4 | 0.1 | 328.4 | 2.1 | 268.4 | 4.1 | 210.1 | 7.8 | 1.4742 | 2007 | 0 | 0 | 0 | 0 | 12.9 | 34.9 | 42.1 | 58.2 | 21.7 | 20.7 | 0 | 0 | 2007 | 0 | 0 | 0 | 0 | 22.9 | 65.1 | 88.2 | 99.3 | 46.1 | 31.5 | 0 | 0 | 353.1 | 2007 | 0 | 0 | 0.5 | 0 | 40.9 | 107.2 | 143 | 154.2 | 81.4 | 56.2 | 0 | 0 | 2007 | 0 | 0 | 2.5 | 2.9 | 65 | 160.3 | 201.5 | 214.4 | 130.6 | 86.7 | 0 | 0 | 2007 | 0 | 0 | 4.5 | 10.3 | 97.1 | 217.1 | 263.5 | 276.4 | 185.8 | 121.1 | 0 | 0 | 2007 | 0 | 0 | 9 | 23.7 | 136.1 | 275.1 | 325.5 | 338.4 | 243 | 159.1 | 0.8 | 0 | 2007 | 0.9 | 0 | 16 | 42.9 | 186.5 | 335.1 | 387.5 | 400.4 | 303 | 212 | 6.7 | 0
2002 | 1 | 642.9 | 0 | 580.9 | 0 | 518.9 | 0 | 456.9 | 0 | 394.9 | 0 | 332.9 | 0 | 270.9 | 0 | -0.73871 | 2008 | 0 | 0 | 0 | 0 | 0 | 44.9 | 56.7 | 34.4 | 9.8 | 0 | 0 | 0 | 2008 | 0 | 0 | 0 | 0.4 | 1.2 | 80.5 | 107.2 | 71.7 | 28.8 | 0.6 | 0 | 0 | 290.4 | 2008 | 0 | 0 | 0 | 5.6 | 6.4 | 122.1 | 163.5 | 121.8 | 58.4 | 4.6 | 0 | 0 | 2008 | 0 | 0 | 0 | 15.3 | 15.5 | 175.7 | 224.4 | 183.2 | 105.3 | 10.5 | 0.3 | 0 | 2008 | 0.5 | 0 | 0 | 33.5 | 31.9 | 234.3 | 286.4 | 245.2 | 164.3 | 21.2 | 5.3 | 0 | 2008 | 4.5 | 0 | 0 | 57.3 | 59.7 | 294.3 | 348.4 | 307.2 | 224.3 | 40.2 | 15.1 | 0 | 2008 | 8.5 | 0 | 1.6 | 87.1 | 103.7 | 354.3 | 410.4 | 369.2 | 284.3 | 72.7 | 28.8 | 1
2002 | 2 | 589.9 | 0 | 533.9 | 0 | 477.9 | 0 | 421.9 | 0 | 365.9 | 0 | 309.9 | 0 | 253.9 | 0 | -1.0679 | 2009 | 0 | 0 | 0 | 0 | 0 | 11 | 13.2 | 47.9 | 6.2 | 0 | 0 | 0 | 2009 | 0 | 0 | 0 | 2 | 2.2 | 26.9 | 44.4 | 86.2 | 17.6 | 0 | 0 | 0 | 179.3 | 2009 | 0 | 0 | 0 | 5.6 | 13 | 52.1 | 97.5 | 139.3 | 39.1 | 0.3 | 0 | 0 | 2009 | 0 | 0 | 0 | 11.8 | 30.6 | 92.3 | 159.4 | 197.2 | 76 | 2.7 | 0 | 0 | 2009 | 0 | 0 | 0 | 22.9 | 56.1 | 142.5 | 221.4 | 258 | 128.3 | 8.5 | 1.5 | 0 | 2009 | 0 | 0 | 0 | 37.6 | 95.7 | 196.6 | 283.4 | 320 | 184.9 | 28.3 | 7.4 | 0 | 2009 | 0 | 0.3 | 2.4 | 59.4 | 148.9 | 255.3 | 345.4 | 382 | 242.9 | 66 | 18.8 | 0
2002 | 3 | 609.5 | 0 | 547.5 | 0 | 485.5 | 0 | 423.5 | 0 | 361.5 | 0 | 299.5 | 0 | 237.5 | 0 | 0.33871 | 2010 | 0 | 0 | 0 | 0 | 10.3 | 29.6 | 101.8 | 91.7 | 19.2 | 0 | 0 | 0 | 2010 | 0 | 0 | 0 | 1.2 | 27.8 | 66 | 157.3 | 146.2 | 32.6 | 0 | 0 | 0 | 431.1 | 2010 | 0 | 0 | 0 | 8.9 | 59.7 | 112.8 | 216.8 | 206.3 | 53.2 | 2.7 | 0 | 0 | 2010 | 0 | 0 | 0 | 20.9 | 97.6 | 164.3 | 277.4 | 268.3 | 89.6 | 12.5 | 0 | 0 | 2010 | 0 | 0 | 0 | 33.2 | 139.6 | 222.9 | 339.4 | 330.3 | 142.5 | 33.9 | 1.3 | 0 | 2010 | 0 | 0 | 1.6 | 54.6 | 183.6 | 282.9 | 401.4 | 392.3 | 201.8 | 67.9 | 3.3 | 0 | 2010 | 0 | 0 | 10.7 | 85.5 | 233.9 | 342.9 | 463.4 | 454.3 | 261.8 | 118.3 | 5.3 | 0
2002 | 4 | 383.6 | 4.2 | 329.4 | 10 | 277 | 17.6 | 225 | 25.6 | 175.4 | 36 | 129.3 | 49.9 | 85.5 | 66.1 | 7.3533 | 2011 | 0 | 0 | 0 | 0 | 12.4 | 23.9 | 114.6 | 43.4 | 19.6 | 0 | 0 | 0 | 2011 | 0 | 0 | 0 | 0 | 21.8 | 48.6 | 174.4 | 95.9 | 34.5 | 0.7 | 0 | 0 | 375.9 | 2011 | 0 | 0 | 0 | 1.7 | 35.5 | 90.8 | 236.4 | 157.9 | 60.3 | 9.1 | 0 | 0 | 2011 | 0 | 0 | 0 | 5.6 | 57.9 | 139.9 | 298.4 | 219.9 | 99 | 24.5 | 0 | 0 | 2011 | 0 | 0 | 0 | 13.7 | 87.8 | 196 | 360.4 | 281.9 | 150.4 | 43.4 | 3 | 0 | 2011 | 0 | 0 | 0 | 24.9 | 125.9 | 254.3 | 422.4 | 343.9 | 207.4 | 72.8 | 12.3 | 0 | 2011 | 0 | 0 | 3 | 39.7 | 175 | 314.3 | 484.4 | 405.9 | 267.3 | 113.9 | 30.8 | 0
2002 | 5 | 292.5 | 2.7 | 236.2 | 8.4 | 180.2 | 14.4 | 128.8 | 25 | 85.3 | 43.5 | 49.8 | 70 | 22.8 | 105 | 10.6516 | 2012 | 0 | 0 | 0.7 | 0 | 13.1 | 62 | 94.8 | 46.8 | 9.1 | 0 | 0 | 0 | 2012 | 0 | 0 | 4.5 | 0 | 26.7 | 97.6 | 153.9 | 91.1 | 27.1 | 1.6 | 0 | 0 | 402.5 | 2012 | 0 | 0 | 13.3 | 2 | 47.1 | 139.4 | 215.9 | 147.5 | 52.2 | 9.8 | 0 | 0 | 2012 | 0 | 0 | 28.7 | 4.8 | 78 | 190.1 | 277.9 | 209.2 | 85.4 | 23.4 | 0.1 | 0 | 2012 | 0 | 0 | 44.7 | 9.1 | 119.4 | 247.3 | 339.9 | 271.2 | 127.8 | 42.4 | 2.1 | 0 | 2012 | 0 | 0 | 64.9 | 16.7 | 171.9 | 307.3 | 401.9 | 333.2 | 179.6 | 69.6 | 4.2 | 0.1 | 2012 | 0 | 0 | 95.8 | 28.1 | 230.5 | 367.3 | 463.9 | 395.2 | 239 | 105.6 | 9.5 | 3.8
2002 | 6 | 74.7 | 49.3 | 43.8 | 78.4 | 20.6 | 115.2 | 7.5 | 162.1 | 2.5 | 217.1 | 0 | 274.6 | 0 | 334.6 | 19.1533 | 2013 | 0 | 0 | 0 | 0 | 21 | 32.4 | 77 | 38.3 | 19.1 | 1.8 | 0 | 0 | 2013 | 0 | 0 | 0 | 0 | 36.1 | 54.4 | 119.9 | 76.8 | 32.9 | 5.3 | 0 | 0 | 325.4 | 2013 | 0 | 0 | 0 | 0.2 | 58.9 | 89.3 | 173.5 | 126.1 | 58.5 | 14.3 | 0 | 0 | 2013 | 0 | 0 | 0 | 4.1 | 87.5 | 134 | 233.2 | 186.7 | 92 | 28.6 | 0 | 0 | 2013 | 0 | 0 | 0 | 10.1 | 125.2 | 186.6 | 295.2 | 248.7 | 135.2 | 51.8 | 0.7 | 0 | 2013 | 0 | 0 | 0 | 22.5 | 168.3 | 246 | 357.2 | 310.7 | 188 | 85 | 4.3 | 0 | 2013 | 1.7 | 0 | 2 | 38.5 | 216.5 | 306 | 419.2 | 372.7 | 248 | 125.4 | 10.8 | 0
2002 | 7 | 13.5 | 104.6 | 1.8 | 154.9 | 0 | 215.1 | 0 | 277.1 | 0 | 339.1 | 0 | 401.1 | 0 | 463.1 | 22.9387 | 2014 | 0 | 0 | 0 | 0 | 4.7 | 31.1 | 30.6 | 27.5 | 13.9 | 0 | 0 | 0 | 2014 | 0 | 0 | 0 | 0 | 13.1 | 60.5 | 60.6 | 61.6 | 27.8 | 0.1 | 0 | 0 | 223.7 | 2014 | 0 | 0 | 0 | 0 | 27.5 | 96.5 | 109.6 | 113.4 | 47.5 | 4.2 | 0 | 0 | 2014 | 0 | 0 | 0 | 1.6 | 50.3 | 145.4 | 169.3 | 174.7 | 82.8 | 14.7 | 0 | 0 | 2014 | 0 | 0 | 0 | 6.8 | 78.8 | 202.1 | 231.3 | 236.7 | 127 | 32.8 | 0 | 0 | 2014 | 0 | 0 | 0 | 16.6 | 119.5 | 262.1 | 293.3 | 298.7 | 180.7 | 57.4 | 0.4 | 0 | 2014 | 0 | 0 | 0 | 35.4 | 171.1 | 322.1 | 355.3 | 360.7 | 240.6 | 92.1 | 5.7 | 0
2002 | 8 | 25.3 | 46.8 | 7.5 | 91 | 0.6 | 146.1 | 0 | 207.5 | 0 | 269.5 | 0 | 331.5 | 0 | 393.5 | 20.6935 | 2015 | 0 | 0 | 0 | 0 | 13.7 | 8.5 | 45.6 | 40.7 | 42.9 | 0 | 0 | 0 | 2015 | 0 | 0 | 0 | 0 | 27.9 | 28.8 | 87.8 | 82.3 | 73.4 | 0 | 0 | 0 | 300.2 | 2015 | 0 | 0 | 0 | 0 | 53.5 | 64.5 | 138.1 | 132.6 | 117.7 | 1.7 | 1.3 | 0 | 2015 | 0 | 0 | 0 | 0.3 | 85.1 | 113.8 | 198.2 | 193 | 170 | 9 | 7.6 | 0 | 2015 | 0 | 0 | 0 | 4.8 | 122.8 | 166.6 | 260.2 | 255 | 228.4 | 28.8 | 17.1 | 0 | 2015 | 0 | 0 | 0 | 11.7 | 166.8 | 222.4 | 322.2 | 317 | 288.4 | 61.2 | 30.4 | 2.9 | 2015 | 0 | 0 | 0.5 | 30.1 | 216.5 | 281.9 | 384.2 | 379 | 348.4 | 102.7 | 56.2 | 9.7
2002 | 9 | 59.6 | 44 | 30.9 | 75.3 | 13.2 | 117.6 | 3.4 | 167.8 | 0 | 224.4 | 0 | 284.4 | 0 | 344.4 | 19.48 | 2016 | 0 | 0 | 0 | 0 | 20 | 21.1 | 83.9 | 101 | 28.8 | 2 | 0 | 0 | 2016 | 0 | 0 | 0 | 0 | 33.1 | 45.7 | 136.5 | 160.6 | 52.4 | 10.6 | 0 | 0 | 438.9 | 2016 | 0 | 0 | 0 | 0 | 47.8 | 87 | 196.8 | 222.6 | 88.4 | 23.5 | 0 | 0 | 2016 | 0 | 0 | 1.8 | 1.6 | 69.2 | 136.8 | 258.8 | 284.6 | 140.8 | 44.9 | 2.7 | 0 | 2016 | 0 | 0 | 7.1 | 6.9 | 93.8 | 193.8 | 320.8 | 346.6 | 200.1 | 75.3 | 8.7 | 0 | 2016 | 0 | 0 | 15.9 | 12.9 | 128.6 | 253.4 | 382.8 | 408.6 | 260.1 | 109.8 | 17.6 | 0 | 2016 | 0 | 1.5 | 26.1 | 24.4 | 176.5 | 313.4 | 444.8 | 470.6 | 320.1 | 149.9 | 38.9 | 0
2002 | 10 | 348.6 | 5 | 291.4 | 9.8 | 235.4 | 15.8 | 181.6 | 24 | 133.6 | 38 | 92 | 58.4 | 53.6 | 82 | 8.9161 | 2017 | 0 | 0 | 0 | 0 | 4.8 | 46.9 | 54.7 | 27.8 | 30.6 | 2.4 | 0 | 0 | 2017 | 0 | 0 | 0 | 0 | 11.1 | 81.5 | 108.5 | 66.5 | 57.7 | 9.7 | 0 | 0 | 335 | 2017 | 0 | 0 | 0 | 4.6 | 25.3 | 122.8 | 170.5 | 118.2 | 90 | 25 | 0 | 0 | 2017 | 0 | 0 | 0 | 11 | 48.1 | 176.6 | 232.5 | 175.5 | 127.4 | 53.8 | 0 | 0 | 2017 | 0 | 0 | 0 | 25.9 | 79.1 | 235.9 | 294.5 | 236.7 | 176.9 | 89.1 | 0.9 | 0 | 2017 | 0 | 1.4 | 1.7 | 44 | 113.1 | 295.9 | 356.5 | 298.7 | 233.7 | 132.2 | 3.4 | 0 | 2017 | 0 | 8.3 | 6.3 | 73.8 | 154.6 | 355.9 | 418.5 | 360.7 | 293.7 | 180.5 | 9.4 | 0
2002 | 11 | 496.7 | 0 | 436.7 | 0 | 376.7 | 0 | 317.2 | 0.5 | 259.7 | 3 | 205.1 | 8.4 | 152.1 | 15.4 | 3.4433 | 2018 | 0 | 0 | 0 | 0 | 24.2 | 33.2 | 62.8 | 71.6 | 34.5 | 7.8 | 0 | 0 | 2018 | 0 | 0 | 0 | 0 | 41 | 57.6 | 116.4 | 127.7 | 59.7 | 14.7 | 0 | 0 | 417.1 | 2018 | 0 | 0 | 0 | 0 | 63.9 | 92.4 | 176 | 188.3 | 92.7 | 24.2 | 0 | 0 | 2018 | 0 | 0 | 0 | 0 | 96.8 | 143.4 | 238 | 250.3 | 132.6 | 36.9 | 0 | 0 | 2018 | 0 | 0 | 0 | 2.2 | 136.7 | 198.8 | 300 | 312.3 | 181.4 | 54.6 | 0 | 0 | 2018 | 0 | 1.7 | 0 | 7.5 | 184.2 | 258.1 | 362 | 374.3 | 237.5 | 74 | 1 | 0 | 2018 | 0.3 | 4.4 | 0 | 17.6 | 239 | 318.1 | 424 | 436.3 | 297.5 | 97.4 | 5 | 1.5
2002 | 12 | 695.2 | 0 | 633.2 | 0 | 571.2 | 0 | 509.2 | 0 | 447.2 | 0 | 385.2 | 0 | 323.2 | 0 | -2.4258 | 2019 | 0 | 0 | 0 | 0 | 0.7 | 17.4 | 89.9 | 46.5 | 15.6 | 2.2 | 0 | 0 | 2019 | 0 | 0 | 0 | 0 | 3.9 | 34 | 144.1 | 90.4 | 38.3 | 4.2 | 0 | 0 | 314.9 | 2019 | 0 | 0 | 0 | 0 | 9.9 | 62.7 | 204.7 | 147.1 | 75.8 | 6.5 | 0 | 0 | 2019 | 0 | 0 | 0 | 0.5 | 23.7 | 104.8 | 266.7 | 209.1 | 126.3 | 12.9 | 0 | 0 | 2019 | 0 | 0 | 0 | 5.6 | 46.8 | 158.3 | 328.7 | 271.1 | 185.7 | 27.7 | 0 | 0 | 2019 | 0 | 0 | 0.6 | 19 | 82.9 | 215.5 | 390.7 | 333.1 | 245.7 | 54.6 | 0 | 0 | 2019 | 0 | 0 | 4.3 | 37.5 | 128 | 275.5 | 452.7 | 395.1 | 305.7 | 94.4 | 0.2 | 0.4
2003 | 1 | 847.1 | 0 | 785.1 | 0 | 723.1 | 0 | 661.1 | 0 | 599.1 | 0 | 537.1 | 0 | 475.1 | 0 | -7.3258 | 2020 | 0 | 0 | 0 | 0 | 17.7 | 34.4 | 98.4 | 41.9 | 5.6 | 0 | 0 | 0 | 2020 | 0 | 0 | 0 | 0 | 28.5 | 68.3 | 159.1 | 89.4 | 21.3 | 0 | 0.8 | 0 | 367.4 | 2020 | 0 | 0 | 0 | 0 | 42.5 | 111 | 221.1 | 149 | 45.5 | 0.6 | 3.4 | 0 | 2020 | 0 | 0 | 0 | 0.5 | 61.4 | 161.7 | 283.1 | 211 | 79.6 | 6 | 7.5 | 0 | 2020 | 0 | 0 | 0.9 | 4.5 | 89.9 | 215.1 | 345.1 | 273 | 125 | 18.3 | 18.5 | 0 | 2020 | 0 | 0 | 3.6 | 10.3 | 124 | 274.9 | 407.1 | 335 | 181 | 44.4 | 34.8 | 0 | 2020 | 0 | 0 | 7.6 | 19.9 | 162.2 | 334.9 | 469.1 | 397 | 238 | 79.7 | 56.6 | 0
2003 | 2 | 753.3 | 0 | 697.3 | 0 | 641.3 | 0 | 585.3 | 0 | 529.3 | 0 | 473.3 | 0 | 417.3 | 0 | -6.9036 | 2021 | 0 | 0 | 0 | 0 | 14.1 | 61.6 | 50.7 | 79 | 9.3 | 3.7 | 0 | 0 | 2021 | 0 | 0 | 0 | 1.6 | 23.9 | 103.1 | 95 | 131 | 30.6 | 21.5 | 0 | 0 | 406.7 | 2021 | 0 | 0 | 0.2 | 5.6 | 40.6 | 153.6 | 150.5 | 189.7 | 65.5 | 46.3 | 0 | 0 | 2021 | 0 | 0 | 2.2 | 16.1 | 64.2 | 209.7 | 211.3 | 251.7 | 110.5 | 75.7 | 0 | 0 | 2021 | 0 | 0 | 5.8 | 32.4 | 94.2 | 269.7 | 273.3 | 313.7 | 164.8 | 111 | 0 | 0 | 2021 | 0 | 0 | 15.9 | 53.2 | 128.6 | 329.7 | 335.3 | 375.7 | 224.8 | 152.2 | 3 | 0 | 2021 | 0 | 0 | 29.9 | 78.3 | 169.3 | 389.7 | 397.3 | 437.7 | 284.8 | 203.5 | 11.9 | 3.1
2003 | 3 | 651.3 | 0 | 589.3 | 0 | 527.3 | 0 | 465.6 | 0.3 | 405.6 | 2.3 | 345.6 | 4.3 | 288.8 | 9.5 | -1.0097 | 2022 | 0 | 0 | 0.040526 | 0 | 16.6574 | 34.1505 | 72.7147 | 58.8 | 19.3311 | 1.6421 | 0 | 0 | 2022 | 0 | 0 | 0.26053 | 0 | 29.5374 | 64.1437 | 124.5263 | 107.9532 | 39.8 | 7.7811 | 0.14737 | 0 | 374.1495 | 2022 | 0 | 0 | 0.79947 | 0 | 49.2884 | 105.2337 | 182.9568 | 166.0763 | 69.8132 | 18.1142 | 0.76316 | 0 | 2022 | 0 | 0 | 2.2416 | 1.9263 | 77.0716 | 156.8458 | 244.2142 | 227.6342 | 109.7105 | 35.2263 | 2.3868 | 0 | 2022 | 0 | 0 | 4.3721 | 8.7653 | 111.4442 | 213.5689 | 306.2142 | 289.5121 | 160.4821 | 60.5311 | 5.7147 | 0 | 2022 | 0 | 0.45105 | 8.7868 | 19.5916 | 152.7179 | 272.9389 | 368.2142 | 351.5121 | 217.7089 | 94.65 | 10.8653 | 0.31105 | 2022 | 0.10737 | 1.9921 | 15.7132 | 37.3079 | 200.5474 | 332.9147 | 430.2142 | 413.5121 | 277.4463 | 136.9863 | 21.04 | 2.13
2003 | 4 | 433.7 | 0 | 373.8 | 0.1 | 316.8 | 3.1 | 261.5 | 7.8 | 208.8 | 15.1 | 158.3 | 24.6 | 113.7 | 40 | 5.5433 | 2023 | 0 | 0 | 0.041053 | 0 | 17.3376 | 34.2111 | 73.198 | 59.5543 | 19.3507 | 1.5428 | 0 | 0 | 2023 | 0 | 0 | 0.26391 | 0 | 30.6119 | 64.4274 | 125.2998 | 109.1677 | 39.8471 | 7.9078 | 0.15759 | 0 | 377.6832 | 2023 | 0 | 0 | 0.80895 | 0 | 50.8611 | 105.8017 | 183.8294 | 167.5755 | 69.782 | 18.4898 | 0.81346 | 0 | 2023 | 0 | 0 | 2.286 | 1.3598 | 79.2489 | 157.6873 | 245.0841 | 229.1998 | 109.4082 | 36.0041 | 2.518 | 0 | 2023 | 0 | 0 | 4.4671 | 8.0334 | 114.0856 | 214.5293 | 307.0841 | 291.0756 | 160.0685 | 61.8678 | 5.9009 | 0 | 2023 | 0 | 0.47925 | 9.0165 | 18.6674 | 155.6944 | 273.9622 | 369.0841 | 353.0756 | 217.285 | 96.5571 | 10.9948 | 0.32639 | 2023 | 0.063308 | 2.1128 | 16.0606 | 36.2944 | 203.6033 | 333.9466 | 431.0841 | 415.0756 | 277.0469 | 139.2683 | 21.06 | 2.2371
2003 | 5 | 291.1 | 0 | 229.1 | 0 | 168.5 | 1.4 | 111 | 5.9 | 62.6 | 19.5 | 28.1 | 47 | 8 | 88.9 | 10.6097
2003 | 6 | 113 | 16.2 | 71.6 | 34.8 | 36.8 | 60 | 14.4 | 97.6 | 3 | 146.2 | 0.5 | 203.7 | 0 | 263.2 | 16.7733 | 10-year | 0 | 0 | 0.07 | 0 | 13.4 | 34.86 | 68.84 | 52.11 | 20.94 | 1.99 | 0 | 0 | 10-year | 0 | 0 | 0.45 | 0.16 | 24.53 | 63.15 | 118.18 | 97.74 | 42.12 | 6.77 | 0.08 | 0 | 353.18 | 10-year | 0 | 0 | 1.35 | 1.24 | 41.7 | 101.92 | 175.67 | 153.45 | 73.38 | 15.61 | 0.47 | 0 | 10-year | 0 | 0 | 3.27 | 4.05 | 66.43 | 151.63 | 236.9 | 214.58 | 114.74 | 30.59 | 1.79 | 0 | 10-year | 0 | 0 | 5.85 | 10.83 | 98.67 | 207.42 | 298.9 | 276.5 | 165.23 | 53.18 | 4.8 | 0 | 10-year | 0 | 0.31 | 10.26 | 21.44 | 138.79 | 266.53 | 360.9 | 338.5 | 221.95 | 84.04 | 9.91 | 0.3 | 10-year | 0.2 | 1.42 | 17.25 | 38.36 | 186.42 | 326.48 | 422.9 | 400.5 | 281.58 | 123.12 | 20.42 | 1.85
2003 | 7 | 23.9 | 43 | 4 | 85.1 | 0 | 143.1 | 0 | 205.1 | 0 | 267.1 | 0 | 329.1 | 0 | 391.1 | 20.6161
2003 | 8 | 19.9 | 48.1 | 6 | 96.2 | 1 | 153.2 | 0 | 214.2 | 0 | 276.2 | 0 | 338.2 | 0 | 400.2 | 20.9097
2003 | 9 | 114.4 | 8.6 | 67.6 | 21.8 | 37.5 | 51.7 | 21.4 | 95.6 | 10.7 | 144.9 | 4.6 | 198.8 | 0.6 | 254.8 | 16.4733
2003 | 10 | 327.4 | 0 | 265.4 | 0 | 208 | 4.6 | 157.1 | 15.7 | 107.9 | 28.5 | 63.8 | 46.4 | 30.8 | 75.4 | 9.4387 |  | Feb: 10 Year Average; July: 20 Year Trend (2023) |  |  | 10 Year Average |  |  |  |  | 20 Year Trend (2023) | [8 empty] | 10 Year Average |  |  |  |  | 20 Year Trend (2023) | [7 empty] | 10 Year Average |  |  |  |  | 20 Year Trend (2023) | [7 empty] | 10 Year Average |  |  |  |  | 20 Year Trend (2023) | [7 empty] | 10 Year Average |  |  |  |  | 20 Year Trend (2023) | [7 empty] | 10 Year Average |  |  |  |  | 20 Year Trend (2023)
2003 | 11 | 437.3 | 0 | 377.3 | 0 | 317.3 | 0 | 257.3 | 0 | 198.2 | 0.9 | 144.9 | 7.6 | 99.9 | 22.6 | 5.4233 |  | Apr: HDD20; May: CDD20; Sept: HDD20; Oct: CDD20 |  |  |  |  | HDD18 | CDD18 |  |  |  | HDD18 | CDD18 | [7 empty] | HDD16 | CDD16 |  |  |  | HDD16 | CDD16 | [6 empty] | HDD14 | CDD14 |  |  |  | HDD14 | CDD14 | [6 empty] | HDD12 | CDD12 |  |  |  | HDD12 | CDD12 | [6 empty] | HDD10 | CDD10 |  |  |  | HDD10 | CDD10 | [6 empty] | HDD8 | CDD8 |  |  |  | HDD8 | CDD8
2003 | 12 | 629.4 | 0 | 567.4 | 0 | 505.4 | 0 | 443.4 | 0 | 381.4 | 0 | 319.4 | 0 | 257.4 | 0 | -0.30323 |  |  | Sarnia Climate | January | 734.74 | 0 |  | Sarnia Climate | January | 721.4254 | 0 |  |  |  |  | Sarnia Climate | January | 672.74 | 0 |  | Sarnia Climate | January | 659.4254 | 0 | [5 empty] | Sarnia Climate | January | 610.74 | 0 |  | Sarnia Climate | January | 597.4254 | 0 |  |  |  |  | Sarnia Climate | January | 548.74 | 0 |  | Sarnia Climate | January | 535.4254 | 0 |  |  |  |  | Sarnia Climate | January | 486.74 | 0 |  | Sarnia Climate | January | 473.4202 | 0 |  |  |  |  | Sarnia Climate | January | 424.74 | 0 |  | Sarnia Climate | January | 411.378 | 0 |  |  |  |  | Sarnia Climate | January | 362.94 | 0.2 |  | Sarnia Climate | January | 349.4887 | 0.063308
2004 | 1 | 869 | 0 | 807 | 0 | 745 | 0 | 683 | 0 | 621 | 0 | 559 | 0 | 497 | 0 | -8.0323 |  |  | Sarnia Climate | February | 677.37 | 0 |  | Sarnia Climate | February | 670.907 | 0 |  |  |  |  | Sarnia Climate | February | 620.77 | 0 |  | Sarnia Climate | February | 614.3205 | 0 | [5 empty] | Sarnia Climate | February | 564.17 | 0 |  | Sarnia Climate | February | 557.7341 | 0 |  |  |  |  | Sarnia Climate | February | 507.57 | 0 |  | Sarnia Climate | February | 501.1476 | 0 |  |  |  |  | Sarnia Climate | February | 450.97 | 0 |  | Sarnia Climate | February | 444.5611 | 0 |  |  |  |  | Sarnia Climate | February | 394.68 | 0.31 |  | Sarnia Climate | February | 388.4539 | 0.47925 |  |  |  |  | Sarnia Climate | February | 339.19 | 1.42 |  | Sarnia Climate | February | 333.501 | 2.1128
2004 | 2 | 690.3 | 0 | 632.3 | 0 | 574.3 | 0 | 516.3 | 0 | 458.3 | 0 | 400.3 | 0 | 342.3 | 0 | -3.8034 |  |  | Sarnia Climate | March | 578.51 | 0.07 |  | Sarnia Climate | March | 564.4869 | 0.041053 |  |  |  |  | Sarnia Climate | March | 516.89 | 0.45 |  | Sarnia Climate | March | 502.7098 | 0.26391 | [5 empty] | Sarnia Climate | March | 455.79 | 1.35 |  | Sarnia Climate | March | 441.2548 | 0.80895 |  |  |  |  | Sarnia Climate | March | 395.71 | 3.27 |  | Sarnia Climate | March | 380.7319 | 2.286 |  |  |  |  | Sarnia Climate | March | 336.29 | 5.85 |  | Sarnia Climate | March | 320.9129 | 4.4671 |  |  |  |  | Sarnia Climate | March | 278.7 | 10.26 |  | Sarnia Climate | March | 263.4624 | 9.0165 |  |  |  |  | Sarnia Climate | March | 223.69 | 17.25 |  | Sarnia Climate | March | 208.5065 | 16.0606
2004 | 3 | 537.5 | 0 | 475.5 | 0 | 413.5 | 0 | 351.5 | 0 | 290.5 | 1 | 233.3 | 5.8 | 179.3 | 13.8 | 2.6613 |  |  | Sarnia Climate | April | 403.65 | 0 |  | Sarnia Climate | April | 402.9932 | 0 |  |  |  |  | Sarnia Climate | April | 343.81 | 0.16 |  | Sarnia Climate | April | 342.5191 | 0 | [5 empty] | Sarnia Climate | April | 284.89 | 1.24 |  | Sarnia Climate | April | 282.8717 | 0 |  |  |  |  | Sarnia Climate | April | 227.7 | 4.05 |  | Sarnia Climate | April | 224.833 | 1.3598 |  |  |  |  | Sarnia Climate | April | 174.48 | 10.83 |  | Sarnia Climate | April | 171.5066 | 8.0334 |  |  |  |  | Sarnia Climate | April | 125.09 | 21.44 |  | Sarnia Climate | April | 122.1407 | 18.6674 |  |  |  |  | Sarnia Climate | April | 82.01 | 38.36 |  | Sarnia Climate | April | 79.7676 | 36.2944
2004 | 4 | 383.1 | 0 | 325 | 1.9 | 267.4 | 4.3 | 215.3 | 12.2 | 168.3 | 25.2 | 124 | 40.9 | 82.2 | 59.1 | 7.23 |  |  | Sarnia Climate | May | 210.16 | 13.4 |  | Sarnia Climate | May | 199.0707 | 17.3376 |  |  |  |  | Sarnia Climate | May | 159.29 | 24.53 |  | Sarnia Climate | May | 150.345 | 30.6119 | [5 empty] | Sarnia Climate | May | 114.46 | 41.7 |  | Sarnia Climate | May | 108.5942 | 50.8611 |  |  |  |  | Sarnia Climate | May | 77.19 | 66.43 |  | Sarnia Climate | May | 74.982 | 79.2489 |  |  |  |  | Sarnia Climate | May | 47.43 | 98.67 |  | Sarnia Climate | May | 47.8186 | 114.0856 |  |  |  |  | Sarnia Climate | May | 25.55 | 138.79 |  | Sarnia Climate | May | 27.4274 | 155.6944 |  |  |  |  | Sarnia Climate | May | 11.18 | 186.42 |  | Sarnia Climate | May | 13.3364 | 203.6033
2004 | 5 | 232.6 | 2.2 | 176.8 | 8.4 | 127.6 | 21.2 | 87.3 | 42.9 | 57 | 74.6 | 32.7 | 112.3 | 13.8 | 155.4 | 12.5677 |  |  | Sarnia Climate | June | 68.38 | 34.86 |  | Sarnia Climate | June | 60.2644 | 34.2111 |  |  |  |  | Sarnia Climate | June | 36.67 | 63.15 |  | Sarnia Climate | June | 30.4808 | 64.4274 | [5 empty] | Sarnia Climate | June | 15.44 | 101.92 |  | Sarnia Climate | June | 11.855 | 105.8017 |  |  |  |  | Sarnia Climate | June | 5.15 | 151.63 |  | Sarnia Climate | June | 3.7407 | 157.6873 |  |  |  |  | Sarnia Climate | June | 0.94 | 207.42 |  | Sarnia Climate | June | 0.58271 | 214.5293 |  |  |  |  | Sarnia Climate | June | 0.05 | 266.53 |  | Sarnia Climate | June | 0.015564 | 273.9622 |  |  |  |  | Sarnia Climate | June | 0 | 326.48 |  | Sarnia Climate | June | 0 | 333.9466
2004 | 6 | 99.3 | 13.6 | 56 | 30.3 | 28.1 | 62.4 | 10.7 | 105 | 2.1 | 156.4 | 0 | 214.3 | 0 | 274.3 | 17.1433 |  |  | Sarnia Climate | July | 17.94 | 68.84 |  | Sarnia Climate | July | 14.1139 | 73.198 |  |  |  |  | Sarnia Climate | July | 5.28 | 118.18 |  | Sarnia Climate | July | 4.2156 | 125.2998 | [5 empty] | Sarnia Climate | July | 0.77 | 175.67 |  | Sarnia Climate | July | 0.74526 | 183.8294 |  |  |  |  | Sarnia Climate | July | 0 | 236.9 |  | Sarnia Climate | July | 0 | 245.0841 |  |  |  |  | Sarnia Climate | July | 0 | 298.9 |  | Sarnia Climate | July | 0 | 307.0841 |  |  |  |  | Sarnia Climate | July | 0 | 360.9 |  | Sarnia Climate | July | 0 | 369.0841 |  |  |  |  | Sarnia Climate | July | 0 | 422.9 |  | Sarnia Climate | July | 0 | 431.0841
2004 | 7 | 32.5 | 31 | 11.3 | 71.8 | 0.4 | 122.9 | 0 | 184.5 | 0 | 246.5 | 0 | 308.5 | 0 | 370.5 | 19.9516 |  |  | Sarnia Climate | August | 23.61 | 52.11 |  | Sarnia Climate | August | 16.4786 | 59.5543 |  |  |  |  | Sarnia Climate | August | 7.24 | 97.74 |  | Sarnia Climate | August | 4.0921 | 109.1677 | [5 empty] | Sarnia Climate | August | 0.95 | 153.45 |  | Sarnia Climate | August | 0.49985 | 167.5755 |  |  |  |  | Sarnia Climate | August | 0.08 | 214.58 |  | Sarnia Climate | August | 0.12421 | 229.1998 |  |  |  |  | Sarnia Climate | August | 0 | 276.5 |  | Sarnia Climate | August | 0 | 291.0756 |  |  |  |  | Sarnia Climate | August | 0 | 338.5 |  | Sarnia Climate | August | 0 | 353.0756 |  |  |  |  | Sarnia Climate | August | 0 | 400.5 |  | Sarnia Climate | August | 0 | 415.0756
2004 | 8 | 66 | 22.4 | 29 | 47.4 | 6 | 86.4 | 0 | 142.4 | 0 | 204.4 | 0 | 266.4 | 0 | 328.4 | 18.5935 |  |  | Sarnia Climate | September | 99.37 | 20.94 |  | Sarnia Climate | September | 102.2707 | 19.3507 |  |  |  |  | Sarnia Climate | September | 60.55 | 42.12 |  | Sarnia Climate | September | 62.7671 | 39.8471 | [5 empty] | Sarnia Climate | September | 31.81 | 73.38 |  | Sarnia Climate | September | 32.702 | 69.782 |  |  |  |  | Sarnia Climate | September | 13.17 | 114.74 |  | Sarnia Climate | September | 12.3282 | 109.4082 |  |  |  |  | Sarnia Climate | September | 3.66 | 165.23 |  | Sarnia Climate | September | 2.9885 | 160.0685 |  |  |  |  | Sarnia Climate | September | 0.38 | 221.95 |  | Sarnia Climate | September | 0.20504 | 217.285 |  |  |  |  | Sarnia Climate | September | 0.01 | 281.58 |  | Sarnia Climate | September | -0.033083 | 277.0469
2004 | 9 | 77.1 | 18.3 | 42.4 | 43.6 | 18.4 | 79.6 | 4.8 | 126 | 0 | 181.2 | 0 | 241.2 | 0 | 301.2 | 18.04 |  |  | Sarnia Climate | October | 267.85 | 1.99 |  | Sarnia Climate | October | 246.5054 | 1.5428 |  |  |  |  | Sarnia Climate | October | 210.63 | 6.77 |  | Sarnia Climate | October | 190.8705 | 7.9078 | [5 empty] | Sarnia Climate | October | 157.47 | 15.61 |  | Sarnia Climate | October | 139.4525 | 18.4898 |  |  |  |  | Sarnia Climate | October | 110.45 | 30.59 |  | Sarnia Climate | October | 94.9667 | 36.0041 |  |  |  |  | Sarnia Climate | October | 71.04 | 53.18 |  | Sarnia Climate | October | 58.8305 | 61.8678 |  |  |  |  | Sarnia Climate | October | 39.9 | 84.04 |  | Sarnia Climate | October | 31.5198 | 96.5571 |  |  |  |  | Sarnia Climate | October | 16.98 | 123.12 |  | Sarnia Climate | October | 12.231 | 139.2683
2004 | 10 | 290 | 0 | 228 | 0 | 168.5 | 2.5 | 112.8 | 8.8 | 63.2 | 21.2 | 24.4 | 44.4 | 6.6 | 88.6 | 10.6452 |  |  | Sarnia Climate | November | 480.85 | 0 |  | Sarnia Climate | November | 483.2735 | 0 |  |  |  |  | Sarnia Climate | November | 420.93 | 0.08 |  | Sarnia Climate | November | 423.4311 | 0.15759 | [5 empty] | Sarnia Climate | November | 361.32 | 0.47 |  | Sarnia Climate | November | 364.087 | 0.81346 |  |  |  |  | Sarnia Climate | November | 302.64 | 1.79 |  | Sarnia Climate | November | 305.7915 | 2.518 |  |  |  |  | Sarnia Climate | November | 245.65 | 4.8 |  | Sarnia Climate | November | 249.1744 | 5.9009 |  |  |  |  | Sarnia Climate | November | 190.76 | 9.91 |  | Sarnia Climate | November | 194.2683 | 10.9948 |  |  |  |  | Sarnia Climate | November | 141.27 | 20.42 |  | Sarnia Climate | November | 144.3335 | 21.06
2004 | 11 | 445.4 | 0 | 385.4 | 0 | 325.4 | 0 | 265.4 | 0 | 207.1 | 1.7 | 149.8 | 4.4 | 99.7 | 14.3 | 5.1533 |  |  | Sarnia Climate | December | 621.27 | 0 |  | Sarnia Climate | December | 594.4734 | 0 |  |  |  |  | Sarnia Climate | December | 559.27 | 0 |  | Sarnia Climate | December | 532.4734 | 0 | [5 empty] | Sarnia Climate | December | 497.27 | 0 |  | Sarnia Climate | December | 470.4734 | 0 |  |  |  |  | Sarnia Climate | December | 435.27 | 0 |  | Sarnia Climate | December | 408.4734 | 0 |  |  |  |  | Sarnia Climate | December | 373.27 | 0 |  | Sarnia Climate | December | 346.4734 | 0 |  |  |  |  | Sarnia Climate | December | 311.57 | 0.3 |  | Sarnia Climate | December | 284.7998 | 0.32639 |  |  |  |  | Sarnia Climate | December | 251.12 | 1.85 |  | Sarnia Climate | December | 224.7105 | 2.2371
2004 | 12 | 714 | 0 | 652 | 0 | 590 | 0 | 528 | 0 | 466 | 0 | 404 | 0 | 342 | 0 | -3.0323
2005 | 1 | 806.3 | 0 | 744.3 | 0 | 682.3 | 0 | 620.3 | 0 | 558.3 | 0 | 496.3 | 0 | 434.3 | 0 | -6.0097
2005 | 2 | 675.7 | 0 | 619.7 | 0 | 563.7 | 0 | 507.7 | 0 | 451.7 | 0 | 395.7 | 0 | 339.7 | 0 | -4.1321 | [20 empty] | HDD8 | CDD8 | HDD10 | CDD10 | HDD12 | CDD12 | HDD14 | CDD14 | HDD16 | CDD16 | HDD18 | CDD18 | HDD20 | CDD20
2005 | 3 | 674.8 | 0 | 612.8 | 0 | 550.8 | 0 | 488.8 | 0 | 426.8 | 0 | 365.5 | 0.7 | 307.1 | 4.3 | -1.7677 | [19 empty] | January | 362.94 | 0.2 | 424.74 | 0 | 473.4202 | 0 | 548.74 | 0 | 610.74 | 0 | 672.74 | 0 | 734.74 | 0
2005 | 4 | 386.5 | 0 | 327 | 0.5 | 269 | 2.5 | 212.3 | 5.8 | 156.3 | 9.8 | 105.4 | 18.9 | 59 | 32.5 | 7.1167 | [19 empty] | February | 339.19 | 1.42 | 394.68 | 0.31 | 444.5611 | 0 | 507.57 | 0 | 564.17 | 0 | 620.77 | 0 | 677.37 | 0
2005 | 5 | 269.6 | 0 | 208.8 | 1.2 | 151.5 | 5.9 | 99 | 15.4 | 58.8 | 37.2 | 29.9 | 70.3 | 12.2 | 114.6 | 11.3032 | [19 empty] | March | 223.69 | 17.25 | 278.7 | 10.26 | 320.9129 | 4.4671 | 395.71 | 3.27 | 455.79 | 1.35 | 516.89 | 0.45 | 578.51 | 0.07
2005 | 6 | 34.4 | 76.9 | 14.9 | 117.4 | 4.1 | 166.6 | 0 | 222.5 | 0 | 282.5 | 0 | 342.5 | 0 | 402.5 | 21.4167 | [19 empty] | April | 82.01 | 38.36 | 125.09 | 21.44 | 171.5066 | 8.0334 | 227.7 | 4.05 | 284.89 | 1.24 | 343.81 | 0.16 | 403.65 | 0
2005 | 7 | 14.6 | 68.2 | 2.7 | 118.3 | 0 | 177.6 | 0 | 239.6 | 0 | 301.6 | 0 | 363.6 | 0 | 425.6 | 21.729 | [19 empty] | May | 11.18 | 186.42 | 25.55 | 138.79 | 47.8186 | 114.0856 | 77.19 | 66.43 | 114.46 | 41.7 | 159.29 | 24.53 | 210.16 | 13.4
2005 | 8 | 12.4 | 66.1 | 2.2 | 117.9 | 0 | 177.7 | 0 | 239.7 | 0 | 301.7 | 0 | 363.7 | 0 | 425.7 | 21.7323 | [19 empty] | June | 0 | 326.48 | 0.05 | 266.53 | 0.58271 | 214.5293 | 5.15 | 151.63 | 15.44 | 101.92 | 36.67 | 63.15 | 68.38 | 34.86
2005 | 9 | 49.4 | 24.4 | 21.8 | 56.8 | 8.7 | 103.7 | 4.5 | 159.5 | 0.5 | 215.5 | 0 | 275 | 0 | 335 | 19.1667 | [19 empty] | July | 0 | 422.9 | 0 | 360.9 | 0 | 307.0841 | 0 | 236.9 | 0.77 | 175.67 | 5.28 | 118.18 | 17.94 | 68.84
2005 | 10 | 253.1 | 8.1 | 199.9 | 16.9 | 148.7 | 27.7 | 102.8 | 43.8 | 63.5 | 66.5 | 33.6 | 98.6 | 10.7 | 137.7 | 12.0968 | [19 empty] | August | 0 | 400.5 | 0 | 338.5 | 0 | 291.0756 | 0.08 | 214.58 | 0.95 | 153.45 | 7.24 | 97.74 | 23.61 | 52.11
2005 | 11 | 434.8 | 0 | 374.8 | 0 | 314.8 | 0 | 256.1 | 1.3 | 201.9 | 7.1 | 155.5 | 20.7 | 118 | 43.2 | 5.5067 | [19 empty] | September | 0.01 | 281.58 | 0.38 | 221.95 | 2.9885 | 160.0685 | 13.17 | 114.74 | 31.81 | 73.38 | 60.55 | 42.12 | 99.37 | 20.94
2005 | 12 | 714.2 | 0 | 652.2 | 0 | 590.2 | 0 | 528.2 | 0 | 466.2 | 0 | 404.2 | 0 | 342.2 | 0 | -3.0387 | [19 empty] | October | 16.98 | 123.12 | 39.9 | 84.04 | 58.8305 | 61.8678 | 110.45 | 30.59 | 157.47 | 15.61 | 210.63 | 6.77 | 267.85 | 1.99
2006 | 1 | 589 | 0 | 527 | 0 | 465 | 0 | 403 | 0 | 341 | 0 | 279 | 0 | 217 | 0 | 1 | [19 empty] | November | 141.27 | 20.42 | 190.76 | 9.91 | 249.1744 | 5.9009 | 302.64 | 1.79 | 361.32 | 0.47 | 420.93 | 0.08 | 480.85 | 0
2006 | 2 | 634.4 | 0 | 578.4 | 0 | 522.4 | 0 | 466.4 | 0 | 410.4 | 0 | 354.4 | 0 | 298.4 | 0 | -2.6571 | [19 empty] | December | 251.12 | 1.85 | 311.57 | 0.3 | 346.4734 | 0 | 435.27 | 0 | 497.27 | 0 | 559.27 | 0 | 621.27 | 0
2006 | 3 | 580.3 | 0 | 518.3 | 0 | 456.3 | 0 | 394.3 | 0 | 333.5 | 1.2 | 273.8 | 3.5 | 215.8 | 7.5 | 1.2806
2006 | 4 | 349.7 | 0 | 289.7 | 0 | 230.9 | 1.2 | 178.8 | 9.1 | 130.7 | 21 | 88.8 | 39.1 | 52.8 | 63.1 | 8.3433
2006 | 5 | 199.4 | 15.8 | 147.5 | 25.9 | 99.7 | 40.1 | 61.7 | 64.1 | 35.8 | 100.2 | 14.4 | 140.8 | 4.7 | 193.1 | 14.0774
2006 | 6 | 81.1 | 21.4 | 43.5 | 43.8 | 16.7 | 77 | 3.9 | 124.2 | 0.2 | 180.5 | 0 | 240.3 | 0 | 300.3 | 18.01
2006 | 7 | 10 | 89.2 | 3.5 | 144.7 | 0.1 | 203.3 | 0 | 265.2 | 0 | 327.2 | 0 | 389.2 | 0 | 451.2 | 22.5548
2006 | 8 | 32.2 | 37.5 | 7.5 | 74.8 | 0 | 129.3 | 0 | 191.3 | 0 | 253.3 | 0 | 315.3 | 0 | 377.3 | 20.171
2006 | 9 | 139 | 1.3 | 85.5 | 7.8 | 41.7 | 24 | 18.6 | 60.9 | 4.6 | 106.9 | 0.6 | 162.9 | 0 | 222.3 | 15.41
2006 | 10 | 347.5 | 0 | 287.3 | 1.8 | 227.3 | 3.8 | 167.6 | 6.1 | 115.3 | 15.8 | 73.5 | 36 | 38.2 | 62.7 | 8.7903
2006 | 11 | 432.1 | 0 | 372.1 | 0 | 312.1 | 0 | 252.3 | 0.2 | 195.5 | 3.4 | 143.1 | 11 | 98.6 | 26.5 | 5.5967
2006 | 12 | 551.7 | 0 | 489.7 | 0 | 427.7 | 0 | 365.7 | 0 | 303.7 | 0 | 241.7 | 0 | 180.3 | 0.6 | 2.2032
2007 | 1 | 698 | 0 | 636 | 0 | 574 | 0 | 512 | 0 | 450 | 0 | 388 | 0 | 326.9 | 0.9 | -2.5161
2007 | 2 | 788.6 | 0 | 732.6 | 0 | 676.6 | 0 | 620.6 | 0 | 564.6 | 0 | 508.6 | 0 | 452.6 | 0 | -8.1643
2007 | 3 | 557.1 | 0 | 495.1 | 0 | 433.6 | 0.5 | 373.6 | 2.5 | 313.6 | 4.5 | 256.1 | 9 | 201.1 | 16 | 2.029
2007 | 4 | 419 | 0 | 359 | 0 | 299 | 0 | 241.9 | 2.9 | 189.3 | 10.3 | 142.7 | 23.7 | 101.9 | 42.9 | 6.0333
2007 | 5 | 198.5 | 12.9 | 146.5 | 22.9 | 102.5 | 40.9 | 64.6 | 65 | 34.7 | 97.1 | 11.7 | 136.1 | 0.1 | 186.5 | 14.0129
2007 | 6 | 59.8 | 34.9 | 30 | 65.1 | 12.1 | 107.2 | 5.2 | 160.3 | 2 | 217.1 | 0 | 275.1 | 0 | 335.1 | 19.17
2007 | 7 | 26.6 | 42.1 | 10.7 | 88.2 | 3.5 | 143 | 0 | 201.5 | 0 | 263.5 | 0 | 325.5 | 0 | 387.5 | 20.5
2007 | 8 | 29.8 | 58.2 | 8.9 | 99.3 | 1.8 | 154.2 | 0 | 214.4 | 0 | 276.4 | 0 | 338.4 | 0 | 400.4 | 20.9161
2007 | 9 | 78.7 | 21.7 | 43.1 | 46.1 | 18.4 | 81.4 | 7.6 | 130.6 | 2.8 | 185.8 | 0 | 243 | 0 | 303 | 18.1
2007 | 10 | 183.7 | 20.7 | 132.5 | 31.5 | 95.2 | 56.2 | 63.7 | 86.7 | 36.1 | 121.1 | 12.1 | 159.1 | 3 | 212 | 14.7419
2007 | 11 | 500.1 | 0 | 440.1 | 0 | 380.1 | 0 | 320.1 | 0 | 260.1 | 0 | 200.9 | 0.8 | 146.8 | 6.7 | 3.33
2007 | 12 | 683.4 | 0 | 621.4 | 0 | 559.4 | 0 | 497.4 | 0 | 435.4 | 0 | 373.4 | 0 | 311.4 | 0 | -2.0452
2008 | 1 | 679.7 | 0 | 617.7 | 0 | 555.7 | 0 | 493.7 | 0 | 432.2 | 0.5 | 374.2 | 4.5 | 316.2 | 8.5 | -1.9258
2008 | 2 | 740.2 | 0 | 682.2 | 0 | 624.2 | 0 | 566.2 | 0 | 508.2 | 0 | 450.2 | 0 | 392.2 | 0 | -5.5241
2008 | 3 | 657.9 | 0 | 595.9 | 0 | 533.9 | 0 | 471.9 | 0 | 409.9 | 0 | 347.9 | 0 | 287.5 | 1.6 | -1.2226
2008 | 4 | 325.6 | 0 | 266 | 0.4 | 211.2 | 5.6 | 160.9 | 15.3 | 119.1 | 33.5 | 82.9 | 57.3 | 52.7 | 87.1 | 9.1467
2008 | 5 | 270.1 | 0 | 209.3 | 1.2 | 152.5 | 6.4 | 99.6 | 15.5 | 54 | 31.9 | 19.8 | 59.7 | 1.8 | 103.7 | 11.2871
2008 | 6 | 50.6 | 44.9 | 26.2 | 80.5 | 7.8 | 122.1 | 1.4 | 175.7 | 0 | 234.3 | 0 | 294.3 | 0 | 354.3 | 19.81
2008 | 7 | 18.3 | 56.7 | 6.8 | 107.2 | 1.1 | 163.5 | 0 | 224.4 | 0 | 286.4 | 0 | 348.4 | 0 | 410.4 | 21.2387
2008 | 8 | 37.2 | 34.4 | 12.5 | 71.7 | 0.6 | 121.8 | 0 | 183.2 | 0 | 245.2 | 0 | 307.2 | 0 | 369.2 | 19.9097
2008 | 9 | 85.5 | 9.8 | 44.5 | 28.8 | 14.1 | 58.4 | 1 | 105.3 | 0 | 164.3 | 0 | 224.3 | 0 | 284.3 | 17.4767
2008 | 10 | 324.6 | 0 | 263.2 | 0.6 | 205.2 | 4.6 | 149.1 | 10.5 | 97.8 | 21.2 | 54.8 | 40.2 | 25.3 | 72.7 | 9.529
2008 | 11 | 504.8 | 0 | 444.8 | 0 | 384.8 | 0 | 325.1 | 0.3 | 270.1 | 5.3 | 219.9 | 15.1 | 173.6 | 28.8 | 3.1733
2008 | 12 | 715.9 | 0 | 653.9 | 0 | 591.9 | 0 | 529.9 | 0 | 467.9 | 0 | 405.9 | 0 | 344.9 | 1 | -3.0935
2009 | 1 | 899.6 | 0 | 837.6 | 0 | 775.6 | 0 | 713.6 | 0 | 651.6 | 0 | 589.6 | 0 | 527.6 | 0 | -9.0194
2009 | 2 | 642.6 | 0 | 586.6 | 0 | 530.6 | 0 | 474.6 | 0 | 418.6 | 0 | 362.6 | 0 | 306.9 | 0.3 | -2.95
2009 | 3 | 575.5 | 0 | 513.5 | 0 | 451.5 | 0 | 389.5 | 0 | 327.5 | 0 | 265.5 | 0 | 205.9 | 2.4 | 1.4355
2009 | 4 | 364.5 | 0 | 306.5 | 2 | 250.1 | 5.6 | 196.3 | 11.8 | 147.4 | 22.9 | 102.1 | 37.6 | 63.9 | 59.4 | 7.85
2009 | 5 | 224.3 | 0 | 164.5 | 2.2 | 113.3 | 13 | 68.9 | 30.6 | 32.4 | 56.1 | 10 | 95.7 | 1.2 | 148.9 | 12.7645
2009 | 6 | 115.7 | 11 | 71.6 | 26.9 | 36.8 | 52.1 | 17 | 92.3 | 7.2 | 142.5 | 1.3 | 196.6 | 0 | 255.3 | 16.51
2009 | 7 | 39.8 | 13.2 | 9 | 44.4 | 0.1 | 97.5 | 0 | 159.4 | 0 | 221.4 | 0 | 283.4 | 0 | 345.4 | 19.1419
2009 | 8 | 37.9 | 47.9 | 14.2 | 86.2 | 5.3 | 139.3 | 1.2 | 197.2 | 0 | 258 | 0 | 320 | 0 | 382 | 20.3226
2009 | 9 | 124.1 | 6.2 | 75.5 | 17.6 | 37 | 39.1 | 13.9 | 76 | 6.2 | 128.3 | 2.8 | 184.9 | 0.8 | 242.9 | 16.07
2009 | 10 | 332.6 | 0 | 270.6 | 0 | 208.9 | 0.3 | 149.3 | 2.7 | 93.1 | 8.5 | 50.9 | 28.3 | 26.6 | 66 | 9.271
2009 | 11 | 406 | 0 | 346 | 0 | 286 | 0 | 226 | 0 | 167.5 | 1.5 | 113.4 | 7.4 | 64.8 | 18.8 | 6.4667
2009 | 12 | 678.3 | 0 | 616.3 | 0 | 554.3 | 0 | 492.3 | 0 | 430.3 | 0 | 368.3 | 0 | 306.3 | 0 | -1.8806
2010 | 1 | 763.2 | 0 | 701.2 | 0 | 639.2 | 0 | 577.2 | 0 | 515.2 | 0 | 453.2 | 0 | 391.2 | 0 | -4.6194
2010 | 2 | 654.7 | 0 | 598.7 | 0 | 542.7 | 0 | 486.7 | 0 | 430.7 | 0 | 374.7 | 0 | 318.7 | 0 | -3.3821
2010 | 3 | 515.1 | 0 | 453.1 | 0 | 391.1 | 0 | 329.1 | 0 | 267.1 | 0 | 206.7 | 1.6 | 153.8 | 10.7 | 3.3839
2010 | 4 | 306.1 | 0 | 247.3 | 1.2 | 195 | 8.9 | 147 | 20.9 | 99.3 | 33.2 | 60.7 | 54.6 | 31.6 | 85.5 | 9.7967
2010 | 5 | 157.8 | 10.3 | 113.3 | 27.8 | 83.2 | 59.7 | 59.1 | 97.6 | 39.1 | 139.6 | 21.1 | 183.6 | 9.4 | 233.9 | 15.2419
2010 | 6 | 46.7 | 29.6 | 23.1 | 66 | 9.9 | 112.8 | 1.4 | 164.3 | 0 | 222.9 | 0 | 282.9 | 0 | 342.9 | 19.43
2010 | 7 | 10.4 | 101.8 | 3.9 | 157.3 | 1.4 | 216.8 | 0 | 277.4 | 0 | 339.4 | 0 | 401.4 | 0 | 463.4 | 22.9484
2010 | 8 | 9.4 | 91.7 | 1.9 | 146.2 | 0 | 206.3 | 0 | 268.3 | 0 | 330.3 | 0 | 392.3 | 0 | 454.3 | 22.6548
2010 | 9 | 117.4 | 19.2 | 70.8 | 32.6 | 31.4 | 53.2 | 7.8 | 89.6 | 0.7 | 142.5 | 0 | 201.8 | 0 | 261.8 | 16.7267
2010 | 10 | 259.1 | 0 | 197.1 | 0 | 137.8 | 2.7 | 85.6 | 12.5 | 45 | 33.9 | 17 | 67.9 | 5.4 | 118.3 | 11.6419
2010 | 11 | 464.3 | 0 | 404.3 | 0 | 344.3 | 0 | 284.3 | 0 | 225.6 | 1.3 | 167.6 | 3.3 | 109.6 | 5.3 | 4.5233
2010 | 12 | 728.9 | 0 | 666.9 | 0 | 604.9 | 0 | 542.9 | 0 | 480.9 | 0 | 418.9 | 0 | 356.9 | 0 | -3.5129
2011 | 1 | 825.2 | 0 | 763.2 | 0 | 701.2 | 0 | 639.2 | 0 | 577.2 | 0 | 515.2 | 0 | 453.2 | 0 | -6.6194
2011 | 2 | 701.8 | 0 | 645.8 | 0 | 589.8 | 0 | 533.8 | 0 | 477.8 | 0 | 421.8 | 0 | 365.8 | 0 | -5.0643
2011 | 3 | 646.9 | 0 | 584.9 | 0 | 522.9 | 0 | 460.9 | 0 | 398.9 | 0 | 336.9 | 0 | 277.9 | 3 | -0.86774
2011 | 4 | 401.6 | 0 | 341.6 | 0 | 283.3 | 1.7 | 227.2 | 5.6 | 175.3 | 13.7 | 126.5 | 24.9 | 81.3 | 39.7 | 6.6133
2011 | 5 | 215.5 | 12.4 | 162.9 | 21.8 | 114.6 | 35.5 | 75 | 57.9 | 42.9 | 87.8 | 19 | 125.9 | 6.1 | 175 | 13.4484
2011 | 6 | 69.6 | 23.9 | 34.3 | 48.6 | 16.5 | 90.8 | 5.6 | 139.9 | 1.7 | 196 | 0 | 254.3 | 0 | 314.3 | 18.4767
2011 | 7 | 2.2 | 114.6 | 0 | 174.4 | 0 | 236.4 | 0 | 298.4 | 0 | 360.4 | 0 | 422.4 | 0 | 484.4 | 23.6258
2011 | 8 | 9.5 | 43.4 | 0 | 95.9 | 0 | 157.9 | 0 | 219.9 | 0 | 281.9 | 0 | 343.9 | 0 | 405.9 | 21.0935
2011 | 9 | 112.3 | 19.6 | 67.2 | 34.5 | 33 | 60.3 | 11.7 | 99 | 3.1 | 150.4 | 0.1 | 207.4 | 0 | 267.3 | 16.91
2011 | 10 | 273.4 | 0 | 212.1 | 0.7 | 158.5 | 9.1 | 111.9 | 24.5 | 68.8 | 43.4 | 36.2 | 72.8 | 15.3 | 113.9 | 11.1806
2011 | 11 | 399.1 | 0 | 339.1 | 0 | 279.1 | 0 | 219.1 | 0 | 162.1 | 3 | 111.4 | 12.3 | 69.9 | 30.8 | 6.6967
2011 | 12 | 585.1 | 0 | 523.1 | 0 | 461.1 | 0 | 399.1 | 0 | 337.1 | 0 | 275.1 | 0 | 213.1 | 0 | 1.1258
2012 | 1 | 674.6 | 0 | 612.6 | 0 | 550.6 | 0 | 488.6 | 0 | 426.6 | 0 | 364.6 | 0 | 302.6 | 0 | -1.7613 | [92 empty] | 22940442.0755 | 9715146.4363 | 21656892.3229 | 10184292.425 | 23834836.0649
2012 | 2 | 580 | 0 | 522 | 0 | 464 | 0 | 406 | 0 | 348 | 0 | 290 | 0 | 232 | 0 | 6.1254e-17 | [92 empty] | 19750182.6035 | 8758035.2274 | 19270892.7769 | 9898478.9196 | 20937848.4949
2012 | 3 | 374.2 | 0.7 | 316 | 4.5 | 262.8 | 13.3 | 216.2 | 28.7 | 170.2 | 44.7 | 128.4 | 64.9 | 97.3 | 95.8 | 7.9516 | [92 empty] | 18667532.4844 | 8522126.5363 | 20056817.8817 | 10528549.5336 | 23746994.9034
2012 | 4 | 399 | 0 | 339 | 0 | 281 | 2 | 223.8 | 4.8 | 168.1 | 9.1 | 115.7 | 16.7 | 67.1 | 28.1 | 6.7 | [92 empty] | 17185932.249 | 7739075.6311 | 18860084.0582 | 9746760.0996 | 23562709.5016
2012 | 5 | 154.6 | 13.1 | 106.2 | 26.7 | 64.6 | 47.1 | 33.5 | 78 | 12.9 | 119.4 | 3.4 | 171.9 | 0 | 230.5 | 15.4355 | [92 empty] | 18842238.5619 | 7942686.7722 | 18641210.4167 | 10887684.0056 | 21444338.7361
2012 | 6 | 54.7 | 62 | 30.3 | 97.6 | 12.1 | 139.4 | 2.8 | 190.1 | 0 | 247.3 | 0 | 307.3 | 0 | 367.3 | 20.2433 | [92 empty] | 24330964.0853 | 8944453.9507 | 19373443.9695 | 10627934.5684 | 21848126.406
2012 | 7 | 2.9 | 94.8 | 0 | 153.9 | 0 | 215.9 | 0 | 277.9 | 0 | 339.9 | 0 | 401.9 | 0 | 463.9 | 22.9645 | [92 empty] | 30485698.7647 | 10398756.8377 | 23546466.7343 | 11037123.9104 | 23009052.2285
2012 | 8 | 23.6 | 46.8 | 5.9 | 91.1 | 0.3 | 147.5 | 0 | 209.2 | 0 | 271.2 | 0 | 333.2 | 0 | 395.2 | 20.7484 | [92 empty] | 25829575.9682 | 9361959.3424 | 21799469.3525 | 11333527.0392 | 24714359.7245
2012 | 9 | 130.1 | 9.1 | 88.1 | 27.1 | 53.2 | 52.2 | 26.4 | 85.4 | 8.8 | 127.8 | 0.6 | 179.6 | 0 | 239 | 15.9667 | [92 empty] | 19738217.8698 | 7892744.2531 | 18204589.5307 | 10531471.44 | 23088125.3016
2012 | 10 | 280.9 | 0 | 220.5 | 1.6 | 166.7 | 9.8 | 118.3 | 23.4 | 75.3 | 42.4 | 40.5 | 69.6 | 14.5 | 105.6 | 10.9387 | [92 empty] | 18150877.1949 | 7783049.2122 | 18651082.538 | 11053422.9202 | 21735263.3397
2012 | 11 | 490.4 | 0 | 430.4 | 0 | 370.4 | 0 | 310.5 | 0.1 | 252.5 | 2.1 | 194.6 | 4.2 | 139.9 | 9.5 | 3.6533 | [92 empty] | 19648132.137 | 8189402.8398 | 18582249.0657 | 11096947.7466 | 21728354.3364
2012 | 12 | 578.7 | 0 | 516.7 | 0 | 454.7 | 0 | 392.7 | 0 | 330.7 | 0 | 268.8 | 0.1 | 210.5 | 3.8 | 1.3323 | [92 empty] | 22299512.089 | 9020722.2923 | 20507929.2497 | 9973850.2604 | 22981434.2359
2013 | 1 | 706.1 | 0 | 644.1 | 0 | 582.1 | 0 | 520.1 | 0 | 458.1 | 0 | 396.1 | 0 | 335.8 | 1.7 | -2.7774 | [92 empty] | 23220643.8479 | 9538239.5865 | 22570966.4885 | 11036859.7079 | 22069510.3186
2013 | 2 | 675.2 | 0 | 619.2 | 0 | 563.2 | 0 | 507.2 | 0 | 451.2 | 0 | 395.2 | 0 | 339.2 | 0 | -4.1143 | [92 empty] | 21070740.1151 | 9010843.1208 | 18427870.391 | 9768255.9657 | 21742487.5561
2013 | 3 | 621.4 | 0 | 559.4 | 0 | 497.4 | 0 | 435.4 | 0 | 373.4 | 0 | 311.4 | 0 | 251.4 | 2 | -0.045161 | [92 empty] | 21090139.9953 | 9262004.0149 | 20309732.8132 | 10702986.5627 | 24101529.984
2013 | 4 | 419.2 | 0 | 359.2 | 0 | 299.4 | 0.2 | 243.3 | 4.1 | 189.3 | 10.1 | 141.7 | 22.5 | 97.7 | 38.5 | 6.0267 | [92 empty] | 18442014.4137 | 8130117.2816 | 19279995.6317 | 10643895.1957 | 20152496.5275
2013 | 5 | 186.1 | 21 | 139.2 | 36.1 | 100 | 58.9 | 66.6 | 87.5 | 42.3 | 125.2 | 23.4 | 168.3 | 9.6 | 216.5 | 14.6742 | [92 empty] | 18758766.8032 | 8067128.4246 | 19142465.3417 | 11573780.2291 | 22491181.3339
2013 | 6 | 86.4 | 32.4 | 48.4 | 54.4 | 23.3 | 89.3 | 8 | 134 | 0.6 | 186.6 | 0 | 246 | 0 | 306 | 18.2 | [92 empty] | 21531298.069 | 8352446.796 | 18620348.9912 | 11274330.1373 | 22143985.6508
2013 | 7 | 29.8 | 77 | 10.7 | 119.9 | 2.3 | 173.5 | 0 | 233.2 | 0 | 295.2 | 0 | 357.2 | 0 | 419.2 | 21.5226 | [92 empty] | 27101461.9421 | 9946014.7277 | 22469373.4869 | 11333434.4801 | 23094301.455
2013 | 8 | 37.6 | 38.3 | 14.1 | 76.8 | 1.4 | 126.1 | 0 | 186.7 | 0 | 248.7 | 0 | 310.7 | 0 | 372.7 | 20.0226 | [92 empty] | 24091301.034 | 9134243.5895 | 20756513.8505 | 11733251.8723 | 23514731.5514
2013 | 9 | 131.1 | 19.1 | 84.9 | 32.9 | 50.5 | 58.5 | 24 | 92 | 7.2 | 135.2 | 0 | 188 | 0 | 248 | 16.2667 | [92 empty] | 19743349.2175 | 7746346.3272 | 18496598.2026 | 11218445.9093 | 20804412.3282
2013 | 10 | 270.6 | 1.8 | 212.1 | 5.3 | 159.1 | 14.3 | 111.4 | 28.6 | 72.6 | 51.8 | 43.8 | 85 | 22.2 | 125.4 | 11.329 | [92 empty] | 18636040.7205 | 7769073.3009 | 20150009.2835 | 11555222.6757 | 20100765.6115
2013 | 11 | 525.7 | 0 | 465.7 | 0 | 405.7 | 0 | 345.7 | 0 | 286.4 | 0.7 | 230 | 4.3 | 176.5 | 10.8 | 2.4767 | [92 empty] | 20299657.8926 | 8446339.549 | 18707953.8803 | 10889996.8475 | 21017409.4131
2013 | 12 | 735.6 | 0 | 673.6 | 0 | 611.6 | 0 | 549.6 | 0 | 487.6 | 0 | 425.6 | 0 | 363.6 | 0 | -3.729 | [92 empty] | 23861647.3598 | 9620086.79 | 21198459.0339 | 10628811.1209 | 22772224.2805
2014 | 1 | 888.3 | 0 | 826.3 | 0 | 764.3 | 0 | 702.3 | 0 | 640.3 | 0 | 578.3 | 0 | 516.3 | 0 | -8.6548 | [92 empty] | 25393202.2935 | 10338245.2111 | 21399314.1021 | 11182242.7471 | 21429596.2351
2014 | 2 | 819.7 | 0 | 763.7 | 0 | 707.7 | 0 | 651.7 | 0 | 595.7 | 0 | 539.7 | 0 | 483.7 | 0 | -9.275 | [92 empty] | 21886278.8182 | 9351057.0234 | 19895037.2411 | 9859147.4817 | 20763730.491
2014 | 3 | 747.3 | 0 | 685.3 | 0 | 623.3 | 0 | 561.3 | 0 | 499.3 | 0 | 437.3 | 0 | 375.3 | 0 | -4.1065 | [92 empty] | 22125882.5261 | 9838354.2655 | 21807154.6248 | 11209096.0007 | 21695140.3989
2014 | 4 | 405.2 | 0 | 345.2 | 0 | 285.2 | 0 | 226.8 | 1.6 | 172 | 6.8 | 121.8 | 16.6 | 80.6 | 35.4 | 6.4933 | [92 empty] | 17847693.9487 | 8009795.571 | 18246560.0247 | 11171928.7889 | 22089231.0116
2014 | 5 | 214.5 | 4.7 | 160.9 | 13.1 | 113.3 | 27.5 | 74.1 | 50.3 | 40.6 | 78.8 | 19.3 | 119.5 | 8.9 | 171.1 | 13.2323 | [92 empty] | 17821762.585 | 7903042.6696 | 17252199.7086 | 11807106.2163 | 22968398.3096
2014 | 6 | 69 | 31.1 | 38.4 | 60.5 | 14.4 | 96.5 | 3.3 | 145.4 | 0 | 202.1 | 0 | 262.1 | 0 | 322.1 | 18.7367 | [92 empty] | 20998414.3697 | 8668892.1893 | 18652963.9715 | 11080295.9115 | 21082986.6015
2014 | 7 | 47.3 | 30.6 | 15.3 | 60.6 | 2.3 | 109.6 | 0 | 169.3 | 0 | 231.3 | 0 | 293.3 | 0 | 355.3 | 19.4613 | [92 empty] | 23086879.9996 | 8980988.5865 | 20437880.7516 | 11727924.4193 | 23324333.588
2014 | 8 | 38.8 | 27.5 | 10.9 | 61.6 | 0.7 | 113.4 | 0 | 174.7 | 0 | 236.7 | 0 | 298.7 | 0 | 360.7 | 19.6355 | [92 empty] | 22898517.6495 | 9004179.1767 | 19466788.9625 | 12013776.0307 | 24335554.5991
2014 | 9 | 133.3 | 13.9 | 87.2 | 27.8 | 46.9 | 47.5 | 22.2 | 82.8 | 6.4 | 127 | 0.1 | 180.7 | 0 | 240.6 | 16.02 | [92 empty] | 19497729.9201 | 8036044.4874 | 18315528.9312 | 10309364.0069 | 22547078.2711
2014 | 10 | 288.3 | 0 | 226.4 | 0.1 | 168.5 | 4.2 | 117 | 14.7 | 73.1 | 32.8 | 35.7 | 57.4 | 8.4 | 92.1 | 10.7 | [92 empty] | 18038933.0765 | 7894328.9928 | 18639625.4481 | 10614506.9817 | 22510487.2988
2014 | 11 | 543.7 | 0 | 483.7 | 0 | 423.7 | 0 | 363.7 | 0 | 303.7 | 0 | 244.1 | 0.4 | 189.4 | 5.7 | 1.8767 | [92 empty] | 20219734.0673 | 8815493.0513 | 18739976.6294 | 9875018.7159 | 23546531.1546
2014 | 12 | 604.5 | 0 | 542.5 | 0 | 480.5 | 0 | 418.5 | 0 | 356.5 | 0 | 294.5 | 0 | 232.5 | 0 | 0.5 | [92 empty] | 22345974.246 | 9522838.5356 | 19939138.6039 | 10271290.3943 | 23381152.7048
2015 | 1 | 842.8 | 0 | 780.8 | 0 | 718.8 | 0 | 656.8 | 0 | 594.8 | 0 | 532.8 | 0 | 470.8 | 0 | -7.1871 | [92 empty] | 24367178.2298 | 10328729.7116 | 22100366.8413 | 10704488.3362 | 24101385.1212
2015 | 2 | 897.1 | 0 | 841.1 | 0 | 785.1 | 0 | 729.1 | 0 | 673.1 | 0 | 617.1 | 0 | 561.1 | 0 | -12.0393 | [92 empty] | 22466482.312 | 9874530.7186 | 20762337.8427 | 9935370.3074 | 21537685.5787
2015 | 3 | 660.7 | 0 | 598.7 | 0 | 536.7 | 0 | 474.7 | 0 | 412.7 | 0 | 350.7 | 0 | 289.2 | 0.5 | -1.3129 | [92 empty] | 21013033.8844 | 9617862.4386 | 20061469.3646 | 10565220.9946 | 23141596.6203
2015 | 4 | 390.4 | 0 | 330.4 | 0 | 270.4 | 0 | 210.7 | 0.3 | 155.2 | 4.8 | 102.1 | 11.7 | 60.5 | 30.1 | 6.9867 | [92 empty] | 17556188.6724 | 8143793.0919 | 17733635.0823 | 10250840.3404 | 23821596.3861
2015 | 5 | 174.6 | 13.7 | 126.8 | 27.9 | 90.4 | 53.5 | 60 | 85.1 | 35.7 | 122.8 | 17.7 | 166.8 | 5.4 | 216.5 | 14.8097 | [92 empty] | 18207057.6297 | 8287149.1366 | 17699206.8304 | 11333284.586 | 22532519.3849
2015 | 6 | 86.6 | 8.5 | 46.9 | 28.8 | 22.6 | 64.5 | 11.9 | 113.8 | 4.7 | 166.6 | 0.5 | 222.4 | 0 | 281.9 | 17.3967 | [92 empty] | 19833723.1787 | 8448182.869 | 17929492.3611 | 10406367.3498 | 20526630.0983
2015 | 7 | 33.4 | 45.6 | 13.6 | 87.8 | 1.9 | 138.1 | 0 | 198.2 | 0 | 260.2 | 0 | 322.2 | 0 | 384.2 | 20.3935 | [92 empty] | 25552478.7888 | 9827740.9467 | 20517250.0002 | 10670953.6654 | 23356909.7822
2015 | 8 | 33.7 | 40.7 | 13.3 | 82.3 | 1.6 | 132.6 | 0 | 193 | 0 | 255 | 0 | 317 | 0 | 379 | 20.2258 | [92 empty] | 24748450.9285 | 9334237.1712 | 19663552.3169 | 11178235.5554 | 23423535.1843
2015 | 9 | 54.5 | 42.9 | 25 | 73.4 | 9.3 | 117.7 | 1.6 | 170 | 0 | 228.4 | 0 | 288.4 | 0 | 348.4 | 19.6133 | [92 empty] | 22156204.3497 | 9096701.4461 | 19115247.5253 | 11305349.0792 | 21449719.0815
2015 | 10 | 279.7 | 0 | 217.7 | 0 | 157.4 | 1.7 | 102.7 | 9 | 60.5 | 28.8 | 30.9 | 61.2 | 10.4 | 102.7 | 10.9774 | [92 empty] | 17701333.6812 | 8006073.2998 | 18081597.032 | 10944408.2114 | 22317576.5808
2015 | 11 | 380.5 | 0 | 320.5 | 0 | 261.8 | 1.3 | 208.1 | 7.6 | 157.6 | 17.1 | 110.9 | 30.4 | 76.7 | 56.2 | 7.3167 | [92 empty] | 18075477.925 | 8136787.5698 | 17018915.8674 | 11056701.2366 | 21404969.6761
2015 | 12 | 494.4 | 0 | 432.4 | 0 | 370.4 | 0 | 308.4 | 0 | 246.4 | 0 | 187.3 | 2.9 | 132.1 | 9.7 | 4.0516 | [92 empty] | 20795330.4474 | 8950106.7301 | 19189793.8815 | 10387348.9124 | 25406346.0787
2016 | 1 | 713.5 | 0 | 651.5 | 0 | 589.5 | 0 | 527.5 | 0 | 465.5 | 0 | 403.5 | 0 | 341.5 | 0 | -3.0161 | [92 empty] | 22568585.5257 | 9721774.909 | 20957479.238 | 10925191.4766 | 26243313.3975
2016 | 2 | 640.3 | 0 | 582.3 | 0 | 524.3 | 0 | 466.3 | 0 | 408.3 | 0 | 350.3 | 0 | 293.8 | 1.5 | -2.0793 | [92 empty] | 20241380.3992 | 9078742.671 | 19374058.789 | 10205595.8348 | 24084561.6366
2016 | 3 | 501.1 | 0 | 439.1 | 0 | 377.1 | 0 | 316.9 | 1.8 | 260.2 | 7.1 | 207 | 15.9 | 155.2 | 26.1 | 3.8355 | [92 empty] | 19359371.9868 | 8869063.1008 | 19017595.9581 | 11009704.171 | 26064565.6347
2016 | 4 | 451 | 0 | 391 | 0 | 331 | 0 | 272.6 | 1.6 | 217.9 | 6.9 | 163.9 | 12.9 | 115.4 | 24.4 | 4.9667 | [92 empty] | 17973519.3461 | 8191352.4714 | 17874580.5436 | 10380440.9934 | 25462585.0215
2016 | 5 | 221.4 | 20 | 172.5 | 33.1 | 125.2 | 47.8 | 84.6 | 69.2 | 47.2 | 93.8 | 20 | 128.6 | 5.9 | 176.5 | 13.5032 | [92 empty] | 19047091.2692 | 8320279.2145 | 18754499.003 | 11119964.9794 | 25847939.4928
2016 | 6 | 67.7 | 21.1 | 32.3 | 45.7 | 13.6 | 87 | 3.4 | 136.8 | 0.4 | 193.8 | 0 | 253.4 | 0 | 313.4 | 18.4467 | [92 empty] | 22125504.1501 | 8603707.8839 | 19120979.3584 | 9788659.1662 | 24327586.2174
2016 | 7 | 11.1 | 83.9 | 1.7 | 136.5 | 0 | 196.8 | 0 | 258.8 | 0 | 320.8 | 0 | 382.8 | 0 | 444.8 | 22.3484 | [92 empty] | 29450116.708 | 10227505.0748 | 20798520.2742 | 10793810.0594 | 25937362.5011
2016 | 8 | 2.4 | 101 | 0 | 160.6 | 0 | 222.6 | 0 | 284.6 | 0 | 346.6 | 0 | 408.6 | 0 | 470.6 | 23.1806 | [92 empty] | 30777988.8897 | 10594865.3608 | 22148529.0546 | 10970722.1168 | 24632748.8434
2016 | 9 | 68.7 | 28.8 | 32.3 | 52.4 | 8.3 | 88.4 | 0.7 | 140.8 | 0 | 200.1 | 0 | 260.1 | 0 | 320.1 | 18.67 | [92 empty] | 21927063.7011 | 8532215.1407 | 19001402.4848 | 10282847.3286 | 23515971.6855
2016 | 10 | 240.5 | 2 | 187.1 | 10.6 | 138 | 23.5 | 97.4 | 44.9 | 65.8 | 75.3 | 38.3 | 109.8 | 16.4 | 149.9 | 12.3065 | [92 empty] | 17955354.7655 | 7909330.4972 | 18384961.7461 | 10350663.6294 | 24813435.2444
2016 | 11 | 390.6 | 0 | 330.6 | 0 | 270.6 | 0 | 213.3 | 2.7 | 159.3 | 8.7 | 108.2 | 17.6 | 69.5 | 38.9 | 6.98 | [92 empty] | 18188501.1952 | 8002618.1218 | 17668960.6853 | 10006450.8304 | 24612610.8183
2016 | 12 | 686.5 | 0 | 624.5 | 0 | 562.5 | 0 | 500.5 | 0 | 438.5 | 0 | 376.5 | 0 | 314.5 | 0 | -2.1452 | [92 empty] | 22264829.5582 | 9438076.8097 | 19438703.0835 | 9623744.6764 | 24794964.0153
2017 | 1 | 660.3 | 0 | 598.3 | 0 | 536.3 | 0 | 474.3 | 0 | 412.3 | 0 | 350.3 | 0 | 288.3 | 0 | -1.3 | [92 empty] | 22162065.0142 | 9402149.5757 | 20390318.9564 | 9576561.2287 | 24783739.5085
2017 | 2 | 520.5 | 0 | 464.5 | 0 | 408.5 | 0 | 352.5 | 0 | 296.5 | 0 | 241.9 | 1.4 | 192.8 | 8.3 | 1.4107 | [92 empty] | 18637570.2216 | 8213431.4194 | 18515382.019 | 9092957.1099 | 22975370.5737
2017 | 3 | 596.4 | 0 | 534.4 | 0 | 472.4 | 0 | 410.4 | 0 | 348.4 | 0 | 288.1 | 1.7 | 230.7 | 6.3 | 0.76129 | [92 empty] | 20024303.9845 | 8998627.8668 | 19443760.1834 | 10651053.5257 | 26063748.624
2017 | 4 | 314.7 | 0 | 254.7 | 0 | 199.3 | 4.6 | 145.7 | 11 | 100.6 | 25.9 | 58.7 | 44 | 28.5 | 73.8 | 9.51 | [92 empty] | 17052034.0494 | 7636251.1834 | 17053380.3252 | 9862795.3479 | 24853611.3221
2017 | 5 | 234.8 | 4.8 | 179.1 | 11.1 | 131.3 | 25.3 | 92.1 | 48.1 | 61.1 | 79.1 | 33.1 | 113.1 | 12.6 | 154.6 | 12.5806 | [92 empty] | 19096905.7251 | 7809978.0544 | 17288598.3424 | 10222992.9177 | 26071735.7527
2017 | 6 | 51 | 46.9 | 25.6 | 81.5 | 6.9 | 122.8 | 0.7 | 176.6 | 0 | 235.9 | 0 | 295.9 | 0 | 355.9 | 19.8633 | [92 empty] | 23026861.299 | 8575632.1192 | 18708426.5832 | 10516701.0637 | 22020620.9193
2017 | 7 | 8.2 | 54.7 | 0 | 108.5 | 0 | 170.5 | 0 | 232.5 | 0 | 294.5 | 0 | 356.5 | 0 | 418.5 | 21.5 | [92 empty] | 27674827.997 | 9403708.2562 | 20635533.9972 | 10945795.0303 | 25196347.876
2017 | 8 | 39.1 | 27.8 | 15.8 | 66.5 | 5.5 | 118.2 | 0.8 | 175.5 | 0 | 236.7 | 0 | 298.7 | 0 | 360.7 | 19.6355 | [92 empty] | 25730368.8554 | 9020999.2081 | 19456174.9418 | 11541617.3813 | 25934865.778
2017 | 9 | 96.9 | 30.6 | 64 | 57.7 | 36.3 | 90 | 13.7 | 127.4 | 3.2 | 176.9 | 0 | 233.7 | 0 | 293.7 | 17.79 | [92 empty] | 21065018.8354 | 8253527.8541 | 18284346.6317 | 10187097.1359 | 23196118.5476
2017 | 10 | 209.5 | 2.4 | 154.8 | 9.7 | 108.1 | 25 | 74.9 | 53.8 | 48.2 | 89.1 | 29.3 | 132.2 | 15.6 | 180.5 | 13.3194 | [92 empty] | 18231593.1138 | 7753938.8949 | 17804591.9225 | 10920216.3383 | 21727622.8899
2017 | 11 | 491.8 | 0 | 431.8 | 0 | 371.8 | 0 | 311.8 | 0 | 252.7 | 0.9 | 195.2 | 3.4 | 141.2 | 9.4 | 3.6067 | [92 empty] | 19491896.4108 | 8380979.0385 | 18176355.3639 | 10829063.0629 | 22779470.8619
2017 | 12 | 744.9 | 0 | 682.9 | 0 | 620.9 | 0 | 558.9 | 0 | 496.9 | 0 | 434.9 | 0 | 372.9 | 0 | -4.029 | [92 empty] | 23724231.1637 | 9306652.5214 | 19020400.5849 | 10229503.7133 | 24346784.477
2018 | 1 | 779.5 | 0 | 717.5 | 0 | 655.5 | 0 | 593.5 | 0 | 531.5 | 0 | 469.5 | 0 | 407.8 | 0.3 | -5.1452 | [92 empty] | 24073659.5666 | 9894919.6623 | 21194320.867 | 10195826.9912 | 24030554.5419
2018 | 2 | 624.4 | 0 | 568.4 | 0 | 512.4 | 0 | 456.4 | 0 | 400.4 | 0 | 346.1 | 1.7 | 292.8 | 4.4 | -2.3 | [92 empty] | 20162044.3272 | 8519875.6069 | 18845065.6401 | 9525372.308 | 23607657.4663
2018 | 3 | 637.2 | 0 | 575.2 | 0 | 513.2 | 0 | 451.2 | 0 | 389.2 | 0 | 327.2 | 0 | 265.2 | 0 | -0.55484 | [92 empty] | 20947649.5535 | 8977816.1619 | 19569207.1069 | 10470550.397 | 24184333.2462
2018 | 4 | 492 | 0 | 432 | 0 | 372 | 0 | 312 | 0 | 254.2 | 2.2 | 199.5 | 7.5 | 149.6 | 17.6 | 3.6 | [92 empty] | 19139295.4622 | 8305180.8149 | 17990115.2857 | 9223206.8336 | 20446836.9594
2018 | 5 | 160.9 | 24.2 | 115.7 | 41 | 76.6 | 63.9 | 47.5 | 96.8 | 25.4 | 136.7 | 10.9 | 184.2 | 3.7 | 239 | 15.5903 | [92 empty] | 20041747.6927 | 8256776.0533 | 18492462.1277 | 9874032.6893 | 20467125.1361
2018 | 6 | 75.1 | 33.2 | 39.5 | 57.6 | 14.3 | 92.4 | 5.3 | 143.4 | 0.7 | 198.8 | 0 | 258.1 | 0 | 318.1 | 18.6033 | [92 empty] | 22588013.1191 | 8381432.5039 | 17858472.0143 | 10242032.0458 | 23113885.3529
2018 | 7 | 10.8 | 62.8 | 2.4 | 116.4 | 0 | 176 | 0 | 238 | 0 | 300 | 0 | 362 | 0 | 424 | 21.6774 | [92 empty] | 30017017.3072 | 9749326.3036 | 20673733.6999 | 10872478.908 | 24128887.6898
2018 | 8 | 7.3 | 71.6 | 1.4 | 127.7 | 0 | 188.3 | 0 | 250.3 | 0 | 312.3 | 0 | 374.3 | 0 | 436.3 | 22.0742 | [92 empty] | 30650726.0017 | 9828133.8583 | 21414904.164 | 11376324.8652 | 23113652.1847
2018 | 9 | 97 | 34.5 | 62.2 | 59.7 | 35.2 | 92.7 | 15.1 | 132.6 | 3.9 | 181.4 | 0 | 237.5 | 0 | 297.5 | 17.9167 | [92 empty] | 23280752.5456 | 8304311.6848 | 19064488.0833 | 10796402.9938 | 25785473.8273
2018 | 10 | 317.8 | 7.8 | 262.7 | 14.7 | 210.2 | 24.2 | 160.9 | 36.9 | 116.6 | 54.6 | 74 | 74 | 35.4 | 97.4 | 10 | [92 empty] | 19430725.7289 | 7830922.3018 | 18344630.0945 | 10440294.2194 | 26978271.8432
2018 | 11 | 553.5 | 0 | 493.5 | 0 | 433.5 | 0 | 373.5 | 0 | 313.5 | 0 | 254.5 | 1 | 198.5 | 5 | 1.55 | [92 empty] | 20674343.853 | 8572978.0069 | 18939649.881 | 10444001.7254 | 25502615.6278
2018 | 12 | 606.2 | 0 | 544.2 | 0 | 482.2 | 0 | 420.2 | 0 | 358.2 | 0 | 296.2 | 0 | 235.7 | 1.5 | 0.44516 | [92 empty] | 23150505.7423 | 8836298.6454 | 18352622.8028 | 9893378.9349 | 26589778.4312
2019 | 1 | 780.8 | 0 | 718.8 | 0 | 656.8 | 0 | 594.8 | 0 | 532.8 | 0 | 470.8 | 0 | 408.8 | 0 | -5.1871 | [92 empty] | 24270749.6225 | 9613056.6176 | 21370367.2311 | 10553641.6955 | 27117793.2079
2019 | 2 | 660.5 | 0 | 604.5 | 0 | 548.5 | 0 | 492.5 | 0 | 436.5 | 0 | 380.5 | 0 | 324.5 | 0 | -3.5893 | [92 empty] | 21700393.6225 | 9048471.6176 | 19670911.7511 | 9060989.4042 | 23388405.2079
2019 | 3 | 636.6 | 0 | 574.6 | 0 | 512.6 | 0 | 450.6 | 0 | 388.6 | 0 | 327.2 | 0.6 | 268.9 | 4.3 | -0.53548 | [92 empty] | 20849772.6225 | 9204613.6176 | 19675872.4084 | 10415985.5839 | 26455451.2079
2019 | 4 | 390.3 | 0 | 330.3 | 0 | 270.3 | 0 | 210.8 | 0.5 | 155.9 | 5.6 | 109.3 | 19 | 67.8 | 37.5 | 6.99 | [92 empty] | 18417882.6225 | 8135075.6176 | 17829818.6154 | 9685042.3769 | 24975280.2079
2019 | 5 | 258.2 | 0.7 | 199.4 | 3.9 | 143.4 | 9.9 | 95.2 | 23.7 | 56.3 | 46.8 | 30.4 | 82.9 | 13.5 | 128 | 11.6935 | [92 empty] | 18171409.6225 | 7924643.6176 | 17870600.8602 | 10537431.1321 | 24814343.2079
2019 | 6 | 101.9 | 17.4 | 58.5 | 34 | 27.2 | 62.7 | 9.3 | 104.8 | 2.8 | 158.3 | 0 | 215.5 | 0 | 275.5 | 17.1833 | [92 empty] | 20767283.6225 | 8159569.6176 | 17967129.095 | 10116984.8973 | 24768956.2079
2019 | 7 | 9.2 | 89.9 | 1.4 | 144.1 | 0 | 204.7 | 0 | 266.7 | 0 | 328.7 | 0 | 390.7 | 0 | 452.7 | 22.6032 | [92 empty] | 31342776.6225 | 10497079.6176 | 21353544.9119 | 11000462.0804 | 25658866.2079
2019 | 8 | 23.4 | 46.5 | 5.3 | 90.4 | 0 | 147.1 | 0 | 209.1 | 0 | 271.1 | 0 | 333.1 | 0 | 395.1 | 20.7452 | [92 empty] | 27700006.6225 | 9629815.6176 | 20674767.6049 | 11067899.3874 | 25800112.2079
2019 | 9 | 69.9 | 15.6 | 32.6 | 38.3 | 10.1 | 75.8 | 0.6 | 126.3 | 0 | 185.7 | 0 | 245.7 | 0 | 305.7 | 18.19 | [92 empty] | 21219806.6225 | 8281144.6176 | 18925676.418 | 10411066.5743 | 20481647.2079
2019 | 10 | 293.8 | 2.2 | 233.8 | 4.2 | 174.1 | 6.5 | 118.5 | 12.9 | 71.3 | 27.7 | 36.2 | 54.6 | 14 | 94.4 | 10.5935 | [92 empty] | 18904138.6225 | 7807971.6176 | 18566230.7762 | 9466634.2161 | 21270215.2079
2019 | 11 | 563 | 0 | 503 | 0 | 443 | 0 | 383 | 0 | 323 | 0 | 263 | 0 | 203.2 | 0.2 | 1.2333 | [92 empty] | 20808997.6225 | 8623553.6176 | 19276799.6853 | 10102054.307 | 22400505.2079
2019 | 12 | 595.1 | 0 | 533.1 | 0 | 471.1 | 0 | 409.1 | 0 | 347.1 | 0 | 285.1 | 0 | 223.5 | 0.4 | 0.80323 | [92 empty] | 22994714.6225 | 9255782.6176 | 19734350.8529 | 9521070.1394 | 24791556.2079
2020 | 1 | 622.3 | 0 | 560.3 | 0 | 498.3 | 0 | 436.3 | 0 | 374.3 | 0 | 312.3 | 0 | 250.3 | 0 | -0.074194 | [92 empty] | 22586037.1653 | 9382515.7229 | 20986987.3144 | 9846325.1577 | 25134934.9522
2020 | 2 | 642.4 | 0 | 584.4 | 0 | 526.4 | 0 | 468.4 | 0 | 410.4 | 0 | 352.4 | 0 | 294.4 | 0 | -2.1517 | [92 empty] | 21191611.1653 | 8829498.8699 | 20062358.0511 | 9201812.3929 | 23552338.0594
2020 | 3 | 517.7 | 0 | 455.7 | 0 | 393.7 | 0 | 331.7 | 0 | 270.6 | 0.9 | 211.3 | 3.6 | 153.3 | 7.6 | 3.3 | [92 empty] | 21271519.1653 | 8214381.7994 | 19017197.9364 | 8994175.8929 | 24259563.6283
2020 | 4 | 436.6 | 0 | 376.6 | 0 | 316.6 | 0 | 257.1 | 0.5 | 201.1 | 4.5 | 146.9 | 10.3 | 96.5 | 19.9 | 5.4467 | [92 empty] | 20194288.1653 | 6783587.376 | 16130810.3839 | 6917739.5805 | 22329895.326
2020 | 5 | 263.6 | 17.7 | 212.4 | 28.5 | 164.4 | 42.5 | 121.3 | 61.4 | 87.8 | 89.9 | 59.9 | 124 | 36.1 | 162.2 | 12.0677 | [92 empty] | 22093692.1653 | 6988587.4182 | 16721495.0346 | 7813006.9351 | 24861573.6158
2020 | 6 | 59.5 | 34.4 | 33.4 | 68.3 | 16.1 | 111 | 6.8 | 161.7 | 0.2 | 215.1 | 0 | 274.9 | 0 | 334.9 | 19.1633 | [92 empty] | 26755921.1653 | 7946140.7935 | 18064310.1448 | 9790786.3027 | 21367567.6036
2020 | 7 | 1.3 | 98.4 | 0 | 159.1 | 0 | 221.1 | 0 | 283.1 | 0 | 345.1 | 0 | 407.1 | 0 | 469.1 | 23.1323 | [92 empty] | 35902228.1653 | 9814607.5792 | 20762002.5131 | 10844946.3445 | 24684233.8568
2020 | 8 | 16.9 | 41.9 | 2.4 | 89.4 | 0 | 149 | 0 | 211 | 0 | 273 | 0 | 335 | 0 | 397 | 20.8065 | [92 empty] | 30894493.1653 | 9127623.5184 | 19796409.1061 | 11015142.5253 | 23737768.3088
2020 | 9 | 127.7 | 5.6 | 83.4 | 21.3 | 47.6 | 45.5 | 21.7 | 79.6 | 7.1 | 125 | 3.1 | 181 | 0.1 | 238 | 15.93 | [92 empty] | 21056188.1653 | 7773780.3244 | 17704390.7584 | 10845375.2123 | 23865594.6499
2020 | 10 | 319.8 | 0 | 257.8 | 0 | 196.4 | 0.6 | 139.8 | 6 | 90.1 | 18.3 | 54.2 | 44.4 | 27.5 | 79.7 | 9.6839 | [92 empty] | 19613548.1653 | 7711703.6802 | 17747385.2376 | 9699790.5659 | 22132718.5826
2020 | 11 | 386.2 | 0 | 327 | 0.8 | 269.6 | 3.4 | 213.7 | 7.5 | 164.7 | 18.5 | 121 | 34.8 | 82.8 | 56.6 | 7.1267 | [92 empty] | 20096630.1653 | 8136821.9765 | 17985267.2134 | 10193262.0615 | 23375946.3308
2020 | 12 | 607.4 | 0 | 545.4 | 0 | 483.4 | 0 | 421.4 | 0 | 359.4 | 0 | 297.4 | 0 | 235.4 | 0 | 0.40645 | [92 empty] | 24485595.1653 | 9031675.3851 | 19195869.5366 | 9887981.4555 | 23288017.3572
2021 | 1 | 679.2 | 0 | 617.2 | 0 | 555.2 | 0 | 493.2 | 0 | 431.2 | 0 | 369.2 | 0 | 307.2 | 0 | -1.9097 | [92 empty] | 24555577.2051 | 8962928.1971 | 19330789.2946 | 10133184.3539 | 25406747.6578
2021 | 2 | 713.6 | 0 | 657.6 | 0 | 601.6 | 0 | 545.6 | 0 | 489.6 | 0 | 433.6 | 0 | 377.6 | 0 | -5.4857 | [92 empty] | 22854682.0499 | 8639206.2805 | 18702451.1253 | 9493167.7499 | 21350344.0942
2021 | 3 | 492.5 | 0 | 430.5 | 0 | 368.7 | 0.2 | 308.7 | 2.2 | 250.3 | 5.8 | 198.4 | 15.9 | 150.4 | 29.9 | 4.1129 | [92 empty] | 21246128.2671 | 8530309.7683 | 18634581.2782 | 10734611.4027 | 23427012.5947
2021 | 4 | 338.1 | 0 | 279.7 | 1.6 | 223.7 | 5.6 | 174.2 | 16.1 | 130.5 | 32.4 | 91.3 | 53.2 | 56.4 | 78.3 | 8.73 | [92 empty] | 19323448.3315 | 7420305.21 | 16592361.7542 | 10624258.7655 | 21701549.6508
2021 | 5 | 232.9 | 14.1 | 180.7 | 23.9 | 135.4 | 40.6 | 97 | 64.2 | 65 | 94.2 | 37.4 | 128.6 | 16.1 | 169.3 | 12.9419 | [92 empty] | 21727179.1488 | 7606871.8617 | 17151193.1125 | 11081138.0879 | 22630782.1848
2021 | 6 | 31.9 | 61.6 | 13.4 | 103.1 | 3.9 | 153.6 | 0 | 209.7 | 0 | 269.7 | 0 | 329.7 | 0 | 389.7 | 20.99 | [92 empty] | 28773459.2014 | 8922004.8291 | 18782343.9947 | 11208599.6139 | 21965136.1135
2021 | 7 | 25.4 | 50.7 | 7.7 | 95 | 1.2 | 150.5 | 0 | 211.3 | 0 | 273.3 | 0 | 335.3 | 0 | 397.3 | 20.8161 | [92 empty] | 30323572.9675 | 9602048.0566 | 19834662.0799 | 10984998.5185 | 22130382.4023
2021 | 8 | 13.3 | 79 | 3.3 | 131 | 0 | 189.7 | 0 | 251.7 | 0 | 313.7 | 0 | 375.7 | 0 | 437.7 | 22.1194 | [92 empty] | 34130192.1806 | 10335978.5682 | 20832863.7837 | 10609010.4107 | 18777344.634
2021 | 9 | 84.5 | 9.3 | 45.8 | 30.6 | 20.7 | 65.5 | 5.7 | 110.5 | 0 | 164.8 | 0 | 224.8 | 0 | 284.8 | 17.4933 | [92 empty] | 22403650.5563 | 8386463.3158 | 18288598.5454 | 9278406.9907 | 21741641.3187
2021 | 10 | 177.6 | 3.7 | 133.4 | 21.5 | 96.2 | 46.3 | 63.6 | 75.7 | 36.9 | 111 | 16.1 | 152.2 | 5.4 | 203.5 | 14.3903 | [92 empty] | 20798779.352 | 8092069.0106 | 18228423.036 | 10141947.9645 | 22983297.4427
2021 | 11 | 483.1 | 0 | 423.1 | 0 | 363.1 | 0 | 303.1 | 0 | 243.1 | 0 | 186.1 | 3 | 135 | 11.9 | 3.8967 | [92 empty] | 20933541.4865 | 8504939.1999 | 18215581.6411 | 10637205.2199 | 23676203.1088
2021 | 12 | 559.4 | 0 | 497.4 | 0 | 435.4 | 0 | 373.4 | 0 | 311.4 | 0 | 249.4 | 0 | 190.5 | 3.1 | 1.9548 | [92 empty] | 23745155.2909 | 9098849.8703 | 18745196.4455 | 9447198.7225 | 22943795.2242

## Economic Variables
|  |  | ON Employment |  | London Employment |  | GDP (StatCan) | [7 empty] | GDP (Ontario Economic Accounts)
|  |  | Seasonally Adjusted | Unadjusted | Seasonally Adjusted | Unadjusted | Ontario | Ag Gen | Crop&An | Ag Support | Min Gen | O&G | Min Support | AgMin | Total (40) | 3. Agriculture, Forestry, Fishing & Hunting | 4. Mining | 7. Natural Gas, Water and Other |  |  | Latest Figures as of Sept 16, 2022
|  |  | 14-10-0294-01 / 14-10-0380-01 (Mar06) |  |  |  | 36-10-0402-01 | [6 empty] | (Calculated) | Table 15
2003-01-01 | 2003 | Q1 | 6149.9 | 6114 | 232.6 | 231.6 | 561879 | 5191.2 | 3920.9 | 352.7 | 7557.7 | 50.4 | 679.9 | 12748.9 | 566361 | 5215 | 7583 | 3395 |  |  | TD | BMO | Scotia | RBC | Average Used | Average
2003-02-01 | 2003 | Q1 | 6169.7 | 6100.3 | 232.5 | 229.1 | 561879 | 5191.2 | 3920.9 | 352.7 | 7557.7 | 50.4 | 679.9 | 12748.9 | 566361 | 5215 | 7583 | 3395 |  |  | 2022-06-22 | 2022-09-16 | 2022-09-12 | 2022-06-07
2003-03-01 | 2003 | Q1 | 6192.1 | 6096.3 | 234.6 | 229 | 561879 | 5191.2 | 3920.9 | 352.7 | 7557.7 | 50.4 | 679.9 | 12748.9 | 566361 | 5215 | 7583 | 3395 |  | 2021 | 4.3% | 4.6% | 4.3% | 4.6% | 4.45% | 4.45%
2003-04-01 | 2003 | Q2 | 6199.1 | 6116.5 | 234.9 | 228.9 | 561879 | 5191.2 | 3920.9 | 352.7 | 7557.7 | 50.4 | 679.9 | 12748.9 | 562749 | 5187 | 7228 | 2942 | GDP | 2022 | 3.6% | 2.9% | 3.2% | 4.1% | 3.05% | 3.45%
2003-05-01 | 2003 | Q2 | 6194.9 | 6159 | 235.1 | 231.4 | 561879 | 5191.2 | 3920.9 | 352.7 | 7557.7 | 50.4 | 679.9 | 12748.9 | 562749 | 5187 | 7228 | 2942 |  | 2023 | 1.6% | 0.7% | 1% | 1.9% | 0.85% | 1.3%
2003-06-01 | 2003 | Q2 | 6188.9 | 6217.4 | 234.5 | 235.1 | 561879 | 5191.2 | 3920.9 | 352.7 | 7557.7 | 50.4 | 679.9 | 12748.9 | 562749 | 5187 | 7228 | 2942
2003-07-01 | 2003 | Q3 | 6191.2 | 6271.5 | 234.6 | 238.5 | 561879 | 5191.2 | 3920.9 | 352.7 | 7557.7 | 50.4 | 679.9 | 12748.9 | 557942 | 5100 | 7423 | 2687 |  |  | 2022-06-22 | 2022-09-16 | 2022-09-12 | 2022-06-07
2003-08-01 | 2003 | Q3 | 6199.6 | 6300 | 235.4 | 240.5 | 561879 | 5191.2 | 3920.9 | 352.7 | 7557.7 | 50.4 | 679.9 | 12748.9 | 557942 | 5100 | 7423 | 2687 |  | 2021 | 4.9% | 4.9% | 4.9% | 4.9% | 4.9% | 4.9%
2003-09-01 | 2003 | Q3 | 6209.3 | 6273.5 | 237.3 | 241.2 | 561879 | 5191.2 | 3920.9 | 352.7 | 7557.7 | 50.4 | 679.9 | 12748.9 | 557942 | 5100 | 7423 | 2687 | FTE | 2022 | 4.9% | 4.3% | 4.5% | 4.7% | 4.4% | 4.6%
2003-10-01 | 2003 | Q4 | 6224.3 | 6264.3 | 239.3 | 241.8 | 561879 | 5191.2 | 3920.9 | 352.7 | 7557.7 | 50.4 | 679.9 | 12748.9 | 560464 | 5262 | 7997 | 2469 |  | 2023 | 0.6% | 0.8% | 1% | 1.2% | 0.9% | 0.9%
2003-11-01 | 2003 | Q4 | 6238.7 | 6245.7 | 242.3 | 243.5 | 561879 | 5191.2 | 3920.9 | 352.7 | 7557.7 | 50.4 | 679.9 | 12748.9 | 560464 | 5262 | 7997 | 2469
2003-12-01 | 2003 | Q4 | 6258.4 | 6264.5 | 243 | 243.5 | 561879 | 5191.2 | 3920.9 | 352.7 | 7557.7 | 50.4 | 679.9 | 12748.9 | 560464 | 5262 | 7997 | 2469
2004-01-01 | 2004 | Q1 | 6277.1 | 6241.9 | 245.2 | 243.9 | 577813.7 | 5413.5 | 4243.3 | 348.3 | 7824.5 | 51.8 | 606.1 | 13238 | 566944 | 5300 | 7867 | 2663
2004-02-01 | 2004 | Q1 | 6295.6 | 6226.4 | 246.1 | 243.7 | 577813.7 | 5413.5 | 4243.3 | 348.3 | 7824.5 | 51.8 | 606.1 | 13238 | 566944 | 5300 | 7867 | 2663
2004-03-01 | 2004 | Q1 | 6296.9 | 6195.9 | 247.5 | 244.1 | 577813.7 | 5413.5 | 4243.3 | 348.3 | 7824.5 | 51.8 | 606.1 | 13238 | 566944 | 5300 | 7867 | 2663
2004-04-01 | 2004 | Q2 | 6299.1 | 6211 | 248.1 | 244.7 | 577813.7 | 5413.5 | 4243.3 | 348.3 | 7824.5 | 51.8 | 606.1 | 13238 | 575955 | 5402 | 7951 | 2764
2004-05-01 | 2004 | Q2 | 6296.7 | 6255.1 | 246.6 | 243.5 | 577813.7 | 5413.5 | 4243.3 | 348.3 | 7824.5 | 51.8 | 606.1 | 13238 | 575955 | 5402 | 7951 | 2764
2004-06-01 | 2004 | Q2 | 6307.2 | 6335.7 | 248.9 | 249 | 577813.7 | 5413.5 | 4243.3 | 348.3 | 7824.5 | 51.8 | 606.1 | 13238 | 575955 | 5402 | 7951 | 2764
2004-07-01 | 2004 | Q3 | 6317.6 | 6399.9 | 251.7 | 254.5 | 577813.7 | 5413.5 | 4243.3 | 348.3 | 7824.5 | 51.8 | 606.1 | 13238 | 583242 | 5322 | 7914 | 2922
2004-08-01 | 2004 | Q3 | 6319.4 | 6421.5 | 252.8 | 257.1 | 577813.7 | 5413.5 | 4243.3 | 348.3 | 7824.5 | 51.8 | 606.1 | 13238 | 583242 | 5322 | 7914 | 2922
2004-09-01 | 2004 | Q3 | 6318.3 | 6380.2 | 248.6 | 251.8 | 577813.7 | 5413.5 | 4243.3 | 348.3 | 7824.5 | 51.8 | 606.1 | 13238 | 583242 | 5322 | 7914 | 2922
2004-10-01 | 2004 | Q4 | 6319.4 | 6355.5 | 244.1 | 246.1 | 577813.7 | 5413.5 | 4243.3 | 348.3 | 7824.5 | 51.8 | 606.1 | 13238 | 585115 | 5630 | 7566 | 3062
2004-11-01 | 2004 | Q4 | 6330.5 | 6334.3 | 243.8 | 244.6 | 577813.7 | 5413.5 | 4243.3 | 348.3 | 7824.5 | 51.8 | 606.1 | 13238 | 585115 | 5630 | 7566 | 3062
2004-12-01 | 2004 | Q4 | 6338.8 | 6345.2 | 246.9 | 246.8 | 577813.7 | 5413.5 | 4243.3 | 348.3 | 7824.5 | 51.8 | 606.1 | 13238 | 585115 | 5630 | 7566 | 3062
2005-01-01 | 2005 | Q1 | 6336.8 | 6301.2 | 248.9 | 247 | 596629.2 | 5954.9 | 4696.2 | 377.4 | 8034.5 | 52 | 660.5 | 13989.4 | 588964 | 5721 | 7810 | 2956
2005-02-01 | 2005 | Q1 | 6339.3 | 6270.7 | 250.7 | 247.9 | 596629.2 | 5954.9 | 4696.2 | 377.4 | 8034.5 | 52 | 660.5 | 13989.4 | 588964 | 5721 | 7810 | 2956
2005-03-01 | 2005 | Q1 | 6341.5 | 6241.7 | 251.4 | 247.4 | 596629.2 | 5954.9 | 4696.2 | 377.4 | 8034.5 | 52 | 660.5 | 13989.4 | 588964 | 5721 | 7810 | 2956
2005-04-01 | 2005 | Q2 | 6352.9 | 6267.8 | 251.8 | 248.2 | 596629.2 | 5954.9 | 4696.2 | 377.4 | 8034.5 | 52 | 660.5 | 13989.4 | 593835 | 5987 | 8121 | 2811
2005-05-01 | 2005 | Q2 | 6366 | 6332.3 | 251.3 | 249.5 | 596629.2 | 5954.9 | 4696.2 | 377.4 | 8034.5 | 52 | 660.5 | 13989.4 | 593835 | 5987 | 8121 | 2811
2005-06-01 | 2005 | Q2 | 6378.7 | 6413.4 | 251 | 252.3 | 596629.2 | 5954.9 | 4696.2 | 377.4 | 8034.5 | 52 | 660.5 | 13989.4 | 593835 | 5987 | 8121 | 2811
2005-07-01 | 2005 | Q3 | 6384.1 | 6469.8 | 251.4 | 254.9 | 596629.2 | 5954.9 | 4696.2 | 377.4 | 8034.5 | 52 | 660.5 | 13989.4 | 600085 | 6096 | 8211 | 2827
2005-08-01 | 2005 | Q3 | 6384.6 | 6482.5 | 251.2 | 255.1 | 596629.2 | 5954.9 | 4696.2 | 377.4 | 8034.5 | 52 | 660.5 | 13989.4 | 600085 | 6096 | 8211 | 2827
2005-09-01 | 2005 | Q3 | 6392.2 | 6449.4 | 249.8 | 252.9 | 596629.2 | 5954.9 | 4696.2 | 377.4 | 8034.5 | 52 | 660.5 | 13989.4 | 600085 | 6096 | 8211 | 2827
2005-10-01 | 2005 | Q4 | 6406.2 | 6440.1 | 246.9 | 249.2 | 596629.2 | 5954.9 | 4696.2 | 377.4 | 8034.5 | 52 | 660.5 | 13989.4 | 603633 | 6016 | 7997 | 2688
2005-11-01 | 2005 | Q4 | 6416.4 | 6419.7 | 245.1 | 245.9 | 596629.2 | 5954.9 | 4696.2 | 377.4 | 8034.5 | 52 | 660.5 | 13989.4 | 603633 | 6016 | 7997 | 2688
2005-12-01 | 2005 | Q4 | 6412.2 | 6419.7 | 244.8 | 244.6 | 596629.2 | 5954.9 | 4696.2 | 377.4 | 8034.5 | 52 | 660.5 | 13989.4 | 603633 | 6016 | 7997 | 2688
2006-01-01 | 2006 | Q1 | 6407.1 | 6373.2 | 245.7 | 244.2 | 608043.8 | 6065.3 | 4945.3 | 378 | 7350 | 52.6 | 660.9 | 13415.3 | 605745 | 6031 | 7971 | 2718
2006-02-01 | 2006 | Q1 | 6397.5 | 6330.4 | 246 | 243.6 | 608043.8 | 6065.3 | 4945.3 | 378 | 7350 | 52.6 | 660.9 | 13415.3 | 605745 | 6031 | 7971 | 2718
2006-03-01 | 2006 | Q1 | 6407.9 | 6309 | 247.4 | 243.6 | 608043.8 | 6065.3 | 4945.3 | 378 | 7350 | 52.6 | 660.9 | 13415.3 | 605745 | 6031 | 7971 | 2718
2006-04-01 | 2006 | Q2 | 6421.7 | 6335.7 | 250.5 | 247.3 | 608043.8 | 6065.3 | 4945.3 | 378 | 7350 | 52.6 | 660.9 | 13415.3 | 607770 | 6052 | 7449 | 2716
2006-05-01 | 2006 | Q2 | 6450.2 | 6415.8 | 254.1 | 252.7 | 608043.8 | 6065.3 | 4945.3 | 378 | 7350 | 52.6 | 660.9 | 13415.3 | 607770 | 6052 | 7449 | 2716
2006-06-01 | 2006 | Q2 | 6467.7 | 6501.9 | 254.5 | 255.9 | 608043.8 | 6065.3 | 4945.3 | 378 | 7350 | 52.6 | 660.9 | 13415.3 | 607770 | 6052 | 7449 | 2716
2006-07-01 | 2006 | Q3 | 6476.4 | 6563.8 | 251.3 | 254.2 | 608043.8 | 6065.3 | 4945.3 | 378 | 7350 | 52.6 | 660.9 | 13415.3 | 607554 | 6061 | 7060 | 2786
2006-08-01 | 2006 | Q3 | 6470.4 | 6566.5 | 248 | 250.8 | 608043.8 | 6065.3 | 4945.3 | 378 | 7350 | 52.6 | 660.9 | 13415.3 | 607554 | 6061 | 7060 | 2786
2006-09-01 | 2006 | Q3 | 6460.8 | 6514.2 | 249.1 | 250.9 | 608043.8 | 6065.3 | 4945.3 | 378 | 7350 | 52.6 | 660.9 | 13415.3 | 607554 | 6061 | 7060 | 2786
2006-10-01 | 2006 | Q4 | 6445.9 | 6477.1 | 251.9 | 253.2 | 608043.8 | 6065.3 | 4945.3 | 378 | 7350 | 52.6 | 660.9 | 13415.3 | 611107 | 6117 | 6919 | 2881
2006-11-01 | 2006 | Q4 | 6444.5 | 6448.7 | 255.2 | 255.2 | 608043.8 | 6065.3 | 4945.3 | 378 | 7350 | 52.6 | 660.9 | 13415.3 | 611107 | 6117 | 6919 | 2881
2006-12-01 | 2006 | Q4 | 6460.3 | 6470.9 | 256.3 | 255.7 | 608043.8 | 6065.3 | 4945.3 | 378 | 7350 | 52.6 | 660.9 | 13415.3 | 611107 | 6117 | 6919 | 2881
2007-01-01 | 2007 | Q1 | 6481.8 | 6446.3 | 255.7 | 253.6 | 613525.9 | 5896.9 | 4861.8 | 405.1 | 7247.1 | 95.8 | 904.6 | 13144 | 612748 | 6068 | 6940 | 2796
2007-02-01 | 2007 | Q1 | 6496.9 | 6427.3 | 255.7 | 252.9 | 613525.9 | 5896.9 | 4861.8 | 405.1 | 7247.1 | 95.8 | 904.6 | 13144 | 612748 | 6068 | 6940 | 2796
2007-03-01 | 2007 | Q1 | 6502 | 6400.7 | 254.6 | 250.4 | 613525.9 | 5896.9 | 4861.8 | 405.1 | 7247.1 | 95.8 | 904.6 | 13144 | 612748 | 6068 | 6940 | 2796
2007-04-01 | 2007 | Q2 | 6498.2 | 6416.3 | 253 | 248.9 | 613525.9 | 5896.9 | 4861.8 | 405.1 | 7247.1 | 95.8 | 904.6 | 13144 | 612779 | 5801 | 6935 | 2821
2007-05-01 | 2007 | Q2 | 6498 | 6468.9 | 250.4 | 248.3 | 613525.9 | 5896.9 | 4861.8 | 405.1 | 7247.1 | 95.8 | 904.6 | 13144 | 612779 | 5801 | 6935 | 2821
2007-06-01 | 2007 | Q2 | 6497.8 | 6537.2 | 248.6 | 249.3 | 613525.9 | 5896.9 | 4861.8 | 405.1 | 7247.1 | 95.8 | 904.6 | 13144 | 612779 | 5801 | 6935 | 2821
2007-07-01 | 2007 | Q3 | 6512.6 | 6602.2 | 250.2 | 253.7 | 613525.9 | 5896.9 | 4861.8 | 405.1 | 7247.1 | 95.8 | 904.6 | 13144 | 614163 | 5835 | 7519 | 2823
2007-08-01 | 2007 | Q3 | 6524.4 | 6623.5 | 252.9 | 256.4 | 613525.9 | 5896.9 | 4861.8 | 405.1 | 7247.1 | 95.8 | 904.6 | 13144 | 614163 | 5835 | 7519 | 2823
2007-09-01 | 2007 | Q3 | 6538.3 | 6593.3 | 256.2 | 258.8 | 613525.9 | 5896.9 | 4861.8 | 405.1 | 7247.1 | 95.8 | 904.6 | 13144 | 614163 | 5835 | 7519 | 2823
2007-10-01 | 2007 | Q4 | 6554.9 | 6585.6 | 256.7 | 257.9 | 613525.9 | 5896.9 | 4861.8 | 405.1 | 7247.1 | 95.8 | 904.6 | 13144 | 614413 | 5884 | 7595 | 2826
2007-11-01 | 2007 | Q4 | 6565.5 | 6567.9 | 254.8 | 254.7 | 613525.9 | 5896.9 | 4861.8 | 405.1 | 7247.1 | 95.8 | 904.6 | 13144 | 614413 | 5884 | 7595 | 2826
2007-12-01 | 2007 | Q4 | 6565.2 | 6575 | 251.5 | 250.9 | 613525.9 | 5896.9 | 4861.8 | 405.1 | 7247.1 | 95.8 | 904.6 | 13144 | 614413 | 5884 | 7595 | 2826
2008-01-01 | 2008 | Q1 | 6560.7 | 6525.4 | 248.3 | 246.2 | 611784.2 | 6082 | 5154.1 | 377.4 | 7995.8 | 65.7 | 1121.7 | 14077.8 | 612996 | 6135 | 7715 | 2834
2008-02-01 | 2008 | Q1 | 6574 | 6504.2 | 247.3 | 244.5 | 611784.2 | 6082 | 5154.1 | 377.4 | 7995.8 | 65.7 | 1121.7 | 14077.8 | 612996 | 6135 | 7715 | 2834
2008-03-01 | 2008 | Q1 | 6584.8 | 6486.3 | 248.3 | 243.7 | 611784.2 | 6082 | 5154.1 | 377.4 | 7995.8 | 65.7 | 1121.7 | 14077.8 | 612996 | 6135 | 7715 | 2834
2008-04-01 | 2008 | Q2 | 6595.2 | 6515.4 | 247.8 | 243.6 | 611784.2 | 6082 | 5154.1 | 377.4 | 7995.8 | 65.7 | 1121.7 | 14077.8 | 615190 | 6105 | 8095 | 2685
2008-05-01 | 2008 | Q2 | 6597.3 | 6568.2 | 247 | 244.3 | 611784.2 | 6082 | 5154.1 | 377.4 | 7995.8 | 65.7 | 1121.7 | 14077.8 | 615190 | 6105 | 8095 | 2685
2008-06-01 | 2008 | Q2 | 6593.5 | 6632.9 | 246.7 | 247.1 | 611784.2 | 6082 | 5154.1 | 377.4 | 7995.8 | 65.7 | 1121.7 | 14077.8 | 615190 | 6105 | 8095 | 2685
2008-07-01 | 2008 | Q3 | 6582.8 | 6670.4 | 247.7 | 250 | 611784.2 | 6082 | 5154.1 | 377.4 | 7995.8 | 65.7 | 1121.7 | 14077.8 | 614588 | 6140 | 8381 | 2650
2008-08-01 | 2008 | Q3 | 6572.9 | 6673.5 | 249.1 | 252.2 | 611784.2 | 6082 | 5154.1 | 377.4 | 7995.8 | 65.7 | 1121.7 | 14077.8 | 614588 | 6140 | 8381 | 2650
2008-09-01 | 2008 | Q3 | 6581.9 | 6642.9 | 249.2 | 251.5 | 611784.2 | 6082 | 5154.1 | 377.4 | 7995.8 | 65.7 | 1121.7 | 14077.8 | 614588 | 6140 | 8381 | 2650
2008-10-01 | 2008 | Q4 | 6601.5 | 6643.2 | 249 | 251.2 | 611784.2 | 6082 | 5154.1 | 377.4 | 7995.8 | 65.7 | 1121.7 | 14077.8 | 604363 | 5949 | 7793 | 2664
2008-11-01 | 2008 | Q4 | 6594.4 | 6604.1 | 247.2 | 249.7 | 611784.2 | 6082 | 5154.1 | 377.4 | 7995.8 | 65.7 | 1121.7 | 14077.8 | 604363 | 5949 | 7793 | 2664
2008-12-01 | 2008 | Q4 | 6583.8 | 6588.6 | 245.5 | 247.5 | 611784.2 | 6082 | 5154.1 | 377.4 | 7995.8 | 65.7 | 1121.7 | 14077.8 | 604363 | 5949 | 7793 | 2664
2009-01-01 | 2009 | Q1 | 6532.8 | 6491.4 | 245.4 | 245.1 | 591636.5 | 5915.3 | 5150.7 | 375.9 | 5294.5 | 52.6 | 743.4 | 11209.8 | 591700 | 5847 | 6942 | 2888
2009-02-01 | 2009 | Q1 | 6493.4 | 6420.8 | 244 | 241.5 | 591636.5 | 5915.3 | 5150.7 | 375.9 | 5294.5 | 52.6 | 743.4 | 11209.8 | 591700 | 5847 | 6942 | 2888
2009-03-01 | 2009 | Q1 | 6452.7 | 6349 | 240.8 | 237.6 | 591636.5 | 5915.3 | 5150.7 | 375.9 | 5294.5 | 52.6 | 743.4 | 11209.8 | 591700 | 5847 | 6942 | 2888
2009-04-01 | 2009 | Q2 | 6430.8 | 6346.2 | 236.8 | 234.3 | 591636.5 | 5915.3 | 5150.7 | 375.9 | 5294.5 | 52.6 | 743.4 | 11209.8 | 585808 | 5735 | 5875 | 3047
2009-05-01 | 2009 | Q2 | 6405.7 | 6369.1 | 236.4 | 234.8 | 591636.5 | 5915.3 | 5150.7 | 375.9 | 5294.5 | 52.6 | 743.4 | 11209.8 | 585808 | 5735 | 5875 | 3047
2009-06-01 | 2009 | Q2 | 6378.1 | 6416.3 | 236.7 | 237.1 | 591636.5 | 5915.3 | 5150.7 | 375.9 | 5294.5 | 52.6 | 743.4 | 11209.8 | 585808 | 5735 | 5875 | 3047
2009-07-01 | 2009 | Q3 | 6375.1 | 6455 | 236.4 | 238.1 | 591636.5 | 5915.3 | 5150.7 | 375.9 | 5294.5 | 52.6 | 743.4 | 11209.8 | 589754 | 5894 | 4314 | 3026
2009-08-01 | 2009 | Q3 | 6385.1 | 6477.5 | 233.5 | 236.6 | 591636.5 | 5915.3 | 5150.7 | 375.9 | 5294.5 | 52.6 | 743.4 | 11209.8 | 589754 | 5894 | 4314 | 3026
2009-09-01 | 2009 | Q3 | 6403.8 | 6457.4 | 233 | 235 | 591636.5 | 5915.3 | 5150.7 | 375.9 | 5294.5 | 52.6 | 743.4 | 11209.8 | 589754 | 5894 | 4314 | 3026
2009-10-01 | 2009 | Q4 | 6416.3 | 6452.9 | 235.1 | 236.9 | 591636.5 | 5915.3 | 5150.7 | 375.9 | 5294.5 | 52.6 | 743.4 | 11209.8 | 599284 | 6185 | 4047 | 3160
2009-11-01 | 2009 | Q4 | 6431.4 | 6439.9 | 239.2 | 240.8 | 591636.5 | 5915.3 | 5150.7 | 375.9 | 5294.5 | 52.6 | 743.4 | 11209.8 | 599284 | 6185 | 4047 | 3160
2009-12-01 | 2009 | Q4 | 6433.9 | 6439.4 | 242.5 | 243.9 | 591636.5 | 5915.3 | 5150.7 | 375.9 | 5294.5 | 52.6 | 743.4 | 11209.8 | 599284 | 6185 | 4047 | 3160
2010-01-01 | 2010 | Q1 | 6439.4 | 6403.2 | 243 | 242.6 | 609770.3 | 6256.5 | 5440.4 | 410.2 | 5934.4 | 49.8 | 1043.4 | 12190.9 | 603564 | 6229 | 4776 | 2957
2010-02-01 | 2010 | Q1 | 6440.2 | 6372.5 | 243 | 240.3 | 609770.3 | 6256.5 | 5440.4 | 410.2 | 5934.4 | 49.8 | 1043.4 | 12190.9 | 603564 | 6229 | 4776 | 2957
2010-03-01 | 2010 | Q1 | 6449.1 | 6348.9 | 242 | 238.3 | 609770.3 | 6256.5 | 5440.4 | 410.2 | 5934.4 | 49.8 | 1043.4 | 12190.9 | 603564 | 6229 | 4776 | 2957
2010-04-01 | 2010 | Q2 | 6461.6 | 6378.7 | 243.2 | 240.5 | 609770.3 | 6256.5 | 5440.4 | 410.2 | 5934.4 | 49.8 | 1043.4 | 12190.9 | 607779 | 6288 | 5451 | 2950
2010-05-01 | 2010 | Q2 | 6488 | 6450.5 | 244.1 | 242.2 | 609770.3 | 6256.5 | 5440.4 | 410.2 | 5934.4 | 49.8 | 1043.4 | 12190.9 | 607779 | 6288 | 5451 | 2950
2010-06-01 | 2010 | Q2 | 6521.8 | 6560.9 | 244.6 | 245 | 609770.3 | 6256.5 | 5440.4 | 410.2 | 5934.4 | 49.8 | 1043.4 | 12190.9 | 607779 | 6288 | 5451 | 2950
2010-07-01 | 2010 | Q3 | 6544.2 | 6625.7 | 241.8 | 243.2 | 609770.3 | 6256.5 | 5440.4 | 410.2 | 5934.4 | 49.8 | 1043.4 | 12190.9 | 612303 | 6285 | 6451 | 3080
2010-08-01 | 2010 | Q3 | 6554.2 | 6648.5 | 239.1 | 241.7 | 609770.3 | 6256.5 | 5440.4 | 410.2 | 5934.4 | 49.8 | 1043.4 | 12190.9 | 612303 | 6285 | 6451 | 3080
2010-09-01 | 2010 | Q3 | 6540.5 | 6593.7 | 235.7 | 236.8 | 609770.3 | 6256.5 | 5440.4 | 410.2 | 5934.4 | 49.8 | 1043.4 | 12190.9 | 612303 | 6285 | 6451 | 3080
2010-10-01 | 2010 | Q4 | 6530.8 | 6563.5 | 234.9 | 235.5 | 609770.3 | 6256.5 | 5440.4 | 410.2 | 5934.4 | 49.8 | 1043.4 | 12190.9 | 615435 | 6224 | 7059 | 3032
2010-11-01 | 2010 | Q4 | 6529.6 | 6537 | 235.7 | 236.2 | 609770.3 | 6256.5 | 5440.4 | 410.2 | 5934.4 | 49.8 | 1043.4 | 12190.9 | 615435 | 6224 | 7059 | 3032
2010-12-01 | 2010 | Q4 | 6550.1 | 6554.8 | 236.4 | 237.1 | 609770.3 | 6256.5 | 5440.4 | 410.2 | 5934.4 | 49.8 | 1043.4 | 12190.9 | 615435 | 6224 | 7059 | 3032
2011-01-01 | 2011 | Q1 | 6580.3 | 6544.8 | 237 | 236.2 | 625936.9 | 6466.7 | 5584.2 | 457.6 | 7492.3 | 48 | 1333.6 | 13959 | 620343 | 6297 | 7227 | 3218
2011-02-01 | 2011 | Q1 | 6596.8 | 6526.6 | 237.7 | 234.6 | 625936.9 | 6466.7 | 5584.2 | 457.6 | 7492.3 | 48 | 1333.6 | 13959 | 620343 | 6297 | 7227 | 3218
2011-03-01 | 2011 | Q1 | 6610.1 | 6506.1 | 239.8 | 235.5 | 625936.9 | 6466.7 | 5584.2 | 457.6 | 7492.3 | 48 | 1333.6 | 13959 | 620343 | 6297 | 7227 | 3218
2011-04-01 | 2011 | Q2 | 6619.5 | 6534 | 239.8 | 236.9 | 625936.9 | 6466.7 | 5584.2 | 457.6 | 7492.3 | 48 | 1333.6 | 13959 | 620357 | 6354 | 7364 | 3251
2011-05-01 | 2011 | Q2 | 6629.8 | 6596.7 | 236.7 | 236.8 | 625936.9 | 6466.7 | 5584.2 | 457.6 | 7492.3 | 48 | 1333.6 | 13959 | 620357 | 6354 | 7364 | 3251
2011-06-01 | 2011 | Q2 | 6647 | 6693.4 | 233.4 | 236.2 | 625936.9 | 6466.7 | 5584.2 | 457.6 | 7492.3 | 48 | 1333.6 | 13959 | 620357 | 6354 | 7364 | 3251
2011-07-01 | 2011 | Q3 | 6648.8 | 6739.7 | 233.2 | 236.6 | 625936.9 | 6466.7 | 5584.2 | 457.6 | 7492.3 | 48 | 1333.6 | 13959 | 629407 | 6581 | 7738 | 3262
2011-08-01 | 2011 | Q3 | 6659 | 6759.5 | 236.1 | 239.1 | 625936.9 | 6466.7 | 5584.2 | 457.6 | 7492.3 | 48 | 1333.6 | 13959 | 629407 | 6581 | 7738 | 3262
2011-09-01 | 2011 | Q3 | 6653.4 | 6708.4 | 237.4 | 238.7 | 625936.9 | 6466.7 | 5584.2 | 457.6 | 7492.3 | 48 | 1333.6 | 13959 | 629407 | 6581 | 7738 | 3262
2011-10-01 | 2011 | Q4 | 6647 | 6675.7 | 237.4 | 237.8 | 625936.9 | 6466.7 | 5584.2 | 457.6 | 7492.3 | 48 | 1333.6 | 13959 | 633641 | 6636 | 7640 | 3321
2011-11-01 | 2011 | Q4 | 6642.9 | 6644.1 | 235.2 | 234.7 | 625936.9 | 6466.7 | 5584.2 | 457.6 | 7492.3 | 48 | 1333.6 | 13959 | 633641 | 6636 | 7640 | 3321
2011-12-01 | 2011 | Q4 | 6643.1 | 6644.7 | 235.3 | 235 | 625936.9 | 6466.7 | 5584.2 | 457.6 | 7492.3 | 48 | 1333.6 | 13959 | 633641 | 6636 | 7640 | 3321
2012-01-01 | 2012 | Q1 | 6646.5 | 6611.1 | 235 | 233.7 | 634944.3 | 6527 | 5663.5 | 468.8 | 7404.1 | 38.3 | 1677.5 | 13931.1 | 634323 | 6479 | 7359 | 3294
2012-02-01 | 2012 | Q1 | 6641.1 | 6571.2 | 235.2 | 232 | 634944.3 | 6527 | 5663.5 | 468.8 | 7404.1 | 38.3 | 1677.5 | 13931.1 | 634323 | 6479 | 7359 | 3294
2012-03-01 | 2012 | Q1 | 6644.1 | 6541.5 | 235.6 | 231 | 634944.3 | 6527 | 5663.5 | 468.8 | 7404.1 | 38.3 | 1677.5 | 13931.1 | 634323 | 6479 | 7359 | 3294
2012-04-01 | 2012 | Q2 | 6654.6 | 6574.2 | 239.9 | 236.1 | 634944.3 | 6527 | 5663.5 | 468.8 | 7404.1 | 38.3 | 1677.5 | 13931.1 | 635240 | 6610 | 7627 | 3334
2012-05-01 | 2012 | Q2 | 6655.4 | 6626.1 | 242.7 | 241.3 | 634944.3 | 6527 | 5663.5 | 468.8 | 7404.1 | 38.3 | 1677.5 | 13931.1 | 635240 | 6610 | 7627 | 3334
2012-06-01 | 2012 | Q2 | 6655.3 | 6702 | 243.3 | 245.1 | 634944.3 | 6527 | 5663.5 | 468.8 | 7404.1 | 38.3 | 1677.5 | 13931.1 | 635240 | 6610 | 7627 | 3334
2012-07-01 | 2012 | Q3 | 6654 | 6741.1 | 242 | 246.2 | 634944.3 | 6527 | 5663.5 | 468.8 | 7404.1 | 38.3 | 1677.5 | 13931.1 | 635111 | 6513 | 7240 | 3376
2012-08-01 | 2012 | Q3 | 6661.5 | 6758.8 | 242.1 | 247.4 | 634944.3 | 6527 | 5663.5 | 468.8 | 7404.1 | 38.3 | 1677.5 | 13931.1 | 635111 | 6513 | 7240 | 3376
2012-09-01 | 2012 | Q3 | 6671.5 | 6722.8 | 243.1 | 246.2 | 634944.3 | 6527 | 5663.5 | 468.8 | 7404.1 | 38.3 | 1677.5 | 13931.1 | 635111 | 6513 | 7240 | 3376
2012-10-01 | 2012 | Q4 | 6675.2 | 6699.2 | 241.3 | 242 | 634944.3 | 6527 | 5663.5 | 468.8 | 7404.1 | 38.3 | 1677.5 | 13931.1 | 635104 | 6507 | 7390 | 3274
2012-11-01 | 2012 | Q4 | 6686.6 | 6685.6 | 241.4 | 239.4 | 634944.3 | 6527 | 5663.5 | 468.8 | 7404.1 | 38.3 | 1677.5 | 13931.1 | 635104 | 6507 | 7390 | 3274
2012-12-01 | 2012 | Q4 | 6697 | 6700.5 | 239.5 | 237.8 | 634944.3 | 6527 | 5663.5 | 468.8 | 7404.1 | 38.3 | 1677.5 | 13931.1 | 635104 | 6507 | 7390 | 3274
2013-01-01 | 2013 | Q1 | 6711.6 | 6680.9 | 240.9 | 238.6 | 643937 | 7062 | 6218.8 | 480.3 | 8057.8 | 27.7 | 1420.3 | 15119.8 | 636934 | 6652 | 8048 | 3313
2013-02-01 | 2013 | Q1 | 6728.5 | 6660.8 | 238.9 | 235.5 | 643937 | 7062 | 6218.8 | 480.3 | 8057.8 | 27.7 | 1420.3 | 15119.8 | 636934 | 6652 | 8048 | 3313
2013-03-01 | 2013 | Q1 | 6735.1 | 6634.8 | 239.6 | 234.5 | 643937 | 7062 | 6218.8 | 480.3 | 8057.8 | 27.7 | 1420.3 | 15119.8 | 636934 | 6652 | 8048 | 3313
2013-04-01 | 2013 | Q2 | 6742.7 | 6662.1 | 237.9 | 233.4 | 643937 | 7062 | 6218.8 | 480.3 | 8057.8 | 27.7 | 1420.3 | 15119.8 | 641917 | 7071 | 8039 | 3093
2013-05-01 | 2013 | Q2 | 6754.1 | 6726.6 | 237.4 | 235.3 | 643937 | 7062 | 6218.8 | 480.3 | 8057.8 | 27.7 | 1420.3 | 15119.8 | 641917 | 7071 | 8039 | 3093
2013-06-01 | 2013 | Q2 | 6766.1 | 6812.7 | 237 | 238.7 | 643937 | 7062 | 6218.8 | 480.3 | 8057.8 | 27.7 | 1420.3 | 15119.8 | 641917 | 7071 | 8039 | 3093
2013-07-01 | 2013 | Q3 | 6774.7 | 6863.4 | 236.2 | 240.3 | 643937 | 7062 | 6218.8 | 480.3 | 8057.8 | 27.7 | 1420.3 | 15119.8 | 646366 | 7302 | 7972 | 3010
2013-08-01 | 2013 | Q3 | 6778.4 | 6876.4 | 234.8 | 240.7 | 643937 | 7062 | 6218.8 | 480.3 | 8057.8 | 27.7 | 1420.3 | 15119.8 | 646366 | 7302 | 7972 | 3010
2013-09-01 | 2013 | Q3 | 6782.1 | 6841.7 | 234.6 | 238.1 | 643937 | 7062 | 6218.8 | 480.3 | 8057.8 | 27.7 | 1420.3 | 15119.8 | 646366 | 7302 | 7972 | 3010
2013-10-01 | 2013 | Q4 | 6784.2 | 6821.6 | 234.7 | 236.4 | 643937 | 7062 | 6218.8 | 480.3 | 8057.8 | 27.7 | 1420.3 | 15119.8 | 650530 | 7224 | 8172 | 3010
2013-11-01 | 2013 | Q4 | 6785.3 | 6794.8 | 233.8 | 234 | 643937 | 7062 | 6218.8 | 480.3 | 8057.8 | 27.7 | 1420.3 | 15119.8 | 650530 | 7224 | 8172 | 3010
2013-12-01 | 2013 | Q4 | 6781.3 | 6783.1 | 233.2 | 233.4 | 643937 | 7062 | 6218.8 | 480.3 | 8057.8 | 27.7 | 1420.3 | 15119.8 | 650530 | 7224 | 8172 | 3010
2014-01-01 | 2014 | Q1 | 6780.9 | 6741.6 | 231.3 | 230.5 | 659861.2 | 6909.5 | 6116 | 413.5 | 7819.1 | 24.9 | 1060.5 | 14728.6 | 650799 | 6998 | 8285 | 3358
2014-02-01 | 2014 | Q1 | 6781.1 | 6707.8 | 233 | 229.5 | 659861.2 | 6909.5 | 6116 | 413.5 | 7819.1 | 24.9 | 1060.5 | 14728.6 | 650799 | 6998 | 8285 | 3358
2014-03-01 | 2014 | Q1 | 6786.1 | 6686.4 | 233.2 | 228.3 | 659861.2 | 6909.5 | 6116 | 413.5 | 7819.1 | 24.9 | 1060.5 | 14728.6 | 650799 | 6998 | 8285 | 3358
2014-04-01 | 2014 | Q2 | 6797.3 | 6715.8 | 235.9 | 231 | 659861.2 | 6909.5 | 6116 | 413.5 | 7819.1 | 24.9 | 1060.5 | 14728.6 | 657234 | 6811 | 7887 | 3340
2014-05-01 | 2014 | Q2 | 6798 | 6770.1 | 237 | 234.3 | 659861.2 | 6909.5 | 6116 | 413.5 | 7819.1 | 24.9 | 1060.5 | 14728.6 | 657234 | 6811 | 7887 | 3340
2014-06-01 | 2014 | Q2 | 6790.7 | 6837.5 | 237.6 | 239.3 | 659861.2 | 6909.5 | 6116 | 413.5 | 7819.1 | 24.9 | 1060.5 | 14728.6 | 657234 | 6811 | 7887 | 3340
2014-07-01 | 2014 | Q3 | 6792 | 6884 | 239.2 | 243.6 | 659861.2 | 6909.5 | 6116 | 413.5 | 7819.1 | 24.9 | 1060.5 | 14728.6 | 663925 | 6761 | 8053 | 3175
2014-08-01 | 2014 | Q3 | 6796.3 | 6897.1 | 239.3 | 245.9 | 659861.2 | 6909.5 | 6116 | 413.5 | 7819.1 | 24.9 | 1060.5 | 14728.6 | 663925 | 6761 | 8053 | 3175
2014-09-01 | 2014 | Q3 | 6817.7 | 6875.4 | 239.5 | 243.1 | 659861.2 | 6909.5 | 6116 | 413.5 | 7819.1 | 24.9 | 1060.5 | 14728.6 | 663925 | 6761 | 8053 | 3175
2014-10-01 | 2014 | Q4 | 6834 | 6869.1 | 238.9 | 240.8 | 659861.2 | 6909.5 | 6116 | 413.5 | 7819.1 | 24.9 | 1060.5 | 14728.6 | 667487 | 7068 | 7051 | 3331
2014-11-01 | 2014 | Q4 | 6842 | 6850 | 240.2 | 239.7 | 659861.2 | 6909.5 | 6116 | 413.5 | 7819.1 | 24.9 | 1060.5 | 14728.6 | 667487 | 7068 | 7051 | 3331
2014-12-01 | 2014 | Q4 | 6833.4 | 6837.3 | 242 | 241.5 | 659861.2 | 6909.5 | 6116 | 413.5 | 7819.1 | 24.9 | 1060.5 | 14728.6 | 667487 | 7068 | 7051 | 3331
2015-01-01 | 2015 | Q1 | 6815.7 | 6777.3 | 244.4 | 242.7 | 677384 | 7339.5 | 6552.4 | 411.5 | 7477.6 | 23.4 | 885.4 | 14817.1 | 668986 | 7183 | 7210 | 3401
2015-02-01 | 2015 | Q1 | 6814.3 | 6740.1 | 244.8 | 241.9 | 677384 | 7339.5 | 6552.4 | 411.5 | 7477.6 | 23.4 | 885.4 | 14817.1 | 668986 | 7183 | 7210 | 3401
2015-03-01 | 2015 | Q1 | 6821.3 | 6712.3 | 243.3 | 240 | 677384 | 7339.5 | 6552.4 | 411.5 | 7477.6 | 23.4 | 885.4 | 14817.1 | 668986 | 7183 | 7210 | 3401
2015-04-01 | 2015 | Q2 | 6825 | 6733.1 | 240.5 | 237.1 | 677384 | 7339.5 | 6552.4 | 411.5 | 7477.6 | 23.4 | 885.4 | 14817.1 | 673769 | 7389 | 7270 | 3066
2015-05-01 | 2015 | Q2 | 6830.5 | 6793.2 | 240.6 | 238.6 | 677384 | 7339.5 | 6552.4 | 411.5 | 7477.6 | 23.4 | 885.4 | 14817.1 | 673769 | 7389 | 7270 | 3066
2015-06-01 | 2015 | Q2 | 6841.5 | 6885.3 | 245.1 | 246.9 | 677384 | 7339.5 | 6552.4 | 411.5 | 7477.6 | 23.4 | 885.4 | 14817.1 | 673769 | 7389 | 7270 | 3066
2015-07-01 | 2015 | Q3 | 6859.4 | 6951.4 | 247.8 | 252.4 | 677384 | 7339.5 | 6552.4 | 411.5 | 7477.6 | 23.4 | 885.4 | 14817.1 | 679927 | 7371 | 7520 | 3089
2015-08-01 | 2015 | Q3 | 6869.1 | 6969.1 | 250.9 | 257.8 | 677384 | 7339.5 | 6552.4 | 411.5 | 7477.6 | 23.4 | 885.4 | 14817.1 | 679927 | 7371 | 7520 | 3089
2015-09-01 | 2015 | Q3 | 6860.5 | 6917.2 | 249 | 252.5 | 677384 | 7339.5 | 6552.4 | 411.5 | 7477.6 | 23.4 | 885.4 | 14817.1 | 679927 | 7371 | 7520 | 3089
2015-10-01 | 2015 | Q4 | 6852.7 | 6887.9 | 251 | 253 | 677384 | 7339.5 | 6552.4 | 411.5 | 7477.6 | 23.4 | 885.4 | 14817.1 | 686855 | 7414 | 7911 | 2863
2015-11-01 | 2015 | Q4 | 6843.8 | 6853.9 | 250.6 | 249.4 | 677384 | 7339.5 | 6552.4 | 411.5 | 7477.6 | 23.4 | 885.4 | 14817.1 | 686855 | 7414 | 7911 | 2863
2015-12-01 | 2015 | Q4 | 6858.1 | 6866.6 | 252.1 | 250.6 | 677384 | 7339.5 | 6552.4 | 411.5 | 7477.6 | 23.4 | 885.4 | 14817.1 | 686855 | 7414 | 7911 | 2863
2016-01-01 | 2016 | Q1 | 6871.7 | 6837.4 | 251.1 | 248.6 | 692620.8 | 7420.6 | 6600.8 | 427.5 | 7596.5 | 377.2 | 784.9 | 15017.1 | 691978 | 7414 | 7769 | 2819
2016-02-01 | 2016 | Q1 | 6885.9 | 6815.5 | 248.5 | 245.7 | 692620.8 | 7420.6 | 6600.8 | 427.5 | 7596.5 | 377.2 | 784.9 | 15017.1 | 691978 | 7414 | 7769 | 2819
2016-03-01 | 2016 | Q1 | 6897.7 | 6793.5 | 245.6 | 242.5 | 692620.8 | 7420.6 | 6600.8 | 427.5 | 7596.5 | 377.2 | 784.9 | 15017.1 | 691978 | 7414 | 7769 | 2819
2016-04-01 | 2016 | Q2 | 6905.4 | 6814.3 | 243.5 | 240 | 692620.8 | 7420.6 | 6600.8 | 427.5 | 7596.5 | 377.2 | 784.9 | 15017.1 | 689507 | 7421 | 7619 | 2937
2016-05-01 | 2016 | Q2 | 6917.8 | 6884.3 | 242.8 | 242.2 | 692620.8 | 7420.6 | 6600.8 | 427.5 | 7596.5 | 377.2 | 784.9 | 15017.1 | 689507 | 7421 | 7619 | 2937
2016-06-01 | 2016 | Q2 | 6923.9 | 6966.5 | 241.2 | 244.6 | 692620.8 | 7420.6 | 6600.8 | 427.5 | 7596.5 | 377.2 | 784.9 | 15017.1 | 689507 | 7421 | 7619 | 2937
2016-07-01 | 2016 | Q3 | 6918.7 | 7011.7 | 240.9 | 246.5 | 692620.8 | 7420.6 | 6600.8 | 427.5 | 7596.5 | 377.2 | 784.9 | 15017.1 | 695069 | 7438 | 7449 | 3045
2016-08-01 | 2016 | Q3 | 6916.3 | 7009.1 | 242.4 | 247.6 | 692620.8 | 7420.6 | 6600.8 | 427.5 | 7596.5 | 377.2 | 784.9 | 15017.1 | 695069 | 7438 | 7449 | 3045
2016-09-01 | 2016 | Q3 | 6914.1 | 6963.5 | 244.5 | 246.2 | 692620.8 | 7420.6 | 6600.8 | 427.5 | 7596.5 | 377.2 | 784.9 | 15017.1 | 695069 | 7438 | 7449 | 3045
2016-10-01 | 2016 | Q4 | 6929.7 | 6956.2 | 244.5 | 245.1 | 692620.8 | 7420.6 | 6600.8 | 427.5 | 7596.5 | 377.2 | 784.9 | 15017.1 | 693929 | 7409 | 7549 | 3070
2016-11-01 | 2016 | Q4 | 6939.8 | 6946.2 | 241.9 | 239.8 | 692620.8 | 7420.6 | 6600.8 | 427.5 | 7596.5 | 377.2 | 784.9 | 15017.1 | 693929 | 7409 | 7549 | 3070
2016-12-01 | 2016 | Q4 | 6952.3 | 6962 | 240.4 | 237.9 | 692620.8 | 7420.6 | 6600.8 | 427.5 | 7596.5 | 377.2 | 784.9 | 15017.1 | 693929 | 7409 | 7549 | 3070
2017-01-01 | 2017 | Q1 | 6971 | 6942.1 | 239.8 | 236.6 | 711695.1 | 7780.9 | 6969 | 457.1 | 7434.8 | 287.5 | 971.8 | 15215.7 | 704469 | 7584 | 7619 | 3039
2017-02-01 | 2017 | Q1 | 6987.8 | 6920.9 | 242.6 | 239.7 | 711695.1 | 7780.9 | 6969 | 457.1 | 7434.8 | 287.5 | 971.8 | 15215.7 | 704469 | 7584 | 7619 | 3039
2017-03-01 | 2017 | Q1 | 7000.6 | 6896.8 | 246.7 | 243.6 | 711695.1 | 7780.9 | 6969 | 457.1 | 7434.8 | 287.5 | 971.8 | 15215.7 | 704469 | 7584 | 7619 | 3039
2017-04-01 | 2017 | Q2 | 6999.5 | 6905.1 | 248.2 | 244.8 | 711695.1 | 7780.9 | 6969 | 457.1 | 7434.8 | 287.5 | 971.8 | 15215.7 | 711863 | 7723 | 7392 | 3025
2017-05-01 | 2017 | Q2 | 7006.2 | 6969.8 | 248.3 | 247.5 | 711695.1 | 7780.9 | 6969 | 457.1 | 7434.8 | 287.5 | 971.8 | 15215.7 | 711863 | 7723 | 7392 | 3025
2017-06-01 | 2017 | Q2 | 7010.4 | 7051.6 | 246.5 | 249.9 | 711695.1 | 7780.9 | 6969 | 457.1 | 7434.8 | 287.5 | 971.8 | 15215.7 | 711863 | 7723 | 7392 | 3025
2017-07-01 | 2017 | Q3 | 7022.8 | 7118.5 | 245.3 | 250.3 | 711695.1 | 7780.9 | 6969 | 457.1 | 7434.8 | 287.5 | 971.8 | 15215.7 | 712249 | 7853 | 7523 | 3012
2017-08-01 | 2017 | Q3 | 7041.5 | 7139 | 241.4 | 246.2 | 711695.1 | 7780.9 | 6969 | 457.1 | 7434.8 | 287.5 | 971.8 | 15215.7 | 712249 | 7853 | 7523 | 3012
2017-09-01 | 2017 | Q3 | 7068.5 | 7121.5 | 240.1 | 241.5 | 711695.1 | 7780.9 | 6969 | 457.1 | 7434.8 | 287.5 | 971.8 | 15215.7 | 712249 | 7853 | 7523 | 3012
2017-10-01 | 2017 | Q4 | 7092.3 | 7117.9 | 240 | 240.4 | 711695.1 | 7780.9 | 6969 | 457.1 | 7434.8 | 287.5 | 971.8 | 15215.7 | 718200 | 7964 | 7205 | 2949
2017-11-01 | 2017 | Q4 | 7114.4 | 7117.8 | 244.3 | 241.8 | 711695.1 | 7780.9 | 6969 | 457.1 | 7434.8 | 287.5 | 971.8 | 15215.7 | 718200 | 7964 | 7205 | 2949
2017-12-01 | 2017 | Q4 | 7131.7 | 7140.2 | 245.3 | 242 | 711695.1 | 7780.9 | 6969 | 457.1 | 7434.8 | 287.5 | 971.8 | 15215.7 | 718200 | 7964 | 7205 | 2949
2018-01-01 | 2018 | Q1 | 7129.8 | 7100.3 | 244.7 | 241.1 | 735936.1 | 7987.4 | 7214.6 | 447.7 | 7389.6 | 277 | 1087 | 15377 | 726015 | 7981 | 7309 | 3134
2018-02-01 | 2018 | Q1 | 7121.1 | 7053.7 | 246.5 | 243.6 | 735936.1 | 7987.4 | 7214.6 | 447.7 | 7389.6 | 277 | 1087 | 15377 | 726015 | 7981 | 7309 | 3134
2018-03-01 | 2018 | Q1 | 7120.5 | 7013.3 | 249.2 | 246.2 | 735936.1 | 7987.4 | 7214.6 | 447.7 | 7389.6 | 277 | 1087 | 15377 | 726015 | 7981 | 7309 | 3134
2018-04-01 | 2018 | Q2 | 7136.3 | 7043.4 | 254.1 | 250.2 | 735936.1 | 7987.4 | 7214.6 | 447.7 | 7389.6 | 277 | 1087 | 15377 | 731439 | 8038 | 7479 | 3201
2018-05-01 | 2018 | Q2 | 7145.7 | 7111 | 255.6 | 254.1 | 735936.1 | 7987.4 | 7214.6 | 447.7 | 7389.6 | 277 | 1087 | 15377 | 731439 | 8038 | 7479 | 3201
2018-06-01 | 2018 | Q2 | 7158.5 | 7203.7 | 256.3 | 259 | 735936.1 | 7987.4 | 7214.6 | 447.7 | 7389.6 | 277 | 1087 | 15377 | 731439 | 8038 | 7479 | 3201
2018-07-01 | 2018 | Q3 | 7189.2 | 7285.2 | 257.6 | 263.5 | 735936.1 | 7987.4 | 7214.6 | 447.7 | 7389.6 | 277 | 1087 | 15377 | 740407 | 8003 | 7329 | 3290
2018-08-01 | 2018 | Q3 | 7191.8 | 7290.7 | 258.5 | 264.4 | 735936.1 | 7987.4 | 7214.6 | 447.7 | 7389.6 | 277 | 1087 | 15377 | 740407 | 8003 | 7329 | 3290
2018-09-01 | 2018 | Q3 | 7195.6 | 7249.1 | 259.1 | 261.7 | 735936.1 | 7987.4 | 7214.6 | 447.7 | 7389.6 | 277 | 1087 | 15377 | 740407 | 8003 | 7329 | 3290
2018-10-01 | 2018 | Q4 | 7181.8 | 7206.5 | 257.8 | 258.1 | 735936.1 | 7987.4 | 7214.6 | 447.7 | 7389.6 | 277 | 1087 | 15377 | 745883 | 7928 | 7441 | 3329
2018-11-01 | 2018 | Q4 | 7204.8 | 7207.4 | 254 | 251.1 | 735936.1 | 7987.4 | 7214.6 | 447.7 | 7389.6 | 277 | 1087 | 15377 | 745883 | 7928 | 7441 | 3329
2018-12-01 | 2018 | Q4 | 7216.7 | 7227.2 | 252.9 | 249.2 | 735936.1 | 7987.4 | 7214.6 | 447.7 | 7389.6 | 277 | 1087 | 15377 | 745883 | 7928 | 7441 | 3329
2019-01-01 | 2019 | Q1 | 7241.7 | 7214.9 | 253.2 | 249.5 | 750792.8 | 8585.4 | 7852.3 | 445.8 | 7036.8 | 272.8 | 906.6 | 15622.2 | 746013 | 8137 | 7042 | 3278
2019-02-01 | 2019 | Q1 | 7272.4 | 7205 | 252.5 | 250.1 | 750792.8 | 8585.4 | 7852.3 | 445.8 | 7036.8 | 272.8 | 906.6 | 15622.2 | 746013 | 8137 | 7042 | 3278
2019-03-01 | 2019 | Q1 | 7293.4 | 7185 | 250.2 | 248.2 | 750792.8 | 8585.4 | 7852.3 | 445.8 | 7036.8 | 272.8 | 906.6 | 15622.2 | 746013 | 8137 | 7042 | 3278
2019-04-01 | 2019 | Q2 | 7315.9 | 7222.7 | 248.6 | 246.1 | 750792.8 | 8585.4 | 7852.3 | 445.8 | 7036.8 | 272.8 | 906.6 | 15622.2 | 750636 | 8482 | 7250 | 3384
2019-05-01 | 2019 | Q2 | 7336.7 | 7297.7 | 245.5 | 244.3 | 750792.8 | 8585.4 | 7852.3 | 445.8 | 7036.8 | 272.8 | 906.6 | 15622.2 | 750636 | 8482 | 7250 | 3384
2019-06-01 | 2019 | Q2 | 7361.4 | 7398.9 | 245.4 | 247.4 | 750792.8 | 8585.4 | 7852.3 | 445.8 | 7036.8 | 272.8 | 906.6 | 15622.2 | 750636 | 8482 | 7250 | 3384
2019-07-01 | 2019 | Q3 | 7363.9 | 7452.4 | 244.1 | 247.6 | 750792.8 | 8585.4 | 7852.3 | 445.8 | 7036.8 | 272.8 | 906.6 | 15622.2 | 753215 | 8755 | 6921 | 3312
2019-08-01 | 2019 | Q3 | 7372.9 | 7472.4 | 249.4 | 253.3 | 750792.8 | 8585.4 | 7852.3 | 445.8 | 7036.8 | 272.8 | 906.6 | 15622.2 | 753215 | 8755 | 6921 | 3312
2019-09-01 | 2019 | Q3 | 7397.8 | 7464.3 | 253.2 | 254.3 | 750792.8 | 8585.4 | 7852.3 | 445.8 | 7036.8 | 272.8 | 906.6 | 15622.2 | 753215 | 8755 | 6921 | 3312
2019-10-01 | 2019 | Q4 | 7423.9 | 7466.9 | 258.6 | 258.6 | 750792.8 | 8585.4 | 7852.3 | 445.8 | 7036.8 | 272.8 | 906.6 | 15622.2 | 753307 | 8968 | 6934 | 3121
2019-11-01 | 2019 | Q4 | 7435.1 | 7455 | 264.1 | 263.6 | 750792.8 | 8585.4 | 7852.3 | 445.8 | 7036.8 | 272.8 | 906.6 | 15622.2 | 753307 | 8968 | 6934 | 3121
2019-12-01 | 2019 | Q4 | 7444.9 | 7459.6 | 265.9 | 265.2 | 750792.8 | 8585.4 | 7852.3 | 445.8 | 7036.8 | 272.8 | 906.6 | 15622.2 | 753307 | 8968 | 6934 | 3121
2020-01-01 | 2020 | Q1 | 7466.4 | 7437.3 | 269.1 | 268.5 | 713444 | 9115.9 | 8428.8 | 438.5 | 6300 | 256.3 | 809.7 | 15415.9 | 742292 | 8715 | 7046 | 3149
2020-02-01 | 2020 | Q1 | 7486 | 7414.9 | 269.4 | 267.7 | 713444 | 9115.9 | 8428.8 | 438.5 | 6300 | 256.3 | 809.7 | 15415.9 | 742292 | 8715 | 7046 | 3149
2020-03-01 | 2020 | Q1 | 7360.7 | 7246.6 | 266.1 | 265.2 | 713444 | 9115.9 | 8428.8 | 438.5 | 6300 | 256.3 | 809.7 | 15415.9 | 742292 | 8715 | 7046 | 3149
2020-04-01 | 2020 | Q2 | 6998.7 | 6905.7 | 249.8 | 248.6 | 713444 | 9115.9 | 8428.8 | 438.5 | 6300 | 256.3 | 809.7 | 15415.9 | 654855 | 9005 | 5835 | 3005
2020-05-01 | 2020 | Q2 | 6624.5 | 6577.9 | 238.2 | 237.6 | 713444 | 9115.9 | 8428.8 | 438.5 | 6300 | 256.3 | 809.7 | 15415.9 | 654855 | 9005 | 5835 | 3005
2020-06-01 | 2020 | Q2 | 6504.8 | 6533.5 | 236.1 | 237.7 | 713444 | 9115.9 | 8428.8 | 438.5 | 6300 | 256.3 | 809.7 | 15415.9 | 654855 | 9005 | 5835 | 3005
2020-07-01 | 2020 | Q3 | 6664.4 | 6731.6 | 248 | 250.1 | 713444 | 9115.9 | 8428.8 | 438.5 | 6300 | 256.3 | 809.7 | 15415.9 | 719930 | 9105 | 5992 | 3094
2020-08-01 | 2020 | Q3 | 6873.3 | 6953.8 | 256.1 | 259.6 | 713444 | 9115.9 | 8428.8 | 438.5 | 6300 | 256.3 | 809.7 | 15415.9 | 719930 | 9105 | 5992 | 3094
2020-09-01 | 2020 | Q3 | 7018.3 | 7070.2 | 261.3 | 261.7 | 713444 | 9115.9 | 8428.8 | 438.5 | 6300 | 256.3 | 809.7 | 15415.9 | 719930 | 9105 | 5992 | 3094
2020-10-01 | 2020 | Q4 | 7123.3 | 7157.8 | 261.5 | 261.3 | 713444 | 9115.9 | 8428.8 | 438.5 | 6300 | 256.3 | 809.7 | 15415.9 | 736698 | 9639 | 6328 | 3174
2020-11-01 | 2020 | Q4 | 7198.7 | 7216.9 | 262.1 | 260.7 | 713444 | 9115.9 | 8428.8 | 438.5 | 6300 | 256.3 | 809.7 | 15415.9 | 736698 | 9639 | 6328 | 3174
2020-12-01 | 2020 | Q4 | 7219.1 | 7236.4 | 265.1 | 264.2 | 713444 | 9115.9 | 8428.8 | 438.5 | 6300 | 256.3 | 809.7 | 15415.9 | 736698 | 9639 | 6328 | 3174
2021-01-01 | 2021 | Q1 | 7181.1 | 7159 | 267.5 | 267 | 746495 | 9840.7 | 9187.4 | 439.8 | 6030.3 | 251.2 | 981.1 | 15871 | 744290 | 9147 | 6862 | 3092
2021-02-01 | 2021 | Q1 | 7171.8 | 7107.3 | 271.4 | 270.8 | 746495 | 9840.7 | 9187.4 | 439.8 | 6030.3 | 251.2 | 981.1 | 15871 | 744290 | 9147 | 6862 | 3092
2021-03-01 | 2021 | Q1 | 7217 | 7105.6 | 273.5 | 273 | 746495 | 9840.7 | 9187.4 | 439.8 | 6030.3 | 251.2 | 981.1 | 15871 | 744290 | 9147 | 6862 | 3092
2021-04-01 | 2021 | Q2 | 7260.1 | 7163.1 | 277.3 | 276.5 | 746495 | 9840.7 | 9187.4 | 439.8 | 6030.3 | 251.2 | 981.1 | 15871 | 734102 | 8800 | 6975 | 3021
2021-05-01 | 2021 | Q2 | 7263 | 7211.3 | 279.2 | 277.8 | 746495 | 9840.7 | 9187.4 | 439.8 | 6030.3 | 251.2 | 981.1 | 15871 | 734102 | 8800 | 6975 | 3021
2021-06-01 | 2021 | Q2 | 7244 | 7273.4 | 280.6 | 281.7 | 746495 | 9840.7 | 9187.4 | 439.8 | 6030.3 | 251.2 | 981.1 | 15871 | 734102 | 8800 | 6975 | 3021
2021-07-01 | 2021 | Q3 | 7295 | 7372.5 | 282.5 | 283.8 | 746495 | 9840.7 | 9187.4 | 439.8 | 6030.3 | 251.2 | 981.1 | 15871 | 746820 | 7703 | 7186 | 3179
2021-08-01 | 2021 | Q3 | 7365 | 7458.5 | 284.8 | 287.1 | 746495 | 9840.7 | 9187.4 | 439.8 | 6030.3 | 251.2 | 981.1 | 15871 | 746820 | 7703 | 7186 | 3179
2021-09-01 | 2021 | Q3 | 7427.9 | 7485 | 285.9 | 284.9 | 746495 | 9840.7 | 9187.4 | 439.8 | 6030.3 | 251.2 | 981.1 | 15871 | 746820 | 7703 | 7186 | 3179
2021-10-01 | 2021 | Q4 | 7481.8 | 7514.2 | 288.3 | 286.9 | 746495 | 9840.7 | 9187.4 | 439.8 | 6030.3 | 251.2 | 981.1 | 15871 | 759875 | 8303 | 7225 | 3222
2021-11-01 | 2021 | Q4 | 7538.6 | 7552.6 | 290.3 | 288.3 | 746495 | 9840.7 | 9187.4 | 439.8 | 6030.3 | 251.2 | 981.1 | 15871 | 759875 | 8303 | 7225 | 3222
2021-12-01 | 2021 | Q4 | 7585.1 | 7601.7 | 292.3 | 291.1 | 746495 | 9840.7 | 9187.4 | 439.8 | 6030.3 | 251.2 | 981.1 | 15871 | 759875 | 8303 | 7225 | 3222
2022-01-01 | 2022 | Q1 | 7497.0684 | 7473.996 | 279.27 | 278.748 | 769263.0975 | 10140.8414 | 9467.6157 | 453.2139 | 6214.2242 | 258.8616 | 1011.0236 | 16355.0655 | 766990.845 | 9425.9835 | 7071.291 | 3186.306
2022-02-01 | 2022 | Q1 | 7487.3592 | 7420.0212 | 283.3416 | 282.7152 | 769263.0975 | 10140.8414 | 9467.6157 | 453.2139 | 6214.2242 | 258.8616 | 1011.0236 | 16355.0655 | 766990.845 | 9425.9835 | 7071.291 | 3186.306
2022-03-01 | 2022 | Q1 | 7534.548 | 7418.2464 | 285.534 | 285.012 | 769263.0975 | 10140.8414 | 9467.6157 | 453.2139 | 6214.2242 | 258.8616 | 1011.0236 | 16355.0655 | 766990.845 | 9425.9835 | 7071.291 | 3186.306
2022-04-01 | 2022 | Q2 | 7579.5444 | 7478.2764 | 289.5012 | 288.666 | 769263.0975 | 10140.8414 | 9467.6157 | 453.2139 | 6214.2242 | 258.8616 | 1011.0236 | 16355.0655 | 756492.111 | 9068.4 | 7187.7375 | 3113.1405
2022-05-01 | 2022 | Q2 | 7582.572 | 7528.5972 | 291.4848 | 290.0232 | 769263.0975 | 10140.8414 | 9467.6157 | 453.2139 | 6214.2242 | 258.8616 | 1011.0236 | 16355.0655 | 756492.111 | 9068.4 | 7187.7375 | 3113.1405
2022-06-01 | 2022 | Q2 | 7562.736 | 7593.4296 | 292.9464 | 294.0948 | 769263.0975 | 10140.8414 | 9467.6157 | 453.2139 | 6214.2242 | 258.8616 | 1011.0236 | 16355.0655 | 756492.111 | 9068.4 | 7187.7375 | 3113.1405
2022-07-01 | 2022 | Q3 | 7615.98 | 7696.89 | 294.93 | 296.2872 | 769263.0975 | 10140.8414 | 9467.6157 | 453.2139 | 6214.2242 | 258.8616 | 1011.0236 | 16355.0655 | 769598.01 | 7937.9415 | 7405.173 | 3275.9595
2022-08-01 | 2022 | Q3 | 7689.06 | 7786.674 | 297.3312 | 299.7324 | 769263.0975 | 10140.8414 | 9467.6157 | 453.2139 | 6214.2242 | 258.8616 | 1011.0236 | 16355.0655 | 769598.01 | 7937.9415 | 7405.173 | 3275.9595
2022-09-01 | 2022 | Q3 | 7754.7276 | 7814.34 | 298.4796 | 297.4356 | 769263.0975 | 10140.8414 | 9467.6157 | 453.2139 | 6214.2242 | 258.8616 | 1011.0236 | 16355.0655 | 769598.01 | 7937.9415 | 7405.173 | 3275.9595
2022-10-01 | 2022 | Q4 | 7810.9992 | 7844.8248 | 300.9852 | 299.5236 | 769263.0975 | 10140.8414 | 9467.6157 | 453.2139 | 6214.2242 | 258.8616 | 1011.0236 | 16355.0655 | 783051.1875 | 8556.2415 | 7445.3625 | 3320.271
2022-11-01 | 2022 | Q4 | 7870.2984 | 7884.9144 | 303.0732 | 300.9852 | 769263.0975 | 10140.8414 | 9467.6157 | 453.2139 | 6214.2242 | 258.8616 | 1011.0236 | 16355.0655 | 783051.1875 | 8556.2415 | 7445.3625 | 3320.271
2022-12-01 | 2022 | Q4 | 7918.8444 | 7936.1748 | 305.1612 | 303.9084 | 769263.0975 | 10140.8414 | 9467.6157 | 453.2139 | 6214.2242 | 258.8616 | 1011.0236 | 16355.0655 | 783051.1875 | 8556.2415 | 7445.3625 | 3320.271
2023-01-01 | 2023 | Q1 | 7564.542 | 7541.262 | 281.7834 | 281.2567 | 775801.8338 | 10227.0385 | 9548.0904 | 457.0662 | 6267.0451 | 261.0619 | 1019.6173 | 16494.0836 | 773510.2672 | 9506.1044 | 7131.397 | 3213.3896
2023-02-01 | 2023 | Q1 | 7554.7454 | 7486.8014 | 285.8917 | 285.2596 | 775801.8338 | 10227.0385 | 9548.0904 | 457.0662 | 6267.0451 | 261.0619 | 1019.6173 | 16494.0836 | 773510.2672 | 9506.1044 | 7131.397 | 3213.3896
2023-03-01 | 2023 | Q1 | 7602.3589 | 7485.0106 | 288.1038 | 287.5771 | 775801.8338 | 10227.0385 | 9548.0904 | 457.0662 | 6267.0451 | 261.0619 | 1019.6173 | 16494.0836 | 773510.2672 | 9506.1044 | 7131.397 | 3213.3896
2023-04-01 | 2023 | Q2 | 7647.7603 | 7545.5809 | 292.1067 | 291.264 | 775801.8338 | 10227.0385 | 9548.0904 | 457.0662 | 6267.0451 | 261.0619 | 1019.6173 | 16494.0836 | 762922.2939 | 9145.4814 | 7248.8333 | 3139.6022
2023-05-01 | 2023 | Q2 | 7650.8151 | 7596.3546 | 294.1082 | 292.6334 | 775801.8338 | 10227.0385 | 9548.0904 | 457.0662 | 6267.0451 | 261.0619 | 1019.6173 | 16494.0836 | 762922.2939 | 9145.4814 | 7248.8333 | 3139.6022
2023-06-01 | 2023 | Q2 | 7630.8006 | 7661.7705 | 295.5829 | 296.7417 | 775801.8338 | 10227.0385 | 9548.0904 | 457.0662 | 6267.0451 | 261.0619 | 1019.6173 | 16494.0836 | 762922.2939 | 9145.4814 | 7248.8333 | 3139.6022
2023-07-01 | 2023 | Q3 | 7684.5238 | 7766.162 | 297.5844 | 298.9538 | 775801.8338 | 10227.0385 | 9548.0904 | 457.0662 | 6267.0451 | 261.0619 | 1019.6173 | 16494.0836 | 776139.5931 | 8005.414 | 7468.117 | 3303.8052
2023-08-01 | 2023 | Q3 | 7758.2615 | 7856.7541 | 300.0072 | 302.43 | 775801.8338 | 10227.0385 | 9548.0904 | 457.0662 | 6267.0451 | 261.0619 | 1019.6173 | 16494.0836 | 776139.5931 | 8005.414 | 7468.117 | 3303.8052
2023-09-01 | 2023 | Q3 | 7824.5201 | 7884.6691 | 301.1659 | 300.1125 | 775801.8338 | 10227.0385 | 9548.0904 | 457.0662 | 6267.0451 | 261.0619 | 1019.6173 | 16494.0836 | 776139.5931 | 8005.414 | 7468.117 | 3303.8052
2023-10-01 | 2023 | Q4 | 7881.2982 | 7915.4282 | 303.6941 | 302.2193 | 775801.8338 | 10227.0385 | 9548.0904 | 457.0662 | 6267.0451 | 261.0619 | 1019.6173 | 16494.0836 | 789707.1226 | 8628.9696 | 7508.6481 | 3348.4933
2023-11-01 | 2023 | Q4 | 7941.1311 | 7955.8786 | 305.8009 | 303.6941 | 775801.8338 | 10227.0385 | 9548.0904 | 457.0662 | 6267.0451 | 261.0619 | 1019.6173 | 16494.0836 | 789707.1226 | 8628.9696 | 7508.6481 | 3348.4933
2023-12-01 | 2023 | Q4 | 7990.114 | 8007.6004 | 307.9077 | 306.6436 | 775801.8338 | 10227.0385 | 9548.0904 | 457.0662 | 6267.0451 | 261.0619 | 1019.6173 | 16494.0836 | 789707.1226 | 8628.9696 | 7508.6481 | 3348.4933
| 1900 | Q1 |  |  |  |  | All industries [T001]9 | Agriculture, forestry, fishing and hunting [11] | Crop and animal production [11A]10 | Support activities for agriculture and forestry [115] | Mining, quarrying, and oil and gas extraction [21] | Oil and gas extraction [211] | Support activities for mining, and oil and gas extraction [213] |  | 0 | 0 | 0 | 0

## Res Predicted Monthly
Date | Month | Year | ReskWh_NoCDM | HDD14 | CDD16 | Adj.Ont_FTE | Dec | Month Days | Shoulder | COVIDHDD14 | COVIDCDD16 | const | HDD14 | CDD16 | Adj.Ont_FTE | Dec | Month Days | Shoulder | COVIDHDD14 | COVIDCDD16 | Predicted |  | Model Error
2012-01-01 | 1 | 2012 | 22940442.0755 | 488.6 | 0 | 6611.1 | 0 | 31 | 0 | 0 | 0 | -12119271.4176 | 5485861.4503 | 0 | 8700425.0414 | 0 | 19921730.9904 | 0 | 0 | 0 | 21988746.0645 | -951696.0111 | 4.149% |  | Model 1: Prais-Winsten, using observations 2012:01-2021:12 (T = 120)
2012-02-01 | 2 | 2012 | 19750182.6035 | 406 | 0 | 6571.2 | 0 | 29 | 0 | 0 | 0 | -12119271.4176 | 4558452.208 | 0 | 8647915.329 | 0 | 18636458.0233 | 0 | 0 | 0 | 19723554.1427 | -26628.4608 | 0.1348% |  | Dependent variable: ReskWh_NoCDM
2012-03-01 | 3 | 2012 | 18667532.4844 | 216.2 | 13.3 | 6541.5 | 0 | 31 | 1 | 0 | 0 | -12119271.4176 | 2427431.9393 | 830839.1366 | 8608829.1522 | 0 | 19921730.9904 | -756046.9749 | 0 | 0 | 18913512.826 | 245980.3417 | 1.318% |  | rho = 0.323696
2012-04-01 | 4 | 2012 | 17185932.249 | 223.8 | 2 | 6574.2 | 0 | 30 | 1 | 0 | 0 | -12119271.4176 | 2512762.5718 | 124938.216 | 8651863.4277 | 0 | 19279094.5068 | -756046.9749 | 0 | 0 | 17693340.3299 | 507408.0809 | 2.952%
2012-05-01 | 5 | 2012 | 18842238.5619 | 33.5 | 47.1 | 6626.1 | 0 | 31 | 1 | 0 | 0 | -12119271.4176 | 376128.4457 | 2942294.9874 | 8720165.5347 | 0 | 19921730.9904 | -756046.9749 | 0 | 0 | 19085001.5658 | 242763.0039 | 1.288% |  |  | coefficient | std. error | t-ratio | p-value
2012-06-01 | 6 | 2012 | 24330964.0853 | 2.8 | 139.4 | 6702 | 0 | 30 | 0 | 0 | 0 | -12119271.4176 | 31437.6014 | 8708193.6571 | 8820052.4311 | 0 | 19279094.5068 | 0 | 0 | 0 | 24719506.7788 | 388542.6935 | 1.597% |  | const | -12119271.4176 | 3032547.1364 | -3.9964 | 0.00011607
2012-07-01 | 7 | 2012 | 30485698.7647 | 0 | 215.9 | 6741.1 | 0 | 31 | 0 | 0 | 0 | -12119271.4176 | 0 | 13487080.4201 | 8871509.3171 | 0 | 19921730.9904 | 0 | 0 | 0 | 30161049.31 | -324649.4547 | 1.065% |  | HDD14 | 11227.7148 | 560.8759 | 20.0182 | 1.242e-38
2012-08-01 | 8 | 2012 | 25829575.9682 | 0 | 147.5 | 6758.8 | 0 | 31 | 0 | 0 | 0 | -12119271.4176 | 0 | 9214193.432 | 8894803.0993 | 0 | 19921730.9904 | 0 | 0 | 0 | 25911456.104 | 81880.1358 | 0.317% |  | CDD16 | 62469.108 | 1937.5673 | 32.241 | 3.4397e-58
2012-09-01 | 9 | 2012 | 19738217.8698 | 26.4 | 52.2 | 6722.8 | 0 | 30 | 1 | 0 | 0 | -12119271.4176 | 296411.6707 | 3260887.4383 | 8847425.9152 | 0 | 19279094.5068 | -756046.9749 | 0 | 0 | 18808501.1385 | -929716.7312 | 4.71% |  | AdjOnt_FTE | 1316.0329 | 336.5788 | 3.91 | 0.00015926
2012-10-01 | 10 | 2012 | 18150877.1949 | 118.3 | 9.8 | 6699.2 | 0 | 31 | 1 | 0 | 0 | -12119271.4176 | 1328238.6606 | 612197.2585 | 8816367.539 | 0 | 19921730.9904 | -756046.9749 | 0 | 0 | 17803216.0561 | -347661.1388 | 1.915% |  | Dec | 678520.9795 | 208515.9401 | 3.254 | 0.0015081
2012-11-01 | 11 | 2012 | 19648132.137 | 310.5 | 0 | 6685.6 | 0 | 30 | 0 | 0 | 0 | -12119271.4176 | 3486205.4448 | 0 | 8798469.4917 | 0 | 19279094.5068 | 0 | 0 | 0 | 19444498.0257 | -203634.1113 | 1.036% |  | MonthDays | 642636.4836 | 69071.9793 | 9.3039 | 1.4341e-15
2012-12-01 | 12 | 2012 | 22299512.089 | 392.7 | 0 | 6700.5 | 1 | 31 | 0 | 0 | 0 | -12119271.4176 | 4409123.6012 | 0 | 8818078.3818 | 678520.9795 | 19921730.9904 | 0 | 0 | 0 | 21708182.5352 | -591329.5538 | 2.652% |  | Shoulder | -756046.9749 | 171058.1861 | -4.4198 | 2.3106e-05
2013-01-01 | 1 | 2013 | 23220643.8479 | 520.1 | 0 | 6680.9 | 0 | 31 | 0 | 0 | 0 | -12119271.4176 | 5839534.4665 | 0 | 8792284.1371 | 0 | 19921730.9904 | 0 | 0 | 0 | 22434278.1764 | -786365.6715 | 3.386% |  | COVIDHDD14 | 3561.6604 | 813.8217 | 4.3765 | 2.7388e-05
2013-02-01 | 2 | 2013 | 21070740.1151 | 507.2 | 0 | 6660.8 | 0 | 28 | 0 | 0 | 0 | -12119271.4176 | 5694696.9456 | 0 | 8765831.876 | 0 | 17993821.5397 | 0 | 0 | 0 | 20335078.9437 | -735661.1715 | 3.491% |  | COVIDCDD16 | 23770.0864 | 2250.493 | 10.5622 | 1.8059e-18
2013-03-01 | 3 | 2013 | 21090139.9953 | 435.4 | 0 | 6634.8 | 0 | 31 | 1 | 0 | 0 | -12119271.4176 | 4888547.0231 | 0 | 8731615.0209 | 0 | 19921730.9904 | -756046.9749 | 0 | 0 | 20666574.6419 | -423565.3534 | 2.008%
2013-04-01 | 4 | 2013 | 18442014.4137 | 243.3 | 0.2 | 6662.1 | 0 | 30 | 1 | 0 | 0 | -12119271.4176 | 2731703.0104 | 12493.8216 | 8767542.7188 | 0 | 19279094.5068 | -756046.9749 | 0 | 0 | 17915515.6651 | -526498.7486 | 2.855% |  | Statistics based on the rho-differenced data
2013-05-01 | 5 | 2013 | 18758766.8032 | 66.6 | 58.9 | 6726.6 | 0 | 31 | 1 | 0 | 0 | -12119271.4176 | 747765.8056 | 3679430.462 | 8852426.8402 | 0 | 19921730.9904 | -756046.9749 | 0 | 0 | 20326035.7057 | 1567268.9025 | 8.355% |  | Mean dependent var | 22136740.2215 | S.D. dependent var | 3755519.4506
2013-06-01 | 6 | 2013 | 21531298.069 | 8 | 89.3 | 6812.7 | 0 | 30 | 0 | 0 | 0 | -12119271.4176 | 89821.7184 | 5578491.3456 | 8965737.2721 | 0 | 19279094.5068 | 0 | 0 | 0 | 21793873.4252 | 262575.3562 | 1.22% |  | Sum squared resid | 44359746588848 | S.E. of regression | 632168.7723
2013-07-01 | 7 | 2013 | 27101461.9421 | 0 | 173.5 | 6863.4 | 0 | 31 | 0 | 0 | 0 | -12119271.4176 | 0 | 10838390.2403 | 9032460.1396 | 0 | 19921730.9904 | 0 | 0 | 0 | 27673309.9527 | 571848.0106 | 2.11% |  | R-squared | 0.97392 | Adjusted R-squared | 0.97204
2013-08-01 | 8 | 2013 | 24091301.034 | 0 | 126.1 | 6876.4 | 0 | 31 | 0 | 0 | 0 | -12119271.4176 | 0 | 7877354.5205 | 9049568.5672 | 0 | 19921730.9904 | 0 | 0 | 0 | 24729382.6604 | 638081.6264 | 2.649% |  | F(8, 111) | 398.863 | P-value(F) | 4.797e-78
2013-09-01 | 9 | 2013 | 19743349.2175 | 24 | 58.5 | 6841.7 | 0 | 30 | 1 | 0 | 0 | -12119271.4176 | 269465.1552 | 3654442.8188 | 9003902.2259 | 0 | 19279094.5068 | -756046.9749 | 0 | 0 | 19331586.3142 | -411762.9033 | 2.086% |  | rho | -0.013583 | Durbin-Watson | 2.0088
2013-10-01 | 10 | 2013 | 18636040.7205 | 111.4 | 14.3 | 6821.6 | 0 | 31 | 1 | 0 | 0 | -12119271.4176 | 1250767.4285 | 893308.2446 | 8977449.9648 | 0 | 19921730.9904 | -756046.9749 | 0 | 0 | 18167938.2358 | -468102.4847 | 2.512%
2013-11-01 | 11 | 2013 | 20299657.8926 | 345.7 | 0 | 6794.8 | 0 | 30 | 0 | 0 | 0 | -12119271.4176 | 3881421.0057 | 0 | 8942180.2833 | 0 | 19279094.5068 | 0 | 0 | 0 | 19983424.3782 | -316233.5144 | 1.558%
2013-12-01 | 12 | 2013 | 23861647.3598 | 549.6 | 0 | 6783.1 | 1 | 31 | 0 | 0 | 0 | -12119271.4176 | 6170752.053 | 0 | 8926782.6985 | 678520.9795 | 19921730.9904 | 0 | 0 | 0 | 23578515.3038 | -283132.0561 | 1.187%
2014-01-01 | 1 | 2014 | 25393202.2935 | 702.3 | 0 | 6741.6 | 0 | 31 | 0 | 0 | 0 | -12119271.4176 | 7885224.1027 | 0 | 8872167.3336 | 0 | 19921730.9904 | 0 | 0 | 0 | 24559851.009 | -833351.2844 | 3.282%
2014-02-01 | 2 | 2014 | 21886278.8182 | 651.7 | 0 | 6707.8 | 0 | 28 | 0 | 0 | 0 | -12119271.4176 | 7317101.7339 | 0 | 8827685.4219 | 0 | 17993821.5397 | 0 | 0 | 0 | 22019337.2779 | 133058.4597 | 0.608%
2014-03-01 | 3 | 2014 | 22125882.5261 | 561.3 | 0 | 6686.4 | 0 | 31 | 1 | 0 | 0 | -12119271.4176 | 6302116.3162 | 0 | 8799522.318 | 0 | 19921730.9904 | -756046.9749 | 0 | 0 | 22148051.2321 | 22168.706 | 0.1002%
2014-04-01 | 4 | 2014 | 17847693.9487 | 226.8 | 0 | 6715.8 | 0 | 30 | 1 | 0 | 0 | -12119271.4176 | 2546445.7162 | 0 | 8838213.685 | 0 | 19279094.5068 | -756046.9749 | 0 | 0 | 17788435.5155 | -59258.4331 | 0.332%
2014-05-01 | 5 | 2014 | 17821762.585 | 74.1 | 27.5 | 6770.1 | 0 | 31 | 1 | 0 | 0 | -12119271.4176 | 831973.6665 | 1717900.4704 | 8909674.2709 | 0 | 19921730.9904 | -756046.9749 | 0 | 0 | 18505961.0057 | 684198.4207 | 3.839%
2014-06-01 | 6 | 2014 | 20998414.3697 | 3.3 | 96.5 | 6837.5 | 0 | 30 | 0 | 0 | 0 | -12119271.4176 | 37051.4588 | 6028268.9233 | 8998374.8877 | 0 | 19279094.5068 | 0 | 0 | 0 | 22223518.3591 | 1225103.9894 | 5.834%
2014-07-01 | 7 | 2014 | 23086879.9996 | 0 | 109.6 | 6884 | 0 | 31 | 0 | 0 | 0 | -12119271.4176 | 0 | 6846614.2383 | 9059570.4171 | 0 | 19921730.9904 | 0 | 0 | 0 | 23708644.2282 | 621764.2286 | 2.693%
2014-08-01 | 8 | 2014 | 22898517.6495 | 0 | 113.4 | 6897.1 | 0 | 31 | 0 | 0 | 0 | -12119271.4176 | 0 | 7083996.8487 | 9076810.448 | 0 | 19921730.9904 | 0 | 0 | 0 | 23963266.8695 | 1064749.22 | 4.65%
2014-09-01 | 9 | 2014 | 19497729.9201 | 22.2 | 47.5 | 6875.4 | 0 | 30 | 1 | 0 | 0 | -12119271.4176 | 249255.2685 | 2967282.6306 | 9048252.5343 | 0 | 19279094.5068 | -756046.9749 | 0 | 0 | 18668566.5478 | -829163.3723 | 4.253%
2014-10-01 | 10 | 2014 | 18038933.0765 | 117 | 4.2 | 6869.1 | 0 | 31 | 1 | 0 | 0 | -12119271.4176 | 1313642.6314 | 262370.2537 | 9039961.5271 | 0 | 19921730.9904 | -756046.9749 | 0 | 0 | 17662387.01 | -376546.0664 | 2.087%
2014-11-01 | 11 | 2014 | 20219734.0673 | 363.7 | 0 | 6850 | 0 | 30 | 0 | 0 | 0 | -12119271.4176 | 4083519.8721 | 0 | 9014825.2989 | 0 | 19279094.5068 | 0 | 0 | 0 | 20258168.2601 | 38434.1928 | 0.1901%
2014-12-01 | 12 | 2014 | 22345974.246 | 418.5 | 0 | 6837.3 | 1 | 31 | 0 | 0 | 0 | -12119271.4176 | 4698798.643 | 0 | 8998111.6812 | 678520.9795 | 19921730.9904 | 0 | 0 | 0 | 22177890.8764 | -168083.3696 | 0.7522%
2015-01-01 | 1 | 2015 | 24367178.2298 | 656.8 | 0 | 6777.3 | 0 | 31 | 0 | 0 | 0 | -12119271.4176 | 7374363.0794 | 0 | 8919149.7077 | 0 | 19921730.9904 | 0 | 0 | 0 | 24095972.3599 | -271205.8699 | 1.113%
2015-02-01 | 2 | 2015 | 22466482.312 | 729.1 | 0 | 6740.1 | 0 | 28 | 0 | 0 | 0 | -12119271.4176 | 8186126.8593 | 0 | 8870193.2842 | 0 | 17993821.5397 | 0 | 0 | 0 | 22930870.2656 | 464387.9536 | 2.067%
2015-03-01 | 3 | 2015 | 21013033.8844 | 474.7 | 0 | 6712.3 | 0 | 31 | 1 | 0 | 0 | -12119271.4176 | 5329796.2147 | 0 | 8833607.5699 | 0 | 19921730.9904 | -756046.9749 | 0 | 0 | 21209816.3824 | 196782.498 | 0.9365%
2015-04-01 | 4 | 2015 | 17556188.6724 | 210.7 | 0 | 6733.1 | 0 | 30 | 1 | 0 | 0 | -12119271.4176 | 2365679.508 | 0 | 8860981.054 | 0 | 19279094.5068 | -756046.9749 | 0 | 0 | 17630436.6763 | 74248.0039 | 0.4229%
2015-05-01 | 5 | 2015 | 18207057.6297 | 60 | 53.5 | 6793.2 | 0 | 31 | 1 | 0 | 0 | -12119271.4176 | 673662.8879 | 3342097.2787 | 8940074.6307 | 0 | 19921730.9904 | -756046.9749 | 0 | 0 | 20002247.3952 | 1795189.7656 | 9.86%
2015-06-01 | 6 | 2015 | 19833723.1787 | 11.9 | 64.5 | 6885.3 | 0 | 30 | 0 | 0 | 0 | -12119271.4176 | 133609.8061 | 4029257.4669 | 9061281.2599 | 0 | 19279094.5068 | 0 | 0 | 0 | 20383971.6221 | 550248.4433 | 2.774%
2015-07-01 | 7 | 2015 | 25552478.7888 | 0 | 138.1 | 6951.4 | 0 | 31 | 0 | 0 | 0 | -12119271.4176 | 0 | 8626983.8167 | 9148271.034 | 0 | 19921730.9904 | 0 | 0 | 0 | 25577714.4234 | 25235.6346 | 0.09876%
2015-08-01 | 8 | 2015 | 24748450.9285 | 0 | 132.6 | 6969.1 | 0 | 31 | 0 | 0 | 0 | -12119271.4176 | 0 | 8283403.7226 | 9171564.8161 | 0 | 19921730.9904 | 0 | 0 | 0 | 25257428.1115 | 508977.1829 | 2.057%
2015-09-01 | 9 | 2015 | 22156204.3497 | 1.6 | 117.7 | 6917.2 | 0 | 30 | 1 | 0 | 0 | -12119271.4176 | 17964.3437 | 7352614.0132 | 9103262.7091 | 0 | 19279094.5068 | -756046.9749 | 0 | 0 | 22877617.1803 | 721412.8306 | 3.256%
2015-10-01 | 10 | 2015 | 17701333.6812 | 102.7 | 1.7 | 6887.9 | 0 | 31 | 1 | 0 | 0 | -12119271.4176 | 1153086.3098 | 106197.4836 | 9064702.9454 | 0 | 19921730.9904 | -756046.9749 | 0 | 0 | 17370399.3367 | -330934.3445 | 1.87%
2015-11-01 | 11 | 2015 | 18075477.925 | 208.1 | 1.3 | 6853.9 | 0 | 30 | 0 | 0 | 0 | -12119271.4176 | 2336487.4495 | 81209.8404 | 9019957.8271 | 0 | 19279094.5068 | 0 | 0 | 0 | 18597478.2062 | 522000.2813 | 2.888%
2015-12-01 | 12 | 2015 | 20795330.4474 | 308.4 | 0 | 6866.6 | 1 | 31 | 0 | 0 | 0 | -12119271.4176 | 3462627.2437 | 0 | 9036671.4449 | 678520.9795 | 19921730.9904 | 0 | 0 | 0 | 20980279.2408 | 184948.7934 | 0.8894%
2016-01-01 | 1 | 2016 | 22568585.5257 | 527.5 | 0 | 6837.4 | 0 | 31 | 0 | 0 | 0 | -12119271.4176 | 5922619.556 | 0 | 8998243.2845 | 0 | 19921730.9904 | 0 | 0 | 0 | 22723322.4132 | 154736.8875 | 0.6856%
2016-02-01 | 2 | 2016 | 20241380.3992 | 466.3 | 0 | 6815.5 | 0 | 29 | 0 | 0 | 0 | -12119271.4176 | 5235483.4104 | 0 | 8969422.1642 | 0 | 18636458.0233 | 0 | 0 | 0 | 20722092.1801 | 480711.7809 | 2.375%
2016-03-01 | 3 | 2016 | 19359371.9868 | 316.9 | 0 | 6793.5 | 0 | 31 | 1 | 0 | 0 | -12119271.4176 | 3558062.8195 | 0 | 8940469.4406 | 0 | 19921730.9904 | -756046.9749 | 0 | 0 | 19544944.858 | 185572.8712 | 0.9586%
2016-04-01 | 4 | 2016 | 17973519.3461 | 272.6 | 0 | 6814.3 | 0 | 30 | 1 | 0 | 0 | -12119271.4176 | 3060675.054 | 0 | 8967842.9247 | 0 | 19279094.5068 | -756046.9749 | 0 | 0 | 18432294.093 | 458774.7469 | 2.553%
2016-05-01 | 5 | 2016 | 19047091.2692 | 84.6 | 47.8 | 6884.3 | 0 | 31 | 1 | 0 | 0 | -12119271.4176 | 949864.6719 | 2986023.363 | 9059965.227 | 0 | 19921730.9904 | -756046.9749 | 0 | 0 | 20042265.8599 | 995174.5907 | 5.225%
2016-06-01 | 6 | 2016 | 22125504.1501 | 3.4 | 87 | 6966.5 | 0 | 30 | 0 | 0 | 0 | -12119271.4176 | 38174.2303 | 5434812.3972 | 9168143.1306 | 0 | 19279094.5068 | 0 | 0 | 0 | 21800952.8473 | -324551.3028 | 1.467%
2016-07-01 | 7 | 2016 | 29450116.708 | 0 | 196.8 | 7011.7 | 0 | 31 | 0 | 0 | 0 | -12119271.4176 | 0 | 12293920.4571 | 9227627.8172 | 0 | 19921730.9904 | 0 | 0 | 0 | 29324007.8471 | -126108.8609 | 0.4282%
2016-08-01 | 8 | 2016 | 30777988.8897 | 0 | 222.6 | 7009.1 | 0 | 31 | 0 | 0 | 0 | -12119271.4176 | 0 | 13905623.4438 | 9224206.1317 | 0 | 19921730.9904 | 0 | 0 | 0 | 30932289.1483 | 154300.2585 | 0.5013%
2016-09-01 | 9 | 2016 | 21927063.7011 | 0.7 | 88.4 | 6963.5 | 0 | 30 | 1 | 0 | 0 | -12119271.4176 | 7859.4004 | 5522269.1484 | 9164195.0319 | 0 | 19279094.5068 | -756046.9749 | 0 | 0 | 21098099.695 | -828964.0061 | 3.781%
2016-10-01 | 10 | 2016 | 17955354.7655 | 97.4 | 23.5 | 6956.2 | 0 | 31 | 1 | 0 | 0 | -12119271.4176 | 1093579.4213 | 1468024.0383 | 9154587.9918 | 0 | 19921730.9904 | -756046.9749 | 0 | 0 | 18762604.0494 | 807249.2839 | 4.496%
2016-11-01 | 11 | 2016 | 18188501.1952 | 213.3 | 0 | 6946.2 | 0 | 30 | 0 | 0 | 0 | -12119271.4176 | 2394871.5664 | 0 | 9141427.6629 | 0 | 19279094.5068 | 0 | 0 | 0 | 18696122.3186 | 507621.1234 | 2.791%
2016-12-01 | 12 | 2016 | 22264829.5582 | 500.5 | 0 | 6962 | 1 | 31 | 0 | 0 | 0 | -12119271.4176 | 5619471.2564 | 0 | 9162220.9826 | 678520.9795 | 19921730.9904 | 0 | 0 | 0 | 23262672.7913 | 997843.233 | 4.482%
2017-01-01 | 1 | 2017 | 22162065.0142 | 474.3 | 0 | 6942.1 | 0 | 31 | 0 | 0 | 0 | -12119271.4176 | 5325305.1287 | 0 | 9136031.9281 | 0 | 19921730.9904 | 0 | 0 | 0 | 22263796.6296 | 101731.6154 | 0.459%
2017-02-01 | 2 | 2017 | 18637570.2216 | 352.5 | 0 | 6920.9 | 0 | 28 | 0 | 0 | 0 | -12119271.4176 | 3957769.4663 | 0 | 9108132.0308 | 0 | 17993821.5397 | 0 | 0 | 0 | 18940451.6192 | 302881.3976 | 1.625%
2017-03-01 | 3 | 2017 | 20024303.9845 | 410.4 | 0 | 6896.8 | 0 | 31 | 1 | 0 | 0 | -12119271.4176 | 4607854.1531 | 0 | 9076415.6381 | 0 | 19921730.9904 | -756046.9749 | 0 | 0 | 20730682.3892 | 706378.4047 | 3.528%
2017-04-01 | 4 | 2017 | 17052034.0494 | 145.7 | 4.6 | 6905.1 | 0 | 30 | 1 | 0 | 0 | -12119271.4176 | 1635878.0461 | 287357.8969 | 9087338.7111 | 0 | 19279094.5068 | -756046.9749 | 0 | 0 | 17414350.7684 | 362316.719 | 2.125%
2017-05-01 | 5 | 2017 | 19096905.7251 | 92.1 | 25.3 | 6969.8 | 0 | 31 | 1 | 0 | 0 | -12119271.4176 | 1034072.5329 | 1580468.4327 | 9172486.0391 | 0 | 19921730.9904 | -756046.9749 | 0 | 0 | 18833439.6027 | -263466.1224 | 1.38%
2017-06-01 | 6 | 2017 | 23026861.299 | 0.7 | 122.8 | 7051.6 | 0 | 30 | 0 | 0 | 0 | -12119271.4176 | 7859.4004 | 7671206.4641 | 9280137.5296 | 0 | 19279094.5068 | 0 | 0 | 0 | 24119026.4832 | 1092165.1842 | 4.743%
2017-07-01 | 7 | 2017 | 27674827.997 | 0 | 170.5 | 7118.5 | 0 | 31 | 0 | 0 | 0 | -12119271.4176 | 0 | 10650982.9163 | 9368180.1299 | 0 | 19921730.9904 | 0 | 0 | 0 | 27821622.619 | 146794.622 | 0.5304%
2017-08-01 | 8 | 2017 | 25730368.8554 | 0.8 | 118.2 | 7139 | 0 | 31 | 0 | 0 | 0 | -12119271.4176 | 8982.1718 | 7383848.5672 | 9395158.8042 | 0 | 19921730.9904 | 0 | 0 | 0 | 24590449.116 | -1139919.7394 | 4.43%
2017-09-01 | 9 | 2017 | 21065018.8354 | 13.7 | 90 | 7121.5 | 0 | 30 | 1 | 0 | 0 | -12119271.4176 | 153819.6927 | 5622219.7212 | 9372128.2286 | 0 | 19279094.5068 | -756046.9749 | 0 | 0 | 21551943.7569 | 486924.9215 | 2.312%
2017-10-01 | 10 | 2017 | 18231593.1138 | 74.9 | 25 | 7117.9 | 0 | 31 | 1 | 0 | 0 | -12119271.4176 | 840955.8384 | 1561727.7003 | 9367390.5102 | 0 | 19921730.9904 | -756046.9749 | 0 | 0 | 18816486.6468 | 584893.5331 | 3.208%
2017-11-01 | 11 | 2017 | 19491896.4108 | 311.8 | 0 | 7117.8 | 0 | 30 | 0 | 0 | 0 | -12119271.4176 | 3500801.474 | 0 | 9367258.9069 | 0 | 19279094.5068 | 0 | 0 | 0 | 20027883.4701 | 535987.0594 | 2.75%
2017-12-01 | 12 | 2017 | 23724231.1637 | 558.9 | 0 | 7140.2 | 1 | 31 | 0 | 0 | 0 | -12119271.4176 | 6275169.8007 | 0 | 9396738.0437 | 678520.9795 | 19921730.9904 | 0 | 0 | 0 | 24152888.3965 | 428657.2328 | 1.807%
2018-01-01 | 1 | 2018 | 24073659.5666 | 593.5 | 0 | 7100.3 | 0 | 31 | 0 | 0 | 0 | -12119271.4176 | 6663648.7327 | 0 | 9344228.3313 | 0 | 19921730.9904 | 0 | 0 | 0 | 23810336.6367 | -263322.9298 | 1.094%
2018-02-01 | 2 | 2018 | 20162044.3272 | 456.4 | 0 | 7053.7 | 0 | 28 | 0 | 0 | 0 | -12119271.4176 | 5124329.0338 | 0 | 9282901.1986 | 0 | 17993821.5397 | 0 | 0 | 0 | 20281780.3546 | 119736.0274 | 0.5939%
2018-03-01 | 3 | 2018 | 20947649.5535 | 451.2 | 0 | 7013.3 | 0 | 31 | 1 | 0 | 0 | -12119271.4176 | 5065944.9169 | 0 | 9229733.4699 | 0 | 19921730.9904 | -756046.9749 | 0 | 0 | 21342090.9847 | 394441.4312 | 1.883%
2018-04-01 | 4 | 2018 | 19139295.4622 | 312 | 0 | 7043.4 | 0 | 30 | 1 | 0 | 0 | -12119271.4176 | 3503047.017 | 0 | 9269346.0599 | 0 | 19279094.5068 | -756046.9749 | 0 | 0 | 19176169.1912 | 36873.729 | 0.1927%
2018-05-01 | 5 | 2018 | 20041747.6927 | 47.5 | 63.9 | 7111 | 0 | 31 | 1 | 0 | 0 | -12119271.4176 | 533316.4529 | 3991776.0021 | 9358309.8833 | 0 | 19921730.9904 | -756046.9749 | 0 | 0 | 20929814.9361 | 888067.2435 | 4.431%
2018-06-01 | 6 | 2018 | 22588013.1191 | 5.3 | 92.4 | 7203.7 | 0 | 30 | 0 | 0 | 0 | -12119271.4176 | 59506.8884 | 5772145.5804 | 9480306.1322 | 0 | 19279094.5068 | 0 | 0 | 0 | 22471781.6903 | -116231.4288 | 0.5146%
2018-07-01 | 7 | 2018 | 30017017.3072 | 0 | 176 | 7285.2 | 0 | 31 | 0 | 0 | 0 | -12119271.4176 | 0 | 10994563.0104 | 9587562.8128 | 0 | 19921730.9904 | 0 | 0 | 0 | 28384585.3959 | -1632431.9113 | 5.438%
2018-08-01 | 8 | 2018 | 30650726.0017 | 0 | 188.3 | 7290.7 | 0 | 31 | 0 | 0 | 0 | -12119271.4176 | 0 | 11762933.0389 | 9594800.9937 | 0 | 19921730.9904 | 0 | 0 | 0 | 29160193.6053 | -1490532.3963 | 4.863%
2018-09-01 | 9 | 2018 | 23280752.5456 | 15.1 | 92.7 | 7249.1 | 0 | 30 | 1 | 0 | 0 | -12119271.4176 | 169538.4935 | 5790886.3129 | 9540054.0254 | 0 | 19279094.5068 | -756046.9749 | 0 | 0 | 21904254.9461 | -1376497.5995 | 5.913%
2018-10-01 | 10 | 2018 | 19430725.7289 | 160.9 | 24.2 | 7206.5 | 0 | 31 | 1 | 0 | 0 | -12119271.4176 | 1806539.311 | 1511752.4139 | 9483991.0243 | 0 | 19921730.9904 | -756046.9749 | 0 | 0 | 19848695.3471 | 417969.6183 | 2.151%
2018-11-01 | 11 | 2018 | 20674343.853 | 373.5 | 0 | 7207.4 | 0 | 30 | 0 | 0 | 0 | -12119271.4176 | 4193551.4771 | 0 | 9485175.4539 | 0 | 19279094.5068 | 0 | 0 | 0 | 20838550.0202 | 164206.1672 | 0.7943%
2018-12-01 | 12 | 2018 | 23150505.7423 | 420.2 | 0 | 7227.2 | 1 | 31 | 0 | 0 | 0 | -12119271.4176 | 4717885.7582 | 0 | 9511232.9051 | 678520.9795 | 19921730.9904 | 0 | 0 | 0 | 22710099.2155 | -440406.5268 | 1.902%
2019-01-01 | 1 | 2019 | 24270749.6225 | 594.8 | 0 | 7214.9 | 0 | 31 | 0 | 0 | 0 | -12119271.4176 | 6678244.7619 | 0 | 9495045.7006 | 0 | 19921730.9904 | 0 | 0 | 0 | 23975750.0352 | -294999.5873 | 1.215%
2019-02-01 | 2 | 2019 | 21700393.6225 | 492.5 | 0 | 7205 | 0 | 28 | 0 | 0 | 0 | -12119271.4176 | 5529649.5381 | 0 | 9482016.9749 | 0 | 17993821.5397 | 0 | 0 | 0 | 20886216.6351 | -814176.9874 | 3.752%
2019-03-01 | 3 | 2019 | 20849772.6225 | 450.6 | 0 | 7185 | 0 | 31 | 1 | 0 | 0 | -12119271.4176 | 5059208.288 | 0 | 9455696.3171 | 0 | 19921730.9904 | -756046.9749 | 0 | 0 | 21561317.2031 | 711544.5806 | 3.413%
2019-04-01 | 4 | 2019 | 18417882.6225 | 210.8 | 0 | 7222.7 | 0 | 30 | 1 | 0 | 0 | -12119271.4176 | 2366802.2794 | 0 | 9505310.7571 | 0 | 19279094.5068 | -756046.9749 | 0 | 0 | 18275889.1509 | -141993.4716 | 0.771%
2019-05-01 | 5 | 2019 | 18171409.6225 | 95.2 | 9.9 | 7297.7 | 0 | 31 | 1 | 0 | 0 | -12119271.4176 | 1068878.4488 | 618444.1693 | 9604013.2239 | 0 | 19921730.9904 | -756046.9749 | 0 | 0 | 18337748.4399 | 166338.8174 | 0.9154%
2019-06-01 | 6 | 2019 | 20767283.6225 | 9.3 | 62.7 | 7398.9 | 0 | 30 | 0 | 0 | 0 | -12119271.4176 | 104417.7476 | 3916813.0724 | 9737195.7524 | 0 | 19279094.5068 | 0 | 0 | 0 | 20918249.6616 | 150966.0392 | 0.7269%
2019-07-01 | 7 | 2019 | 31342776.6225 | 0 | 204.7 | 7452.4 | 0 | 31 | 0 | 0 | 0 | -12119271.4176 | 0 | 12787426.4104 | 9807603.512 | 0 | 19921730.9904 | 0 | 0 | 0 | 30397489.4951 | -945287.1273 | 3.016%
2019-08-01 | 8 | 2019 | 27700006.6225 | 0 | 147.1 | 7472.4 | 0 | 31 | 0 | 0 | 0 | -12119271.4176 | 0 | 9189205.7888 | 9833924.1698 | 0 | 19921730.9904 | 0 | 0 | 0 | 26825589.5314 | -874417.0911 | 3.157%
2019-09-01 | 9 | 2019 | 21219806.6225 | 0.6 | 75.8 | 7464.3 | 0 | 30 | 1 | 0 | 0 | -12119271.4176 | 6736.6289 | 4735158.3874 | 9823264.3034 | 0 | 19279094.5068 | -756046.9749 | 0 | 0 | 20968935.4341 | -250871.1884 | 1.182%
2019-10-01 | 10 | 2019 | 18904138.6225 | 118.5 | 6.5 | 7466.9 | 0 | 31 | 1 | 0 | 0 | -12119271.4176 | 1330484.2036 | 406049.2021 | 9826685.9889 | 0 | 19921730.9904 | -756046.9749 | 0 | 0 | 18609631.9925 | -294506.63 | 1.558%
2019-11-01 | 11 | 2019 | 20808997.6225 | 383 | 0 | 7455 | 0 | 30 | 0 | 0 | 0 | -12119271.4176 | 4300214.7677 | 0 | 9811025.1975 | 0 | 19279094.5068 | 0 | 0 | 0 | 21271063.0544 | 462065.4319 | 2.221%
2019-12-01 | 12 | 2019 | 22994714.6225 | 409.1 | 0 | 7459.6 | 1 | 31 | 0 | 0 | 0 | -12119271.4176 | 4593258.1239 | 0 | 9817078.9488 | 678520.9795 | 19921730.9904 | 0 | 0 | 0 | 22891317.6249 | -103396.9975 | 0.4497%
2020-01-01 | 1 | 2020 | 22586037.1653 | 436.3 | 0 | 7437.3 | 0 | 31 | 0 | 0 | 0 | -12119271.4176 | 4898651.9664 | 0 | 9787731.4154 | 0 | 19921730.9904 | 0 | 0 | 0 | 22488842.9545 | -97194.2108 | 0.4303%
2020-02-01 | 2 | 2020 | 21191611.1653 | 468.4 | 0 | 7414.9 | 0 | 29 | 0 | 0 | 0 | -12119271.4176 | 5259061.6114 | 0 | 9758252.2786 | 0 | 18636458.0233 | 0 | 0 | 0 | 21534500.4957 | 342889.3303 | 1.618%
2020-03-01 | 3 | 2020 | 21271519.1653 | 331.7 | 0 | 7246.6 | 0 | 31 | 1 | 331.7 | 0 | -12119271.4176 | 3724232.9985 | 0 | 9536763.9432 | 0 | 19921730.9904 | -756046.9749 | 1181402.7558 | 0 | 21488812.2955 | 217293.1301 | 1.022%
2020-04-01 | 4 | 2020 | 20194288.1653 | 257.1 | 0 | 6905.7 | 0 | 30 | 1 | 257.1 | 0 | -12119271.4176 | 2886645.4746 | 0 | 9088128.3309 | 0 | 19279094.5068 | -756046.9749 | 915702.8897 | 0 | 19294252.8095 | -900035.3558 | 4.457%
2020-05-01 | 5 | 2020 | 22093692.1653 | 121.3 | 42.5 | 6577.9 | 0 | 31 | 1 | 121.3 | 42.5 | -12119271.4176 | 1361921.805 | 2654937.0906 | 8656732.7494 | 0 | 19921730.9904 | -756046.9749 | 432029.4069 | 1010228.6711 | 21162262.3209 | -931429.8444 | 4.216%
2020-06-01 | 6 | 2020 | 26755921.1653 | 6.8 | 111 | 6533.5 | 0 | 30 | 0 | 6.8 | 111 | -12119271.4176 | 76348.4606 | 6934070.9895 | 8598300.8891 | 0 | 19279094.5068 | 0 | 24219.2907 | 2638479.5881 | 25431242.3072 | -1324678.8581 | 4.951%
2020-07-01 | 7 | 2020 | 35902228.1653 | 0 | 221.1 | 6731.6 | 0 | 31 | 0 | 0 | 221.1 | -12119271.4176 | 0 | 13811919.7818 | 8859007.0047 | 0 | 19921730.9904 | 0 | 0 | 5255566.0984 | 35728952.4576 | -173275.7078 | 0.4826%
2020-08-01 | 8 | 2020 | 30894493.1653 | 0 | 149 | 6953.8 | 0 | 31 | 0 | 0 | 149 | -12119271.4176 | 0 | 9307897.094 | 9151429.5129 | 0 | 19921730.9904 | 0 | 0 | 3541742.8705 | 29803529.0501 | -1090964.1152 | 3.531%
2020-09-01 | 9 | 2020 | 21056188.1653 | 21.7 | 45.5 | 7070.2 | 0 | 30 | 1 | 21.7 | 45.5 | -12119271.4176 | 243641.4111 | 2842344.4146 | 9304615.7413 | 0 | 19279094.5068 | -756046.9749 | 77288.0308 | 1081538.9302 | 19953204.6424 | -1102983.5229 | 5.238%
2020-10-01 | 10 | 2020 | 19613548.1653 | 139.8 | 0.6 | 7157.8 | 0 | 31 | 1 | 139.8 | 0.6 | -12119271.4176 | 1569634.5288 | 37481.4648 | 9419900.2225 | 0 | 19921730.9904 | -756046.9749 | 497920.1244 | 14262.0518 | 18585610.9902 | -1027937.1751 | 5.241%
2020-11-01 | 11 | 2020 | 20096630.1653 | 213.7 | 3.4 | 7216.9 | 0 | 30 | 0 | 213.7 | 3.4 | -12119271.4176 | 2399362.6524 | 212394.9672 | 9497677.7663 | 0 | 19279094.5068 | 0 | 761126.8282 | 80818.2937 | 20111203.597 | 14573.4317 | 0.07252%
2020-12-01 | 12 | 2020 | 24485595.1653 | 421.4 | 0 | 7236.4 | 1 | 31 | 0 | 421.4 | 0 | -12119271.4176 | 4731359.0159 | 0 | 9523340.4077 | 678520.9795 | 19921730.9904 | 0 | 1500883.694 | 0 | 24236563.6699 | -249031.4955 | 1.017%
2021-01-01 | 1 | 2021 | 24555577.2051 | 493.2 | 0 | 7159 | 0 | 31 | 0 | 493.2 | 0 | -12119271.4176 | 5537508.9384 | 0 | 9421479.462 | 0 | 19921730.9904 | 0 | 1756610.911 | 0 | 24518058.8842 | -37518.321 | 0.1528%
2021-02-01 | 2 | 2021 | 22854682.0499 | 545.6 | 0 | 7107.3 | 0 | 28 | 0 | 545.6 | 0 | -12119271.4176 | 6125841.1938 | 0 | 9353440.5616 | 0 | 17993821.5397 | 0 | 1943241.9161 | 0 | 23297073.7936 | 442391.7437 | 1.936%
2021-03-01 | 3 | 2021 | 21246128.2671 | 308.7 | 0.2 | 7105.6 | 0 | 31 | 1 | 308.7 | 0.2 | -12119271.4176 | 3465995.5582 | 12493.8216 | 9351203.3056 | 0 | 19921730.9904 | -756046.9749 | 1099484.5666 | 4754.0173 | 20980343.8672 | -265784.3999 | 1.251%
2021-04-01 | 4 | 2021 | 19323448.3315 | 174.2 | 5.6 | 7163.1 | 0 | 30 | 1 | 174.2 | 5.6 | -12119271.4176 | 1955867.9178 | 349827.0049 | 9426875.1968 | 0 | 19279094.5068 | -756046.9749 | 620441.2423 | 133112.4837 | 18889899.9599 | -433548.3716 | 2.244%
2021-05-01 | 5 | 2021 | 21727179.1488 | 97 | 40.6 | 7211.3 | 0 | 31 | 1 | 97 | 40.6 | -12119271.4176 | 1089088.3354 | 2536245.7853 | 9490307.9822 | 0 | 19921730.9904 | -756046.9749 | 345481.0591 | 965065.507 | 21472601.2669 | -254577.8819 | 1.172%
2021-06-01 | 6 | 2021 | 28773459.2014 | 0 | 153.6 | 7273.4 | 0 | 30 | 0 | 0 | 153.6 | -12119271.4176 | 0 | 9595254.9909 | 9572033.6246 | 0 | 19279094.5068 | 0 | 0 | 3651085.2678 | 29978196.9725 | 1204737.7711 | 4.187%
2021-07-01 | 7 | 2021 | 30323572.9675 | 0 | 150.5 | 7372.5 | 0 | 31 | 0 | 0 | 150.5 | -12119271.4176 | 0 | 9401600.756 | 9702452.4841 | 0 | 19921730.9904 | 0 | 0 | 3577398 | 30483910.8129 | 160337.8454 | 0.5288%
2021-08-01 | 8 | 2021 | 34130192.1806 | 0 | 189.7 | 7458.5 | 0 | 31 | 0 | 0 | 189.7 | -12119271.4176 | 0 | 11850389.7902 | 9815631.3127 | 0 | 19921730.9904 | 0 | 0 | 4509185.3861 | 33977666.0617 | -152526.119 | 0.4469%
2021-09-01 | 9 | 2021 | 22403650.5563 | 5.7 | 65.5 | 7485 | 0 | 30 | 1 | 5.7 | 65.5 | -12119271.4176 | 63997.9743 | 4091726.5749 | 9850506.1842 | 0 | 19279094.5068 | -756046.9749 | 20301.4643 | 1556940.6578 | 21987248.9699 | -416401.5864 | 1.859%
2021-10-01 | 10 | 2021 | 20798779.352 | 63.6 | 46.3 | 7514.2 | 0 | 31 | 1 | 63.6 | 46.3 | -12119271.4176 | 714082.6612 | 2892319.701 | 9888934.3446 | 0 | 19921730.9904 | -756046.9749 | 226521.6017 | 1100554.9993 | 21868825.9057 | 1070046.5537 | 5.145%
2021-11-01 | 11 | 2021 | 20933541.4865 | 303.1 | 0 | 7552.6 | 0 | 30 | 0 | 303.1 | 0 | -12119271.4176 | 3403120.3553 | 0 | 9939470.0076 | 0 | 19279094.5068 | 0 | 1079539.2683 | 0 | 21581952.7204 | 648411.2339 | 3.097%
2021-12-01 | 12 | 2021 | 23745155.2909 | 373.4 | 0 | 7601.7 | 1 | 31 | 0 | 373.4 | 0 | -12119271.4176 | 4192428.7056 | 0 | 10004087.2225 | 678520.9795 | 19921730.9904 | 0 | 1329923.9947 | 0 | 24007420.475 | 262265.1841 | 1.104%
2.33%
[24 empty] | 1 | -3279185.3829 | 15.97%
[24 empty] | 2 | 709590.0735 | 18.2%
[24 empty] | 3 | 1990812.2101 | 16.42%
[24 empty] | 4 | -621713.101 | 18.9%
[24 empty] | 5 | 4889526.8956 | 40.68%
[24 empty] | 6 | 3108877.8871 | 28.01%
[24 empty] | 7 | -1675772.7208 | 16.39%
[24 empty] | 8 | -2300371.0374 | 26.6%
[24 empty] | 9 | -4938023.1582 | 34.59%
[24 empty] | 10 | 34471.1495 | 30.18%
[24 empty] | 11 | 2373431.2959 | 17.4%
[24 empty] | 12 | 38334.4441 | 16.24%
[24 empty] | 2012 | -1908741.2059 | 23.13%
[24 empty] | 2013 | -911548.0079 | 33.42%
[24 empty] | 2014 | 1523074.6912 | 28.62%
[24 empty] | 2015 | 4441291.1727 | 28.23%
[24 empty] | 2016 | 3462360.6063 | 29.74%
[24 empty] | 2017 | 3345344.8277 | 28.9%
[24 empty] | 2018 | -3298128.576 | 29.77%
[24 empty] | 2019 | -2228734.2116 | 22.38%
[24 empty] | 2020 | -6322774.3936 | 32.28%
[24 empty] | 2021 | 2227833.6523 | 23.12%

## GS<50 Predicted Monthly
Date | Month | Year | GSlt50kWh_NoCDM | HDD14 | CDD16 | COVID_AM | Adj.Lnd_FTE | const | HDD14 | CDD16 | COVID_AM | Adj.Lnd_FTE | Predicted | Diff | Model Error
2012-01-01 | 1 | 2012 | 9715146.4363 | 488.6 | 0 | 0 | 233.7 | 4911431.3206 | 2138793.0982 | 0 | 0 | 2131462.6868 | 9181687.1057 | -533459.3306 | 5.491% |  | Model 2: Prais-Winsten, using observations 2012:01-2021:12 (T = 120)
2012-02-01 | 2 | 2012 | 8758035.2274 | 406 | 0 | 0 | 232 | 4911431.3206 | 1777220.626 | 0 | 0 | 2115957.8235 | 8804609.7701 | 46574.5427 | 0.5318% |  | Dependent variable: GSlt50kWh_NoCDM
2012-03-01 | 3 | 2012 | 8522126.5363 | 216.2 | 13.3 | 0 | 231 | 4911431.3206 | 946391.8703 | 200422.0117 | 0 | 2106837.3156 | 8165082.5182 | -357044.0181 | 4.19% |  | rho = 0.19476
2012-04-01 | 4 | 2012 | 7739075.6311 | 223.8 | 2 | 0 | 236.1 | 4911431.3206 | 979660.0397 | 30138.6484 | 0 | 2153351.9057 | 8074581.9144 | 335506.2833 | 4.335%
2012-05-01 | 5 | 2012 | 7942686.7722 | 33.5 | 47.1 | 0 | 241.3 | 4911431.3206 | 146642.5886 | 709765.1692 | 0 | 2200778.5465 | 7968617.625 | 25930.8528 | 0.3265% |  |  | coefficient | std. error | t-ratio | p-value
2012-06-01 | 6 | 2012 | 8944453.9507 | 2.8 | 139.4 | 0 | 245.1 | 4911431.3206 | 12256.694 | 2100663.7917 | 0 | 2235436.4764 | 9259788.2827 | 315334.332 | 3.525% |  | const | 4911431.3206 | 661504.7538 | 7.4246 | 2.1323e-11
2012-07-01 | 7 | 2012 | 10398756.8377 | 0 | 215.9 | 0 | 246.2 | 4911431.3206 | 0 | 3253467.092 | 0 | 2245469.0351 | 10410367.4477 | 11610.61 | 0.1117% |  | HDD14 | 4377.3907 | 188.7561 | 23.1907 | 3.5631e-45
2012-08-01 | 8 | 2012 | 9361959.3424 | 0 | 147.5 | 0 | 247.4 | 4911431.3206 | 0 | 2222725.3176 | 0 | 2256413.6445 | 9390570.2827 | 28610.9404 | 0.3056% |  | CDD16 | 15069.3242 | 605.6998 | 24.8792 | 4.1729e-48
2012-09-01 | 9 | 2012 | 7892744.2531 | 26.4 | 52.2 | 0 | 246.2 | 4911431.3206 | 115563.1146 | 786618.7226 | 0 | 2245469.0351 | 8059082.1929 | 166337.9397 | 2.107% |  | COVID_AM | -1031443.7892 | 166815.0009 | -6.1832 | 9.8672e-09
2012-10-01 | 10 | 2012 | 7783049.2122 | 118.3 | 9.8 | 0 | 242 | 4911431.3206 | 517845.3203 | 147679.377 | 0 | 2207162.902 | 7784118.9201 | 1069.7079 | 0.01374% |  | AdjLnd_FTE | 9120.5079 | 2683.0835 | 3.3993 | 0.00092936
2012-11-01 | 11 | 2012 | 8189402.8398 | 310.5 | 0 | 0 | 239.4 | 4911431.3206 | 1359179.8138 | 0 | 0 | 2183449.5816 | 8454060.716 | 264657.8762 | 3.232%
2012-12-01 | 12 | 2012 | 9020722.2923 | 392.7 | 0 | 0 | 237.8 | 4911431.3206 | 1719001.3297 | 0 | 0 | 2168856.769 | 8799289.4194 | -221432.8729 | 2.455% |  | Statistics based on the rho-differenced data
2013-01-01 | 1 | 2013 | 9538239.5865 | 520.1 | 0 | 0 | 238.6 | 4911431.3206 | 2276680.9054 | 0 | 0 | 2176153.1753 | 9364265.4014 | -173974.1851 | 1.824% |  | Mean dependent var | 8745277.1134 | S.D. dependent var | 796571.5015
2013-02-01 | 2 | 2013 | 9010843.1208 | 507.2 | 0 | 0 | 235.5 | 4911431.3206 | 2220212.5653 | 0 | 0 | 2147879.601 | 9279523.4869 | 268680.3662 | 2.982% |  | Sum squared resid | 8633394286611 | S.E. of regression | 273994.5142
2013-03-01 | 3 | 2013 | 9262004.0149 | 435.4 | 0 | 0 | 234.5 | 4911431.3206 | 1905915.9128 | 0 | 0 | 2138759.0931 | 8956106.3265 | -305897.6884 | 3.303% |  | R-squared | 0.88566 | Adjusted R-squared | 0.88169
2013-04-01 | 4 | 2013 | 8130117.2816 | 243.3 | 0.2 | 0 | 233.4 | 4911431.3206 | 1065019.1584 | 3013.8648 | 0 | 2128726.5345 | 8108190.8783 | -21926.4032 | 0.2697% |  | F(4, 115) | 210.7862 | P-value(F) | 5.8948e-52
2013-05-01 | 5 | 2013 | 8067128.4246 | 66.6 | 58.9 | 0 | 235.3 | 4911431.3206 | 291534.2209 | 887583.1946 | 0 | 2146055.4994 | 8236604.2356 | 169475.8109 | 2.101% |  | rho | -0.052956 | Durbin-Watson | 2.0553
2013-06-01 | 6 | 2013 | 8352446.796 | 8 | 89.3 | 0 | 238.7 | 4911431.3206 | 35019.1256 | 1345690.6499 | 0 | 2177065.2261 | 8469206.3223 | 116759.5263 | 1.398%
2013-07-01 | 7 | 2013 | 9946014.7277 | 0 | 173.5 | 0 | 240.3 | 4911431.3206 | 0 | 2614527.7465 | 0 | 2191658.0387 | 9717617.1058 | -228397.6219 | 2.296%
2013-08-01 | 8 | 2013 | 9134243.5895 | 0 | 126.1 | 0 | 240.7 | 4911431.3206 | 0 | 1900241.78 | 0 | 2195306.2418 | 9006979.3425 | -127264.2471 | 1.393%
2013-09-01 | 9 | 2013 | 7746346.3272 | 24 | 58.5 | 0 | 238.1 | 4911431.3206 | 105057.3769 | 881555.4649 | 0 | 2171592.9214 | 8069637.0839 | 323290.7567 | 4.173%
2013-10-01 | 10 | 2013 | 7769073.3009 | 111.4 | 14.3 | 0 | 236.4 | 4911431.3206 | 487641.3245 | 215491.3359 | 0 | 2156088.058 | 7770652.039 | 1578.7381 | 0.02032%
2013-11-01 | 11 | 2013 | 8446339.549 | 345.7 | 0 | 0 | 234 | 4911431.3206 | 1513263.9666 | 0 | 0 | 2134198.8392 | 8558894.1264 | 112554.5773 | 1.333%
2013-12-01 | 12 | 2013 | 9620086.79 | 549.6 | 0 | 0 | 233.4 | 4911431.3206 | 2405813.9312 | 0 | 0 | 2128726.5345 | 9445971.7863 | -174115.0037 | 1.81%
2014-01-01 | 1 | 2014 | 10338245.2111 | 702.3 | 0 | 0 | 230.5 | 4911431.3206 | 3074241.4918 | 0 | 0 | 2102277.0617 | 10087949.8741 | -250295.337 | 2.421%
2014-02-01 | 2 | 2014 | 9351057.0234 | 651.7 | 0 | 0 | 229.5 | 4911431.3206 | 2852745.5222 | 0 | 0 | 2093156.5538 | 9857333.3966 | 506276.3732 | 5.414%
2014-03-01 | 3 | 2014 | 9838354.2655 | 561.3 | 0 | 0 | 228.3 | 4911431.3206 | 2457029.4025 | 0 | 0 | 2082211.9444 | 9450672.6675 | -387681.598 | 3.941%
2014-04-01 | 4 | 2014 | 8009795.571 | 226.8 | 0 | 0 | 231 | 4911431.3206 | 992792.2118 | 0 | 0 | 2106837.3156 | 8011060.848 | 1265.277 | 0.0158%
2014-05-01 | 5 | 2014 | 7903042.6696 | 74.1 | 27.5 | 0 | 234.3 | 4911431.3206 | 324364.6512 | 414406.4151 | 0 | 2136934.9915 | 7787137.3785 | -115905.2911 | 1.467%
2014-06-01 | 6 | 2014 | 8668892.1893 | 3.3 | 96.5 | 0 | 239.3 | 4911431.3206 | 14445.3893 | 1454189.7841 | 0 | 2182537.5308 | 8562604.0248 | -106288.1645 | 1.226%
2014-07-01 | 7 | 2014 | 8980988.5865 | 0 | 109.6 | 0 | 243.6 | 4911431.3206 | 0 | 1651597.9309 | 0 | 2221755.7146 | 8784784.9662 | -196203.6203 | 2.185%
2014-08-01 | 8 | 2014 | 9004179.1767 | 0 | 113.4 | 0 | 245.9 | 4911431.3206 | 0 | 1708861.3628 | 0 | 2242732.8827 | 8863025.5662 | -141153.6106 | 1.568%
2014-09-01 | 9 | 2014 | 8036044.4874 | 22.2 | 47.5 | 0 | 243.1 | 4911431.3206 | 97178.0736 | 715792.8989 | 0 | 2217195.4607 | 7941597.7539 | -94446.7335 | 1.175%
2014-10-01 | 10 | 2014 | 7894328.9928 | 117 | 4.2 | 0 | 240.8 | 4911431.3206 | 512154.7124 | 63291.1616 | 0 | 2196218.2926 | 7683095.4873 | -211233.5055 | 2.676%
2014-11-01 | 11 | 2014 | 8815493.0513 | 363.7 | 0 | 0 | 239.7 | 4911431.3206 | 1592056.9992 | 0 | 0 | 2186185.734 | 8689674.0539 | -125818.9974 | 1.427%
2014-12-01 | 12 | 2014 | 9522838.5356 | 418.5 | 0 | 0 | 241.5 | 4911431.3206 | 1831938.0099 | 0 | 0 | 2202602.6481 | 8945971.9786 | -576866.557 | 6.058%
2015-01-01 | 1 | 2015 | 10328729.7116 | 656.8 | 0 | 0 | 242.7 | 4911431.3206 | 2875070.2148 | 0 | 0 | 2213547.2576 | 10000048.7929 | -328680.9187 | 3.182%
2015-02-01 | 2 | 2015 | 9874530.7186 | 729.1 | 0 | 0 | 241.9 | 4911431.3206 | 3191555.5627 | 0 | 0 | 2206250.8513 | 10309237.7346 | 434707.016 | 4.402%
2015-03-01 | 3 | 2015 | 9617862.4386 | 474.7 | 0 | 0 | 240 | 4911431.3206 | 2077947.3675 | 0 | 0 | 2188921.8863 | 9178300.5744 | -439561.8642 | 4.57%
2015-04-01 | 4 | 2015 | 8143793.0919 | 210.7 | 0 | 0 | 237.1 | 4911431.3206 | 922316.2214 | 0 | 0 | 2162472.4135 | 7996219.9556 | -147573.1362 | 1.812%
2015-05-01 | 5 | 2015 | 8287149.1366 | 60 | 53.5 | 0 | 238.6 | 4911431.3206 | 262643.4423 | 806208.844 | 0 | 2176153.1753 | 8156436.7822 | -130712.3544 | 1.577%
2015-06-01 | 6 | 2015 | 8448182.869 | 11.9 | 64.5 | 0 | 246.9 | 4911431.3206 | 52090.9494 | 971971.4101 | 0 | 2251853.3906 | 8187347.0706 | -260835.7984 | 3.087%
2015-07-01 | 7 | 2015 | 9827740.9467 | 0 | 138.1 | 0 | 252.4 | 4911431.3206 | 0 | 2081073.6702 | 0 | 2302016.1838 | 9294521.1747 | -533219.772 | 5.426%
2015-08-01 | 8 | 2015 | 9334237.1712 | 0 | 132.6 | 0 | 257.8 | 4911431.3206 | 0 | 1998192.3872 | 0 | 2351266.9262 | 9260890.6341 | -73346.5371 | 0.7858%
2015-09-01 | 9 | 2015 | 9096701.4461 | 1.6 | 117.7 | 0 | 252.5 | 4911431.3206 | 7003.8251 | 1773659.4568 | 0 | 2302928.2346 | 8995022.8372 | -101678.609 | 1.118%
2015-10-01 | 10 | 2015 | 8006073.2998 | 102.7 | 1.7 | 0 | 253 | 4911431.3206 | 449558.0254 | 25617.8511 | 0 | 2307488.4885 | 7694095.6856 | -311977.6142 | 3.897%
2015-11-01 | 11 | 2015 | 8136787.5698 | 208.1 | 1.3 | 0 | 249.4 | 4911431.3206 | 910935.0056 | 19590.1214 | 0 | 2274654.6602 | 8116611.1079 | -20176.4619 | 0.248%
2015-12-01 | 12 | 2015 | 8950106.7301 | 308.4 | 0 | 0 | 250.6 | 4911431.3206 | 1349987.2933 | 0 | 0 | 2285599.2696 | 8547017.8836 | -403088.8465 | 4.504%
2016-01-01 | 1 | 2016 | 9721774.909 | 527.5 | 0 | 0 | 248.6 | 4911431.3206 | 2309073.5967 | 0 | 0 | 2267358.2539 | 9487863.1712 | -233911.7378 | 2.406%
2016-02-01 | 2 | 2016 | 9078742.671 | 466.3 | 0 | 0 | 245.7 | 4911431.3206 | 2041177.2855 | 0 | 0 | 2240908.7811 | 9193517.3873 | 114774.7163 | 1.264%
2016-03-01 | 3 | 2016 | 8869063.1008 | 316.9 | 0 | 0 | 242.5 | 4911431.3206 | 1387195.1143 | 0 | 0 | 2211723.156 | 8510349.5909 | -358713.5099 | 4.045%
2016-04-01 | 4 | 2016 | 8191352.4714 | 272.6 | 0 | 0 | 240 | 4911431.3206 | 1193276.7061 | 0 | 0 | 2188921.8863 | 8293629.913 | 102277.4416 | 1.249%
2016-05-01 | 5 | 2016 | 8320279.2145 | 84.6 | 47.8 | 0 | 242.2 | 4911431.3206 | 370327.2536 | 720313.6961 | 0 | 2208987.0036 | 8211059.274 | -109219.9405 | 1.313%
2016-06-01 | 6 | 2016 | 8603707.8839 | 3.4 | 87 | 0 | 244.6 | 4911431.3206 | 14883.1284 | 1311031.2043 | 0 | 2230876.2225 | 8468221.8758 | -135486.0082 | 1.575%
2016-07-01 | 7 | 2016 | 10227505.0748 | 0 | 196.8 | 0 | 246.5 | 4911431.3206 | 0 | 2965643 | 0 | 2248205.1874 | 10125279.5081 | -102225.5668 | 0.9995%
2016-08-01 | 8 | 2016 | 10594865.3608 | 0 | 222.6 | 0 | 247.6 | 4911431.3206 | 0 | 3354431.5641 | 0 | 2258237.7461 | 10524100.6307 | -70764.73 | 0.6679%
2016-09-01 | 9 | 2016 | 8532215.1407 | 0.7 | 88.4 | 0 | 246.2 | 4911431.3206 | 3064.1735 | 1332128.2581 | 0 | 2245469.0351 | 8492092.7873 | -40122.3533 | 0.4702%
2016-10-01 | 10 | 2016 | 7909330.4972 | 97.4 | 23.5 | 0 | 245.1 | 4911431.3206 | 426357.8546 | 354129.1184 | 0 | 2235436.4764 | 7927354.7701 | 18024.2728 | 0.2279%
2016-11-01 | 11 | 2016 | 8002618.1218 | 213.3 | 0 | 0 | 239.8 | 4911431.3206 | 933697.4373 | 0 | 0 | 2187097.7848 | 8032226.5427 | 29608.4208 | 0.37%
2016-12-01 | 12 | 2016 | 9438076.8097 | 500.5 | 0 | 0 | 237.9 | 4911431.3206 | 2190884.0476 | 0 | 0 | 2169768.8198 | 9272084.1881 | -165992.6216 | 1.759%
2017-01-01 | 1 | 2017 | 9402149.5757 | 474.3 | 0 | 0 | 236.6 | 4911431.3206 | 2076196.4112 | 0 | 0 | 2157912.1596 | 9145539.8914 | -256609.6843 | 2.729%
2017-02-01 | 2 | 2017 | 8213431.4194 | 352.5 | 0 | 0 | 239.7 | 4911431.3206 | 1543030.2234 | 0 | 0 | 2186185.734 | 8640647.278 | 427215.8585 | 5.201%
2017-03-01 | 3 | 2017 | 8998627.8668 | 410.4 | 0 | 0 | 243.6 | 4911431.3206 | 1796481.1451 | 0 | 0 | 2221755.7146 | 8929668.1804 | -68959.6864 | 0.7663%
2017-04-01 | 4 | 2017 | 7636251.1834 | 145.7 | 4.6 | 0 | 244.8 | 4911431.3206 | 637785.8257 | 69318.8913 | 0 | 2232700.3241 | 7851236.3616 | 214985.1782 | 2.815%
2017-05-01 | 5 | 2017 | 7809978.0544 | 92.1 | 25.3 | 0 | 247.5 | 4911431.3206 | 403157.6839 | 381253.9019 | 0 | 2257325.6953 | 7953168.6017 | 143190.5473 | 1.833%
2017-06-01 | 6 | 2017 | 8575632.1192 | 0.7 | 122.8 | 0 | 249.9 | 4911431.3206 | 3064.1735 | 1850513.0102 | 0 | 2279214.9141 | 9044223.4184 | 468591.2992 | 5.464%
2017-07-01 | 7 | 2017 | 9403708.2562 | 0 | 170.5 | 0 | 250.3 | 4911431.3206 | 0 | 2569319.7739 | 0 | 2282863.1173 | 9763614.2118 | 359905.9557 | 3.827%
2017-08-01 | 8 | 2017 | 9020999.2081 | 0.8 | 118.2 | 0 | 246.2 | 4911431.3206 | 3501.9126 | 1781194.1189 | 0 | 2245469.0351 | 8941596.3872 | -79402.8209 | 0.8802%
2017-09-01 | 9 | 2017 | 8253527.8541 | 13.7 | 90 | 0 | 241.5 | 4911431.3206 | 59970.2527 | 1356239.1768 | 0 | 2202602.6481 | 8530243.3982 | 276715.5442 | 3.353%
2017-10-01 | 10 | 2017 | 7753938.8949 | 74.9 | 25 | 0 | 240.4 | 4911431.3206 | 327866.5638 | 376733.1047 | 0 | 2192570.0895 | 7808601.0786 | 54662.1837 | 0.705%
2017-11-01 | 11 | 2017 | 8380979.0385 | 311.8 | 0 | 0 | 241.8 | 4911431.3206 | 1364870.4217 | 0 | 0 | 2205338.8005 | 8481640.5428 | 100661.5043 | 1.201%
2017-12-01 | 12 | 2017 | 9306652.5214 | 558.9 | 0 | 0 | 242 | 4911431.3206 | 2446523.6648 | 0 | 0 | 2207162.902 | 9565117.8875 | 258465.3661 | 2.777%
2018-01-01 | 1 | 2018 | 9894919.6623 | 593.5 | 0 | 0 | 241.1 | 4911431.3206 | 2597981.3832 | 0 | 0 | 2198954.445 | 9708367.1488 | -186552.5135 | 1.885%
2018-02-01 | 2 | 2018 | 8519875.6069 | 456.4 | 0 | 0 | 243.6 | 4911431.3206 | 1997841.1176 | 0 | 0 | 2221755.7146 | 9131028.1528 | 611152.5459 | 7.173%
2018-03-01 | 3 | 2018 | 8977816.1619 | 451.2 | 0 | 0 | 246.2 | 4911431.3206 | 1975078.6859 | 0 | 0 | 2245469.0351 | 9131979.0416 | 154162.8797 | 1.717%
2018-04-01 | 4 | 2018 | 8305180.8149 | 312 | 0 | 0 | 250.2 | 4911431.3206 | 1365745.8998 | 0 | 0 | 2281951.0665 | 8559128.287 | 253947.4721 | 3.058%
2018-05-01 | 5 | 2018 | 8256776.0533 | 47.5 | 63.9 | 0 | 254.1 | 4911431.3206 | 207926.0585 | 962929.8156 | 0 | 2317521.0472 | 8399808.2418 | 143032.1886 | 1.732%
2018-06-01 | 6 | 2018 | 8381432.5039 | 5.3 | 92.4 | 0 | 259 | 4911431.3206 | 23200.1707 | 1392405.5549 | 0 | 2362211.5357 | 8689248.5819 | 307816.0781 | 3.673%
2018-07-01 | 7 | 2018 | 9749326.3036 | 0 | 176 | 0 | 263.5 | 4911431.3206 | 0 | 2652201.0569 | 0 | 2403253.821 | 9966886.1986 | 217559.895 | 2.232%
2018-08-01 | 8 | 2018 | 9828133.8583 | 0 | 188.3 | 0 | 264.4 | 4911431.3206 | 0 | 2837553.7444 | 0 | 2411462.2781 | 10160447.3432 | 332313.4848 | 3.381%
2018-09-01 | 9 | 2018 | 8304311.6848 | 15.1 | 92.7 | 0 | 261.7 | 4911431.3206 | 66098.5996 | 1396926.3521 | 0 | 2386836.9069 | 8761293.1793 | 456981.4945 | 5.503%
2018-10-01 | 10 | 2018 | 7830922.3018 | 160.9 | 24.2 | 0 | 258.1 | 4911431.3206 | 704322.1644 | 364677.6453 | 0 | 2354003.0786 | 8334434.2089 | 503511.9071 | 6.43%
2018-11-01 | 11 | 2018 | 8572978.0069 | 373.5 | 0 | 0 | 251.1 | 4911431.3206 | 1634955.4282 | 0 | 0 | 2290159.5236 | 8836546.2724 | 263568.2655 | 3.074%
2018-12-01 | 12 | 2018 | 8836298.6454 | 420.2 | 0 | 0 | 249.2 | 4911431.3206 | 1839379.5741 | 0 | 0 | 2272830.5586 | 9023641.4533 | 187342.8079 | 2.12%
2019-01-01 | 1 | 2019 | 9613056.6176 | 594.8 | 0 | 0 | 249.5 | 4911431.3206 | 2603671.9911 | 0 | 0 | 2275566.711 | 9790670.0227 | 177613.4051 | 1.848%
2019-02-01 | 2 | 2019 | 9048471.6176 | 492.5 | 0 | 0 | 250.1 | 4911431.3206 | 2155864.922 | 0 | 0 | 2281039.0157 | 9348335.2583 | 299863.6408 | 3.314%
2019-03-01 | 3 | 2019 | 9204613.6176 | 450.6 | 0 | 0 | 248.2 | 4911431.3206 | 1972452.2515 | 0 | 0 | 2263710.0508 | 9147593.6229 | -57019.9947 | 0.6195%
2019-04-01 | 4 | 2019 | 8135075.6176 | 210.8 | 0 | 0 | 246.1 | 4911431.3206 | 922753.9605 | 0 | 0 | 2244556.9843 | 8078742.2654 | -56333.3521 | 0.6925%
2019-05-01 | 5 | 2019 | 7924643.6176 | 95.2 | 9.9 | 0 | 244.3 | 4911431.3206 | 416727.5951 | 149186.3095 | 0 | 2228140.0701 | 7705485.2953 | -219158.3223 | 2.766%
2019-06-01 | 6 | 2019 | 8159569.6176 | 9.3 | 62.7 | 0 | 247.4 | 4911431.3206 | 40709.7336 | 944846.6265 | 0 | 2256413.6445 | 8153401.3252 | -6168.2924 | 0.0756%
2019-07-01 | 7 | 2019 | 10497079.6176 | 0 | 204.7 | 0 | 247.6 | 4911431.3206 | 0 | 3084690.6611 | 0 | 2258237.7461 | 10254359.7278 | -242719.8898 | 2.312%
2019-08-01 | 8 | 2019 | 9629815.6176 | 0 | 147.1 | 0 | 253.3 | 4911431.3206 | 0 | 2216697.5879 | 0 | 2310224.6409 | 9438353.5494 | -191462.0681 | 1.988%
2019-09-01 | 9 | 2019 | 8281144.6176 | 0.6 | 75.8 | 0 | 254.3 | 4911431.3206 | 2626.4344 | 1142254.7734 | 0 | 2319345.1487 | 8375657.6772 | 94513.0596 | 1.141%
2019-10-01 | 10 | 2019 | 7807971.6176 | 118.5 | 6.5 | 0 | 258.6 | 4911431.3206 | 518720.7985 | 97950.6072 | 0 | 2358563.3325 | 7886666.0589 | 78694.4413 | 1.008%
2019-11-01 | 11 | 2019 | 8623553.6176 | 383 | 0 | 0 | 263.6 | 4911431.3206 | 1676540.6398 | 0 | 0 | 2404165.8718 | 8992137.8323 | 368584.2147 | 4.274%
2019-12-01 | 12 | 2019 | 9255782.6176 | 409.1 | 0 | 0 | 265.2 | 4911431.3206 | 1790790.5372 | 0 | 0 | 2418758.6844 | 9120980.5423 | -134802.0753 | 1.456%
2020-01-01 | 1 | 2020 | 9382515.7229 | 436.3 | 0 | 0 | 268.5 | 4911431.3206 | 1909855.5644 | 0 | 0 | 2448856.3603 | 9270143.2454 | -112372.4775 | 1.198%
2020-02-01 | 2 | 2020 | 8829498.8699 | 468.4 | 0 | 0 | 267.7 | 4911431.3206 | 2050369.806 | 0 | 0 | 2441559.954 | 9403361.0807 | 573862.2108 | 6.499%
2020-03-01 | 3 | 2020 | 8214381.7994 | 331.7 | 0 | 0.5 | 265.2 | 4911431.3206 | 1451980.4967 | 0 | -515721.8946 | 2418758.6844 | 8266448.6071 | 52066.8077 | 0.6338%
2020-04-01 | 4 | 2020 | 6783587.376 | 257.1 | 0 | 1 | 248.6 | 4911431.3206 | 1125427.1501 | 0 | -1031443.7892 | 2267358.2539 | 7272772.9355 | 489185.5595 | 7.211%
2020-05-01 | 5 | 2020 | 6988587.4182 | 121.3 | 42.5 | 1 | 237.6 | 4911431.3206 | 530977.4925 | 640446.278 | -1031443.7892 | 2167032.6675 | 7218443.9693 | 229856.5511 | 3.289%
2020-06-01 | 6 | 2020 | 7946140.7935 | 6.8 | 111 | 0.5 | 237.7 | 4911431.3206 | 29766.2568 | 1672694.9848 | -515721.8946 | 2167944.7183 | 8266115.3858 | 319974.5923 | 4.027%
2020-07-01 | 7 | 2020 | 9814607.5792 | 0 | 221.1 | 0.5 | 250.1 | 4911431.3206 | 0 | 3331827.5778 | -515721.8946 | 2281039.0157 | 10008576.0195 | 193968.4403 | 1.976%
2020-08-01 | 8 | 2020 | 9127623.5184 | 0 | 149 | 0.5 | 259.6 | 4911431.3206 | 0 | 2245329.3039 | -515721.8946 | 2367683.8404 | 9008722.5703 | -118900.9481 | 1.303%
2020-09-01 | 9 | 2020 | 7773780.3244 | 21.7 | 45.5 | 0.5 | 261.7 | 4911431.3206 | 94989.3783 | 685654.2505 | -515721.8946 | 2386836.9069 | 7563189.9617 | -210590.3627 | 2.709%
2020-10-01 | 10 | 2020 | 7711703.6802 | 139.8 | 0.6 | 0.5 | 261.3 | 4911431.3206 | 611959.2205 | 9041.5945 | -515721.8946 | 2383188.7037 | 7399898.9448 | -311804.7354 | 4.043%
2020-11-01 | 11 | 2020 | 8136821.9765 | 213.7 | 3.4 | 0.5 | 260.7 | 4911431.3206 | 935448.3936 | 51235.7022 | -515721.8946 | 2377716.399 | 7760109.9208 | -376712.0556 | 4.63%
2020-12-01 | 12 | 2020 | 9031675.3851 | 421.4 | 0 | 0.5 | 264.2 | 4911431.3206 | 1844632.4429 | 0 | -515721.8946 | 2409638.1765 | 8649980.0455 | -381695.3396 | 4.226%
2021-01-01 | 1 | 2021 | 8962928.1971 | 493.2 | 0 | 0.5 | 267 | 4911431.3206 | 2158929.0955 | 0 | -515721.8946 | 2435175.5985 | 8989814.12 | 26885.9229 | 0.3%
2021-02-01 | 2 | 2021 | 8639206.2805 | 545.6 | 0 | 0.5 | 270.8 | 4911431.3206 | 2388304.3684 | 0 | -515721.8946 | 2469833.5284 | 9253847.3228 | 614641.0423 | 7.115%
2021-03-01 | 3 | 2021 | 8530309.7683 | 308.7 | 0.2 | 0.5 | 273 | 4911431.3206 | 1351300.5105 | 3013.8648 | -515721.8946 | 2489898.6457 | 8239922.4471 | -290387.3213 | 3.404%
2021-04-01 | 4 | 2021 | 7420305.21 | 174.2 | 5.6 | 0.5 | 276.5 | 4911431.3206 | 762541.4607 | 84388.2154 | -515721.8946 | 2521820.4232 | 7764459.5254 | 344154.3154 | 4.638%
2021-05-01 | 5 | 2021 | 7606871.8617 | 97 | 40.6 | 0.5 | 277.8 | 4911431.3206 | 424606.8983 | 611814.562 | -515721.8946 | 2533677.0834 | 7965807.9698 | 358936.1081 | 4.719%
2021-06-01 | 6 | 2021 | 8922004.8291 | 0 | 153.6 | 0.5 | 281.7 | 4911431.3206 | 0 | 2314648.1951 | -515721.8946 | 2569247.0641 | 9279604.6852 | 357599.8561 | 4.008%
2021-07-01 | 7 | 2021 | 9602048.0566 | 0 | 150.5 | 0.5 | 283.8 | 4911431.3206 | 0 | 2267933.2902 | -515721.8946 | 2588400.1306 | 9252042.8468 | -350005.2098 | 3.645%
2021-08-01 | 8 | 2021 | 10335978.5682 | 0 | 189.7 | 0.5 | 287.1 | 4911431.3206 | 0 | 2858650.7983 | -515721.8946 | 2618497.8065 | 9872858.0308 | -463120.5374 | 4.481%
2021-09-01 | 9 | 2021 | 8386463.3158 | 5.7 | 65.5 | 0.5 | 284.9 | 4911431.3206 | 24951.127 | 987040.7343 | -515721.8946 | 2598432.6892 | 8006133.9765 | -380329.3393 | 4.535%
2021-10-01 | 10 | 2021 | 8092069.0106 | 63.6 | 46.3 | 0.5 | 286.9 | 4911431.3206 | 278402.0488 | 697709.7099 | -515721.8946 | 2616673.7049 | 7988494.8896 | -103574.121 | 1.28%
2021-11-01 | 11 | 2021 | 8504939.1999 | 303.1 | 0 | 0.5 | 288.3 | 4911431.3206 | 1326787.1226 | 0 | -515721.8946 | 2629442.416 | 8351938.9645 | -153000.2354 | 1.799%
2021-12-01 | 12 | 2021 | 9098849.8703 | 373.4 | 0 | 0.5 | 291.1 | 4911431.3206 | 1634517.6891 | 0 | -515721.8946 | 2654979.838 | 8685206.9531 | -413642.9172 | 4.546%
2.594%
[15 empty] | 1 | -1785870.3019 | 21.79%
[15 empty] | 2 | 2709245.0597 | 30.28%
[15 empty] | 3 | -1820715.4799 | 23.15%
[15 empty] | 4 | 682148.7606 | 14.25%
[15 empty] | 5 | -93366.5086 | 13.12%
[15 empty] | 6 | 699722.9722 | 20.02%
[15 empty] | 7 | -713690.0101 | 19.39%
[15 empty] | 8 | -322469.5887 | 10.97%
[15 empty] | 9 | 1081591.0989 | 19.04%
[15 empty] | 10 | 134330.1312 | 14.98%
[15 empty] | 11 | 993639.3995 | 15.16%
[15 empty] | 12 | -1230489.803 | 22.94%
[15 empty] | 2012 | 83696.8634 | 26.62%
[15 empty] | 2013 | -39235.3738 | 22.9%
[15 empty] | 2014 | -1698351.7647 | 29.57%
[15 empty] | 2015 | -2316144.8965 | 34.61%
[15 empty] | 2016 | -951751.6165 | 16.35%
[15 empty] | 2017 | 1899421.2457 | 31.55%
[15 empty] | 2018 | 3244836.5056 | 41.98%
[15 empty] | 2019 | 111604.7668 | 21.49%
[15 empty] | 2020 | 346838.2427 | 41.75%
[15 empty] | 2021 | -451842.4366 | 44.47%

## GS>50 Predicted Monthly
Date | Month | Year | GSgt50kWh_NoCDM | HDD14 | CDD16 | Month Days | Fall | GSgt50Cust | COVID2020 | const | HDD14 | CDD16 | Month Days | Fall | GSgt50Cust | COVID2020 | Predicted | Diff | Model Error
2012-01-01 | 1 | 2012 | 21656892.3229 | 488.6 | 0 | 31 | 0 | 434 | 0 | -5731272.9579 | 3561950.5274 | 0 | 16137916.3396 | 0 | 7083053.4476 | 0 | 21051647.3567 | -605244.9662 | 2.795% | Model 3: Prais-Winsten, using observations 2012:01-2021:12 (T = 120)
2012-02-01 | 2 | 2012 | 19270892.7769 | 406 | 0 | 29 | 0 | 436 | 0 | -5731272.9579 | 2959786.9712 | 0 | 15096760.4467 | 0 | 7115694.2469 | 0 | 19440968.7069 | 170075.93 | 0.8826% | Dependent variable: GSgt50kWh_NoCDM
2012-03-01 | 3 | 2012 | 20056817.8817 | 216.2 | 13.3 | 31 | 0 | 436 | 0 | -5731272.9579 | 1576123.0128 | 317954.9064 | 16137916.3396 | 0 | 7115694.2469 | 0 | 19416415.5477 | -640402.334 | 3.193% | rho = 0.128838
2012-04-01 | 4 | 2012 | 18860084.0582 | 223.8 | 2 | 30 | 0 | 436 | 0 | -5731272.9579 | 1631527.892 | 47812.7679 | 15617338.3932 | 0 | 7115694.2469 | 0 | 18681100.342 | -178983.7162 | 0.949%
2012-05-01 | 5 | 2012 | 18641210.4167 | 33.5 | 47.1 | 31 | 0 | 429 | 0 | -5731272.9579 | 244218.8757 | 1125990.6834 | 16137916.3396 | 0 | 7001451.4493 | 0 | 18778304.3902 | 137093.9735 | 0.7354% |  | coefficient | std. error | t-ratio | p-value
2012-06-01 | 6 | 2012 | 19373443.9695 | 2.8 | 139.4 | 30 | 0 | 430 | 0 | -5731272.9579 | 20412.3239 | 3332549.9209 | 15617338.3932 | 0 | 7017771.849 | 0 | 20256799.529 | 883355.5595 | 4.56% | const | -5731272.9579 | 2265251.6743 | -2.5301 | 0.012781
2012-07-01 | 7 | 2012 | 23546466.7343 | 0 | 215.9 | 31 | 0 | 431 | 0 | -5731272.9579 | 0 | 5161388.2921 | 16137916.3396 | 0 | 7034092.2486 | 0 | 22602123.9224 | -944342.8119 | 4.011% | HDD14 | 7290.1157 | 454.8593 | 16.0272 | 7.179e-31
2012-08-01 | 8 | 2012 | 21799469.3525 | 0 | 147.5 | 31 | 0 | 429 | 0 | -5731272.9579 | 0 | 3526191.6308 | 16137916.3396 | 0 | 7001451.4493 | 0 | 20934286.4618 | -865182.8907 | 3.969% | CDD16 | 23906.3839 | 1391.3655 | 17.182 | 2.6718e-33
2012-09-01 | 9 | 2012 | 18204589.5307 | 26.4 | 52.2 | 30 | 1 | 425 | 0 | -5731272.9579 | 192459.0543 | 1247913.2415 | 15617338.3932 | 472832.4744 | 6936169.8507 | 0 | 18735440.0562 | 530850.5255 | 2.916% | MonthDays | 520577.9464 | 63778.1991 | 8.1623 | 5.1409e-13
2012-10-01 | 10 | 2012 | 18651082.538 | 118.3 | 9.8 | 31 | 1 | 430 | 0 | -5731272.9579 | 862420.6864 | 234282.5626 | 16137916.3396 | 472832.4744 | 7017771.849 | 0 | 18993950.9541 | 342868.4161 | 1.838% | Fall | 472832.4744 | 174571.7868 | 2.7085 | 0.0078097
2012-11-01 | 11 | 2012 | 18582249.0657 | 310.5 | 0 | 30 | 0 | 430 | 0 | -5731272.9579 | 2263580.9226 | 0 | 15617338.3932 | 0 | 7017771.849 | 0 | 19167418.2068 | 585169.1411 | 3.149% | GSgt50Cust | 16320.3996 | 2766.1432 | 5.9001 | 3.868e-08
2012-12-01 | 12 | 2012 | 20507929.2497 | 392.7 | 0 | 31 | 0 | 429 | 0 | -5731272.9579 | 2862828.4325 | 0 | 16137916.3396 | 0 | 7001451.4493 | 0 | 20270923.2635 | -237005.9862 | 1.156% | COVID2020 | -1403212.122 | 429582.5414 | -3.2665 | 0.0014423
2013-01-01 | 1 | 2013 | 22570966.4885 | 520.1 | 0 | 31 | 0 | 432 | 0 | -5731272.9579 | 3791589.1718 | 0 | 16137916.3396 | 0 | 7050412.6483 | 0 | 21248645.2017 | -1322321.2868 | 5.859%
2013-02-01 | 2 | 2013 | 18427870.391 | 507.2 | 0 | 28 | 0 | 441 | 0 | -5731272.9579 | 3697546.6793 | 0 | 14576182.5003 | 0 | 7197296.2451 | 0 | 19739752.4668 | 1311882.0758 | 7.119% | Statistics based on the rho-differenced data
2013-03-01 | 3 | 2013 | 20309732.8132 | 435.4 | 0 | 31 | 0 | 440 | 0 | -5731272.9579 | 3174116.3726 | 0 | 16137916.3396 | 0 | 7180975.8455 | 0 | 20761735.5997 | 452002.7866 | 2.226% | Mean dependent var | 19253610.5051 | S.D. dependent var | 1396286.9861
2013-04-01 | 4 | 2013 | 19279995.6317 | 243.3 | 0.2 | 30 | 0 | 441 | 0 | -5731272.9579 | 1773685.148 | 4781.2768 | 15617338.3932 | 0 | 7197296.2451 | 0 | 18861828.1052 | -418167.5266 | 2.169% | Sum squared resid | 38912301010304 | S.E. of regression | 586819.0915
2013-05-01 | 5 | 2013 | 19142465.3417 | 66.6 | 58.9 | 31 | 0 | 440 | 0 | -5731272.9579 | 485521.7051 | 1408086.0139 | 16137916.3396 | 0 | 7180975.8455 | 0 | 19481226.9462 | 338761.6045 | 1.77% | R-squared | 0.83238 | Adjusted R-squared | 0.82348
2013-06-01 | 6 | 2013 | 18620348.9912 | 8 | 89.3 | 30 | 0 | 440 | 0 | -5731272.9579 | 58320.9255 | 2134840.0856 | 15617338.3932 | 0 | 7180975.8455 | 0 | 19260202.2919 | 639853.3007 | 3.436% | F(6, 113) | 94.2027 | P-value(F) | 1.2506e-41
2013-07-01 | 7 | 2013 | 22469373.4869 | 0 | 173.5 | 31 | 0 | 430 | 0 | -5731272.9579 | 0 | 4147757.6131 | 16137916.3396 | 0 | 7017771.849 | 0 | 21572172.8438 | -897200.6431 | 3.993% | rho | 0.0071609 | Durbin-Watson | 1.9689
2013-08-01 | 8 | 2013 | 20756513.8505 | 0 | 126.1 | 31 | 0 | 429 | 0 | -5731272.9579 | 0 | 3014595.0145 | 16137916.3396 | 0 | 7001451.4493 | 0 | 20422689.8455 | -333824.005 | 1.608%
2013-09-01 | 9 | 2013 | 18496598.2026 | 24 | 58.5 | 30 | 1 | 440 | 0 | -5731272.9579 | 174962.7766 | 1398523.4603 | 15617338.3932 | 472832.4744 | 7180975.8455 | 0 | 19113359.9921 | 616761.7895 | 3.334%
2013-10-01 | 10 | 2013 | 20150009.2835 | 111.4 | 14.3 | 31 | 1 | 433 | 0 | -5731272.9579 | 812118.8882 | 341861.2903 | 16137916.3396 | 472832.4744 | 7066733.0479 | 0 | 19100189.0825 | -1049820.201 | 5.21%
2013-11-01 | 11 | 2013 | 18707953.8803 | 345.7 | 0 | 30 | 0 | 405 | 0 | -5731272.9579 | 2520192.995 | 0 | 15617338.3932 | 0 | 6609761.8578 | 0 | 19016020.288 | 308066.4077 | 1.647%
2013-12-01 | 12 | 2013 | 21198459.0339 | 549.6 | 0 | 31 | 0 | 399 | 0 | -5731272.9579 | 4006647.5847 | 0 | 16137916.3396 | 0 | 6511839.4599 | 0 | 20925130.4262 | -273328.6076 | 1.289%
2014-01-01 | 1 | 2014 | 21399314.1021 | 702.3 | 0 | 31 | 0 | 405 | 0 | -5731272.9579 | 5119848.251 | 0 | 16137916.3396 | 0 | 6609761.8578 | 0 | 22136253.4904 | 736939.3883 | 3.444%
2014-02-01 | 2 | 2014 | 19895037.2411 | 651.7 | 0 | 28 | 0 | 405 | 0 | -5731272.9579 | 4750968.3969 | 0 | 14576182.5003 | 0 | 6609761.8578 | 0 | 20205639.797 | 310602.556 | 1.561%
2014-03-01 | 3 | 2014 | 21807154.6248 | 561.3 | 0 | 31 | 0 | 406 | 0 | -5731272.9579 | 4091941.9383 | 0 | 16137916.3396 | 0 | 6626082.2574 | 0 | 21124667.5774 | -682487.0474 | 3.13%
2014-04-01 | 4 | 2014 | 18246560.0247 | 226.8 | 0 | 30 | 0 | 402 | 0 | -5731272.9579 | 1653398.2391 | 0 | 15617338.3932 | 0 | 6560800.6588 | 0 | 18100264.3332 | -146295.6915 | 0.8018%
2014-05-01 | 5 | 2014 | 17252199.7086 | 74.1 | 27.5 | 31 | 0 | 393 | 0 | -5731272.9579 | 540197.5728 | 657425.5583 | 16137916.3396 | 0 | 6413917.062 | 0 | 18018183.5748 | 765983.8662 | 4.44%
2014-06-01 | 6 | 2014 | 18652963.9715 | 3.3 | 96.5 | 30 | 0 | 393 | 0 | -5731272.9579 | 24057.3818 | 2306966.05 | 15617338.3932 | 0 | 6413917.062 | 0 | 18631005.929 | -21958.0425 | 0.1177%
2014-07-01 | 7 | 2014 | 20437880.7516 | 0 | 109.6 | 31 | 0 | 395 | 0 | -5731272.9579 | 0 | 2620139.6795 | 16137916.3396 | 0 | 6446557.8613 | 0 | 19473340.9225 | -964539.8291 | 4.719%
2014-08-01 | 8 | 2014 | 19466788.9625 | 0 | 113.4 | 31 | 0 | 396 | 0 | -5731272.9579 | 0 | 2710983.9385 | 16137916.3396 | 0 | 6462878.2609 | 0 | 19580505.5811 | 113716.6186 | 0.5842%
2014-09-01 | 9 | 2014 | 18315528.9312 | 22.2 | 47.5 | 30 | 1 | 392 | 0 | -5731272.9579 | 161840.5684 | 1135553.237 | 15617338.3932 | 472832.4744 | 6397596.6623 | 0 | 18053888.3774 | -261640.5538 | 1.429%
2014-10-01 | 10 | 2014 | 18639625.4481 | 117 | 4.2 | 31 | 1 | 386 | 0 | -5731272.9579 | 852943.536 | 100406.8125 | 16137916.3396 | 472832.4744 | 6299674.2644 | 0 | 18132500.4691 | -507124.979 | 2.721%
2014-11-01 | 11 | 2014 | 18739976.6294 | 363.7 | 0 | 30 | 0 | 384 | 0 | -5731272.9579 | 2651415.0774 | 0 | 15617338.3932 | 0 | 6267033.4651 | 0 | 18804513.9778 | 64537.3484 | 0.3444%
2014-12-01 | 12 | 2014 | 19939138.6039 | 418.5 | 0 | 31 | 0 | 385 | 0 | -5731272.9579 | 3050913.4174 | 0 | 16137916.3396 | 0 | 6283353.8648 | 0 | 19740910.6639 | -198227.9401 | 0.9942%
2015-01-01 | 1 | 2015 | 22100366.8413 | 656.8 | 0 | 31 | 0 | 391 | 0 | -5731272.9579 | 4788147.987 | 0 | 16137916.3396 | 0 | 6381276.2627 | 0 | 21576067.6313 | -524299.21 | 2.372%
2015-02-01 | 2 | 2015 | 20762337.8427 | 729.1 | 0 | 28 | 0 | 392 | 0 | -5731272.9579 | 5315223.3515 | 0 | 14576182.5003 | 0 | 6397596.6623 | 0 | 20557729.5562 | -204608.2865 | 0.9855%
2015-03-01 | 3 | 2015 | 20061469.3646 | 474.7 | 0 | 31 | 0 | 388 | 0 | -5731272.9579 | 3460617.9193 | 0 | 16137916.3396 | 0 | 6332315.0637 | 0 | 20199576.3647 | 138107.0002 | 0.6884%
2015-04-01 | 4 | 2015 | 17733635.0823 | 210.7 | 0 | 30 | 0 | 383 | 0 | -5731272.9579 | 1536027.3764 | 0 | 15617338.3932 | 0 | 6250713.0655 | 0 | 17672805.8772 | -60829.2051 | 0.343%
2015-05-01 | 5 | 2015 | 17699206.8304 | 60 | 53.5 | 31 | 0 | 372 | 0 | -5731272.9579 | 437406.9416 | 1278991.5406 | 16137916.3396 | 0 | 6071188.6694 | 0 | 18194230.5332 | 495023.7028 | 2.797%
2015-06-01 | 6 | 2015 | 17929492.3611 | 11.9 | 64.5 | 30 | 0 | 373 | 0 | -5731272.9579 | 86752.3767 | 1541961.764 | 15617338.3932 | 0 | 6087509.069 | 0 | 17602288.6449 | -327203.7161 | 1.825%
2015-07-01 | 7 | 2015 | 20517250.0002 | 0 | 138.1 | 31 | 0 | 374 | 0 | -5731272.9579 | 0 | 3301471.6217 | 16137916.3396 | 0 | 6103829.4687 | 0 | 19811944.4721 | -705305.5281 | 3.438%
2015-08-01 | 8 | 2015 | 19663552.3169 | 0 | 132.6 | 31 | 0 | 375 | 0 | -5731272.9579 | 0 | 3169986.5101 | 16137916.3396 | 0 | 6120149.8683 | 0 | 19696779.7601 | 33227.4432 | 0.169%
2015-09-01 | 9 | 2015 | 19115247.5253 | 1.6 | 117.7 | 30 | 1 | 375 | 0 | -5731272.9579 | 11664.1851 | 2813781.3894 | 15617338.3932 | 472832.4744 | 6120149.8683 | 0 | 19304493.3525 | 189245.8272 | 0.99%
2015-10-01 | 10 | 2015 | 18081597.032 | 102.7 | 1.7 | 31 | 1 | 376 | 0 | -5731272.9579 | 748694.8816 | 40640.8527 | 16137916.3396 | 472832.4744 | 6136470.2679 | 0 | 17805281.8584 | -276315.1736 | 1.528%
2015-11-01 | 11 | 2015 | 17018915.8674 | 208.1 | 1.3 | 30 | 0 | 377 | 0 | -5731272.9579 | 1517073.0756 | 31078.2991 | 15617338.3932 | 0 | 6152790.6676 | 0 | 17587007.4776 | 568091.6102 | 3.338%
2015-12-01 | 12 | 2015 | 19189793.8815 | 308.4 | 0 | 31 | 0 | 371 | 0 | -5731272.9579 | 2248271.6796 | 0 | 16137916.3396 | 0 | 6054868.2697 | 0 | 18709783.331 | -480010.5505 | 2.501%
2016-01-01 | 1 | 2016 | 20957479.238 | 527.5 | 0 | 31 | 0 | 378 | 0 | -5731272.9579 | 3845536.0279 | 0 | 16137916.3396 | 0 | 6169111.0672 | 0 | 20421290.4768 | -536188.7612 | 2.558%
2016-02-01 | 2 | 2016 | 19374058.789 | 466.3 | 0 | 29 | 0 | 384 | 0 | -5731272.9579 | 3399380.9475 | 0 | 15096760.4467 | 0 | 6267033.4651 | 0 | 19031901.9014 | -342156.8875 | 1.766%
2016-03-01 | 3 | 2016 | 19017595.9581 | 316.9 | 0 | 31 | 0 | 382 | 0 | -5731272.9579 | 2310237.663 | 0 | 16137916.3396 | 0 | 6234392.6658 | 0 | 18951273.7105 | -66322.2476 | 0.3487%
2016-04-01 | 4 | 2016 | 17874580.5436 | 272.6 | 0 | 30 | 0 | 382 | 0 | -5731272.9579 | 1987285.5378 | 0 | 15617338.3932 | 0 | 6234392.6658 | 0 | 18107743.6389 | 233163.0953 | 1.304%
2016-05-01 | 5 | 2016 | 18754499.003 | 84.6 | 47.8 | 31 | 0 | 371 | 0 | -5731272.9579 | 616743.7876 | 1142725.1522 | 16137916.3396 | 0 | 6054868.2697 | 0 | 18220980.5912 | -533518.4118 | 2.845%
2016-06-01 | 6 | 2016 | 19120979.3584 | 3.4 | 87 | 30 | 0 | 370 | 0 | -5731272.9579 | 24786.3934 | 2079855.4025 | 15617338.3932 | 0 | 6038547.8701 | 0 | 18029255.1012 | -1091724.2572 | 5.71%
2016-07-01 | 7 | 2016 | 20798520.2742 | 0 | 196.8 | 31 | 0 | 371 | 0 | -5731272.9579 | 0 | 4704776.3589 | 16137916.3396 | 0 | 6054868.2697 | 0 | 21166288.0103 | 367767.736 | 1.768%
2016-08-01 | 8 | 2016 | 22148529.0546 | 0 | 222.6 | 31 | 0 | 374 | 0 | -5731272.9579 | 0 | 5321561.0644 | 16137916.3396 | 0 | 6103829.4687 | 0 | 21832033.9148 | -316495.1398 | 1.429%
2016-09-01 | 9 | 2016 | 19001402.4848 | 0.7 | 88.4 | 30 | 1 | 375 | 0 | -5731272.9579 | 5103.081 | 2113324.3401 | 15617338.3932 | 472832.4744 | 6120149.8683 | 0 | 18597475.199 | -403927.2858 | 2.126%
2016-10-01 | 10 | 2016 | 18384961.7461 | 97.4 | 23.5 | 31 | 1 | 371 | 0 | -5731272.9579 | 710057.2685 | 561800.0225 | 16137916.3396 | 472832.4744 | 6054868.2697 | 0 | 18206201.4168 | -178760.3294 | 0.9723%
2016-11-01 | 11 | 2016 | 17668960.6853 | 213.3 | 0 | 30 | 0 | 371 | 0 | -5731272.9579 | 1554981.6772 | 0 | 15617338.3932 | 0 | 6054868.2697 | 0 | 17495915.3822 | -173045.3031 | 0.9794%
2016-12-01 | 12 | 2016 | 19438703.0835 | 500.5 | 0 | 31 | 0 | 371 | 0 | -5731272.9579 | 3648702.9042 | 0 | 16137916.3396 | 0 | 6054868.2697 | 0 | 20110214.5556 | 671511.472 | 3.455%
2017-01-01 | 1 | 2017 | 20390318.9564 | 474.3 | 0 | 31 | 0 | 384 | 0 | -5731272.9579 | 3457701.873 | 0 | 16137916.3396 | 0 | 6267033.4651 | 0 | 20131378.7199 | -258940.2365 | 1.27%
2017-02-01 | 2 | 2017 | 18515382.019 | 352.5 | 0 | 28 | 0 | 385 | 0 | -5731272.9579 | 2569765.7817 | 0 | 14576182.5003 | 0 | 6283353.8648 | 0 | 17698029.1888 | -817352.8302 | 4.414%
2017-03-01 | 3 | 2017 | 19443760.1834 | 410.4 | 0 | 31 | 0 | 385 | 0 | -5731272.9579 | 2991863.4803 | 0 | 16137916.3396 | 0 | 6283353.8648 | 0 | 19681860.7267 | 238100.5433 | 1.225%
2017-04-01 | 4 | 2017 | 17053380.3252 | 145.7 | 4.6 | 30 | 0 | 384 | 0 | -5731272.9579 | 1062169.8564 | 109969.3661 | 15617338.3932 | 0 | 6267033.4651 | 0 | 17325238.1229 | 271857.7977 | 1.594%
2017-05-01 | 5 | 2017 | 17288598.3424 | 92.1 | 25.3 | 31 | 0 | 383 | 0 | -5731272.9579 | 671419.6553 | 604831.5136 | 16137916.3396 | 0 | 6250713.0655 | 0 | 17933607.6161 | 645009.2736 | 3.731%
2017-06-01 | 6 | 2017 | 18708426.5832 | 0.7 | 122.8 | 30 | 0 | 382 | 0 | -5731272.9579 | 5103.081 | 2935703.9475 | 15617338.3932 | 0 | 6234392.6658 | 0 | 19061265.1296 | 352838.5464 | 1.886%
2017-07-01 | 7 | 2017 | 20635533.9972 | 0 | 170.5 | 31 | 0 | 381 | 0 | -5731272.9579 | 0 | 4076038.4613 | 16137916.3396 | 0 | 6218072.2662 | 0 | 20700754.1092 | 65220.112 | 0.3161%
2017-08-01 | 8 | 2017 | 19456174.9418 | 0.8 | 118.2 | 31 | 0 | 381 | 0 | -5731272.9579 | 5832.0926 | 2825734.5814 | 16137916.3396 | 0 | 6218072.2662 | 0 | 19456282.3218 | 107.38 | 0.0005519%
2017-09-01 | 9 | 2017 | 18284346.6317 | 13.7 | 90 | 30 | 1 | 384 | 0 | -5731272.9579 | 99874.585 | 2151574.5544 | 15617338.3932 | 472832.4744 | 6267033.4651 | 0 | 18877380.5141 | 593033.8824 | 3.243%
2017-10-01 | 10 | 2017 | 17804591.9225 | 74.9 | 25 | 31 | 1 | 385 | 0 | -5731272.9579 | 546029.6654 | 597659.5984 | 16137916.3396 | 472832.4744 | 6283353.8648 | 0 | 18306518.9847 | 501927.0621 | 2.819%
2017-11-01 | 11 | 2017 | 18176355.3639 | 311.8 | 0 | 30 | 0 | 386 | 0 | -5731272.9579 | 2273058.073 | 0 | 15617338.3932 | 0 | 6299674.2644 | 0 | 18458797.7727 | 282442.4088 | 1.554%
2017-12-01 | 12 | 2017 | 19020400.5849 | 558.9 | 0 | 31 | 0 | 390 | 0 | -5731272.9579 | 4074445.6606 | 0 | 16137916.3396 | 0 | 6364955.863 | 0 | 20846044.9054 | 1825644.3204 | 9.598%
2018-01-01 | 1 | 2018 | 21194320.867 | 593.5 | 0 | 31 | 0 | 391 | 0 | -5731272.9579 | 4326683.6636 | 0 | 16137916.3396 | 0 | 6381276.2627 | 0 | 21114603.308 | -79717.5591 | 0.3761%
2018-02-01 | 2 | 2018 | 18845065.6401 | 456.4 | 0 | 28 | 0 | 391 | 0 | -5731272.9579 | 3327208.8021 | 0 | 14576182.5003 | 0 | 6381276.2627 | 0 | 18553394.6072 | -291671.0329 | 1.548%
2018-03-01 | 3 | 2018 | 19569207.1069 | 451.2 | 0 | 31 | 0 | 390 | 0 | -5731272.9579 | 3289300.2005 | 0 | 16137916.3396 | 0 | 6364955.863 | 0 | 20060899.4453 | 491692.3384 | 2.513%
2018-04-01 | 4 | 2018 | 17990115.2857 | 312 | 0 | 30 | 0 | 391 | 0 | -5731272.9579 | 2274516.0961 | 0 | 15617338.3932 | 0 | 6381276.2627 | 0 | 18541857.794 | 551742.5083 | 3.067%
2018-05-01 | 5 | 2018 | 18492462.1277 | 47.5 | 63.9 | 31 | 0 | 391 | 0 | -5731272.9579 | 346280.4954 | 1527617.9336 | 16137916.3396 | 0 | 6381276.2627 | 0 | 18661818.0734 | 169355.9457 | 0.9158%
2018-06-01 | 6 | 2018 | 17858472.0143 | 5.3 | 92.4 | 30 | 0 | 391 | 0 | -5731272.9579 | 38637.6132 | 2208949.8758 | 15617338.3932 | 0 | 6381276.2627 | 0 | 18514929.1869 | 656457.1726 | 3.676%
2018-07-01 | 7 | 2018 | 20673733.6999 | 0 | 176 | 31 | 0 | 391 | 0 | -5731272.9579 | 0 | 4207523.573 | 16137916.3396 | 0 | 6381276.2627 | 0 | 20995443.2173 | 321709.5174 | 1.556%
2018-08-01 | 8 | 2018 | 21414904.164 | 0 | 188.3 | 31 | 0 | 391 | 0 | -5731272.9579 | 0 | 4501572.0954 | 16137916.3396 | 0 | 6381276.2627 | 0 | 21289491.7398 | -125412.4243 | 0.5856%
2018-09-01 | 9 | 2018 | 19064488.0833 | 15.1 | 92.7 | 30 | 1 | 391 | 0 | -5731272.9579 | 110080.747 | 2216121.791 | 15617338.3932 | 472832.4744 | 6381276.2627 | 0 | 19066376.7103 | 1888.627 | 0.009907%
2018-10-01 | 10 | 2018 | 18344630.0945 | 160.9 | 24.2 | 31 | 1 | 393 | 0 | -5731272.9579 | 1172979.615 | 578534.4913 | 16137916.3396 | 472832.4744 | 6413917.062 | 0 | 19044907.0243 | 700276.9298 | 3.817%
2018-11-01 | 11 | 2018 | 18939649.881 | 373.5 | 0 | 30 | 0 | 393 | 0 | -5731272.9579 | 2722858.2112 | 0 | 15617338.3932 | 0 | 6413917.062 | 0 | 19022840.7084 | 83190.8274 | 0.4392%
2018-12-01 | 12 | 2018 | 18352622.8028 | 420.2 | 0 | 31 | 0 | 393 | 0 | -5731272.9579 | 3063306.6141 | 0 | 16137916.3396 | 0 | 6413917.062 | 0 | 19883867.0577 | 1531244.255 | 8.343%
2019-01-01 | 1 | 2019 | 21370367.2311 | 594.8 | 0 | 31 | 0 | 393 | 0 | -5731272.9579 | 4336160.814 | 0 | 16137916.3396 | 0 | 6413917.062 | 0 | 21156721.2577 | -213645.9735 | 0.9997%
2019-02-01 | 2 | 2019 | 19670911.7511 | 492.5 | 0 | 28 | 0 | 388 | 0 | -5731272.9579 | 3590381.9786 | 0 | 14576182.5003 | 0 | 6332315.0637 | 0 | 18767606.5847 | -903305.1664 | 4.592%
2019-03-01 | 3 | 2019 | 19675872.4084 | 450.6 | 0 | 31 | 0 | 371 | 0 | -5731272.9579 | 3284926.1311 | 0 | 16137916.3396 | 0 | 6054868.2697 | 0 | 19746437.7825 | 70565.3741 | 0.3586%
2019-04-01 | 4 | 2019 | 17829818.6154 | 210.8 | 0 | 30 | 0 | 370 | 0 | -5731272.9579 | 1536756.388 | 0 | 15617338.3932 | 0 | 6038547.8701 | 0 | 17461369.6933 | -368448.9221 | 2.066%
2019-05-01 | 5 | 2019 | 17870600.8602 | 95.2 | 9.9 | 31 | 0 | 368 | 0 | -5731272.9579 | 694019.0139 | 236673.201 | 16137916.3396 | 0 | 6005907.0708 | 0 | 17343242.6674 | -527358.1929 | 2.951%
2019-06-01 | 6 | 2019 | 17967129.095 | 9.3 | 62.7 | 30 | 0 | 372 | 0 | -5731272.9579 | 67798.0759 | 1498930.2729 | 15617338.3932 | 0 | 6071188.6694 | 0 | 17523982.4534 | -443146.6416 | 2.466%
2019-07-01 | 7 | 2019 | 21353544.9119 | 0 | 204.7 | 31 | 0 | 372 | 0 | -5731272.9579 | 0 | 4893636.792 | 16137916.3396 | 0 | 6071188.6694 | 0 | 21371468.843 | 17923.9311 | 0.08394%
2019-08-01 | 8 | 2019 | 20674767.6049 | 0 | 147.1 | 31 | 0 | 374 | 0 | -5731272.9579 | 0 | 3516629.0772 | 16137916.3396 | 0 | 6103829.4687 | 0 | 20027101.9275 | -647665.6774 | 3.133%
2019-09-01 | 9 | 2019 | 18925676.418 | 0.6 | 75.8 | 30 | 1 | 374 | 0 | -5731272.9579 | 4374.0694 | 1812103.9024 | 15617338.3932 | 472832.4744 | 6103829.4687 | 0 | 18279205.3502 | -646471.0679 | 3.416%
2019-10-01 | 10 | 2019 | 18566230.7762 | 118.5 | 6.5 | 31 | 1 | 376 | 0 | -5731272.9579 | 863878.7096 | 155391.4956 | 16137916.3396 | 472832.4744 | 6136470.2679 | 0 | 18035216.3292 | -531014.447 | 2.86%
2019-11-01 | 11 | 2019 | 19276799.6853 | 383 | 0 | 30 | 0 | 373 | 0 | -5731272.9579 | 2792114.3103 | 0 | 15617338.3932 | 0 | 6087509.069 | 0 | 18765688.8145 | -511110.8708 | 2.651%
2019-12-01 | 12 | 2019 | 19734350.8529 | 409.1 | 0 | 31 | 0 | 371 | 0 | -5731272.9579 | 2982386.3299 | 0 | 16137916.3396 | 0 | 6054868.2697 | 0 | 19443897.9813 | -290452.8717 | 1.472%
2020-01-01 | 1 | 2020 | 20986987.3144 | 436.3 | 0 | 31 | 0 | 373 | 0 | -5731272.9579 | 3180677.4767 | 0 | 16137916.3396 | 0 | 6087509.069 | 0 | 19674829.9274 | -1312157.387 | 6.252%
2020-02-01 | 2 | 2020 | 20062358.0511 | 468.4 | 0 | 29 | 0 | 377 | 0 | -5731272.9579 | 3414690.1905 | 0 | 15096760.4467 | 0 | 6152790.6676 | 0 | 18932968.3469 | -1129389.7042 | 5.629%
2020-03-01 | 3 | 2020 | 19017197.9364 | 331.7 | 0 | 31 | 0 | 378 | 0.5 | -5731272.9579 | 2418131.3753 | 0 | 16137916.3396 | 0 | 6169111.0672 | -701606.061 | 18292279.7632 | -724918.1732 | 3.812%
2020-04-01 | 4 | 2020 | 16130810.3839 | 257.1 | 0 | 30 | 0 | 367 | 1 | -5731272.9579 | 1874288.7446 | 0 | 15617338.3932 | 0 | 5989586.6711 | -1403212.122 | 16346728.7289 | 215918.345 | 1.339%
2020-05-01 | 5 | 2020 | 16721495.0346 | 121.3 | 42.5 | 31 | 0 | 367 | 1 | -5731272.9579 | 884291.0335 | 1016021.3173 | 16137916.3396 | 0 | 5989586.6711 | -1403212.122 | 16893330.2816 | 171835.2471 | 1.028%
2020-06-01 | 6 | 2020 | 18064310.1448 | 6.8 | 111 | 30 | 0 | 370 | 0.5 | -5731272.9579 | 49572.7867 | 2653608.617 | 15617338.3932 | 0 | 6038547.8701 | -701606.061 | 17926188.648 | -138121.4967 | 0.7646%
2020-07-01 | 7 | 2020 | 20762002.5131 | 0 | 221.1 | 31 | 0 | 372 | 0 | -5731272.9579 | 0 | 5285701.4885 | 16137916.3396 | 0 | 6071188.6694 | 0 | 21763533.5396 | 1001531.0265 | 4.824%
2020-08-01 | 8 | 2020 | 19796409.1061 | 0 | 149 | 31 | 0 | 370 | 0 | -5731272.9579 | 0 | 3562051.2067 | 16137916.3396 | 0 | 6038547.8701 | 0 | 20007242.4584 | 210833.3523 | 1.065%
2020-09-01 | 9 | 2020 | 17704390.7584 | 21.7 | 45.5 | 30 | 1 | 369 | 0 | -5731272.9579 | 158195.5105 | 1087740.4691 | 15617338.3932 | 472832.4744 | 6022227.4704 | 0 | 17627061.3597 | -77329.3987 | 0.4368%
2020-10-01 | 10 | 2020 | 17747385.2376 | 139.8 | 0.6 | 31 | 1 | 369 | 0 | -5731272.9579 | 1019158.1738 | 14343.8304 | 16137916.3396 | 472832.4744 | 6022227.4704 | 0 | 17935205.3307 | 187820.0931 | 1.058%
2020-11-01 | 11 | 2020 | 17985267.2134 | 213.7 | 3.4 | 30 | 0 | 369 | 0 | -5731272.9579 | 1557897.7235 | 81281.7054 | 15617338.3932 | 0 | 6022227.4704 | 0 | 17547472.3346 | -437794.8788 | 2.434%
2020-12-01 | 12 | 2020 | 19195869.5366 | 421.4 | 0 | 31 | 0 | 370 | 0 | -5731272.9579 | 3072054.7529 | 0 | 16137916.3396 | 0 | 6038547.8701 | 0 | 19517246.0046 | 321376.4681 | 1.674%
2021-01-01 | 1 | 2021 | 19330789.2946 | 493.2 | 0 | 31 | 0 | 369 | 0 | -5731272.9579 | 3595485.0596 | 0 | 16137916.3396 | 0 | 6022227.4704 | 0 | 20024355.9117 | 693566.6171 | 3.588%
2021-02-01 | 2 | 2021 | 18702451.1253 | 545.6 | 0 | 28 | 0 | 369 | 0 | -5731272.9579 | 3977487.1219 | 0 | 14576182.5003 | 0 | 6022227.4704 | 0 | 18844624.1347 | 142173.0094 | 0.7602%
2021-03-01 | 3 | 2021 | 18634581.2782 | 308.7 | 0.2 | 31 | 0 | 370 | 0 | -5731272.9579 | 2250458.7143 | 4781.2768 | 16137916.3396 | 0 | 6038547.8701 | 0 | 18700431.2429 | 65849.9646 | 0.3534%
2021-04-01 | 4 | 2021 | 16592361.7542 | 174.2 | 5.6 | 30 | 0 | 371 | 0 | -5731272.9579 | 1269938.1537 | 133875.75 | 15617338.3932 | 0 | 6054868.2697 | 0 | 17344747.6087 | 752385.8544 | 4.535%
2021-05-01 | 5 | 2021 | 17151193.1125 | 97 | 40.6 | 31 | 0 | 370 | 0 | -5731272.9579 | 707141.2222 | 970599.1879 | 16137916.3396 | 0 | 6038547.8701 | 0 | 18122931.6618 | 971738.5493 | 5.666%
2021-06-01 | 6 | 2021 | 18782343.9947 | 0 | 153.6 | 30 | 0 | 374 | 0 | -5731272.9579 | 0 | 3672020.5728 | 15617338.3932 | 0 | 6103829.4687 | 0 | 19661915.4767 | 879571.482 | 4.683%
2021-07-01 | 7 | 2021 | 19834662.0799 | 0 | 150.5 | 31 | 0 | 375 | 0 | -5731272.9579 | 0 | 3597910.7826 | 16137916.3396 | 0 | 6120149.8683 | 0 | 20124704.0325 | 290041.9526 | 1.462%
2021-08-01 | 8 | 2021 | 20832863.7837 | 0 | 189.7 | 31 | 0 | 375 | 0 | -5731272.9579 | 0 | 4535041.0329 | 16137916.3396 | 0 | 6120149.8683 | 0 | 21061834.2829 | 228970.4992 | 1.099%
2021-09-01 | 9 | 2021 | 18288598.5454 | 5.7 | 65.5 | 30 | 1 | 375 | 0 | -5731272.9579 | 41553.6594 | 1565868.1479 | 15617338.3932 | 472832.4744 | 6120149.8683 | 0 | 18086469.5853 | -202128.9601 | 1.105%
2021-10-01 | 10 | 2021 | 18228423.036 | 63.6 | 46.3 | 31 | 1 | 375 | 0 | -5731272.9579 | 463651.3581 | 1106865.5763 | 16137916.3396 | 472832.4744 | 6120149.8683 | 0 | 18570142.6587 | 341719.6227 | 1.875%
2021-11-01 | 11 | 2021 | 18215581.6411 | 303.1 | 0 | 30 | 0 | 378 | 0 | -5731272.9579 | 2209634.0665 | 0 | 15617338.3932 | 0 | 6169111.0672 | 0 | 18264810.5689 | 49228.9278 | 0.2703%
2021-12-01 | 12 | 2021 | 18745196.4455 | 373.4 | 0 | 31 | 0 | 378 | 0 | -5731272.9579 | 2722129.1996 | 0 | 16137916.3396 | 0 | 6169111.0672 | 0 | 19297883.6486 | 552687.2031 | 2.948%
2.371%
[20 empty] | 1 |  | -3422009.3747 | 29.51%
[20 empty] | 2 |  | -1753750.3366 | 29.26%
[20 empty] | 3 |  | -657811.795 | 17.85%
[20 empty] | 4 |  | 852342.5393 | 18.17%
[20 empty] | 5 |  | 2633925.558 | 26.88%
[20 empty] | 6 |  | 1389921.907 | 29.12%
[20 empty] | 7 |  | -1447194.5366 | 26.17%
[20 empty] | 8 |  | -1701724.8438 | 13.64%
[20 empty] | 9 |  | 340283.3852 | 19.01%
[20 empty] | 10 |  | -468423.0063 | 24.7%
[20 empty] | 11 |  | 818775.6187 | 16.81%
[20 empty] | 12 |  | 3423437.7624 | 33.43%
[20 empty] | 2012 |  | -821749.1596 | 30.15%
[20 empty] | 2013 |  | -627334.3054 | 39.66%
[20 empty] | 2014 |  | -790494.3058 | 24.29%
[20 empty] | 2015 |  | -1154876.0864 | 20.98%
[20 empty] | 2016 |  | -2369696.3201 | 25.26%
[20 empty] | 2017 |  | 3699888.2601 | 31.65%
[20 empty] | 2018 |  | 4010757.1053 | 26.85%
[20 empty] | 2019 |  | -4994130.5262 | 27.05%
[20 empty] | 2020 |  | -1710396.5065 | 30.32%
[20 empty] | 2021 |  | 4765804.7221 | 28.34%

## Int Predicted Monthly
Date | Month | Year | ReskWh_NoCDM | CDD16 | Month Days | Trend | Dec | Ag&Min_GDP | COVID2020 | const | CDD16 | Month Days | Trend | Dec | Ag&Min_GDP | COVID2020 | Predicted | Diff | Model Error
2012-01-01 | 1 | 2012 | 10184292.425 | 0 | 31 | 1 | 0 | 13931.1 | 0 | -4971734.8051 | 0 | 10534908.8574 | -11162.201 | 0 | 5256019.7729 | 0 | 10808031.6242 | 623739.1992 | 6.125% |  | Model 4: Prais-Winsten, using observations 2012:01-2021:12 (T = 120)
2012-02-01 | 2 | 2012 | 9898478.9196 | 0 | 29 | 2 | 0 | 13931.1 | 0 | -4971734.8051 | 0 | 9855237.3182 | -22324.4019 | 0 | 5256019.7729 | 0 | 10117197.8841 | 218718.9645 | 2.21% |  | Dependent variable: IntkWh_NoCDM
2012-03-01 | 3 | 2012 | 10528549.5336 | 13.3 | 31 | 3 | 0 | 13931.1 | 0 | -4971734.8051 | 44964.9714 | 10534908.8574 | -33486.6029 | 0 | 5256019.7729 | 0 | 10830672.1937 | 302122.6601 | 2.87% |  | rho = 0.360528
2012-04-01 | 4 | 2012 | 9746760.0996 | 2 | 30 | 4 | 0 | 13931.1 | 0 | -4971734.8051 | 6761.6498 | 10195073.0878 | -44648.8038 | 0 | 5256019.7729 | 0 | 10441470.9016 | 694710.802 | 7.128%
2012-05-01 | 5 | 2012 | 10887684.0056 | 47.1 | 31 | 5 | 0 | 13931.1 | 0 | -4971734.8051 | 159236.8537 | 10534908.8574 | -55811.0048 | 0 | 5256019.7729 | 0 | 10922619.6741 | 34935.6685 | 0.3209% |  |  | coefficient | std. error | t-ratio | p-value
2012-06-01 | 6 | 2012 | 10627934.5684 | 139.4 | 30 | 6 | 0 | 13931.1 | 0 | -4971734.8051 | 471286.9937 | 10195073.0878 | -66973.2058 | 0 | 5256019.7729 | 0 | 10883671.8435 | 255737.2751 | 2.406% |  | const | -4971734.8051 | 3255332.347 | -1.5273 | 0.12949
2012-07-01 | 7 | 2012 | 11037123.9104 | 215.9 | 31 | 7 | 0 | 13931.1 | 0 | -4971734.8051 | 729920.1 | 10534908.8574 | -78135.4067 | 0 | 5256019.7729 | 0 | 11470978.5185 | 433854.6081 | 3.931% |  | CDD16 | 3380.8249 | 760.3746 | 4.4463 | 2.0535e-05
2012-08-01 | 8 | 2012 | 11333527.0392 | 147.5 | 31 | 8 | 0 | 13931.1 | 0 | -4971734.8051 | 498671.6755 | 10534908.8574 | -89297.6077 | 0 | 5256019.7729 | 0 | 11228567.893 | -104959.1462 | 0.9261% |  | MonthDays | 339835.7696 | 39232.4762 | 8.6621 | 3.7433e-14
2012-09-01 | 9 | 2012 | 10531471.44 | 52.2 | 30 | 9 | 0 | 13931.1 | 0 | -4971734.8051 | 176479.0608 | 10195073.0878 | -100459.8087 | 0 | 5256019.7729 | 0 | 10555377.3077 | 23905.8677 | 0.227% |  | Trend | -11162.201 | 3280.2783 | -3.4028 | 0.00092334
2012-10-01 | 10 | 2012 | 11053422.9202 | 9.8 | 31 | 10 | 0 | 13931.1 | 0 | -4971734.8051 | 33132.0842 | 10534908.8574 | -111622.0096 | 0 | 5256019.7729 | 0 | 10740703.8998 | -312719.0204 | 2.829% |  | Dec | -589806.8706 | 129261.8117 | -4.5629 | 1.2895e-05
2012-11-01 | 11 | 2012 | 11096947.7466 | 0 | 30 | 11 | 0 | 13931.1 | 0 | -4971734.8051 | 0 | 10195073.0878 | -122784.2106 | 0 | 5256019.7729 | 0 | 10356573.845 | -740373.9016 | 6.672% |  | AgMin_GDP | 377.2868 | 211.649 | 1.7826 | 0.077336
2012-12-01 | 12 | 2012 | 9973850.2604 | 0 | 31 | 12 | 1 | 13931.1 | 0 | -4971734.8051 | 0 | 10534908.8574 | -133946.4115 | -589806.8706 | 5256019.7729 | 0 | 10095440.543 | 121590.2826 | 1.219% |  | COVID2020 | -2572166.2605 | 360760.2766 | -7.1298 | 1.0128e-10
2013-01-01 | 1 | 2013 | 11036859.7079 | 0 | 31 | 13 | 0 | 15119.8 | 0 | -4971734.8051 | 0 | 10534908.8574 | -145108.6125 | 0 | 5704500.5608 | 0 | 11122566.0006 | 85706.2927 | 0.7765%
2013-02-01 | 2 | 2013 | 9768255.9657 | 0 | 28 | 14 | 0 | 15119.8 | 0 | -4971734.8051 | 0 | 9515401.5486 | -156270.8135 | 0 | 5704500.5608 | 0 | 10091896.4908 | 323640.5251 | 3.313% |  | Statistics based on the rho-differenced data
2013-03-01 | 3 | 2013 | 10702986.5627 | 0 | 31 | 15 | 0 | 15119.8 | 0 | -4971734.8051 | 0 | 10534908.8574 | -167433.0144 | 0 | 5704500.5608 | 0 | 11100241.5987 | 397255.0359 | 3.712% |  | Mean dependent var | 10448924.7158 | S.D. dependent var | 767371.567
2013-04-01 | 4 | 2013 | 10643895.1957 | 0.2 | 30 | 16 | 0 | 15119.8 | 0 | -4971734.8051 | 676.165 | 10195073.0878 | -178595.2154 | 0 | 5704500.5608 | 0 | 10749919.7931 | 106024.5974 | 0.9961% |  | Sum squared resid | 18770606853974 | S.E. of regression | 407567.8656
2013-05-01 | 5 | 2013 | 11573780.2291 | 58.9 | 31 | 17 | 0 | 15119.8 | 0 | -4971734.8051 | 199130.5877 | 10534908.8574 | -189757.4163 | 0 | 5704500.5608 | 0 | 11277047.7845 | -296732.4447 | 2.564% |  | R-squared | 0.73217 | Adjusted R-squared | 0.71795
2013-06-01 | 6 | 2013 | 11274330.1373 | 89.3 | 30 | 18 | 0 | 15119.8 | 0 | -4971734.8051 | 301907.6653 | 10195073.0878 | -200919.6173 | 0 | 5704500.5608 | 0 | 11028826.8914 | -245503.2459 | 2.178% |  | F(6, 113) | 43.0378 | P-value(F) | 5.3883e-27
2013-07-01 | 7 | 2013 | 11333434.4801 | 173.5 | 31 | 19 | 0 | 15119.8 | 0 | -4971734.8051 | 586573.1234 | 10534908.8574 | -212081.8183 | 0 | 5704500.5608 | 0 | 11642165.9183 | 308731.4381 | 2.724% |  | rho | -0.029812 | Durbin-Watson | 2.0303
2013-08-01 | 8 | 2013 | 11733251.8723 | 126.1 | 31 | 20 | 0 | 15119.8 | 0 | -4971734.8051 | 426322.0223 | 10534908.8574 | -223244.0192 | 0 | 5704500.5608 | 0 | 11470752.6161 | -262499.2562 | 2.237%
2013-09-01 | 9 | 2013 | 11218445.9093 | 58.5 | 30 | 21 | 0 | 15119.8 | 0 | -4971734.8051 | 197778.2578 | 10195073.0878 | -234406.2202 | 0 | 5704500.5608 | 0 | 10891210.8811 | -327235.0283 | 2.917%
2013-10-01 | 10 | 2013 | 11555222.6757 | 14.3 | 31 | 22 | 0 | 15119.8 | 0 | -4971734.8051 | 48345.7963 | 10534908.8574 | -245568.4211 | 0 | 5704500.5608 | 0 | 11070451.9883 | -484770.6875 | 4.195%
2013-11-01 | 11 | 2013 | 10889996.8475 | 0 | 30 | 23 | 0 | 15119.8 | 0 | -4971734.8051 | 0 | 10195073.0878 | -256730.6221 | 0 | 5704500.5608 | 0 | 10671108.2214 | -218888.6262 | 2.01%
2013-12-01 | 12 | 2013 | 10628811.1209 | 0 | 31 | 24 | 1 | 15119.8 | 0 | -4971734.8051 | 0 | 10534908.8574 | -267892.8231 | -589806.8706 | 5704500.5608 | 0 | 10409974.9194 | -218836.2015 | 2.059%
2014-01-01 | 1 | 2014 | 11182242.7471 | 0 | 31 | 25 | 0 | 14728.6 | 0 | -4971734.8051 | 0 | 10534908.8574 | -279055.024 | 0 | 5556905.975 | 0 | 10841025.0032 | -341217.744 | 3.051%
2014-02-01 | 2 | 2014 | 9859147.4817 | 0 | 28 | 26 | 0 | 14728.6 | 0 | -4971734.8051 | 0 | 9515401.5486 | -290217.225 | 0 | 5556905.975 | 0 | 9810355.4934 | -48791.9883 | 0.4949%
2014-03-01 | 3 | 2014 | 11209096.0007 | 0 | 31 | 27 | 0 | 14728.6 | 0 | -4971734.8051 | 0 | 10534908.8574 | -301379.426 | 0 | 5556905.975 | 0 | 10818700.6013 | -390395.3995 | 3.483%
2014-04-01 | 4 | 2014 | 11171928.7889 | 0 | 30 | 28 | 0 | 14728.6 | 0 | -4971734.8051 | 0 | 10195073.0878 | -312541.6269 | 0 | 5556905.975 | 0 | 10467702.6307 | -704226.1582 | 6.304%
2014-05-01 | 5 | 2014 | 11807106.2163 | 27.5 | 31 | 29 | 0 | 14728.6 | 0 | -4971734.8051 | 92972.6853 | 10534908.8574 | -323703.8279 | 0 | 5556905.975 | 0 | 10889348.8846 | -917757.3317 | 7.773%
2014-06-01 | 6 | 2014 | 11080295.9115 | 96.5 | 30 | 30 | 0 | 14728.6 | 0 | -4971734.8051 | 326249.6047 | 10195073.0878 | -334866.0288 | 0 | 5556905.975 | 0 | 10771627.8335 | -308668.0781 | 2.786%
2014-07-01 | 7 | 2014 | 11727924.4193 | 109.6 | 31 | 31 | 0 | 14728.6 | 0 | -4971734.8051 | 370538.4111 | 10534908.8574 | -346028.2298 | 0 | 5556905.975 | 0 | 11144590.2085 | -583334.2108 | 4.974%
2014-08-01 | 8 | 2014 | 12013776.0307 | 113.4 | 31 | 32 | 0 | 14728.6 | 0 | -4971734.8051 | 383385.5458 | 10534908.8574 | -357190.4308 | 0 | 5556905.975 | 0 | 11146275.1423 | -867500.8885 | 7.221%
2014-09-01 | 9 | 2014 | 10309364.0069 | 47.5 | 30 | 33 | 0 | 14728.6 | 0 | -4971734.8051 | 160589.1836 | 10195073.0878 | -368352.6317 | 0 | 5556905.975 | 0 | 10572480.8095 | 263116.8026 | 2.552%
2014-10-01 | 10 | 2014 | 10614506.9817 | 4.2 | 31 | 34 | 0 | 14728.6 | 0 | -4971734.8051 | 14199.4647 | 10534908.8574 | -379514.8327 | 0 | 5556905.975 | 0 | 10754764.6592 | 140257.6775 | 1.321%
2014-11-01 | 11 | 2014 | 9875018.7159 | 0 | 30 | 35 | 0 | 14728.6 | 0 | -4971734.8051 | 0 | 10195073.0878 | -390677.0336 | 0 | 5556905.975 | 0 | 10389567.224 | 514548.508 | 5.211%
2014-12-01 | 12 | 2014 | 10271290.3943 | 0 | 31 | 36 | 1 | 14728.6 | 0 | -4971734.8051 | 0 | 10534908.8574 | -401839.2346 | -589806.8706 | 5556905.975 | 0 | 10128433.922 | -142856.4723 | 1.391%
2015-01-01 | 1 | 2015 | 10704488.3362 | 0 | 31 | 37 | 0 | 14817.1 | 0 | -4971734.8051 | 0 | 10534908.8574 | -413001.4356 | 0 | 5590295.8544 | 0 | 10740468.4711 | 35980.1349 | 0.3361%
2015-02-01 | 2 | 2015 | 9935370.3074 | 0 | 28 | 38 | 0 | 14817.1 | 0 | -4971734.8051 | 0 | 9515401.5486 | -424163.6365 | 0 | 5590295.8544 | 0 | 9709798.9614 | -225571.3461 | 2.27%
2015-03-01 | 3 | 2015 | 10565220.9946 | 0 | 31 | 39 | 0 | 14817.1 | 0 | -4971734.8051 | 0 | 10534908.8574 | -435325.8375 | 0 | 5590295.8544 | 0 | 10718144.0692 | 152923.0745 | 1.447%
2015-04-01 | 4 | 2015 | 10250840.3404 | 0 | 30 | 40 | 0 | 14817.1 | 0 | -4971734.8051 | 0 | 10195073.0878 | -446488.0384 | 0 | 5590295.8544 | 0 | 10367146.0986 | 116305.7582 | 1.135%
2015-05-01 | 5 | 2015 | 11333284.586 | 53.5 | 31 | 41 | 0 | 14817.1 | 0 | -4971734.8051 | 180874.1332 | 10534908.8574 | -457650.2394 | 0 | 5590295.8544 | 0 | 10876693.8004 | -456590.7856 | 4.029%
2015-06-01 | 6 | 2015 | 10406367.3498 | 64.5 | 30 | 42 | 0 | 14817.1 | 0 | -4971734.8051 | 218063.2073 | 10195073.0878 | -468812.4404 | 0 | 5590295.8544 | 0 | 10562884.904 | 156517.5541 | 1.504%
2015-07-01 | 7 | 2015 | 10670953.6654 | 138.1 | 31 | 43 | 0 | 14817.1 | 0 | -4971734.8051 | 466891.9213 | 10534908.8574 | -479974.6413 | 0 | 5590295.8544 | 0 | 11140387.1867 | 469433.5212 | 4.399%
2015-08-01 | 8 | 2015 | 11178235.5554 | 132.6 | 31 | 44 | 0 | 14817.1 | 0 | -4971734.8051 | 448297.3843 | 10534908.8574 | -491136.8423 | 0 | 5590295.8544 | 0 | 11110630.4486 | -67605.1068 | 0.6048%
2015-09-01 | 9 | 2015 | 11305349.0792 | 117.7 | 30 | 45 | 0 | 14817.1 | 0 | -4971734.8051 | 397923.093 | 10195073.0878 | -502299.0433 | 0 | 5590295.8544 | 0 | 10709258.1868 | -596090.8925 | 5.273%
2015-10-01 | 10 | 2015 | 10944408.2114 | 1.7 | 31 | 46 | 0 | 14817.1 | 0 | -4971734.8051 | 5747.4024 | 10534908.8574 | -513461.2442 | 0 | 5590295.8544 | 0 | 10645756.0648 | -298652.1466 | 2.729%
2015-11-01 | 11 | 2015 | 11056701.2366 | 1.3 | 30 | 47 | 0 | 14817.1 | 0 | -4971734.8051 | 4395.0724 | 10195073.0878 | -524623.4452 | 0 | 5590295.8544 | 0 | 10293405.7643 | -763295.4723 | 6.903%
2015-12-01 | 12 | 2015 | 10387348.9124 | 0 | 31 | 48 | 1 | 14817.1 | 0 | -4971734.8051 | 0 | 10534908.8574 | -535785.6461 | -589806.8706 | 5590295.8544 | 0 | 10027877.3899 | -359471.5225 | 3.461%
2016-01-01 | 1 | 2016 | 10925191.4766 | 0 | 31 | 49 | 0 | 15017.1 | 0 | -4971734.8051 | 0 | 10534908.8574 | -546947.8471 | 0 | 5665753.2092 | 0 | 10681979.4143 | -243212.0622 | 2.226%
2016-02-01 | 2 | 2016 | 10205595.8348 | 0 | 29 | 50 | 0 | 15017.1 | 0 | -4971734.8051 | 0 | 9855237.3182 | -558110.0481 | 0 | 5665753.2092 | 0 | 9991145.6742 | -214450.1606 | 2.101%
2016-03-01 | 3 | 2016 | 11009704.171 | 0 | 31 | 51 | 0 | 15017.1 | 0 | -4971734.8051 | 0 | 10534908.8574 | -569272.249 | 0 | 5665753.2092 | 0 | 10659655.0124 | -350049.1586 | 3.179%
2016-04-01 | 4 | 2016 | 10380440.9934 | 0 | 30 | 52 | 0 | 15017.1 | 0 | -4971734.8051 | 0 | 10195073.0878 | -580434.45 | 0 | 5665753.2092 | 0 | 10308657.0418 | -71783.9515 | 0.6915%
2016-05-01 | 5 | 2016 | 11119964.9794 | 47.8 | 31 | 53 | 0 | 15017.1 | 0 | -4971734.8051 | 161603.4311 | 10534908.8574 | -591596.6509 | 0 | 5665753.2092 | 0 | 10798934.0416 | -321030.9378 | 2.887%
2016-06-01 | 6 | 2016 | 9788659.1662 | 87 | 30 | 54 | 0 | 15017.1 | 0 | -4971734.8051 | 294131.7679 | 10195073.0878 | -602758.8519 | 0 | 5665753.2092 | 0 | 10580464.4079 | 791805.2417 | 8.089%
2016-07-01 | 7 | 2016 | 10793810.0594 | 196.8 | 31 | 55 | 0 | 15017.1 | 0 | -4971734.8051 | 665346.344 | 10534908.8574 | -613921.0529 | 0 | 5665753.2092 | 0 | 11280352.5526 | 486542.4932 | 4.508%
2016-08-01 | 8 | 2016 | 10970722.1168 | 222.6 | 31 | 56 | 0 | 15017.1 | 0 | -4971734.8051 | 752571.627 | 10534908.8574 | -625083.2538 | 0 | 5665753.2092 | 0 | 11356415.6346 | 385693.5178 | 3.516%
2016-09-01 | 9 | 2016 | 10282847.3286 | 88.4 | 30 | 57 | 0 | 15017.1 | 0 | -4971734.8051 | 298864.9228 | 10195073.0878 | -636245.4548 | 0 | 5665753.2092 | 0 | 10551710.9599 | 268863.6313 | 2.615%
2016-10-01 | 10 | 2016 | 10350663.6294 | 23.5 | 31 | 58 | 0 | 15017.1 | 0 | -4971734.8051 | 79449.3856 | 10534908.8574 | -647407.6557 | 0 | 5665753.2092 | 0 | 10660968.9913 | 310305.3619 | 2.998%
2016-11-01 | 11 | 2016 | 10006450.8304 | 0 | 30 | 59 | 0 | 15017.1 | 0 | -4971734.8051 | 0 | 10195073.0878 | -658569.8567 | 0 | 5665753.2092 | 0 | 10230521.6351 | 224070.8048 | 2.239%
2016-12-01 | 12 | 2016 | 9623744.6764 | 0 | 31 | 60 | 1 | 15017.1 | 0 | -4971734.8051 | 0 | 10534908.8574 | -669732.0577 | -589806.8706 | 5665753.2092 | 0 | 9969388.3331 | 345643.6568 | 3.592%
2017-01-01 | 1 | 2017 | 9576561.2287 | 0 | 31 | 61 | 0 | 15215.7 | 0 | -4971734.8051 | 0 | 10534908.8574 | -680894.2586 | 0 | 5740682.3624 | 0 | 10622962.156 | 1046400.9273 | 10.93%
2017-02-01 | 2 | 2017 | 9092957.1099 | 0 | 28 | 62 | 0 | 15215.7 | 0 | -4971734.8051 | 0 | 9515401.5486 | -692056.4596 | 0 | 5740682.3624 | 0 | 9592292.6463 | 499335.5364 | 5.491%
2017-03-01 | 3 | 2017 | 10651053.5257 | 0 | 31 | 63 | 0 | 15215.7 | 0 | -4971734.8051 | 0 | 10534908.8574 | -703218.6606 | 0 | 5740682.3624 | 0 | 10600637.7541 | -50415.7716 | 0.4733%
2017-04-01 | 4 | 2017 | 9862795.3479 | 4.6 | 30 | 64 | 0 | 15215.7 | 0 | -4971734.8051 | 15551.7946 | 10195073.0878 | -714380.8615 | 0 | 5740682.3624 | 0 | 10265191.5782 | 402396.2303 | 4.08%
2017-05-01 | 5 | 2017 | 10222992.9177 | 25.3 | 31 | 65 | 0 | 15215.7 | 0 | -4971734.8051 | 85534.8704 | 10534908.8574 | -725543.0625 | 0 | 5740682.3624 | 0 | 10663848.2226 | 440855.305 | 4.312%
2017-06-01 | 6 | 2017 | 10516701.0637 | 122.8 | 30 | 66 | 0 | 15215.7 | 0 | -4971734.8051 | 415165.3 | 10195073.0878 | -736705.2634 | 0 | 5740682.3624 | 0 | 10642480.6817 | 125779.618 | 1.196%
2017-07-01 | 7 | 2017 | 10945795.0303 | 170.5 | 31 | 67 | 0 | 15215.7 | 0 | -4971734.8051 | 576430.6487 | 10534908.8574 | -747867.4644 | 0 | 5740682.3624 | 0 | 11132419.599 | 186624.5687 | 1.705%
2017-08-01 | 8 | 2017 | 11541617.3813 | 118.2 | 31 | 68 | 0 | 15215.7 | 0 | -4971734.8051 | 399613.5054 | 10534908.8574 | -759029.6654 | 0 | 5740682.3624 | 0 | 10944440.2547 | -597177.1266 | 5.174%
2017-09-01 | 9 | 2017 | 10187097.1359 | 90 | 30 | 69 | 0 | 15215.7 | 0 | -4971734.8051 | 304274.2427 | 10195073.0878 | -770191.8663 | 0 | 5740682.3624 | 0 | 10498103.0215 | 311005.8856 | 3.053%
2017-10-01 | 10 | 2017 | 10920216.3383 | 25 | 31 | 70 | 0 | 15215.7 | 0 | -4971734.8051 | 84520.623 | 10534908.8574 | -781354.0673 | 0 | 5740682.3624 | 0 | 10607022.9704 | -313193.3679 | 2.868%
2017-11-01 | 11 | 2017 | 10829063.0629 | 0 | 30 | 71 | 0 | 15215.7 | 0 | -4971734.8051 | 0 | 10195073.0878 | -792516.2682 | 0 | 5740682.3624 | 0 | 10171504.3768 | -657558.6861 | 6.072%
2017-12-01 | 12 | 2017 | 10229503.7133 | 0 | 31 | 72 | 1 | 15215.7 | 0 | -4971734.8051 | 0 | 10534908.8574 | -803678.4692 | -589806.8706 | 5740682.3624 | 0 | 9910371.0749 | -319132.6384 | 3.12%
2018-01-01 | 1 | 2018 | 10195826.9912 | 0 | 31 | 73 | 0 | 15377 | 0 | -4971734.8051 | 0 | 10534908.8574 | -814840.6702 | 0 | 5801538.719 | 0 | 10549872.1011 | 354045.11 | 3.472%
2018-02-01 | 2 | 2018 | 9525372.308 | 0 | 28 | 74 | 0 | 15377 | 0 | -4971734.8051 | 0 | 9515401.5486 | -826002.8711 | 0 | 5801538.719 | 0 | 9519202.5914 | -6169.7166 | 0.06477%
2018-03-01 | 3 | 2018 | 10470550.397 | 0 | 31 | 75 | 0 | 15377 | 0 | -4971734.8051 | 0 | 10534908.8574 | -837165.0721 | 0 | 5801538.719 | 0 | 10527547.6992 | 56997.3022 | 0.5444%
2018-04-01 | 4 | 2018 | 9223206.8336 | 0 | 30 | 76 | 0 | 15377 | 0 | -4971734.8051 | 0 | 10195073.0878 | -848327.2731 | 0 | 5801538.719 | 0 | 10176549.7286 | 953342.8951 | 10.34%
2018-05-01 | 5 | 2018 | 9874032.6893 | 63.9 | 31 | 77 | 0 | 15377 | 0 | -4971734.8051 | 216034.7123 | 10534908.8574 | -859489.474 | 0 | 5801538.719 | 0 | 10721258.0096 | 847225.3202 | 8.58%
2018-06-01 | 6 | 2018 | 10242032.0458 | 92.4 | 30 | 78 | 0 | 15377 | 0 | -4971734.8051 | 312388.2225 | 10195073.0878 | -870651.675 | 0 | 5801538.719 | 0 | 10466613.5492 | 224581.5035 | 2.193%
2018-07-01 | 7 | 2018 | 10872478.908 | 176 | 31 | 79 | 0 | 15377 | 0 | -4971734.8051 | 595025.1857 | 10534908.8574 | -881813.8759 | 0 | 5801538.719 | 0 | 11077924.0811 | 205445.1731 | 1.89%
2018-08-01 | 8 | 2018 | 11376324.8652 | 188.3 | 31 | 80 | 0 | 15377 | 0 | -4971734.8051 | 636609.3322 | 10534908.8574 | -892976.0769 | 0 | 5801538.719 | 0 | 11108346.0266 | -267978.8385 | 2.356%
2018-09-01 | 9 | 2018 | 10796402.9938 | 92.7 | 30 | 81 | 0 | 15377 | 0 | -4971734.8051 | 313402.47 | 10195073.0878 | -904138.2779 | 0 | 5801538.719 | 0 | 10434141.1938 | -362261.7999 | 3.355%
2018-10-01 | 10 | 2018 | 10440294.2194 | 24.2 | 31 | 82 | 0 | 15377 | 0 | -4971734.8051 | 81815.963 | 10534908.8574 | -915300.4788 | 0 | 5801538.719 | 0 | 10531228.2555 | 90934.0361 | 0.871%
2018-11-01 | 11 | 2018 | 10444001.7254 | 0 | 30 | 83 | 0 | 15377 | 0 | -4971734.8051 | 0 | 10195073.0878 | -926462.6798 | 0 | 5801538.719 | 0 | 10098414.3219 | -345587.4035 | 3.309%
2018-12-01 | 12 | 2018 | 9893378.9349 | 0 | 31 | 84 | 1 | 15377 | 0 | -4971734.8051 | 0 | 10534908.8574 | -937624.8807 | -589806.8706 | 5801538.719 | 0 | 9837281.0199 | -56097.9149 | 0.567%
2019-01-01 | 1 | 2019 | 10553641.6955 | 0 | 31 | 85 | 0 | 15622.2 | 0 | -4971734.8051 | 0 | 10534908.8574 | -948787.0817 | 0 | 5894049.4359 | 0 | 10508436.4065 | -45205.289 | 0.4283%
2019-02-01 | 2 | 2019 | 9060989.4042 | 0 | 28 | 86 | 0 | 15622.2 | 0 | -4971734.8051 | 0 | 9515401.5486 | -959949.2827 | 0 | 5894049.4359 | 0 | 9477766.8967 | 416777.4926 | 4.6%
2019-03-01 | 3 | 2019 | 10415985.5839 | 0 | 31 | 87 | 0 | 15622.2 | 0 | -4971734.8051 | 0 | 10534908.8574 | -971111.4836 | 0 | 5894049.4359 | 0 | 10486112.0046 | 70126.4207 | 0.6733%
2019-04-01 | 4 | 2019 | 9685042.3769 | 0 | 30 | 88 | 0 | 15622.2 | 0 | -4971734.8051 | 0 | 10195073.0878 | -982273.6846 | 0 | 5894049.4359 | 0 | 10135114.034 | 450071.6571 | 4.647%
2019-05-01 | 5 | 2019 | 10537431.1321 | 9.9 | 31 | 89 | 0 | 15622.2 | 0 | -4971734.8051 | 33470.1667 | 10534908.8574 | -993435.8855 | 0 | 5894049.4359 | 0 | 10497257.7693 | -40173.3627 | 0.3812%
2019-06-01 | 6 | 2019 | 10116984.8973 | 62.7 | 30 | 90 | 0 | 15622.2 | 0 | -4971734.8051 | 211977.7224 | 10195073.0878 | -1004598.0865 | 0 | 5894049.4359 | 0 | 10324767.3545 | 207782.4572 | 2.054%
2019-07-01 | 7 | 2019 | 11000462.0804 | 204.7 | 31 | 91 | 0 | 15622.2 | 0 | -4971734.8051 | 692054.8609 | 10534908.8574 | -1015760.2875 | 0 | 5894049.4359 | 0 | 11133518.0616 | 133055.9812 | 1.21%
2019-08-01 | 8 | 2019 | 11067899.3874 | 147.1 | 31 | 92 | 0 | 15622.2 | 0 | -4971734.8051 | 497319.3456 | 10534908.8574 | -1026922.4884 | 0 | 5894049.4359 | 0 | 10927620.3453 | -140279.042 | 1.267%
2019-09-01 | 9 | 2019 | 10411066.5743 | 75.8 | 30 | 93 | 0 | 15622.2 | 0 | -4971734.8051 | 256266.5289 | 10195073.0878 | -1038084.6894 | 0 | 5894049.4359 | 0 | 10335569.5581 | -75497.0162 | 0.7252%
2019-10-01 | 10 | 2019 | 9466634.2161 | 6.5 | 31 | 94 | 0 | 15622.2 | 0 | -4971734.8051 | 21975.362 | 10534908.8574 | -1049246.8904 | 0 | 5894049.4359 | 0 | 10429951.9598 | 963317.7437 | 10.18%
2019-11-01 | 11 | 2019 | 10102054.307 | 0 | 30 | 95 | 0 | 15622.2 | 0 | -4971734.8051 | 0 | 10195073.0878 | -1060409.0913 | 0 | 5894049.4359 | 0 | 10056978.6273 | -45075.6797 | 0.4462%
2019-12-01 | 12 | 2019 | 9521070.1394 | 0 | 31 | 96 | 1 | 15622.2 | 0 | -4971734.8051 | 0 | 10534908.8574 | -1071571.2923 | -589806.8706 | 5894049.4359 | 0 | 9795845.3253 | 274775.1859 | 2.886%
2020-01-01 | 1 | 2020 | 9846325.1577 | 0 | 31 | 97 | 0 | 15415.9 | 0 | -4971734.8051 | 0 | 10534908.8574 | -1082733.4932 | 0 | 5816215.1745 | 0 | 10296655.7335 | 450330.5759 | 4.574%
2020-02-01 | 2 | 2020 | 9201812.3929 | 0 | 29 | 98 | 0 | 15415.9 | 0 | -4971734.8051 | 0 | 9855237.3182 | -1093895.6942 | 0 | 5816215.1745 | 0 | 9605821.9934 | 404009.6005 | 4.391%
2020-03-01 | 3 | 2020 | 8994175.8929 | 0 | 31 | 99 | 0 | 15415.9 | 0.5 | -4971734.8051 | 0 | 10534908.8574 | -1105057.8952 | 0 | 5816215.1745 | -1286083.1302 | 8988248.2014 | -5927.6915 | 0.06591%
2020-04-01 | 4 | 2020 | 6917739.5805 | 0 | 30 | 100 | 0 | 15415.9 | 1 | -4971734.8051 | 0 | 10195073.0878 | -1116220.0961 | 0 | 5816215.1745 | -2572166.2605 | 7351167.1006 | 433427.5201 | 6.265%
2020-05-01 | 5 | 2020 | 7813006.9351 | 42.5 | 31 | 101 | 0 | 15415.9 | 1 | -4971734.8051 | 143685.0591 | 10534908.8574 | -1127382.2971 | 0 | 5816215.1745 | -2572166.2605 | 7823525.7283 | 10518.7932 | 0.1346%
2020-06-01 | 6 | 2020 | 9790786.3027 | 111 | 30 | 102 | 0 | 15415.9 | 0.5 | -4971734.8051 | 375271.566 | 10195073.0878 | -1138544.498 | 0 | 5816215.1745 | -1286083.1302 | 8990197.3949 | -800588.9078 | 8.177%
2020-07-01 | 7 | 2020 | 10844946.3445 | 221.1 | 31 | 103 | 0 | 15415.9 | 0 | -4971734.8051 | 747500.3896 | 10534908.8574 | -1149706.699 | 0 | 5816215.1745 | 0 | 10977182.9173 | 132236.5729 | 1.219%
2020-08-01 | 8 | 2020 | 11015142.5253 | 149 | 31 | 104 | 0 | 15415.9 | 0 | -4971734.8051 | 503742.9129 | 10534908.8574 | -1160868.9 | 0 | 5816215.1745 | 0 | 10722263.2397 | -292879.2855 | 2.659%
2020-09-01 | 9 | 2020 | 10845375.2123 | 45.5 | 30 | 105 | 0 | 15415.9 | 0 | -4971734.8051 | 153827.5338 | 10195073.0878 | -1172031.1009 | 0 | 5816215.1745 | 0 | 10021349.8901 | -824025.3222 | 7.598%
2020-10-01 | 10 | 2020 | 9699790.5659 | 0.6 | 31 | 106 | 0 | 15415.9 | 0 | -4971734.8051 | 2028.495 | 10534908.8574 | -1183193.3019 | 0 | 5816215.1745 | 0 | 10198224.4198 | 498433.854 | 5.139%
2020-11-01 | 11 | 2020 | 10193262.0615 | 3.4 | 30 | 107 | 0 | 15415.9 | 0 | -4971734.8051 | 11494.8047 | 10195073.0878 | -1194355.5028 | 0 | 5816215.1745 | 0 | 9856692.7591 | -336569.3024 | 3.302%
2020-12-01 | 12 | 2020 | 9887981.4555 | 0 | 31 | 108 | 1 | 15415.9 | 0 | -4971734.8051 | 0 | 10534908.8574 | -1205517.7038 | -589806.8706 | 5816215.1745 | 0 | 9584064.6523 | -303916.8031 | 3.074%
2021-01-01 | 1 | 2021 | 10133184.3539 | 0 | 31 | 109 | 0 | 15871 | 0 | -4971734.8051 | 0 | 10534908.8574 | -1216679.9048 | 0 | 5987918.3852 | 0 | 10334412.5327 | 201228.1788 | 1.986%
2021-02-01 | 2 | 2021 | 9493167.7499 | 0 | 28 | 110 | 0 | 15871 | 0 | -4971734.8051 | 0 | 9515401.5486 | -1227842.1057 | 0 | 5987918.3852 | 0 | 9303743.023 | -189424.7269 | 1.995%
2021-03-01 | 3 | 2021 | 10734611.4027 | 0.2 | 31 | 111 | 0 | 15871 | 0 | -4971734.8051 | 676.165 | 10534908.8574 | -1239004.3067 | 0 | 5987918.3852 | 0 | 10312764.2958 | -421847.1069 | 3.93%
2021-04-01 | 4 | 2021 | 10624258.7655 | 5.6 | 30 | 112 | 0 | 15871 | 0 | -4971734.8051 | 18932.6195 | 10195073.0878 | -1250166.5077 | 0 | 5987918.3852 | 0 | 9980022.7798 | -644235.9857 | 6.064%
2021-05-01 | 5 | 2021 | 11081138.0879 | 40.6 | 31 | 113 | 0 | 15871 | 0 | -4971734.8051 | 137261.4917 | 10534908.8574 | -1261328.7086 | 0 | 5987918.3852 | 0 | 10427025.2206 | -654112.8673 | 5.903%
2021-06-01 | 6 | 2021 | 11208599.6139 | 153.6 | 30 | 114 | 0 | 15871 | 0 | -4971734.8051 | 519294.7075 | 10195073.0878 | -1272490.9096 | 0 | 5987918.3852 | 0 | 10458060.4659 | -750539.1481 | 6.696%
2021-07-01 | 7 | 2021 | 10984998.5185 | 150.5 | 31 | 115 | 0 | 15871 | 0 | -4971734.8051 | 508814.1503 | 10534908.8574 | -1283653.1105 | 0 | 5987918.3852 | 0 | 10776253.4772 | -208745.0413 | 1.9%
2021-08-01 | 8 | 2021 | 10609010.4107 | 189.7 | 31 | 116 | 0 | 15871 | 0 | -4971734.8051 | 641342.4871 | 10534908.8574 | -1294815.3115 | 0 | 5987918.3852 | 0 | 10897619.6131 | 288609.2024 | 2.72%
2021-09-01 | 9 | 2021 | 9278406.9907 | 65.5 | 30 | 117 | 0 | 15871 | 0 | -4971734.8051 | 221444.0322 | 10195073.0878 | -1305977.5125 | 0 | 5987918.3852 | 0 | 10126723.1876 | 848316.1969 | 9.143%
2021-10-01 | 10 | 2021 | 10141947.9645 | 46.3 | 31 | 118 | 0 | 15871 | 0 | -4971734.8051 | 156532.1937 | 10534908.8574 | -1317139.7134 | 0 | 5987918.3852 | 0 | 10390484.9178 | 248536.9533 | 2.451%
2021-11-01 | 11 | 2021 | 10637205.2199 | 0 | 30 | 119 | 0 | 15871 | 0 | -4971734.8051 | 0 | 10195073.0878 | -1328301.9144 | 0 | 5987918.3852 | 0 | 9882954.7535 | -754250.4664 | 7.091%
2021-12-01 | 12 | 2021 | 9447198.7225 | 0 | 31 | 120 | 1 | 15871 | 0 | -4971734.8051 | 0 | 10534908.8574 | -1339464.1153 | -589806.8706 | 5987918.3852 | 0 | 9621821.4515 | 174622.729 | 1.848%
3.331%
[20 empty] | 1 | 2167795.3235 | 33.9%
[20 empty] | 2 | 1178074.1806 | 26.93%
[20 empty] | 3 | -239210.6345 | 20.38%
[20 empty] | 4 | 1736033.3647 | 47.65%
[20 empty] | 5 | -1352862.643 | 36.88%
[20 empty] | 6 | -343095.7301 | 37.28%
[20 empty] | 7 | 1563845.1045 | 28.46%
[20 empty] | 8 | -1926575.9701 | 28.68%
[20 empty] | 9 | -469901.675 | 37.46%
[20 empty] | 10 | 842450.4041 | 35.58%
[20 empty] | 11 | -3122980.2253 | 43.26%
[20 empty] | 12 | -483679.6985 | 23.22%
[20 empty] | 2012 | 1551263.2597 | 36.86%
[20 empty] | 2013 | -833107.601 | 29.68%
[20 empty] | 2014 | -3386825.2833 | 46.56%
[20 empty] | 2015 | -1836117.2295 | 34.09%
[20 empty] | 2016 | 1612398.4369 | 38.64%
[20 empty] | 2017 | 1074920.4807 | 48.47%
[20 empty] | 2018 | 1694475.6668 | 37.54%
[20 empty] | 2019 | 2169676.5488 | 29.49%
[20 empty] | 2020 | -634950.396 | 46.6%
[20 empty] | 2021 | -1861842.0823 | 51.73%

## LU Predicted Monthly
Date | Month | Year | LUkWh_NoCDM | Month Days | O&G_GDP | COVID_AM | Fall | const | Month Days | O&G_GDP | COVID_AM | Fall | Predicted | Diff | Model Error
2012-01-01 | 1 | 2012 | 23834836.0649 | 31 | 38.3 | 0 | 0 | 95810.4573 | 22769657.8365 | 248592.0241 | 0 | 0 | 23114060.3178 | -720775.7471 | 3.024% | Model 5: Prais-Winsten, using observations 2012:01-2021:12 (T = 120)
2012-02-01 | 2 | 2012 | 20937848.4949 | 29 | 38.3 | 0 | 0 | 95810.4573 | 21300647.6535 | 248592.0241 | 0 | 0 | 21645050.1349 | 707201.64 | 3.378% | Dependent variable: LUkWh_NoCDM
2012-03-01 | 3 | 2012 | 23746994.9034 | 31 | 38.3 | 0 | 0 | 95810.4573 | 22769657.8365 | 248592.0241 | 0 | 0 | 23114060.3178 | -632934.5855 | 2.665% | rho = 0.348851
2012-04-01 | 4 | 2012 | 23562709.5016 | 30 | 38.3 | 0 | 0 | 95810.4573 | 22035152.745 | 248592.0241 | 0 | 0 | 22379555.2264 | -1183154.2752 | 5.021%
2012-05-01 | 5 | 2012 | 21444338.7361 | 31 | 38.3 | 0 | 0 | 95810.4573 | 22769657.8365 | 248592.0241 | 0 | 0 | 23114060.3178 | 1669721.5818 | 7.786% |  | coefficient | std. error | t-ratio | p-value
2012-06-01 | 6 | 2012 | 21848126.406 | 30 | 38.3 | 0 | 0 | 95810.4573 | 22035152.745 | 248592.0241 | 0 | 0 | 22379555.2264 | 531428.8204 | 2.432% | const | 95810.4573 | 3603532.3037 | 0.026588 | 0.97883
2012-07-01 | 7 | 2012 | 23009052.2285 | 31 | 38.3 | 0 | 0 | 95810.4573 | 22769657.8365 | 248592.0241 | 0 | 0 | 23114060.3178 | 105008.0893 | 0.4564% | MonthDays | 734505.0915 | 118018.7526 | 6.2236 | 8.1378e-09
2012-08-01 | 8 | 2012 | 24714359.7245 | 31 | 38.3 | 0 | 0 | 95810.4573 | 22769657.8365 | 248592.0241 | 0 | 0 | 23114060.3178 | -1600299.4067 | 6.475% | OG_GDP | 6490.6534 | 1342.2376 | 4.8357 | 4.1472e-06
2012-09-01 | 9 | 2012 | 23088125.3016 | 30 | 38.3 | 0 | 1 | 95810.4573 | 22035152.745 | 248592.0241 | 0 | -813494.5521 | 22379555.2264 | -708570.0753 | 3.069% | COVID_AM | -1714221.6021 | 776843.2231 | -2.2067 | 0.029325
2012-10-01 | 10 | 2012 | 21735263.3397 | 31 | 38.3 | 0 | 1 | 95810.4573 | 22769657.8365 | 248592.0241 | 0 | -813494.5521 | 23114060.3178 | 1378796.9781 | 6.344% | Fall | -813494.5521 | 334777.1792 | -2.43 | 0.016647
2012-11-01 | 11 | 2012 | 21728354.3364 | 30 | 38.3 | 0 | 0 | 95810.4573 | 22035152.745 | 248592.0241 | 0 | 0 | 22379555.2264 | 651200.89 | 2.997%
2012-12-01 | 12 | 2012 | 22981434.2359 | 31 | 38.3 | 0 | 0 | 95810.4573 | 22769657.8365 | 248592.0241 | 0 | 0 | 23114060.3178 | 132626.082 | 0.5771% | Statistics based on the rho-differenced data
2013-01-01 | 1 | 2013 | 22069510.3186 | 31 | 27.7 | 0 | 0 | 95810.4573 | 22769657.8365 | 179791.0983 | 0 | 0 | 23045259.3921 | 975749.0735 | 4.421% | Mean dependent var | 23340128.6972 | S.D. dependent var | 1712133.1801
2013-02-01 | 2 | 2013 | 21742487.5561 | 28 | 27.7 | 0 | 0 | 95810.4573 | 20566142.562 | 179791.0983 | 0 | 0 | 20841744.1176 | -900743.4385 | 4.143% | Sum squared resid | 181140617029112 | S.E. of regression | 1255044.1428
2013-03-01 | 3 | 2013 | 24101529.984 | 31 | 27.7 | 0 | 0 | 95810.4573 | 22769657.8365 | 179791.0983 | 0 | 0 | 23045259.3921 | -1056270.5918 | 4.383% | R-squared | 0.48077 | Adjusted R-squared | 0.46271
2013-04-01 | 4 | 2013 | 20152496.5275 | 30 | 27.7 | 0 | 0 | 95810.4573 | 22035152.745 | 179791.0983 | 0 | 0 | 22310754.3006 | 2158257.7731 | 10.71% | F(4, 115) | 25.0346 | P-value(F) | 6.3437e-15
2013-05-01 | 5 | 2013 | 22491181.3339 | 31 | 27.7 | 0 | 0 | 95810.4573 | 22769657.8365 | 179791.0983 | 0 | 0 | 23045259.3921 | 554078.0582 | 2.464% | rho | -0.0055755 | Durbin-Watson | 2.0034
2013-06-01 | 6 | 2013 | 22143985.6508 | 30 | 27.7 | 0 | 0 | 95810.4573 | 22035152.745 | 179791.0983 | 0 | 0 | 22310754.3006 | 166768.6498 | 0.7531%
2013-07-01 | 7 | 2013 | 23094301.455 | 31 | 27.7 | 0 | 0 | 95810.4573 | 22769657.8365 | 179791.0983 | 0 | 0 | 23045259.3921 | -49042.0629 | 0.2124%
2013-08-01 | 8 | 2013 | 23514731.5514 | 31 | 27.7 | 0 | 0 | 95810.4573 | 22769657.8365 | 179791.0983 | 0 | 0 | 23045259.3921 | -469472.1592 | 1.997%
2013-09-01 | 9 | 2013 | 20804412.3282 | 30 | 27.7 | 0 | 1 | 95810.4573 | 22035152.745 | 179791.0983 | 0 | -813494.5521 | 22310754.3006 | 1506341.9724 | 7.24%
2013-10-01 | 10 | 2013 | 20100765.6115 | 31 | 27.7 | 0 | 1 | 95810.4573 | 22769657.8365 | 179791.0983 | 0 | -813494.5521 | 23045259.3921 | 2944493.7806 | 14.65%
2013-11-01 | 11 | 2013 | 21017409.4131 | 30 | 27.7 | 0 | 0 | 95810.4573 | 22035152.745 | 179791.0983 | 0 | 0 | 22310754.3006 | 1293344.8875 | 6.154%
2013-12-01 | 12 | 2013 | 22772224.2805 | 31 | 27.7 | 0 | 0 | 95810.4573 | 22769657.8365 | 179791.0983 | 0 | 0 | 23045259.3921 | 273035.1116 | 1.199%
2014-01-01 | 1 | 2014 | 21429596.2351 | 31 | 24.9 | 0 | 0 | 95810.4573 | 22769657.8365 | 161617.2689 | 0 | 0 | 23027085.5627 | 1597489.3276 | 7.455%
2014-02-01 | 2 | 2014 | 20763730.491 | 28 | 24.9 | 0 | 0 | 95810.4573 | 20566142.562 | 161617.2689 | 0 | 0 | 20823570.2882 | 59839.7972 | 0.2882%
2014-03-01 | 3 | 2014 | 21695140.3989 | 31 | 24.9 | 0 | 0 | 95810.4573 | 22769657.8365 | 161617.2689 | 0 | 0 | 23027085.5627 | 1331945.1638 | 6.139%
2014-04-01 | 4 | 2014 | 22089231.0116 | 30 | 24.9 | 0 | 0 | 95810.4573 | 22035152.745 | 161617.2689 | 0 | 0 | 22292580.4712 | 203349.4596 | 0.9206%
2014-05-01 | 5 | 2014 | 22968398.3096 | 31 | 24.9 | 0 | 0 | 95810.4573 | 22769657.8365 | 161617.2689 | 0 | 0 | 23027085.5627 | 58687.2531 | 0.2555%
2014-06-01 | 6 | 2014 | 21082986.6015 | 30 | 24.9 | 0 | 0 | 95810.4573 | 22035152.745 | 161617.2689 | 0 | 0 | 22292580.4712 | 1209593.8697 | 5.737%
2014-07-01 | 7 | 2014 | 23324333.588 | 31 | 24.9 | 0 | 0 | 95810.4573 | 22769657.8365 | 161617.2689 | 0 | 0 | 23027085.5627 | -297248.0253 | 1.274%
2014-08-01 | 8 | 2014 | 24335554.5991 | 31 | 24.9 | 0 | 0 | 95810.4573 | 22769657.8365 | 161617.2689 | 0 | 0 | 23027085.5627 | -1308469.0364 | 5.377%
2014-09-01 | 9 | 2014 | 22547078.2711 | 30 | 24.9 | 0 | 1 | 95810.4573 | 22035152.745 | 161617.2689 | 0 | -813494.5521 | 22292580.4712 | -254497.7999 | 1.129%
2014-10-01 | 10 | 2014 | 22510487.2988 | 31 | 24.9 | 0 | 1 | 95810.4573 | 22769657.8365 | 161617.2689 | 0 | -813494.5521 | 23027085.5627 | 516598.2639 | 2.295%
2014-11-01 | 11 | 2014 | 23546531.1546 | 30 | 24.9 | 0 | 0 | 95810.4573 | 22035152.745 | 161617.2689 | 0 | 0 | 22292580.4712 | -1253950.6834 | 5.325%
2014-12-01 | 12 | 2014 | 23381152.7048 | 31 | 24.9 | 0 | 0 | 95810.4573 | 22769657.8365 | 161617.2689 | 0 | 0 | 23027085.5627 | -354067.1421 | 1.514%
2015-01-01 | 1 | 2015 | 24101385.1212 | 31 | 23.4 | 0 | 0 | 95810.4573 | 22769657.8365 | 151881.2889 | 0 | 0 | 23017349.5826 | -1084035.5386 | 4.498%
2015-02-01 | 2 | 2015 | 21537685.5787 | 28 | 23.4 | 0 | 0 | 95810.4573 | 20566142.562 | 151881.2889 | 0 | 0 | 20813834.3081 | -723851.2706 | 3.361%
2015-03-01 | 3 | 2015 | 23141596.6203 | 31 | 23.4 | 0 | 0 | 95810.4573 | 22769657.8365 | 151881.2889 | 0 | 0 | 23017349.5826 | -124247.0377 | 0.5369%
2015-04-01 | 4 | 2015 | 23821596.3861 | 30 | 23.4 | 0 | 0 | 95810.4573 | 22035152.745 | 151881.2889 | 0 | 0 | 22282844.4911 | -1538751.8949 | 6.459%
2015-05-01 | 5 | 2015 | 22532519.3849 | 31 | 23.4 | 0 | 0 | 95810.4573 | 22769657.8365 | 151881.2889 | 0 | 0 | 23017349.5826 | 484830.1977 | 2.152%
2015-06-01 | 6 | 2015 | 20526630.0983 | 30 | 23.4 | 0 | 0 | 95810.4573 | 22035152.745 | 151881.2889 | 0 | 0 | 22282844.4911 | 1756214.3928 | 8.556%
2015-07-01 | 7 | 2015 | 23356909.7822 | 31 | 23.4 | 0 | 0 | 95810.4573 | 22769657.8365 | 151881.2889 | 0 | 0 | 23017349.5826 | -339560.1995 | 1.454%
2015-08-01 | 8 | 2015 | 23423535.1843 | 31 | 23.4 | 0 | 0 | 95810.4573 | 22769657.8365 | 151881.2889 | 0 | 0 | 23017349.5826 | -406185.6017 | 1.734%
2015-09-01 | 9 | 2015 | 21449719.0815 | 30 | 23.4 | 0 | 1 | 95810.4573 | 22035152.745 | 151881.2889 | 0 | -813494.5521 | 22282844.4911 | 833125.4097 | 3.884%
2015-10-01 | 10 | 2015 | 22317576.5808 | 31 | 23.4 | 0 | 1 | 95810.4573 | 22769657.8365 | 151881.2889 | 0 | -813494.5521 | 23017349.5826 | 699773.0018 | 3.136%
2015-11-01 | 11 | 2015 | 21404969.6761 | 30 | 23.4 | 0 | 0 | 95810.4573 | 22035152.745 | 151881.2889 | 0 | 0 | 22282844.4911 | 877874.815 | 4.101%
2015-12-01 | 12 | 2015 | 25406346.0787 | 31 | 23.4 | 0 | 0 | 95810.4573 | 22769657.8365 | 151881.2889 | 0 | 0 | 23017349.5826 | -2388996.496 | 9.403%
2016-01-01 | 1 | 2016 | 26243313.3975 | 31 | 377.2 | 0 | 0 | 95810.4573 | 22769657.8365 | 2448274.451 | 0 | 0 | 25313742.7448 | -929570.6527 | 3.542%
2016-02-01 | 2 | 2016 | 24084561.6366 | 29 | 377.2 | 0 | 0 | 95810.4573 | 21300647.6535 | 2448274.451 | 0 | 0 | 23844732.5618 | -239829.0748 | 0.9958%
2016-03-01 | 3 | 2016 | 26064565.6347 | 31 | 377.2 | 0 | 0 | 95810.4573 | 22769657.8365 | 2448274.451 | 0 | 0 | 25313742.7448 | -750822.8899 | 2.881%
2016-04-01 | 4 | 2016 | 25462585.0215 | 30 | 377.2 | 0 | 0 | 95810.4573 | 22035152.745 | 2448274.451 | 0 | 0 | 24579237.6533 | -883347.3682 | 3.469%
2016-05-01 | 5 | 2016 | 25847939.4928 | 31 | 377.2 | 0 | 0 | 95810.4573 | 22769657.8365 | 2448274.451 | 0 | 0 | 25313742.7448 | -534196.748 | 2.067%
2016-06-01 | 6 | 2016 | 24327586.2174 | 30 | 377.2 | 0 | 0 | 95810.4573 | 22035152.745 | 2448274.451 | 0 | 0 | 24579237.6533 | 251651.436 | 1.034%
2016-07-01 | 7 | 2016 | 25937362.5011 | 31 | 377.2 | 0 | 0 | 95810.4573 | 22769657.8365 | 2448274.451 | 0 | 0 | 25313742.7448 | -623619.7563 | 2.404%
2016-08-01 | 8 | 2016 | 24632748.8434 | 31 | 377.2 | 0 | 0 | 95810.4573 | 22769657.8365 | 2448274.451 | 0 | 0 | 25313742.7448 | 680993.9015 | 2.765%
2016-09-01 | 9 | 2016 | 23515971.6855 | 30 | 377.2 | 0 | 1 | 95810.4573 | 22035152.745 | 2448274.451 | 0 | -813494.5521 | 24579237.6533 | 1063265.9679 | 4.521%
2016-10-01 | 10 | 2016 | 24813435.2444 | 31 | 377.2 | 0 | 1 | 95810.4573 | 22769657.8365 | 2448274.451 | 0 | -813494.5521 | 25313742.7448 | 500307.5004 | 2.016%
2016-11-01 | 11 | 2016 | 24612610.8183 | 30 | 377.2 | 0 | 0 | 95810.4573 | 22035152.745 | 2448274.451 | 0 | 0 | 24579237.6533 | -33373.1649 | 0.1356%
2016-12-01 | 12 | 2016 | 24794964.0153 | 31 | 377.2 | 0 | 0 | 95810.4573 | 22769657.8365 | 2448274.451 | 0 | 0 | 25313742.7448 | 518778.7296 | 2.092%
2017-01-01 | 1 | 2017 | 24783739.5085 | 31 | 287.5 | 0 | 0 | 95810.4573 | 22769657.8365 | 1866062.8438 | 0 | 0 | 24731531.1376 | -52208.371 | 0.2107%
2017-02-01 | 2 | 2017 | 22975370.5737 | 28 | 287.5 | 0 | 0 | 95810.4573 | 20566142.562 | 1866062.8438 | 0 | 0 | 22528015.8631 | -447354.7106 | 1.947%
2017-03-01 | 3 | 2017 | 26063748.624 | 31 | 287.5 | 0 | 0 | 95810.4573 | 22769657.8365 | 1866062.8438 | 0 | 0 | 24731531.1376 | -1332217.4865 | 5.111%
2017-04-01 | 4 | 2017 | 24853611.3221 | 30 | 287.5 | 0 | 0 | 95810.4573 | 22035152.745 | 1866062.8438 | 0 | 0 | 23997026.0461 | -856585.2761 | 3.447%
2017-05-01 | 5 | 2017 | 26071735.7527 | 31 | 287.5 | 0 | 0 | 95810.4573 | 22769657.8365 | 1866062.8438 | 0 | 0 | 24731531.1376 | -1340204.6151 | 5.14%
2017-06-01 | 6 | 2017 | 22020620.9193 | 30 | 287.5 | 0 | 0 | 95810.4573 | 22035152.745 | 1866062.8438 | 0 | 0 | 23997026.0461 | 1976405.1268 | 8.975%
2017-07-01 | 7 | 2017 | 25196347.876 | 31 | 287.5 | 0 | 0 | 95810.4573 | 22769657.8365 | 1866062.8438 | 0 | 0 | 24731531.1376 | -464816.7384 | 1.845%
2017-08-01 | 8 | 2017 | 25934865.778 | 31 | 287.5 | 0 | 0 | 95810.4573 | 22769657.8365 | 1866062.8438 | 0 | 0 | 24731531.1376 | -1203334.6404 | 4.64%
2017-09-01 | 9 | 2017 | 23196118.5476 | 30 | 287.5 | 0 | 1 | 95810.4573 | 22035152.745 | 1866062.8438 | 0 | -813494.5521 | 23997026.0461 | 800907.4984 | 3.453%
2017-10-01 | 10 | 2017 | 21727622.8899 | 31 | 287.5 | 0 | 1 | 95810.4573 | 22769657.8365 | 1866062.8438 | 0 | -813494.5521 | 24731531.1376 | 3003908.2477 | 13.83%
2017-11-01 | 11 | 2017 | 22779470.8619 | 30 | 287.5 | 0 | 0 | 95810.4573 | 22035152.745 | 1866062.8438 | 0 | 0 | 23997026.0461 | 1217555.1842 | 5.345%
2017-12-01 | 12 | 2017 | 24346784.477 | 31 | 287.5 | 0 | 0 | 95810.4573 | 22769657.8365 | 1866062.8438 | 0 | 0 | 24731531.1376 | 384746.6606 | 1.58%
2018-01-01 | 1 | 2018 | 24030554.5419 | 31 | 277 | 0 | 0 | 95810.4573 | 22769657.8365 | 1797910.9834 | 0 | 0 | 24663379.2772 | 632824.7352 | 2.633%
2018-02-01 | 2 | 2018 | 23607657.4663 | 28 | 277 | 0 | 0 | 95810.4573 | 20566142.562 | 1797910.9834 | 0 | 0 | 22459864.0027 | -1147793.4636 | 4.862%
2018-03-01 | 3 | 2018 | 24184333.2462 | 31 | 277 | 0 | 0 | 95810.4573 | 22769657.8365 | 1797910.9834 | 0 | 0 | 24663379.2772 | 479046.031 | 1.981%
2018-04-01 | 4 | 2018 | 20446836.9594 | 30 | 277 | 0 | 0 | 95810.4573 | 22035152.745 | 1797910.9834 | 0 | 0 | 23928874.1857 | 3482037.2262 | 17.03%
2018-05-01 | 5 | 2018 | 20467125.1361 | 31 | 277 | 0 | 0 | 95810.4573 | 22769657.8365 | 1797910.9834 | 0 | 0 | 24663379.2772 | 4196254.1411 | 20.5%
2018-06-01 | 6 | 2018 | 23113885.3529 | 30 | 277 | 0 | 0 | 95810.4573 | 22035152.745 | 1797910.9834 | 0 | 0 | 23928874.1857 | 814988.8328 | 3.526%
2018-07-01 | 7 | 2018 | 24128887.6898 | 31 | 277 | 0 | 0 | 95810.4573 | 22769657.8365 | 1797910.9834 | 0 | 0 | 24663379.2772 | 534491.5874 | 2.215%
2018-08-01 | 8 | 2018 | 23113652.1847 | 31 | 277 | 0 | 0 | 95810.4573 | 22769657.8365 | 1797910.9834 | 0 | 0 | 24663379.2772 | 1549727.0925 | 6.705%
2018-09-01 | 9 | 2018 | 25785473.8273 | 30 | 277 | 0 | 1 | 95810.4573 | 22035152.745 | 1797910.9834 | 0 | -813494.5521 | 23928874.1857 | -1856599.6416 | 7.2%
2018-10-01 | 10 | 2018 | 26978271.8432 | 31 | 277 | 0 | 1 | 95810.4573 | 22769657.8365 | 1797910.9834 | 0 | -813494.5521 | 24663379.2772 | -2314892.566 | 8.581%
2018-11-01 | 11 | 2018 | 25502615.6278 | 30 | 277 | 0 | 0 | 95810.4573 | 22035152.745 | 1797910.9834 | 0 | 0 | 23928874.1857 | -1573741.4421 | 6.171%
2018-12-01 | 12 | 2018 | 26589778.4312 | 31 | 277 | 0 | 0 | 95810.4573 | 22769657.8365 | 1797910.9834 | 0 | 0 | 24663379.2772 | -1926399.154 | 7.245%
2019-01-01 | 1 | 2019 | 27117793.2079 | 31 | 272.8 | 0 | 0 | 95810.4573 | 22769657.8365 | 1770650.2393 | 0 | 0 | 24636118.533 | -2481674.6748 | 9.151%
2019-02-01 | 2 | 2019 | 23388405.2079 | 28 | 272.8 | 0 | 0 | 95810.4573 | 20566142.562 | 1770650.2393 | 0 | 0 | 22432603.2585 | -955801.9493 | 4.087%
2019-03-01 | 3 | 2019 | 26455451.2079 | 31 | 272.8 | 0 | 0 | 95810.4573 | 22769657.8365 | 1770650.2393 | 0 | 0 | 24636118.533 | -1819332.6748 | 6.877%
2019-04-01 | 4 | 2019 | 24975280.2079 | 30 | 272.8 | 0 | 0 | 95810.4573 | 22035152.745 | 1770650.2393 | 0 | 0 | 23901613.4415 | -1073666.7663 | 4.299%
2019-05-01 | 5 | 2019 | 24814343.2079 | 31 | 272.8 | 0 | 0 | 95810.4573 | 22769657.8365 | 1770650.2393 | 0 | 0 | 24636118.533 | -178224.6748 | 0.7182%
2019-06-01 | 6 | 2019 | 24768956.2079 | 30 | 272.8 | 0 | 0 | 95810.4573 | 22035152.745 | 1770650.2393 | 0 | 0 | 23901613.4415 | -867342.7663 | 3.502%
2019-07-01 | 7 | 2019 | 25658866.2079 | 31 | 272.8 | 0 | 0 | 95810.4573 | 22769657.8365 | 1770650.2393 | 0 | 0 | 24636118.533 | -1022747.6748 | 3.986%
2019-08-01 | 8 | 2019 | 25800112.2079 | 31 | 272.8 | 0 | 0 | 95810.4573 | 22769657.8365 | 1770650.2393 | 0 | 0 | 24636118.533 | -1163993.6748 | 4.512%
2019-09-01 | 9 | 2019 | 20481647.2079 | 30 | 272.8 | 0 | 1 | 95810.4573 | 22035152.745 | 1770650.2393 | 0 | -813494.5521 | 23901613.4415 | 3419966.2337 | 16.7%
2019-10-01 | 10 | 2019 | 21270215.2079 | 31 | 272.8 | 0 | 1 | 95810.4573 | 22769657.8365 | 1770650.2393 | 0 | -813494.5521 | 24636118.533 | 3365903.3252 | 15.82%
2019-11-01 | 11 | 2019 | 22400505.2079 | 30 | 272.8 | 0 | 0 | 95810.4573 | 22035152.745 | 1770650.2393 | 0 | 0 | 23901613.4415 | 1501108.2337 | 6.701%
2019-12-01 | 12 | 2019 | 24791556.2079 | 31 | 272.8 | 0 | 0 | 95810.4573 | 22769657.8365 | 1770650.2393 | 0 | 0 | 24636118.533 | -155437.6748 | 0.627%
2020-01-01 | 1 | 2020 | 25134934.9522 | 31 | 256.3 | 0 | 0 | 95810.4573 | 22769657.8365 | 1663554.4587 | 0 | 0 | 24529022.7524 | -605912.1998 | 2.411%
2020-02-01 | 2 | 2020 | 23552338.0594 | 29 | 256.3 | 0 | 0 | 95810.4573 | 21300647.6535 | 1663554.4587 | 0 | 0 | 23060012.5694 | -492325.49 | 2.09%
2020-03-01 | 3 | 2020 | 24259563.6283 | 31 | 256.3 | 0.5 | 0 | 95810.4573 | 22769657.8365 | 1663554.4587 | -857110.801 | 0 | 23671911.9514 | -587651.6769 | 2.422%
2020-04-01 | 4 | 2020 | 22329895.326 | 30 | 256.3 | 1 | 0 | 95810.4573 | 22035152.745 | 1663554.4587 | -1714221.6021 | 0 | 22080296.0589 | -249599.2672 | 1.118%
2020-05-01 | 5 | 2020 | 24861573.6158 | 31 | 256.3 | 1 | 0 | 95810.4573 | 22769657.8365 | 1663554.4587 | -1714221.6021 | 0 | 22814801.1504 | -2046772.4655 | 8.233%
2020-06-01 | 6 | 2020 | 21367567.6036 | 30 | 256.3 | 0.5 | 0 | 95810.4573 | 22035152.745 | 1663554.4587 | -857110.801 | 0 | 22937406.8599 | 1569839.2563 | 7.347%
2020-07-01 | 7 | 2020 | 24684233.8568 | 31 | 256.3 | 0.5 | 0 | 95810.4573 | 22769657.8365 | 1663554.4587 | -857110.801 | 0 | 23671911.9514 | -1012321.9054 | 4.101%
2020-08-01 | 8 | 2020 | 23737768.3088 | 31 | 256.3 | 0.5 | 0 | 95810.4573 | 22769657.8365 | 1663554.4587 | -857110.801 | 0 | 23671911.9514 | -65856.3574 | 0.2774%
2020-09-01 | 9 | 2020 | 23865594.6499 | 30 | 256.3 | 0.5 | 1 | 95810.4573 | 22035152.745 | 1663554.4587 | -857110.801 | -813494.5521 | 22937406.8599 | -928187.79 | 3.889%
2020-10-01 | 10 | 2020 | 22132718.5826 | 31 | 256.3 | 0.5 | 1 | 95810.4573 | 22769657.8365 | 1663554.4587 | -857110.801 | -813494.5521 | 23671911.9514 | 1539193.3688 | 6.954%
2020-11-01 | 11 | 2020 | 23375946.3308 | 30 | 256.3 | 0.5 | 0 | 95810.4573 | 22035152.745 | 1663554.4587 | -857110.801 | 0 | 22937406.8599 | -438539.4709 | 1.876%
2020-12-01 | 12 | 2020 | 23288017.3572 | 31 | 256.3 | 0.5 | 0 | 95810.4573 | 22769657.8365 | 1663554.4587 | -857110.801 | 0 | 23671911.9514 | 383894.5942 | 1.648%
2021-01-01 | 1 | 2021 | 25406747.6578 | 31 | 251.2 | 0.5 | 0 | 95810.4573 | 22769657.8365 | 1630452.1265 | -857110.801 | 0 | 23638809.6192 | -1767938.0386 | 6.959%
2021-02-01 | 2 | 2021 | 21350344.0942 | 28 | 251.2 | 0.5 | 0 | 95810.4573 | 20566142.562 | 1630452.1265 | -857110.801 | 0 | 21435294.3447 | 84950.2505 | 0.3979%
2021-03-01 | 3 | 2021 | 23427012.5947 | 31 | 251.2 | 0.5 | 0 | 95810.4573 | 22769657.8365 | 1630452.1265 | -857110.801 | 0 | 23638809.6192 | 211797.0245 | 0.9041%
2021-04-01 | 4 | 2021 | 21701549.6508 | 30 | 251.2 | 0.5 | 0 | 95810.4573 | 22035152.745 | 1630452.1265 | -857110.801 | 0 | 22904304.5277 | 1202754.8769 | 5.542%
2021-05-01 | 5 | 2021 | 22630782.1848 | 31 | 251.2 | 0.5 | 0 | 95810.4573 | 22769657.8365 | 1630452.1265 | -857110.801 | 0 | 23638809.6192 | 1008027.4344 | 4.454%
2021-06-01 | 6 | 2021 | 21965136.1135 | 30 | 251.2 | 0.5 | 0 | 95810.4573 | 22035152.745 | 1630452.1265 | -857110.801 | 0 | 22904304.5277 | 939168.4142 | 4.276%
2021-07-01 | 7 | 2021 | 22130382.4023 | 31 | 251.2 | 0.5 | 0 | 95810.4573 | 22769657.8365 | 1630452.1265 | -857110.801 | 0 | 23638809.6192 | 1508427.2169 | 6.816%
2021-08-01 | 8 | 2021 | 18777344.634 | 31 | 251.2 | 0.5 | 0 | 95810.4573 | 22769657.8365 | 1630452.1265 | -857110.801 | 0 | 23638809.6192 | 4861464.9853 | 25.89%
2021-09-01 | 9 | 2021 | 21741641.3187 | 30 | 251.2 | 0.5 | 1 | 95810.4573 | 22035152.745 | 1630452.1265 | -857110.801 | -813494.5521 | 22904304.5277 | 1162663.209 | 5.348%
2021-10-01 | 10 | 2021 | 22983297.4427 | 31 | 251.2 | 0.5 | 1 | 95810.4573 | 22769657.8365 | 1630452.1265 | -857110.801 | -813494.5521 | 23638809.6192 | 655512.1766 | 2.852%
2021-11-01 | 11 | 2021 | 23676203.1088 | 30 | 251.2 | 0.5 | 0 | 95810.4573 | 22035152.745 | 1630452.1265 | -857110.801 | 0 | 22904304.5277 | -771898.5811 | 3.26%
2021-12-01 | 12 | 2021 | 22943795.2242 | 31 | 251.2 | 0.5 | 0 | 95810.4573 | 22769657.8365 | 1630452.1265 | -857110.801 | 0 | 23638809.6192 | 695014.395 | 3.029%
4.589%
[16 empty] | 1 | -2062201.8478 | 44.3%
[16 empty] | 2 | -3648332.4702 | 25.55%
[16 empty] | 3 | -3904834.0714 | 33.9%
[16 empty] | 4 | 308138.8782 | 58.02%
[16 empty] | 5 | 4910945.1939 | 53.77%
[16 empty] | 6 | 5839708.3618 | 46.14%
[16 empty] | 7 | -2157534.7806 | 24.76%
[16 empty] | 8 | -3921033.5252 | 60.37%
[16 empty] | 9 | 4803939.5654 | 56.43%
[16 empty] | 10 | 10094888.5316 | 76.48%
[16 empty] | 11 | 2680018.7199 | 42.07%
[16 empty] | 12 | -3515713.8832 | 28.92%
[16 empty] | 2012 | 330249.9918 | 44.23%
[16 empty] | 2013 | 7396541.0544 | 58.32%
[16 empty] | 2014 | 1509270.4477 | 37.71%
[16 empty] | 2015 | -1953810.222 | 49.27%
[16 empty] | 2016 | -979762.1194 | 27.92%
[16 empty] | 2017 | 1686800.8797 | 55.52%
[16 empty] | 2018 | 2869943.3789 | 88.65%
[16 empty] | 2019 | -1431244.7387 | 76.98%
[16 empty] | 2020 | -2934239.4036 | 42.37%
[16 empty] | 2021 | 9789943.3636 | 69.73%

## Model Summary
|  | Res kWh |  | Absolute |  | GS < 50 kWh |  | Absolute |  | GS > 50 kWh |  | Absolute |  | Int kWh |  | Absolute |  | LU kWh |  | Absolute
| Year | CDM Added Back | Predicted | Error (%) | Year | CDM Added Back | Predicted | Error (%) | Year | CDM Added Back | Predicted | Error (%) | Year | CDM Added Back | Predicted | Error (%) | Year | CDM Added Back | Predicted | Error (%)
| 2012 | 257869306.0831 | 255960564.8772 | 0.7402% | 2012 | 104268159.3315 | 104351856.1949 | 0.08027% | 2012 | 239151127.8968 | 238329378.7373 | 0.3436% | 2012 | 126900042.8686 | 128451306.1283 | 1.222% | 2012 | 272631443.2734 | 272961693.2652 | 0.1211%
| 2013 | 257847061.4108 | 256935513.403 | 0.3535% | 2013 | 105022883.5087 | 104983648.1349 | 0.03736% | 2013 | 240130287.395 | 239502953.0896 | 0.2612% | 2013 | 132359270.7046 | 131526163.1036 | 0.6294% | 2013 | 264005036.0107 | 271401577.0651 | 2.802%
| 2014 | 252161003.5001 | 253684078.1913 | 0.604% | 2014 | 106363259.7602 | 104664907.9955 | 1.597% | 2014 | 232792168.9992 | 232001674.6935 | 0.3396% | 2014 | 131121697.6954 | 127734872.4122 | 2.583% | 2014 | 269674220.6641 | 271183491.1119 | 0.5597%
| 2015 | 252472940.0276 | 256914231.2004 | 1.759% | 2015 | 108051895.13 | 105735750.2334 | 2.144% | 2015 | 229872864.9456 | 228717988.8592 | 0.5024% | 2015 | 128738568.5754 | 126902451.3459 | 1.426% | 2015 | 273020469.5732 | 271066659.3512 | 0.7156%
| 2016 | 261879307.4947 | 265341668.101 | 1.322% | 2016 | 107489531.2557 | 106537779.6392 | 0.8854% | 2016 | 232540270.2187 | 230170573.8986 | 1.019% | 2016 | 125457795.2619 | 127070193.6988 | 1.285% | 2016 | 300337644.5085 | 299357882.389 | 0.3262%
| 2017 | 255917676.6699 | 259263021.4976 | 1.307% | 2017 | 102755875.9919 | 104655297.2376 | 1.848% | 2017 | 224777269.8517 | 228477158.1118 | 1.646% | 2017 | 124576353.8555 | 125651274.3362 | 0.8629% | 2017 | 289950037.1307 | 291636838.0104 | 0.5818%
| 2018 | 274156480.8996 | 270858352.3236 | 1.203% | 2018 | 105457971.6039 | 108702808.1095 | 3.077% | 2018 | 230739671.7672 | 234750428.8725 | 1.738% | 2018 | 123353902.9111 | 125048378.5779 | 1.374% | 2018 | 287949072.3069 | 290819015.6858 | 0.9967%
| 2019 | 267147932.4697 | 264919198.2582 | 0.8343% | 2019 | 106180778.4108 | 106292383.1777 | 0.1051% | 2019 | 232916070.2109 | 227921939.6847 | 2.144% | 2019 | 121939261.7942 | 124108938.343 | 1.779% | 2019 | 291923131.4947 | 290491886.756 | 0.4903%
| 2020 | 286141751.9842 | 279818977.5906 | 2.21% | 2020 | 99740924.4436 | 100087762.6863 | 0.3477% | 2020 | 224174483.2301 | 222464086.7236 | 0.763% | 2020 | 115050344.4264 | 114415394.0305 | 0.5519% | 2020 | 282590152.2714 | 279655912.8678 | 1.038%
| 2021 | 290815366.0377 | 293043199.69 | 0.7661% | 2021 | 104101974.1683 | 103650131.7317 | 0.434% | 2021 | 223339046.0913 | 228104850.8133 | 2.134% | 2021 | 124373727.8007 | 122511885.7184 | 1.497% | 2021 | 268734236.4265 | 278524179.7901 | 3.643%
| Total | 2079451708.5556 | 2083876627.8523 | 0.2128% | Total | 845590354.9928 | 845924430.7227 | 0.03951% | Total | 1862919731.2852 | 1859872095.9472 | 0.1636% | Total | 1014446893.6666 | 1016493577.9459 | 0.2018% | Total | 2249491054.9622 | 2258919043.6346 | 0.4191%
| Mean Absolute Percentage Error (Annual) |  |  | 1.015% | Mean Absolute Percentage Error (Annual) |  |  | 1.222% | Mean Absolute Percentage Error (Annual) |  |  | 0.9993% | Mean Absolute Percentage Error (Annual) |  |  | 1.395% | Mean Absolute Percentage Error (Annual) |  |  | 0.8241%
| Mean Absolute Percentage Error (Monthly) |  |  | 2.33% | Mean Absolute Percentage Error (Monthly) |  |  | 2.594% | Mean Absolute Percentage Error (Monthly) |  |  | 2.371% | Mean Absolute Percentage Error (Monthly) |  |  | 3.331% | Mean Absolute Percentage Error (Monthly) |  |  | 4.589%
|  | Res kWh |  | Absolute |  | GS < 50 kWh |  | Absolute
| Year | CDM Added Back | Predicted | Error (%) | Year | CDM Added Back | Predicted | Error (%)
| 2010 | 264765478.7737 | #REF! | #REF! | 2010 | 0 | 0 | #DIV/0!
| 2011 | 258092089.4917 | #REF! | #REF! | 2011 | 0 | 0 | #DIV/0!
| 2012 | 257869306.0831 | 266255858.6853 | 3.252% | 2012 | 104268159.3315 | 104351856.1949 | 0.08027%
| 2013 | 257847061.4108 | 271229325.5717 | 5.19% | 2013 | 105022883.5087 | 104983648.1349 | 0.03736%
10 Avg | 2014 | 252161003.5001 | 265448697.5882 | 5.27% | 2014 | 106363259.7602 | 104664907.9955 | 1.597%
| 2015 | 252472940.0276 | 264977411.572 | 4.953% | 2015 | 108051895.13 | 105735750.2334 | 2.144%
| 2016 | 261879307.4947 | 272389111.8284 | 4.013% | 2016 | 107489531.2557 | 106537779.6392 | 0.8854%
| 2017 | 255917676.6699 | 267399286.9727 | 4.486% | 2017 | 102755875.9919 | 104655297.2376 | 1.848%
| 2018 | 274156480.8996 | 281098917.5666 | 2.532% | 2018 | 105457971.6039 | 108702808.1095 | 3.077%
| 2019 | 267147932.4697 | 279026505.9546 | 4.446% | 2019 | 106180778.4108 | 106292383.1777 | 0.1051%
| Total | 2602309276.821 | #REF! | #REF! | Total | 845590354.9928 | 845924430.7227 | 0.03951%
| Mean Absolute Percentage Error (Annual) |  |  | #REF! | Mean Absolute Percentage Error (Annual) |  |  | #DIV/0!
| Mean Absolute Percentage Error (Monthly) |  |  | #REF! | Mean Absolute Percentage Error (Monthly) |  |  | 0%

## Res Normalized Monthly
Date | Month | Year | ReskWh_NoCDM | HDD14 | CDD16 | Adj.Ont_FTE | Dec | Month Days | Shoulder | COVIDHDD14 | COVIDCDD16 |  | const | HDD14 | CDD16 | Adj.Ont_FTE | Dec | Month Days | Shoulder | COVIDHDD14 | COVIDCDD16 | Predicted
2012-01-01 | 1 | 2012 | 22940442.0755 | 548.74 | 0 | 6611.1 | 0 | 31 | 0 | 0 | 0 |  | -12119271.4176 | 6161096.2183 | 0 | 8700425.0414 | 0 | 19921730.9904 | 0 | 0 | 0 | 22663980.8324 | Model 1: Prais-Winsten, using observations 2012:01-2021:12 (T = 120)
2012-02-01 | 2 | 2012 | 19750182.6035 | 507.57 | 0 | 6571.2 | 0 | 29 | 0 | 0 | 0 |  | -12119271.4176 | 5698851.2001 | 0 | 8647915.329 | 0 | 18636458.0233 | 0 | 0 | 0 | 20863953.1347 | Dependent variable: ReskWh_NoCDM
2012-03-01 | 3 | 2012 | 18667532.4844 | 395.71 | 0.80895 | 6541.5 | 0 | 31 | 1 | 0 | 0 |  | -12119271.4176 | 4442919.0228 | 50534.2205 | 8608829.1522 | 0 | 19921730.9904 | -756046.9749 | 0 | 0 | 20148694.9934 | rho = 0.323696
2012-04-01 | 4 | 2012 | 17185932.249 | 227.7 | 0 | 6574.2 | 0 | 30 | 1 | 0 | 0 |  | -12119271.4176 | 2556550.6595 | 0 | 8651863.4277 | 0 | 19279094.5068 | -756046.9749 | 0 | 0 | 17612190.2016
2012-05-01 | 5 | 2012 | 18842238.5619 | 77.19 | 50.8611 | 6626.1 | 0 | 31 | 1 | 0 | 0 |  | -12119271.4176 | 866667.3053 | 3177249.2874 | 8720165.5347 | 0 | 19921730.9904 | -756046.9749 | 0 | 0 | 19810494.7253 |  | coefficient | std. error | t-ratio | p-value
2012-06-01 | 6 | 2012 | 24330964.0853 | 5.15 | 105.8017 | 6702 | 0 | 30 | 0 | 0 | 0 |  | -12119271.4176 | 57822.7312 | 6609334.9602 | 8820052.4311 | 0 | 19279094.5068 | 0 | 0 | 0 | 22647033.2117 | const | -12119271.4176 | 3032547.1364 | -3.9964 | 0.00011607
2012-07-01 | 7 | 2012 | 30485698.7647 | 0 | 183.8294 | 6741.1 | 0 | 31 | 0 | 0 | 0 |  | -12119271.4176 | 0 | 11483658.5507 | 8871509.3171 | 0 | 19921730.9904 | 0 | 0 | 0 | 28157627.4406 | HDD14 | 11227.7148 | 560.8759 | 20.0182 | 1.242e-38
2012-08-01 | 8 | 2012 | 25829575.9682 | 0.08 | 167.5755 | 6758.8 | 0 | 31 | 0 | 0 | 0 |  | -12119271.4176 | 898.2172 | 10468291.3054 | 8894803.0993 | 0 | 19921730.9904 | 0 | 0 | 0 | 27166452.1946 | CDD16 | 62469.108 | 1937.5673 | 32.241 | 3.4397e-58
2012-09-01 | 9 | 2012 | 19738217.8698 | 13.17 | 69.782 | 6722.8 | 0 | 30 | 1 | 0 | 0 |  | -12119271.4176 | 147869.0039 | 4359221.1742 | 8847425.9152 | 0 | 19279094.5068 | -756046.9749 | 0 | 0 | 19758292.2076 | AdjOnt_FTE | 1316.0329 | 336.5788 | 3.91 | 0.00015926
2012-10-01 | 10 | 2012 | 18150877.1949 | 110.45 | 18.4898 | 6699.2 | 0 | 31 | 1 | 0 | 0 |  | -12119271.4176 | 1240101.0994 | 1155044.4133 | 8816367.539 | 0 | 19921730.9904 | -756046.9749 | 0 | 0 | 18257925.6497 | Dec | 678520.9795 | 208515.9401 | 3.254 | 0.0015081
2012-11-01 | 11 | 2012 | 19648132.137 | 302.64 | 0.81346 | 6685.6 | 0 | 30 | 0 | 0 | 0 |  | -12119271.4176 | 3397955.6065 | 50816.0361 | 8798469.4917 | 0 | 19279094.5068 | 0 | 0 | 0 | 19407064.2234 | MonthDays | 642636.4836 | 69071.9793 | 9.3039 | 1.4341e-15
2012-12-01 | 12 | 2012 | 22299512.089 | 435.27 | 0 | 6700.5 | 1 | 31 | 0 | 0 | 0 |  | -12119271.4176 | 4887087.4202 | 0 | 8818078.3818 | 678520.9795 | 19921730.9904 | 0 | 0 | 0 | 22186146.3542 | Shoulder | -756046.9749 | 171058.1861 | -4.4198 | 2.3106e-05
2013-01-01 | 1 | 2013 | 23220643.8479 | 548.74 | 0 | 6680.9 | 0 | 31 | 0 | 0 | 0 |  | -12119271.4176 | 6161096.2183 | 0 | 8792284.1371 | 0 | 19921730.9904 | 0 | 0 | 0 | 22755839.9282 | COVIDHDD14 | 3561.6604 | 813.8217 | 4.3765 | 2.7388e-05
2013-02-01 | 2 | 2013 | 21070740.1151 | 507.57 | 0 | 6660.8 | 0 | 28 | 0 | 0 | 0 |  | -12119271.4176 | 5698851.2001 | 0 | 8765831.876 | 0 | 17993821.5397 | 0 | 0 | 0 | 20339233.1982 | COVIDCDD16 | 23770.0864 | 2250.493 | 10.5622 | 1.8059e-18
2013-03-01 | 3 | 2013 | 21090139.9953 | 395.71 | 0.80895 | 6634.8 | 0 | 31 | 1 | 0 | 0 |  | -12119271.4176 | 4442919.0228 | 50534.2205 | 8731615.0209 | 0 | 19921730.9904 | -756046.9749 | 0 | 0 | 20271480.8621
2013-04-01 | 4 | 2013 | 18442014.4137 | 227.7 | 0 | 6662.1 | 0 | 30 | 1 | 0 | 0 |  | -12119271.4176 | 2556550.6595 | 0 | 8767542.7188 | 0 | 19279094.5068 | -756046.9749 | 0 | 0 | 17727869.4926 | Statistics based on the rho-differenced data
2013-05-01 | 5 | 2013 | 18758766.8032 | 77.19 | 50.8611 | 6726.6 | 0 | 31 | 1 | 0 | 0 |  | -12119271.4176 | 866667.3053 | 3177249.2874 | 8852426.8402 | 0 | 19921730.9904 | -756046.9749 | 0 | 0 | 19942756.0308 | Mean dependent var | 22136740.2215 | S.D. dependent var | 3755519.4506
2013-06-01 | 6 | 2013 | 21531298.069 | 5.15 | 105.8017 | 6812.7 | 0 | 30 | 0 | 0 | 0 |  | -12119271.4176 | 57822.7312 | 6609334.9602 | 8965737.2721 | 0 | 19279094.5068 | 0 | 0 | 0 | 22792718.0527 | Sum squared resid | 44359746588848 | S.E. of regression | 632168.7723
2013-07-01 | 7 | 2013 | 27101461.9421 | 0 | 183.8294 | 6863.4 | 0 | 31 | 0 | 0 | 0 |  | -12119271.4176 | 0 | 11483658.5507 | 9032460.1396 | 0 | 19921730.9904 | 0 | 0 | 0 | 28318578.2631 | R-squared | 0.97392 | Adjusted R-squared | 0.97204
2013-08-01 | 8 | 2013 | 24091301.034 | 0.08 | 167.5755 | 6876.4 | 0 | 31 | 0 | 0 | 0 |  | -12119271.4176 | 898.2172 | 10468291.3054 | 9049568.5672 | 0 | 19921730.9904 | 0 | 0 | 0 | 27321217.6625 | F(8, 111) | 398.863 | P-value(F) | 4.797e-78
2013-09-01 | 9 | 2013 | 19743349.2175 | 13.17 | 69.782 | 6841.7 | 0 | 30 | 1 | 0 | 0 |  | -12119271.4176 | 147869.0039 | 4359221.1742 | 9003902.2259 | 0 | 19279094.5068 | -756046.9749 | 0 | 0 | 19914768.5183 | rho | -0.013583 | Durbin-Watson | 2.0088
2013-10-01 | 10 | 2013 | 18636040.7205 | 110.45 | 18.4898 | 6821.6 | 0 | 31 | 1 | 0 | 0 |  | -12119271.4176 | 1240101.0994 | 1155044.4133 | 8977449.9648 | 0 | 19921730.9904 | -756046.9749 | 0 | 0 | 18419008.0755
2013-11-01 | 11 | 2013 | 20299657.8926 | 302.64 | 0.81346 | 6794.8 | 0 | 30 | 0 | 0 | 0 |  | -12119271.4176 | 3397955.6065 | 50816.0361 | 8942180.2833 | 0 | 19279094.5068 | 0 | 0 | 0 | 19550775.0151
2013-12-01 | 12 | 2013 | 23861647.3598 | 435.27 | 0 | 6783.1 | 1 | 31 | 0 | 0 | 0 |  | -12119271.4176 | 4887087.4202 | 0 | 8926782.6985 | 678520.9795 | 19921730.9904 | 0 | 0 | 0 | 22294850.6709
2014-01-01 | 1 | 2014 | 25393202.2935 | 548.74 | 0 | 6741.6 | 0 | 31 | 0 | 0 | 0 |  | -12119271.4176 | 6161096.2183 | 0 | 8872167.3336 | 0 | 19921730.9904 | 0 | 0 | 0 | 22835723.1246
2014-02-01 | 2 | 2014 | 21886278.8182 | 507.57 | 0 | 6707.8 | 0 | 28 | 0 | 0 | 0 |  | -12119271.4176 | 5698851.2001 | 0 | 8827685.4219 | 0 | 17993821.5397 | 0 | 0 | 0 | 20401086.744
2014-03-01 | 3 | 2014 | 22125882.5261 | 395.71 | 0.80895 | 6686.4 | 0 | 31 | 1 | 0 | 0 |  | -12119271.4176 | 4442919.0228 | 50534.2205 | 8799522.318 | 0 | 19921730.9904 | -756046.9749 | 0 | 0 | 20339388.1592
2014-04-01 | 4 | 2014 | 17847693.9487 | 227.7 | 0 | 6715.8 | 0 | 30 | 1 | 0 | 0 |  | -12119271.4176 | 2556550.6595 | 0 | 8838213.685 | 0 | 19279094.5068 | -756046.9749 | 0 | 0 | 17798540.4589
2014-05-01 | 5 | 2014 | 17821762.585 | 77.19 | 50.8611 | 6770.1 | 0 | 31 | 1 | 0 | 0 |  | -12119271.4176 | 866667.3053 | 3177249.2874 | 8909674.2709 | 0 | 19921730.9904 | -756046.9749 | 0 | 0 | 20000003.4616
2014-06-01 | 6 | 2014 | 20998414.3697 | 5.15 | 105.8017 | 6837.5 | 0 | 30 | 0 | 0 | 0 |  | -12119271.4176 | 57822.7312 | 6609334.9602 | 8998374.8877 | 0 | 19279094.5068 | 0 | 0 | 0 | 22825355.6683
2014-07-01 | 7 | 2014 | 23086879.9996 | 0 | 183.8294 | 6884 | 0 | 31 | 0 | 0 | 0 |  | -12119271.4176 | 0 | 11483658.5507 | 9059570.4171 | 0 | 19921730.9904 | 0 | 0 | 0 | 28345688.5406
2014-08-01 | 8 | 2014 | 22898517.6495 | 0.08 | 167.5755 | 6897.1 | 0 | 31 | 0 | 0 | 0 |  | -12119271.4176 | 898.2172 | 10468291.3054 | 9076810.448 | 0 | 19921730.9904 | 0 | 0 | 0 | 27348459.5433
2014-09-01 | 9 | 2014 | 19497729.9201 | 13.17 | 69.782 | 6875.4 | 0 | 30 | 1 | 0 | 0 |  | -12119271.4176 | 147869.0039 | 4359221.1742 | 9048252.5343 | 0 | 19279094.5068 | -756046.9749 | 0 | 0 | 19959118.8267
2014-10-01 | 10 | 2014 | 18038933.0765 | 110.45 | 18.4898 | 6869.1 | 0 | 31 | 1 | 0 | 0 |  | -12119271.4176 | 1240101.0994 | 1155044.4133 | 9039961.5271 | 0 | 19921730.9904 | -756046.9749 | 0 | 0 | 18481519.6378
2014-11-01 | 11 | 2014 | 20219734.0673 | 302.64 | 0.81346 | 6850 | 0 | 30 | 0 | 0 | 0 |  | -12119271.4176 | 3397955.6065 | 50816.0361 | 9014825.2989 | 0 | 19279094.5068 | 0 | 0 | 0 | 19623420.0306
2014-12-01 | 12 | 2014 | 22345974.246 | 435.27 | 0 | 6837.3 | 1 | 31 | 0 | 0 | 0 |  | -12119271.4176 | 4887087.4202 | 0 | 8998111.6812 | 678520.9795 | 19921730.9904 | 0 | 0 | 0 | 22366179.6536
2015-01-01 | 1 | 2015 | 24367178.2298 | 548.74 | 0 | 6777.3 | 0 | 31 | 0 | 0 | 0 |  | -12119271.4176 | 6161096.2183 | 0 | 8919149.7077 | 0 | 19921730.9904 | 0 | 0 | 0 | 22882705.4988
2015-02-01 | 2 | 2015 | 22466482.312 | 507.57 | 0 | 6740.1 | 0 | 28 | 0 | 0 | 0 |  | -12119271.4176 | 5698851.2001 | 0 | 8870193.2842 | 0 | 17993821.5397 | 0 | 0 | 0 | 20443594.6064
2015-03-01 | 3 | 2015 | 21013033.8844 | 395.71 | 0.80895 | 6712.3 | 0 | 31 | 1 | 0 | 0 |  | -12119271.4176 | 4442919.0228 | 50534.2205 | 8833607.5699 | 0 | 19921730.9904 | -756046.9749 | 0 | 0 | 20373473.4111
2015-04-01 | 4 | 2015 | 17556188.6724 | 227.7 | 0 | 6733.1 | 0 | 30 | 1 | 0 | 0 |  | -12119271.4176 | 2556550.6595 | 0 | 8860981.054 | 0 | 19279094.5068 | -756046.9749 | 0 | 0 | 17821307.8279
2015-05-01 | 5 | 2015 | 18207057.6297 | 77.19 | 50.8611 | 6793.2 | 0 | 31 | 1 | 0 | 0 |  | -12119271.4176 | 866667.3053 | 3177249.2874 | 8940074.6307 | 0 | 19921730.9904 | -756046.9749 | 0 | 0 | 20030403.8213
2015-06-01 | 6 | 2015 | 19833723.1787 | 5.15 | 105.8017 | 6885.3 | 0 | 30 | 0 | 0 | 0 |  | -12119271.4176 | 57822.7312 | 6609334.9602 | 9061281.2599 | 0 | 19279094.5068 | 0 | 0 | 0 | 22888262.0405
2015-07-01 | 7 | 2015 | 25552478.7888 | 0 | 183.8294 | 6951.4 | 0 | 31 | 0 | 0 | 0 |  | -12119271.4176 | 0 | 11483658.5507 | 9148271.034 | 0 | 19921730.9904 | 0 | 0 | 0 | 28434389.1574
2015-08-01 | 8 | 2015 | 24748450.9285 | 0.08 | 167.5755 | 6969.1 | 0 | 31 | 0 | 0 | 0 |  | -12119271.4176 | 898.2172 | 10468291.3054 | 9171564.8161 | 0 | 19921730.9904 | 0 | 0 | 0 | 27443213.9114
2015-09-01 | 9 | 2015 | 22156204.3497 | 13.17 | 69.782 | 6917.2 | 0 | 30 | 1 | 0 | 0 |  | -12119271.4176 | 147869.0039 | 4359221.1742 | 9103262.7091 | 0 | 19279094.5068 | -756046.9749 | 0 | 0 | 20014129.0015
2015-10-01 | 10 | 2015 | 17701333.6812 | 110.45 | 18.4898 | 6887.9 | 0 | 31 | 1 | 0 | 0 |  | -12119271.4176 | 1240101.0994 | 1155044.4133 | 9064702.9454 | 0 | 19921730.9904 | -756046.9749 | 0 | 0 | 18506261.0561
2015-11-01 | 11 | 2015 | 18075477.925 | 302.64 | 0.81346 | 6853.9 | 0 | 30 | 0 | 0 | 0 |  | -12119271.4176 | 3397955.6065 | 50816.0361 | 9019957.8271 | 0 | 19279094.5068 | 0 | 0 | 0 | 19628552.5589
2015-12-01 | 12 | 2015 | 20795330.4474 | 435.27 | 0 | 6866.6 | 1 | 31 | 0 | 0 | 0 |  | -12119271.4176 | 4887087.4202 | 0 | 9036671.4449 | 678520.9795 | 19921730.9904 | 0 | 0 | 0 | 22404739.4172
2016-01-01 | 1 | 2016 | 22568585.5257 | 548.74 | 0 | 6837.4 | 0 | 31 | 0 | 0 | 0 |  | -12119271.4176 | 6161096.2183 | 0 | 8998243.2845 | 0 | 19921730.9904 | 0 | 0 | 0 | 22961799.0755
2016-02-01 | 2 | 2016 | 20241380.3992 | 507.57 | 0 | 6815.5 | 0 | 29 | 0 | 0 | 0 |  | -12119271.4176 | 5698851.2001 | 0 | 8969422.1642 | 0 | 18636458.0233 | 0 | 0 | 0 | 21185459.9699
2016-03-01 | 3 | 2016 | 19359371.9868 | 395.71 | 0.80895 | 6793.5 | 0 | 31 | 1 | 0 | 0 |  | -12119271.4176 | 4442919.0228 | 50534.2205 | 8940469.4406 | 0 | 19921730.9904 | -756046.9749 | 0 | 0 | 20480335.2818
2016-04-01 | 4 | 2016 | 17973519.3461 | 227.7 | 0 | 6814.3 | 0 | 30 | 1 | 0 | 0 |  | -12119271.4176 | 2556550.6595 | 0 | 8967842.9247 | 0 | 19279094.5068 | -756046.9749 | 0 | 0 | 17928169.6986
2016-05-01 | 5 | 2016 | 19047091.2692 | 77.19 | 50.8611 | 6884.3 | 0 | 31 | 1 | 0 | 0 |  | -12119271.4176 | 866667.3053 | 3177249.2874 | 9059965.227 | 0 | 19921730.9904 | -756046.9749 | 0 | 0 | 20150294.4176
2016-06-01 | 6 | 2016 | 22125504.1501 | 5.15 | 105.8017 | 6966.5 | 0 | 30 | 0 | 0 | 0 |  | -12119271.4176 | 57822.7312 | 6609334.9602 | 9168143.1306 | 0 | 19279094.5068 | 0 | 0 | 0 | 22995123.9112
2016-07-01 | 7 | 2016 | 29450116.708 | 0 | 183.8294 | 7011.7 | 0 | 31 | 0 | 0 | 0 |  | -12119271.4176 | 0 | 11483658.5507 | 9227627.8172 | 0 | 19921730.9904 | 0 | 0 | 0 | 28513745.9407
2016-08-01 | 8 | 2016 | 30777988.8897 | 0.08 | 167.5755 | 7009.1 | 0 | 31 | 0 | 0 | 0 |  | -12119271.4176 | 898.2172 | 10468291.3054 | 9224206.1317 | 0 | 19921730.9904 | 0 | 0 | 0 | 27495855.227
2016-09-01 | 9 | 2016 | 21927063.7011 | 13.17 | 69.782 | 6963.5 | 0 | 30 | 1 | 0 | 0 |  | -12119271.4176 | 147869.0039 | 4359221.1742 | 9164195.0319 | 0 | 19279094.5068 | -756046.9749 | 0 | 0 | 20075061.3243
2016-10-01 | 10 | 2016 | 17955354.7655 | 110.45 | 18.4898 | 6956.2 | 0 | 31 | 1 | 0 | 0 |  | -12119271.4176 | 1240101.0994 | 1155044.4133 | 9154587.9918 | 0 | 19921730.9904 | -756046.9749 | 0 | 0 | 18596146.1025
2016-11-01 | 11 | 2016 | 18188501.1952 | 302.64 | 0.81346 | 6946.2 | 0 | 30 | 0 | 0 | 0 |  | -12119271.4176 | 3397955.6065 | 50816.0361 | 9141427.6629 | 0 | 19279094.5068 | 0 | 0 | 0 | 19750022.3947
2016-12-01 | 12 | 2016 | 22264829.5582 | 435.27 | 0 | 6962 | 1 | 31 | 0 | 0 | 0 |  | -12119271.4176 | 4887087.4202 | 0 | 9162220.9826 | 678520.9795 | 19921730.9904 | 0 | 0 | 0 | 22530288.955
2017-01-01 | 1 | 2017 | 22162065.0142 | 548.74 | 0 | 6942.1 | 0 | 31 | 0 | 0 | 0 |  | -12119271.4176 | 6161096.2183 | 0 | 9136031.9281 | 0 | 19921730.9904 | 0 | 0 | 0 | 23099587.7191
2017-02-01 | 2 | 2017 | 18637570.2216 | 507.57 | 0 | 6920.9 | 0 | 28 | 0 | 0 | 0 |  | -12119271.4176 | 5698851.2001 | 0 | 9108132.0308 | 0 | 17993821.5397 | 0 | 0 | 0 | 20681533.3529
2017-03-01 | 3 | 2017 | 20024303.9845 | 395.71 | 0.80895 | 6896.8 | 0 | 31 | 1 | 0 | 0 |  | -12119271.4176 | 4442919.0228 | 50534.2205 | 9076415.6381 | 0 | 19921730.9904 | -756046.9749 | 0 | 0 | 20616281.4793
2017-04-01 | 4 | 2017 | 17052034.0494 | 227.7 | 0 | 6905.1 | 0 | 30 | 1 | 0 | 0 |  | -12119271.4176 | 2556550.6595 | 0 | 9087338.7111 | 0 | 19279094.5068 | -756046.9749 | 0 | 0 | 18047665.485
2017-05-01 | 5 | 2017 | 19096905.7251 | 77.19 | 50.8611 | 6969.8 | 0 | 31 | 1 | 0 | 0 |  | -12119271.4176 | 866667.3053 | 3177249.2874 | 9172486.0391 | 0 | 19921730.9904 | -756046.9749 | 0 | 0 | 20262815.2298
2017-06-01 | 6 | 2017 | 23026861.299 | 5.15 | 105.8017 | 7051.6 | 0 | 30 | 0 | 0 | 0 |  | -12119271.4176 | 57822.7312 | 6609334.9602 | 9280137.5296 | 0 | 19279094.5068 | 0 | 0 | 0 | 23107118.3102
2017-07-01 | 7 | 2017 | 27674827.997 | 0 | 183.8294 | 7118.5 | 0 | 31 | 0 | 0 | 0 |  | -12119271.4176 | 0 | 11483658.5507 | 9368180.1299 | 0 | 19921730.9904 | 0 | 0 | 0 | 28654298.2534
2017-08-01 | 8 | 2017 | 25730368.8554 | 0.08 | 167.5755 | 7139 | 0 | 31 | 0 | 0 | 0 |  | -12119271.4176 | 898.2172 | 10468291.3054 | 9395158.8042 | 0 | 19921730.9904 | 0 | 0 | 0 | 27666807.8995
2017-09-01 | 9 | 2017 | 21065018.8354 | 13.17 | 69.782 | 7121.5 | 0 | 30 | 1 | 0 | 0 |  | -12119271.4176 | 147869.0039 | 4359221.1742 | 9372128.2286 | 0 | 19279094.5068 | -756046.9749 | 0 | 0 | 20282994.521
2017-10-01 | 10 | 2017 | 18231593.1138 | 110.45 | 18.4898 | 7117.9 | 0 | 31 | 1 | 0 | 0 |  | -12119271.4176 | 1240101.0994 | 1155044.4133 | 9367390.5102 | 0 | 19921730.9904 | -756046.9749 | 0 | 0 | 18808948.6209
2017-11-01 | 11 | 2017 | 19491896.4108 | 302.64 | 0.81346 | 7117.8 | 0 | 30 | 0 | 0 | 0 |  | -12119271.4176 | 3397955.6065 | 50816.0361 | 9367258.9069 | 0 | 19279094.5068 | 0 | 0 | 0 | 19975853.6387
2017-12-01 | 12 | 2017 | 23724231.1637 | 435.27 | 0 | 7140.2 | 1 | 31 | 0 | 0 | 0 |  | -12119271.4176 | 4887087.4202 | 0 | 9396738.0437 | 678520.9795 | 19921730.9904 | 0 | 0 | 0 | 22764806.016
2018-01-01 | 1 | 2018 | 24073659.5666 | 548.74 | 0 | 7100.3 | 0 | 31 | 0 | 0 | 0 |  | -12119271.4176 | 6161096.2183 | 0 | 9344228.3313 | 0 | 19921730.9904 | 0 | 0 | 0 | 23307784.1224
2018-02-01 | 2 | 2018 | 20162044.3272 | 507.57 | 0 | 7053.7 | 0 | 28 | 0 | 0 | 0 |  | -12119271.4176 | 5698851.2001 | 0 | 9282901.1986 | 0 | 17993821.5397 | 0 | 0 | 0 | 20856302.5208
2018-03-01 | 3 | 2018 | 20947649.5535 | 395.71 | 0.80895 | 7013.3 | 0 | 31 | 1 | 0 | 0 |  | -12119271.4176 | 4442919.0228 | 50534.2205 | 9229733.4699 | 0 | 19921730.9904 | -756046.9749 | 0 | 0 | 20769599.3111
2018-04-01 | 4 | 2018 | 19139295.4622 | 227.7 | 0 | 7043.4 | 0 | 30 | 1 | 0 | 0 |  | -12119271.4176 | 2556550.6595 | 0 | 9269346.0599 | 0 | 19279094.5068 | -756046.9749 | 0 | 0 | 18229672.8337
2018-05-01 | 5 | 2018 | 20041747.6927 | 77.19 | 50.8611 | 7111 | 0 | 31 | 1 | 0 | 0 |  | -12119271.4176 | 866667.3053 | 3177249.2874 | 9358309.8833 | 0 | 19921730.9904 | -756046.9749 | 0 | 0 | 20448639.0739
2018-06-01 | 6 | 2018 | 22588013.1191 | 5.15 | 105.8017 | 7203.7 | 0 | 30 | 0 | 0 | 0 |  | -12119271.4176 | 57822.7312 | 6609334.9602 | 9480306.1322 | 0 | 19279094.5068 | 0 | 0 | 0 | 23307286.9128
2018-07-01 | 7 | 2018 | 30017017.3072 | 0 | 183.8294 | 7285.2 | 0 | 31 | 0 | 0 | 0 |  | -12119271.4176 | 0 | 11483658.5507 | 9587562.8128 | 0 | 19921730.9904 | 0 | 0 | 0 | 28873680.9362
2018-08-01 | 8 | 2018 | 30650726.0017 | 0.08 | 167.5755 | 7290.7 | 0 | 31 | 0 | 0 | 0 |  | -12119271.4176 | 898.2172 | 10468291.3054 | 9594800.9937 | 0 | 19921730.9904 | 0 | 0 | 0 | 27866450.089
2018-09-01 | 9 | 2018 | 23280752.5456 | 13.17 | 69.782 | 7249.1 | 0 | 30 | 1 | 0 | 0 |  | -12119271.4176 | 147869.0039 | 4359221.1742 | 9540054.0254 | 0 | 19279094.5068 | -756046.9749 | 0 | 0 | 20450920.3178
2018-10-01 | 10 | 2018 | 19430725.7289 | 110.45 | 18.4898 | 7206.5 | 0 | 31 | 1 | 0 | 0 |  | -12119271.4176 | 1240101.0994 | 1155044.4133 | 9483991.0243 | 0 | 19921730.9904 | -756046.9749 | 0 | 0 | 18925549.135
2018-11-01 | 11 | 2018 | 20674343.853 | 302.64 | 0.81346 | 7207.4 | 0 | 30 | 0 | 0 | 0 |  | -12119271.4176 | 3397955.6065 | 50816.0361 | 9485175.4539 | 0 | 19279094.5068 | 0 | 0 | 0 | 20093770.1856
2018-12-01 | 12 | 2018 | 23150505.7423 | 435.27 | 0 | 7227.2 | 1 | 31 | 0 | 0 | 0 |  | -12119271.4176 | 4887087.4202 | 0 | 9511232.9051 | 678520.9795 | 19921730.9904 | 0 | 0 | 0 | 22879300.8775
2019-01-01 | 1 | 2019 | 24270749.6225 | 548.74 | 0 | 7214.9 | 0 | 31 | 0 | 0 | 0 |  | -12119271.4176 | 6161096.2183 | 0 | 9495045.7006 | 0 | 19921730.9904 | 0 | 0 | 0 | 23458601.4916
2019-02-01 | 2 | 2019 | 21700393.6225 | 507.57 | 0 | 7205 | 0 | 28 | 0 | 0 | 0 |  | -12119271.4176 | 5698851.2001 | 0 | 9482016.9749 | 0 | 17993821.5397 | 0 | 0 | 0 | 21055418.2971
2019-03-01 | 3 | 2019 | 20849772.6225 | 395.71 | 0.80895 | 7185 | 0 | 31 | 1 | 0 | 0 |  | -12119271.4176 | 4442919.0228 | 50534.2205 | 9455696.3171 | 0 | 19921730.9904 | -756046.9749 | 0 | 0 | 20995562.1583
2019-04-01 | 4 | 2019 | 18417882.6225 | 227.7 | 0 | 7222.7 | 0 | 30 | 1 | 0 | 0 |  | -12119271.4176 | 2556550.6595 | 0 | 9505310.7571 | 0 | 19279094.5068 | -756046.9749 | 0 | 0 | 18465637.531
2019-05-01 | 5 | 2019 | 18171409.6225 | 77.19 | 50.8611 | 7297.7 | 0 | 31 | 1 | 0 | 0 |  | -12119271.4176 | 866667.3053 | 3177249.2874 | 9604013.2239 | 0 | 19921730.9904 | -756046.9749 | 0 | 0 | 20694342.4145
2019-06-01 | 6 | 2019 | 20767283.6225 | 5.15 | 105.8017 | 7398.9 | 0 | 30 | 0 | 0 | 0 |  | -12119271.4176 | 57822.7312 | 6609334.9602 | 9737195.7524 | 0 | 19279094.5068 | 0 | 0 | 0 | 23564176.533
2019-07-01 | 7 | 2019 | 31342776.6225 | 0 | 183.8294 | 7452.4 | 0 | 31 | 0 | 0 | 0 |  | -12119271.4176 | 0 | 11483658.5507 | 9807603.512 | 0 | 19921730.9904 | 0 | 0 | 0 | 29093721.6355
2019-08-01 | 8 | 2019 | 27700006.6225 | 0.08 | 167.5755 | 7472.4 | 0 | 31 | 0 | 0 | 0 |  | -12119271.4176 | 898.2172 | 10468291.3054 | 9833924.1698 | 0 | 19921730.9904 | 0 | 0 | 0 | 28105573.2651
2019-09-01 | 9 | 2019 | 21219806.6225 | 13.17 | 69.782 | 7464.3 | 0 | 30 | 1 | 0 | 0 |  | -12119271.4176 | 147869.0039 | 4359221.1742 | 9823264.3034 | 0 | 19279094.5068 | -756046.9749 | 0 | 0 | 20734130.5958
2019-10-01 | 10 | 2019 | 18904138.6225 | 110.45 | 18.4898 | 7466.9 | 0 | 31 | 1 | 0 | 0 |  | -12119271.4176 | 1240101.0994 | 1155044.4133 | 9826685.9889 | 0 | 19921730.9904 | -756046.9749 | 0 | 0 | 19268244.0996
2019-11-01 | 11 | 2019 | 20808997.6225 | 302.64 | 0.81346 | 7455 | 0 | 30 | 0 | 0 | 0 |  | -12119271.4176 | 3397955.6065 | 50816.0361 | 9811025.1975 | 0 | 19279094.5068 | 0 | 0 | 0 | 20419619.9293
2019-12-01 | 12 | 2019 | 22994714.6225 | 435.27 | 0 | 7459.6 | 1 | 31 | 0 | 0 | 0 |  | -12119271.4176 | 4887087.4202 | 0 | 9817078.9488 | 678520.9795 | 19921730.9904 | 0 | 0 | 0 | 23185146.9212
2020-01-01 | 1 | 2020 | 22586037.1653 | 548.74 | 0 | 7437.3 | 0 | 31 | 0 | 0 | 0 |  | -12119271.4176 | 6161096.2183 | 0 | 9787731.4154 | 0 | 19921730.9904 | 0 | 0 | 0 | 23751287.2064
2020-02-01 | 2 | 2020 | 21191611.1653 | 507.57 | 0 | 7414.9 | 0 | 29 | 0 | 0 | 0 |  | -12119271.4176 | 5698851.2001 | 0 | 9758252.2786 | 0 | 18636458.0233 | 0 | 0 | 0 | 21974290.0843
2020-03-01 | 3 | 2020 | 21271519.1653 | 395.71 | 0.80895 | 7246.6 | 0 | 31 | 1 | 395.71 | 0.80895 |  | -12119271.4176 | 4442919.0228 | 50534.2205 | 9536763.9432 | 0 | 19921730.9904 | -756046.9749 | 1409384.6383 | 19228.7488 | 22505243.1715
2020-04-01 | 4 | 2020 | 20194288.1653 | 227.7 | 0 | 6905.7 | 0 | 30 | 1 | 227.7 | 0 |  | -12119271.4176 | 2556550.6595 | 0 | 9088128.3309 | 0 | 19279094.5068 | -756046.9749 | 810990.0739 | 0 | 18859445.1786
2020-05-01 | 5 | 2020 | 22093692.1653 | 77.19 | 50.8611 | 6577.9 | 0 | 31 | 1 | 77.19 | 50.8611 |  | -12119271.4176 | 866667.3053 | 3177249.2874 | 8656732.7494 | 0 | 19921730.9904 | -756046.9749 | 274924.5665 | 1208973.4016 | 21230959.9082
2020-06-01 | 6 | 2020 | 26755921.1653 | 5.15 | 105.8017 | 6533.5 | 0 | 30 | 0 | 5.15 | 105.8017 |  | -12119271.4176 | 57822.7312 | 6609334.9602 | 8598300.8891 | 0 | 19279094.5068 | 0 | 18342.5511 | 2514914.4578 | 24958538.6786
2020-07-01 | 7 | 2020 | 35902228.1653 | 0 | 183.8294 | 6731.6 | 0 | 31 | 0 | 0 | 183.8294 |  | -12119271.4176 | 0 | 11483658.5507 | 8859007.0047 | 0 | 19921730.9904 | 0 | 0 | 4369640.6812 | 32514765.8094
2020-08-01 | 8 | 2020 | 30894493.1653 | 0.08 | 167.5755 | 6953.8 | 0 | 31 | 0 | 0.08 | 167.5755 |  | -12119271.4176 | 898.2172 | 10468291.3054 | 9151429.5129 | 0 | 19921730.9904 | 0 | 284.9328 | 3983283.8419 | 31406647.383
2020-09-01 | 9 | 2020 | 21056188.1653 | 13.17 | 69.782 | 7070.2 | 0 | 30 | 1 | 13.17 | 69.782 |  | -12119271.4176 | 147869.0039 | 4359221.1742 | 9304615.7413 | 0 | 19279094.5068 | -756046.9749 | 46907.0675 | 1658724.8826 | 21921113.9838
2020-10-01 | 10 | 2020 | 19613548.1653 | 110.45 | 18.4898 | 7157.8 | 0 | 31 | 1 | 110.45 | 18.4898 |  | -12119271.4176 | 1240101.0994 | 1155044.4133 | 9419900.2225 | 0 | 19921730.9904 | -756046.9749 | 393385.3916 | 439505.3227 | 19694349.0475
2020-11-01 | 11 | 2020 | 20096630.1653 | 302.64 | 0.81346 | 7216.9 | 0 | 30 | 0 | 302.64 | 0.81346 |  | -12119271.4176 | 3397955.6065 | 50816.0361 | 9497677.7663 | 0 | 19279094.5068 | 0 | 1077900.9045 | 19335.9823 | 21203509.3849
2020-12-01 | 12 | 2020 | 24485595.1653 | 435.27 | 0 | 7236.4 | 1 | 31 | 0 | 435.27 | 0 |  | -12119271.4176 | 4887087.4202 | 0 | 9523340.4077 | 678520.9795 | 19921730.9904 | 0 | 1550283.9238 | 0 | 24441692.3039
2021-01-01 | 1 | 2021 | 24555577.2051 | 548.74 | 0 | 7159 | 0 | 31 | 0 | 548.74 | 0 |  | -12119271.4176 | 6161096.2183 | 0 | 9421479.462 | 0 | 19921730.9904 | 0 | 1954425.5298 | 0 | 25339460.7829
2021-02-01 | 2 | 2021 | 22854682.0499 | 507.57 | 0 | 7107.3 | 0 | 28 | 0 | 507.57 | 0 |  | -12119271.4176 | 5698851.2001 | 0 | 9353440.5616 | 0 | 17993821.5397 | 0 | 1807791.971 | 0 | 22734633.8547
2021-03-01 | 3 | 2021 | 21246128.2671 | 395.71 | 0.80895 | 7105.6 | 0 | 31 | 1 | 395.71 | 0.80895 |  | -12119271.4176 | 4442919.0228 | 50534.2205 | 9351203.3056 | 0 | 19921730.9904 | -756046.9749 | 1409384.6383 | 19228.7488 | 22319682.5339
2021-04-01 | 4 | 2021 | 19323448.3315 | 227.7 | 0 | 7163.1 | 0 | 30 | 1 | 227.7 | 0 |  | -12119271.4176 | 2556550.6595 | 0 | 9426875.1968 | 0 | 19279094.5068 | -756046.9749 | 810990.0739 | 0 | 19198192.0446
2021-05-01 | 5 | 2021 | 21727179.1488 | 77.19 | 50.8611 | 7211.3 | 0 | 31 | 1 | 77.19 | 50.8611 |  | -12119271.4176 | 866667.3053 | 3177249.2874 | 9490307.9822 | 0 | 19921730.9904 | -756046.9749 | 274924.5665 | 1208973.4016 | 22064535.1409
2021-06-01 | 6 | 2021 | 28773459.2014 | 5.15 | 105.8017 | 7273.4 | 0 | 30 | 0 | 5.15 | 105.8017 |  | -12119271.4176 | 57822.7312 | 6609334.9602 | 9572033.6246 | 0 | 19279094.5068 | 0 | 18342.5511 | 2514914.4578 | 25932271.4141
2021-07-01 | 7 | 2021 | 30323572.9675 | 0 | 183.8294 | 7372.5 | 0 | 31 | 0 | 0 | 183.8294 |  | -12119271.4176 | 0 | 11483658.5507 | 9702452.4841 | 0 | 19921730.9904 | 0 | 0 | 4369640.6812 | 33358211.2888
2021-08-01 | 8 | 2021 | 34130192.1806 | 0.08 | 167.5755 | 7458.5 | 0 | 31 | 0 | 0.08 | 167.5755 |  | -12119271.4176 | 898.2172 | 10468291.3054 | 9815631.3127 | 0 | 19921730.9904 | 0 | 284.9328 | 3983283.8419 | 32070849.1827
2021-09-01 | 9 | 2021 | 22403650.5563 | 13.17 | 69.782 | 7485 | 0 | 30 | 1 | 13.17 | 69.782 |  | -12119271.4176 | 147869.0039 | 4359221.1742 | 9850506.1842 | 0 | 19279094.5068 | -756046.9749 | 46907.0675 | 1658724.8826 | 22467004.4267
2021-10-01 | 10 | 2021 | 20798779.352 | 110.45 | 18.4898 | 7514.2 | 0 | 31 | 1 | 110.45 | 18.4898 |  | -12119271.4176 | 1240101.0994 | 1155044.4133 | 9888934.3446 | 0 | 19921730.9904 | -756046.9749 | 393385.3916 | 439505.3227 | 20163383.1696
2021-11-01 | 11 | 2021 | 20933541.4865 | 302.64 | 0.81346 | 7552.6 | 0 | 30 | 0 | 302.64 | 0.81346 |  | -12119271.4176 | 3397955.6065 | 50816.0361 | 9939470.0076 | 0 | 19279094.5068 | 0 | 1077900.9045 | 19335.9823 | 21645301.6262
2021-12-01 | 12 | 2021 | 23745155.2909 | 435.27 | 0 | 7601.7 | 1 | 31 | 0 | 435.27 | 0 | COVID | -12119271.4176 | 4887087.4202 | 0 | 10004087.2225 | 678520.9795 | 19921730.9904 | 0 | 1550283.9238 | 0 | 24922439.1188
2022-01-01 | 1 | 2022 |  | 548.74 | 0 | 7497.0684 | 0 | 31 | 0 | 0 | 0 | 0 | -12119271.4176 | 6161096.2183 | 0 | 9866388.5956 | 0 | 19921730.9904 | 0 | 0 | 0 | 23829944.3866
2022-02-01 | 2 | 2022 |  | 507.57 | 0 | 7487.3592 | 0 | 28 | 0 | 0 | 0 | 0 | -12119271.4176 | 5698851.2001 | 0 | 9853610.969 | 0 | 17993821.5397 | 0 | 0 | 0 | 21427012.2912
2022-03-01 | 3 | 2022 |  | 395.71 | 0.80895 | 7534.548 | 0 | 31 | 1 | 0 | 0 | 0 | -12119271.4176 | 4442919.0228 | 50534.2205 | 9915712.9819 | 0 | 19921730.9904 | -756046.9749 | 0 | 0 | 21455578.8231
2022-04-01 | 4 | 2022 |  | 227.7 | 0 | 7579.5444 | 0 | 30 | 1 | 0 | 0 | 0 | -12119271.4176 | 2556550.6595 | 0 | 9974929.7242 | 0 | 19279094.5068 | -756046.9749 | 0 | 0 | 18935256.4981
2022-05-01 | 5 | 2022 |  | 77.19 | 50.8611 | 7582.572 | 0 | 31 | 1 | 0 | 0 | 0 | -12119271.4176 | 866667.3053 | 3177249.2874 | 9978914.1454 | 0 | 19921730.9904 | -756046.9749 | 0 | 0 | 21069243.336
2022-06-01 | 6 | 2022 |  | 5.15 | 105.8017 | 7562.736 | 0 | 30 | 0 | 0 | 0 | 0 | -12119271.4176 | 57822.7312 | 6609334.9602 | 9952809.317 | 0 | 19279094.5068 | 0 | 0 | 0 | 23779790.0976
2022-07-01 | 7 | 2022 |  | 0 | 183.8294 | 7615.98 | 0 | 31 | 0 | 0 | 0 | 0 | -12119271.4176 | 0 | 11483658.5507 | 10022880.1722 | 0 | 19921730.9904 | 0 | 0 | 0 | 29308998.2957
2022-08-01 | 8 | 2022 |  | 0.08 | 167.5755 | 7689.06 | 0 | 31 | 0 | 0 | 0 | 0 | -12119271.4176 | 898.2172 | 10468291.3054 | 10119055.8558 | 0 | 19921730.9904 | 0 | 0 | 0 | 28390704.9512
2022-09-01 | 9 | 2022 |  | 13.17 | 69.782 | 7754.7276 | 0 | 30 | 1 | 0 | 0 | 0 | -12119271.4176 | 147869.0039 | 4359221.1742 | 10205476.5773 | 0 | 19279094.5068 | -756046.9749 | 0 | 0 | 21116342.8697
2022-10-01 | 10 | 2022 |  | 110.45 | 18.4898 | 7810.9992 | 0 | 31 | 1 | 0 | 0 | 0 | -12119271.4176 | 1240101.0994 | 1155044.4133 | 10279531.8537 | 0 | 19921730.9904 | -756046.9749 | 0 | 0 | 19721089.9643
2022-11-01 | 11 | 2022 |  | 302.64 | 0.81346 | 7870.2984 | 0 | 30 | 0 | 0 | 0 | 0 | -12119271.4176 | 3397955.6065 | 50816.0361 | 10357571.5512 | 0 | 19279094.5068 | 0 | 0 | 0 | 20966166.283
2022-12-01 | 12 | 2022 |  | 435.27 | 0 | 7918.8444 | 1 | 31 | 0 | 0 | 0 | 0 | -12119271.4176 | 4887087.4202 | 0 | 10421459.6839 | 678520.9795 | 19921730.9904 | 0 | 0 | 0 | 23789527.6563
2023-01-01 | 1 | 2023 |  | 548.74 | 0 | 7564.542 | 0 | 31 | 0 | 0 | 0 | 0 | -12119271.4176 | 6161096.2183 | 0 | 9955186.0929 | 0 | 19921730.9904 | 0 | 0 | 0 | 23918741.884
2023-02-01 | 2 | 2023 |  | 507.57 | 0 | 7554.7454 | 0 | 28 | 0 | 0 | 0 | 0 | -12119271.4176 | 5698851.2001 | 0 | 9942293.4678 | 0 | 17993821.5397 | 0 | 0 | 0 | 21515694.7899
2023-03-01 | 3 | 2023 |  | 395.71 | 0.80895 | 7602.3589 | 0 | 31 | 1 | 0 | 0 | 0 | -12119271.4176 | 4442919.0228 | 50534.2205 | 10004954.3987 | 0 | 19921730.9904 | -756046.9749 | 0 | 0 | 21544820.2399
2023-04-01 | 4 | 2023 |  | 227.7 | 0 | 7647.7603 | 0 | 30 | 1 | 0 | 0 | 0 | -12119271.4176 | 2556550.6595 | 0 | 10064704.0918 | 0 | 19279094.5068 | -756046.9749 | 0 | 0 | 19025030.8656
2023-05-01 | 5 | 2023 |  | 77.19 | 50.8611 | 7650.8151 | 0 | 31 | 1 | 0 | 0 | 0 | -12119271.4176 | 866667.3053 | 3177249.2874 | 10068724.3727 | 0 | 19921730.9904 | -756046.9749 | 0 | 0 | 21159053.5633
2023-06-01 | 6 | 2023 |  | 5.15 | 105.8017 | 7630.8006 | 0 | 30 | 0 | 0 | 0 | 0 | -12119271.4176 | 57822.7312 | 6609334.9602 | 10042384.6009 | 0 | 19279094.5068 | 0 | 0 | 0 | 23869365.3815
2023-07-01 | 7 | 2023 |  | 0 | 183.8294 | 7684.5238 | 0 | 31 | 0 | 0 | 0 | 0 | -12119271.4176 | 0 | 11483658.5507 | 10113086.0938 | 0 | 19921730.9904 | 0 | 0 | 0 | 29399204.2172
2023-08-01 | 8 | 2023 |  | 0.08 | 167.5755 | 7758.2615 | 0 | 31 | 0 | 0 | 0 | 0 | -12119271.4176 | 898.2172 | 10468291.3054 | 10210127.3586 | 0 | 19921730.9904 | 0 | 0 | 0 | 28481776.4539
2023-09-01 | 9 | 2023 |  | 13.17 | 69.782 | 7824.5201 | 0 | 30 | 1 | 0 | 0 | 0 | -12119271.4176 | 147869.0039 | 4359221.1742 | 10297325.8665 | 0 | 19279094.5068 | -756046.9749 | 0 | 0 | 21208192.1589
2023-10-01 | 10 | 2023 |  | 110.45 | 18.4898 | 7881.2982 | 0 | 31 | 1 | 0 | 0 | 0 | -12119271.4176 | 1240101.0994 | 1155044.4133 | 10372047.6404 | 0 | 19921730.9904 | -756046.9749 | 0 | 0 | 19813605.751
2023-11-01 | 11 | 2023 |  | 302.64 | 0.81346 | 7941.1311 | 0 | 30 | 0 | 0 | 0 | 0 | -12119271.4176 | 3397955.6065 | 50816.0361 | 10450789.6952 | 0 | 19279094.5068 | 0 | 0 | 0 | 21059384.427
2023-12-01 | 12 | 2023 |  | 435.27 | 0 | 7990.114 | 1 | 31 | 0 | 0 | 0 | 0 | -12119271.4176 | 4887087.4202 | 0 | 10515252.8211 | 678520.9795 | 19921730.9904 | 0 | 0 | 0 | 23883320.7935

## GS<50 Normalized Monthly
Date | Month | Year | GSlt50kWh_NoCDM | HDD14 | CDD16 | COVID_AM | Adj.Lnd_FTE |  | const | HDD14 | CDD16 | COVID_AM | Adj.Lnd_FTE | Predicted
2012-01-01 | 1 | 2012 | 9715146.4363 | 548.74 | 0 | 0 | 233.7 |  | 4911431.3206 | 2402049.3752 | 0 | 0 | 2131462.6868 | 9444943.3827 | Model 2: Prais-Winsten, using observations 2012:01-2021:12 (T = 120)
2012-02-01 | 2 | 2012 | 8758035.2274 | 507.57 | 0 | 0 | 232 |  | 4911431.3206 | 2221832.1999 | 0 | 0 | 2115957.8235 | 9249221.344 | Dependent variable: GSlt50kWh_NoCDM
2012-03-01 | 3 | 2012 | 8522126.5363 | 395.71 | 0.80895 | 0 | 231 |  | 4911431.3206 | 1732177.2757 | 12190.2901 | 0 | 2106837.3156 | 8762636.2021 | rho = 0.19476
2012-04-01 | 4 | 2012 | 7739075.6311 | 227.7 | 0 | 0 | 236.1 |  | 4911431.3206 | 996731.8634 | 0 | 0 | 2153351.9057 | 8061515.0897
2012-05-01 | 5 | 2012 | 7942686.7722 | 77.19 | 50.8611 | 0 | 241.3 |  | 4911431.3206 | 337890.7885 | 766442.8236 | 0 | 2200778.5465 | 8216543.4793 |  | coefficient | std. error | t-ratio | p-value
2012-06-01 | 6 | 2012 | 8944453.9507 | 5.15 | 105.8017 | 0 | 245.1 |  | 4911431.3206 | 22543.5621 | 1594359.4257 | 0 | 2235436.4764 | 8763770.7849 | const | 4911431.3206 | 661504.7538 | 7.4246 | 2.1323e-11
2012-07-01 | 7 | 2012 | 10398756.8377 | 0 | 183.8294 | 0 | 246.2 |  | 4911431.3206 | 0 | 2770184.8011 | 0 | 2245469.0351 | 9927085.1568 | HDD14 | 4377.3907 | 188.7561 | 23.1907 | 3.5631e-45
2012-08-01 | 8 | 2012 | 9361959.3424 | 0.08 | 167.5755 | 0 | 247.4 |  | 4911431.3206 | 350.1913 | 2525249.3654 | 0 | 2256413.6445 | 9693444.5217 | CDD16 | 15069.3242 | 605.6998 | 24.8792 | 4.1729e-48
2012-09-01 | 9 | 2012 | 7892744.2531 | 13.17 | 69.782 | 0 | 246.2 |  | 4911431.3206 | 57650.2356 | 1051568.0336 | 0 | 2245469.0351 | 8266118.6249 | COVID_AM | -1031443.7892 | 166815.0009 | -6.1832 | 9.8672e-09
2012-10-01 | 10 | 2012 | 7783049.2122 | 110.45 | 18.4898 | 0 | 242 |  | 4911431.3206 | 483482.8033 | 278629.5382 | 0 | 2207162.902 | 7880706.5642 | AdjLnd_FTE | 9120.5079 | 2683.0835 | 3.3993 | 0.00092936
2012-11-01 | 11 | 2012 | 8189402.8398 | 302.64 | 0.81346 | 0 | 239.4 |  | 4911431.3206 | 1324773.5228 | 12258.2721 | 0 | 2183449.5816 | 8431912.6971
2012-12-01 | 12 | 2012 | 9020722.2923 | 435.27 | 0 | 0 | 237.8 |  | 4911431.3206 | 1905346.852 | 0 | 0 | 2168856.769 | 8985634.9416 | Statistics based on the rho-differenced data
2013-01-01 | 1 | 2013 | 9538239.5865 | 548.74 | 0 | 0 | 238.6 |  | 4911431.3206 | 2402049.3752 | 0 | 0 | 2176153.1753 | 9489633.8712 | Mean dependent var | 8745277.1134 | S.D. dependent var | 796571.5015
2013-02-01 | 2 | 2013 | 9010843.1208 | 507.57 | 0 | 0 | 235.5 |  | 4911431.3206 | 2221832.1999 | 0 | 0 | 2147879.601 | 9281143.1215 | Sum squared resid | 8633394286611 | S.E. of regression | 273994.5142
2013-03-01 | 3 | 2013 | 9262004.0149 | 395.71 | 0.80895 | 0 | 234.5 |  | 4911431.3206 | 1732177.2757 | 12190.2901 | 0 | 2138759.0931 | 8794557.9796 | R-squared | 0.88566 | Adjusted R-squared | 0.88169
2013-04-01 | 4 | 2013 | 8130117.2816 | 227.7 | 0 | 0 | 233.4 |  | 4911431.3206 | 996731.8634 | 0 | 0 | 2128726.5345 | 8036889.7185 | F(4, 115) | 210.7862 | P-value(F) | 5.8948e-52
2013-05-01 | 5 | 2013 | 8067128.4246 | 77.19 | 50.8611 | 0 | 235.3 |  | 4911431.3206 | 337890.7885 | 766442.8236 | 0 | 2146055.4994 | 8161820.4321 | rho | -0.052956 | Durbin-Watson | 2.0553
2013-06-01 | 6 | 2013 | 8352446.796 | 5.15 | 105.8017 | 0 | 238.7 |  | 4911431.3206 | 22543.5621 | 1594359.4257 | 0 | 2177065.2261 | 8705399.5346
2013-07-01 | 7 | 2013 | 9946014.7277 | 0 | 183.8294 | 0 | 240.3 |  | 4911431.3206 | 0 | 2770184.8011 | 0 | 2191658.0387 | 9873274.1604
2013-08-01 | 8 | 2013 | 9134243.5895 | 0.08 | 167.5755 | 0 | 240.7 |  | 4911431.3206 | 350.1913 | 2525249.3654 | 0 | 2195306.2418 | 9632337.1191
2013-09-01 | 9 | 2013 | 7746346.3272 | 13.17 | 69.782 | 0 | 238.1 |  | 4911431.3206 | 57650.2356 | 1051568.0336 | 0 | 2171592.9214 | 8192242.5112
2013-10-01 | 10 | 2013 | 7769073.3009 | 110.45 | 18.4898 | 0 | 236.4 |  | 4911431.3206 | 483482.8033 | 278629.5382 | 0 | 2156088.058 | 7829631.7201
2013-11-01 | 11 | 2013 | 8446339.549 | 302.64 | 0.81346 | 0 | 234 |  | 4911431.3206 | 1324773.5228 | 12258.2721 | 0 | 2134198.8392 | 8382661.9547
2013-12-01 | 12 | 2013 | 9620086.79 | 435.27 | 0 | 0 | 233.4 |  | 4911431.3206 | 1905346.852 | 0 | 0 | 2128726.5345 | 8945504.7071
2014-01-01 | 1 | 2014 | 10338245.2111 | 548.74 | 0 | 0 | 230.5 |  | 4911431.3206 | 2402049.3752 | 0 | 0 | 2102277.0617 | 9415757.7575
2014-02-01 | 2 | 2014 | 9351057.0234 | 507.57 | 0 | 0 | 229.5 |  | 4911431.3206 | 2221832.1999 | 0 | 0 | 2093156.5538 | 9226420.0743
2014-03-01 | 3 | 2014 | 9838354.2655 | 395.71 | 0.80895 | 0 | 228.3 |  | 4911431.3206 | 1732177.2757 | 12190.2901 | 0 | 2082211.9444 | 8738010.8309
2014-04-01 | 4 | 2014 | 8009795.571 | 227.7 | 0 | 0 | 231 |  | 4911431.3206 | 996731.8634 | 0 | 0 | 2106837.3156 | 8015000.4997
2014-05-01 | 5 | 2014 | 7903042.6696 | 77.19 | 50.8611 | 0 | 234.3 |  | 4911431.3206 | 337890.7885 | 766442.8236 | 0 | 2136934.9915 | 8152699.9243
2014-06-01 | 6 | 2014 | 8668892.1893 | 5.15 | 105.8017 | 0 | 239.3 |  | 4911431.3206 | 22543.5621 | 1594359.4257 | 0 | 2182537.5308 | 8710871.8393
2014-07-01 | 7 | 2014 | 8980988.5865 | 0 | 183.8294 | 0 | 243.6 |  | 4911431.3206 | 0 | 2770184.8011 | 0 | 2221755.7146 | 9903371.8363
2014-08-01 | 8 | 2014 | 9004179.1767 | 0.08 | 167.5755 | 0 | 245.9 |  | 4911431.3206 | 350.1913 | 2525249.3654 | 0 | 2242732.8827 | 9679763.76
2014-09-01 | 9 | 2014 | 8036044.4874 | 13.17 | 69.782 | 0 | 243.1 |  | 4911431.3206 | 57650.2356 | 1051568.0336 | 0 | 2217195.4607 | 8237845.0505
2014-10-01 | 10 | 2014 | 7894328.9928 | 110.45 | 18.4898 | 0 | 240.8 |  | 4911431.3206 | 483482.8033 | 278629.5382 | 0 | 2196218.2926 | 7869761.9547
2014-11-01 | 11 | 2014 | 8815493.0513 | 302.64 | 0.81346 | 0 | 239.7 |  | 4911431.3206 | 1324773.5228 | 12258.2721 | 0 | 2186185.734 | 8434648.8495
2014-12-01 | 12 | 2014 | 9522838.5356 | 435.27 | 0 | 0 | 241.5 |  | 4911431.3206 | 1905346.852 | 0 | 0 | 2202602.6481 | 9019380.8207
2015-01-01 | 1 | 2015 | 10328729.7116 | 548.74 | 0 | 0 | 242.7 |  | 4911431.3206 | 2402049.3752 | 0 | 0 | 2213547.2576 | 9527027.9534
2015-02-01 | 2 | 2015 | 9874530.7186 | 507.57 | 0 | 0 | 241.9 |  | 4911431.3206 | 2221832.1999 | 0 | 0 | 2206250.8513 | 9339514.3718
2015-03-01 | 3 | 2015 | 9617862.4386 | 395.71 | 0.80895 | 0 | 240 |  | 4911431.3206 | 1732177.2757 | 12190.2901 | 0 | 2188921.8863 | 8844720.7728
2015-04-01 | 4 | 2015 | 8143793.0919 | 227.7 | 0 | 0 | 237.1 |  | 4911431.3206 | 996731.8634 | 0 | 0 | 2162472.4135 | 8070635.5976
2015-05-01 | 5 | 2015 | 8287149.1366 | 77.19 | 50.8611 | 0 | 238.6 |  | 4911431.3206 | 337890.7885 | 766442.8236 | 0 | 2176153.1753 | 8191918.1081
2015-06-01 | 6 | 2015 | 8448182.869 | 5.15 | 105.8017 | 0 | 246.9 |  | 4911431.3206 | 22543.5621 | 1594359.4257 | 0 | 2251853.3906 | 8780187.699
2015-07-01 | 7 | 2015 | 9827740.9467 | 0 | 183.8294 | 0 | 252.4 |  | 4911431.3206 | 0 | 2770184.8011 | 0 | 2302016.1838 | 9983632.3055
2015-08-01 | 8 | 2015 | 9334237.1712 | 0.08 | 167.5755 | 0 | 257.8 |  | 4911431.3206 | 350.1913 | 2525249.3654 | 0 | 2351266.9262 | 9788297.8035
2015-09-01 | 9 | 2015 | 9096701.4461 | 13.17 | 69.782 | 0 | 252.5 |  | 4911431.3206 | 57650.2356 | 1051568.0336 | 0 | 2302928.2346 | 8323577.8244
2015-10-01 | 10 | 2015 | 8006073.2998 | 110.45 | 18.4898 | 0 | 253 |  | 4911431.3206 | 483482.8033 | 278629.5382 | 0 | 2307488.4885 | 7981032.1506
2015-11-01 | 11 | 2015 | 8136787.5698 | 302.64 | 0.81346 | 0 | 249.4 |  | 4911431.3206 | 1324773.5228 | 12258.2721 | 0 | 2274654.6602 | 8523117.7757
2015-12-01 | 12 | 2015 | 8950106.7301 | 435.27 | 0 | 0 | 250.6 |  | 4911431.3206 | 1905346.852 | 0 | 0 | 2285599.2696 | 9102377.4422
2016-01-01 | 1 | 2016 | 9721774.909 | 548.74 | 0 | 0 | 248.6 |  | 4911431.3206 | 2402049.3752 | 0 | 0 | 2267358.2539 | 9580838.9498
2016-02-01 | 2 | 2016 | 9078742.671 | 507.57 | 0 | 0 | 245.7 |  | 4911431.3206 | 2221832.1999 | 0 | 0 | 2240908.7811 | 9374172.3017
2016-03-01 | 3 | 2016 | 8869063.1008 | 395.71 | 0.80895 | 0 | 242.5 |  | 4911431.3206 | 1732177.2757 | 12190.2901 | 0 | 2211723.156 | 8867522.0425
2016-04-01 | 4 | 2016 | 8191352.4714 | 227.7 | 0 | 0 | 240 |  | 4911431.3206 | 996731.8634 | 0 | 0 | 2188921.8863 | 8097085.0704
2016-05-01 | 5 | 2016 | 8320279.2145 | 77.19 | 50.8611 | 0 | 242.2 |  | 4911431.3206 | 337890.7885 | 766442.8236 | 0 | 2208987.0036 | 8224751.9364
2016-06-01 | 6 | 2016 | 8603707.8839 | 5.15 | 105.8017 | 0 | 244.6 |  | 4911431.3206 | 22543.5621 | 1594359.4257 | 0 | 2230876.2225 | 8759210.5309
2016-07-01 | 7 | 2016 | 10227505.0748 | 0 | 183.8294 | 0 | 246.5 |  | 4911431.3206 | 0 | 2770184.8011 | 0 | 2248205.1874 | 9929821.3091
2016-08-01 | 8 | 2016 | 10594865.3608 | 0.08 | 167.5755 | 0 | 247.6 |  | 4911431.3206 | 350.1913 | 2525249.3654 | 0 | 2258237.7461 | 9695268.6233
2016-09-01 | 9 | 2016 | 8532215.1407 | 13.17 | 69.782 | 0 | 246.2 |  | 4911431.3206 | 57650.2356 | 1051568.0336 | 0 | 2245469.0351 | 8266118.6249
2016-10-01 | 10 | 2016 | 7909330.4972 | 110.45 | 18.4898 | 0 | 245.1 |  | 4911431.3206 | 483482.8033 | 278629.5382 | 0 | 2235436.4764 | 7908980.1385
2016-11-01 | 11 | 2016 | 8002618.1218 | 302.64 | 0.81346 | 0 | 239.8 |  | 4911431.3206 | 1324773.5228 | 12258.2721 | 0 | 2187097.7848 | 8435560.9003
2016-12-01 | 12 | 2016 | 9438076.8097 | 435.27 | 0 | 0 | 237.9 |  | 4911431.3206 | 1905346.852 | 0 | 0 | 2169768.8198 | 8986546.9924
2017-01-01 | 1 | 2017 | 9402149.5757 | 548.74 | 0 | 0 | 236.6 |  | 4911431.3206 | 2402049.3752 | 0 | 0 | 2157912.1596 | 9471392.8555
2017-02-01 | 2 | 2017 | 8213431.4194 | 507.57 | 0 | 0 | 239.7 |  | 4911431.3206 | 2221832.1999 | 0 | 0 | 2186185.734 | 9319449.2545
2017-03-01 | 3 | 2017 | 8998627.8668 | 395.71 | 0.80895 | 0 | 243.6 |  | 4911431.3206 | 1732177.2757 | 12190.2901 | 0 | 2221755.7146 | 8877554.6011
2017-04-01 | 4 | 2017 | 7636251.1834 | 227.7 | 0 | 0 | 244.8 |  | 4911431.3206 | 996731.8634 | 0 | 0 | 2232700.3241 | 8140863.5081
2017-05-01 | 5 | 2017 | 7809978.0544 | 77.19 | 50.8611 | 0 | 247.5 |  | 4911431.3206 | 337890.7885 | 766442.8236 | 0 | 2257325.6953 | 8273090.628
2017-06-01 | 6 | 2017 | 8575632.1192 | 5.15 | 105.8017 | 0 | 249.9 |  | 4911431.3206 | 22543.5621 | 1594359.4257 | 0 | 2279214.9141 | 8807549.2226
2017-07-01 | 7 | 2017 | 9403708.2562 | 0 | 183.8294 | 0 | 250.3 |  | 4911431.3206 | 0 | 2770184.8011 | 0 | 2282863.1173 | 9964479.239
2017-08-01 | 8 | 2017 | 9020999.2081 | 0.08 | 167.5755 | 0 | 246.2 |  | 4911431.3206 | 350.1913 | 2525249.3654 | 0 | 2245469.0351 | 9682499.9123
2017-09-01 | 9 | 2017 | 8253527.8541 | 13.17 | 69.782 | 0 | 241.5 |  | 4911431.3206 | 57650.2356 | 1051568.0336 | 0 | 2202602.6481 | 8223252.238
2017-10-01 | 10 | 2017 | 7753938.8949 | 110.45 | 18.4898 | 0 | 240.4 |  | 4911431.3206 | 483482.8033 | 278629.5382 | 0 | 2192570.0895 | 7866113.7516
2017-11-01 | 11 | 2017 | 8380979.0385 | 302.64 | 0.81346 | 0 | 241.8 |  | 4911431.3206 | 1324773.5228 | 12258.2721 | 0 | 2205338.8005 | 8453801.916
2017-12-01 | 12 | 2017 | 9306652.5214 | 435.27 | 0 | 0 | 242 |  | 4911431.3206 | 1905346.852 | 0 | 0 | 2207162.902 | 9023941.0747
2018-01-01 | 1 | 2018 | 9894919.6623 | 548.74 | 0 | 0 | 241.1 |  | 4911431.3206 | 2402049.3752 | 0 | 0 | 2198954.445 | 9512435.1408
2018-02-01 | 2 | 2018 | 8519875.6069 | 507.57 | 0 | 0 | 243.6 |  | 4911431.3206 | 2221832.1999 | 0 | 0 | 2221755.7146 | 9355019.2352
2018-03-01 | 3 | 2018 | 8977816.1619 | 395.71 | 0.80895 | 0 | 246.2 |  | 4911431.3206 | 1732177.2757 | 12190.2901 | 0 | 2245469.0351 | 8901267.9215
2018-04-01 | 4 | 2018 | 8305180.8149 | 227.7 | 0 | 0 | 250.2 |  | 4911431.3206 | 996731.8634 | 0 | 0 | 2281951.0665 | 8190114.2506
2018-05-01 | 5 | 2018 | 8256776.0533 | 77.19 | 50.8611 | 0 | 254.1 |  | 4911431.3206 | 337890.7885 | 766442.8236 | 0 | 2317521.0472 | 8333285.9799
2018-06-01 | 6 | 2018 | 8381432.5039 | 5.15 | 105.8017 | 0 | 259 |  | 4911431.3206 | 22543.5621 | 1594359.4257 | 0 | 2362211.5357 | 8890545.8441
2018-07-01 | 7 | 2018 | 9749326.3036 | 0 | 183.8294 | 0 | 263.5 |  | 4911431.3206 | 0 | 2770184.8011 | 0 | 2403253.821 | 10084869.9427
2018-08-01 | 8 | 2018 | 9828133.8583 | 0.08 | 167.5755 | 0 | 264.4 |  | 4911431.3206 | 350.1913 | 2525249.3654 | 0 | 2411462.2781 | 9848493.1554
2018-09-01 | 9 | 2018 | 8304311.6848 | 13.17 | 69.782 | 0 | 261.7 |  | 4911431.3206 | 57650.2356 | 1051568.0336 | 0 | 2386836.9069 | 8407486.4967
2018-10-01 | 10 | 2018 | 7830922.3018 | 110.45 | 18.4898 | 0 | 258.1 |  | 4911431.3206 | 483482.8033 | 278629.5382 | 0 | 2354003.0786 | 8027546.7407
2018-11-01 | 11 | 2018 | 8572978.0069 | 302.64 | 0.81346 | 0 | 251.1 |  | 4911431.3206 | 1324773.5228 | 12258.2721 | 0 | 2290159.5236 | 8538622.6391
2018-12-01 | 12 | 2018 | 8836298.6454 | 435.27 | 0 | 0 | 249.2 |  | 4911431.3206 | 1905346.852 | 0 | 0 | 2272830.5586 | 9089608.7312
2019-01-01 | 1 | 2019 | 9613056.6176 | 548.74 | 0 | 0 | 249.5 |  | 4911431.3206 | 2402049.3752 | 0 | 0 | 2275566.711 | 9589047.4068
2019-02-01 | 2 | 2019 | 9048471.6176 | 507.57 | 0 | 0 | 250.1 |  | 4911431.3206 | 2221832.1999 | 0 | 0 | 2281039.0157 | 9414302.5363
2019-03-01 | 3 | 2019 | 9204613.6176 | 395.71 | 0.80895 | 0 | 248.2 |  | 4911431.3206 | 1732177.2757 | 12190.2901 | 0 | 2263710.0508 | 8919508.9373
2019-04-01 | 4 | 2019 | 8135075.6176 | 227.7 | 0 | 0 | 246.1 |  | 4911431.3206 | 996731.8634 | 0 | 0 | 2244556.9843 | 8152720.1683
2019-05-01 | 5 | 2019 | 7924643.6176 | 77.19 | 50.8611 | 0 | 244.3 |  | 4911431.3206 | 337890.7885 | 766442.8236 | 0 | 2228140.0701 | 8243905.0029
2019-06-01 | 6 | 2019 | 8159569.6176 | 5.15 | 105.8017 | 0 | 247.4 |  | 4911431.3206 | 22543.5621 | 1594359.4257 | 0 | 2256413.6445 | 8784747.953
2019-07-01 | 7 | 2019 | 10497079.6176 | 0 | 183.8294 | 0 | 247.6 |  | 4911431.3206 | 0 | 2770184.8011 | 0 | 2258237.7461 | 9939853.8678
2019-08-01 | 8 | 2019 | 9629815.6176 | 0.08 | 167.5755 | 0 | 253.3 |  | 4911431.3206 | 350.1913 | 2525249.3654 | 0 | 2310224.6409 | 9747255.5181
2019-09-01 | 9 | 2019 | 8281144.6176 | 13.17 | 69.782 | 0 | 254.3 |  | 4911431.3206 | 57650.2356 | 1051568.0336 | 0 | 2319345.1487 | 8339994.7386
2019-10-01 | 10 | 2019 | 7807971.6176 | 110.45 | 18.4898 | 0 | 258.6 |  | 4911431.3206 | 483482.8033 | 278629.5382 | 0 | 2358563.3325 | 8032106.9946
2019-11-01 | 11 | 2019 | 8623553.6176 | 302.64 | 0.81346 | 0 | 263.6 |  | 4911431.3206 | 1324773.5228 | 12258.2721 | 0 | 2404165.8718 | 8652628.9873
2019-12-01 | 12 | 2019 | 9255782.6176 | 435.27 | 0 | 0 | 265.2 |  | 4911431.3206 | 1905346.852 | 0 | 0 | 2418758.6844 | 9235536.857
2020-01-01 | 1 | 2020 | 9382515.7229 | 548.74 | 0 | 0 | 268.5 |  | 4911431.3206 | 2402049.3752 | 0 | 0 | 2448856.3603 | 9762337.0562
2020-02-01 | 2 | 2020 | 8829498.8699 | 507.57 | 0 | 0 | 267.7 |  | 4911431.3206 | 2221832.1999 | 0 | 0 | 2441559.954 | 9574823.4746
2020-03-01 | 3 | 2020 | 8214381.7994 | 395.71 | 0.80895 | 0.5 | 265.2 |  | 4911431.3206 | 1732177.2757 | 12190.2901 | -515721.8946 | 2418758.6844 | 8558835.6763
2020-04-01 | 4 | 2020 | 6783587.376 | 227.7 | 0 | 1 | 248.6 |  | 4911431.3206 | 996731.8634 | 0 | -1031443.7892 | 2267358.2539 | 7144077.6488
2020-05-01 | 5 | 2020 | 6988587.4182 | 77.19 | 50.8611 | 1 | 237.6 |  | 4911431.3206 | 337890.7885 | 766442.8236 | -1031443.7892 | 2167032.6675 | 7151353.811
2020-06-01 | 6 | 2020 | 7946140.7935 | 5.15 | 105.8017 | 0.5 | 237.7 |  | 4911431.3206 | 22543.5621 | 1594359.4257 | -515721.8946 | 2167944.7183 | 8180557.1321
2020-07-01 | 7 | 2020 | 9814607.5792 | 0 | 183.8294 | 0.5 | 250.1 |  | 4911431.3206 | 0 | 2770184.8011 | -515721.8946 | 2281039.0157 | 9446933.2428
2020-08-01 | 8 | 2020 | 9127623.5184 | 0.08 | 167.5755 | 0.5 | 259.6 |  | 4911431.3206 | 350.1913 | 2525249.3654 | -515721.8946 | 2367683.8404 | 9288992.823
2020-09-01 | 9 | 2020 | 7773780.3244 | 13.17 | 69.782 | 0.5 | 261.7 |  | 4911431.3206 | 57650.2356 | 1051568.0336 | -515721.8946 | 2386836.9069 | 7891764.6021
2020-10-01 | 10 | 2020 | 7711703.6802 | 110.45 | 18.4898 | 0.5 | 261.3 |  | 4911431.3206 | 483482.8033 | 278629.5382 | -515721.8946 | 2383188.7037 | 7541010.4712
2020-11-01 | 11 | 2020 | 8136821.9765 | 302.64 | 0.81346 | 0.5 | 260.7 |  | 4911431.3206 | 1324773.5228 | 12258.2721 | -515721.8946 | 2377716.399 | 8110457.6199
2020-12-01 | 12 | 2020 | 9031675.3851 | 435.27 | 0 | 0.5 | 264.2 |  | 4911431.3206 | 1905346.852 | 0 | -515721.8946 | 2409638.1765 | 8710694.4545
2021-01-01 | 1 | 2021 | 8962928.1971 | 548.74 | 0 | 0.5 | 267 |  | 4911431.3206 | 2402049.3752 | 0 | -515721.8946 | 2435175.5985 | 9232934.3998
2021-02-01 | 2 | 2021 | 8639206.2805 | 507.57 | 0 | 0.5 | 270.8 |  | 4911431.3206 | 2221832.1999 | 0 | -515721.8946 | 2469833.5284 | 9087375.1543
2021-03-01 | 3 | 2021 | 8530309.7683 | 395.71 | 0.80895 | 0.5 | 273 |  | 4911431.3206 | 1732177.2757 | 12190.2901 | -515721.8946 | 2489898.6457 | 8629975.6376
2021-04-01 | 4 | 2021 | 7420305.21 | 227.7 | 0 | 0.5 | 276.5 |  | 4911431.3206 | 996731.8634 | 0 | -515721.8946 | 2521820.4232 | 7914261.7127
2021-05-01 | 5 | 2021 | 7606871.8617 | 77.19 | 50.8611 | 0.5 | 277.8 |  | 4911431.3206 | 337890.7885 | 766442.8236 | -515721.8946 | 2533677.0834 | 8033720.1216
2021-06-01 | 6 | 2021 | 8922004.8291 | 5.15 | 105.8017 | 0.5 | 281.7 |  | 4911431.3206 | 22543.5621 | 1594359.4257 | -515721.8946 | 2569247.0641 | 8581859.4779
2021-07-01 | 7 | 2021 | 9602048.0566 | 0 | 183.8294 | 0.5 | 283.8 |  | 4911431.3206 | 0 | 2770184.8011 | -515721.8946 | 2588400.1306 | 9754294.3577
2021-08-01 | 8 | 2021 | 10335978.5682 | 0.08 | 167.5755 | 0.5 | 287.1 |  | 4911431.3206 | 350.1913 | 2525249.3654 | -515721.8946 | 2618497.8065 | 9539806.7892
2021-09-01 | 9 | 2021 | 8386463.3158 | 13.17 | 69.782 | 0.5 | 284.9 |  | 4911431.3206 | 57650.2356 | 1051568.0336 | -515721.8946 | 2598432.6892 | 8103360.3845
2021-10-01 | 10 | 2021 | 8092069.0106 | 110.45 | 18.4898 | 0.5 | 286.9 |  | 4911431.3206 | 483482.8033 | 278629.5382 | -515721.8946 | 2616673.7049 | 7774495.4724
2021-11-01 | 11 | 2021 | 8504939.1999 | 302.64 | 0.81346 | 0.5 | 288.3 |  | 4911431.3206 | 1324773.5228 | 12258.2721 | -515721.8946 | 2629442.416 | 8362183.6369
2021-12-01 | 12 | 2021 | 9098849.8703 | 435.27 | 0 | 0.5 | 291.1 | COVID | 4911431.3206 | 1905346.852 | 0 | -515721.8946 | 2654979.838 | 8956036.116
2022-01-01 | 1 | 2022 |  | 548.74 | 0 | 0 | 279.27 | 0 | 4911431.3206 | 2402049.3752 | 0 | 0 | 2547084.23 | 9860564.9258
2022-02-01 | 2 | 2022 |  | 507.57 | 0 | 0 | 283.3416 | 0 | 4911431.3206 | 2221832.1999 | 0 | 0 | 2584219.2898 | 9717482.8103
2022-03-01 | 3 | 2022 |  | 395.71 | 0.80895 | 0 | 285.534 | 0 | 4911431.3206 | 1732177.2757 | 12190.2901 | 0 | 2604215.0912 | 9260013.9777
2022-04-01 | 4 | 2022 |  | 227.7 | 0 | 0 | 289.5012 | 0 | 4911431.3206 | 996731.8634 | 0 | 0 | 2640397.97 | 8548561.1541
2022-05-01 | 5 | 2022 |  | 77.19 | 50.8611 | 0 | 291.4848 | 0 | 4911431.3206 | 337890.7885 | 766442.8236 | 0 | 2658489.4094 | 8674254.3421
2022-06-01 | 6 | 2022 |  | 5.15 | 105.8017 | 0 | 292.9464 | 0 | 4911431.3206 | 22543.5621 | 1594359.4257 | 0 | 2671819.9437 | 9200154.2521
2022-07-01 | 7 | 2022 |  | 0 | 183.8294 | 0 | 294.93 | 0 | 4911431.3206 | 0 | 2770184.8011 | 0 | 2689911.3831 | 10371527.5048
2022-08-01 | 8 | 2022 |  | 0.08 | 167.5755 | 0 | 297.3312 | 0 | 4911431.3206 | 350.1913 | 2525249.3654 | 0 | 2711811.5465 | 10148842.4238
2022-09-01 | 9 | 2022 |  | 13.17 | 69.782 | 0 | 298.4796 | 0 | 4911431.3206 | 57650.2356 | 1051568.0336 | 0 | 2722285.5378 | 8742935.1276
2022-10-01 | 10 | 2022 |  | 110.45 | 18.4898 | 0 | 300.9852 | 0 | 4911431.3206 | 483482.8033 | 278629.5382 | 0 | 2745137.8823 | 8418681.5444
2022-11-01 | 11 | 2022 |  | 302.64 | 0.81346 | 0 | 303.0732 | 0 | 4911431.3206 | 1324773.5228 | 12258.2721 | 0 | 2764181.5027 | 9012644.6182
2022-12-01 | 12 | 2022 |  | 435.27 | 0 | 0 | 305.1612 | 0 | 4911431.3206 | 1905346.852 | 0 | 0 | 2783225.1231 | 9600003.2957
2023-01-01 | 1 | 2023 |  | 548.74 | 0 | 0 | 281.7834 | 0 | 4911431.3206 | 2402049.3752 | 0 | 0 | 2570007.988 | 9883488.6839
2023-02-01 | 2 | 2023 |  | 507.57 | 0 | 0 | 285.8917 | 0 | 4911431.3206 | 2221832.1999 | 0 | 0 | 2607477.2634 | 9740740.7839
2023-03-01 | 3 | 2023 |  | 395.71 | 0.80895 | 0 | 288.1038 | 0 | 4911431.3206 | 1732177.2757 | 12190.2901 | 0 | 2627653.027 | 9283451.9135
2023-04-01 | 4 | 2023 |  | 227.7 | 0 | 0 | 292.1067 | 0 | 4911431.3206 | 996731.8634 | 0 | 0 | 2664161.5517 | 8572324.7358
2023-05-01 | 5 | 2023 |  | 77.19 | 50.8611 | 0 | 294.1082 | 0 | 4911431.3206 | 337890.7885 | 766442.8236 | 0 | 2682415.8141 | 8698180.7468
2023-06-01 | 6 | 2023 |  | 5.15 | 105.8017 | 0 | 295.5829 | 0 | 4911431.3206 | 22543.5621 | 1594359.4257 | 0 | 2695866.3232 | 9224200.6316
2023-07-01 | 7 | 2023 |  | 0 | 183.8294 | 0 | 297.5844 | 0 | 4911431.3206 | 0 | 2770184.8011 | 0 | 2714120.5855 | 10395736.7072
2023-08-01 | 8 | 2023 |  | 0.08 | 167.5755 | 0 | 300.0072 | 0 | 4911431.3206 | 350.1913 | 2525249.3654 | 0 | 2736217.8505 | 10173248.7277
2023-09-01 | 9 | 2023 |  | 13.17 | 69.782 | 0 | 301.1659 | 0 | 4911431.3206 | 57650.2356 | 1051568.0336 | 0 | 2746786.1076 | 8767435.6975
2023-10-01 | 10 | 2023 |  | 110.45 | 18.4898 | 0 | 303.6941 | 0 | 4911431.3206 | 483482.8033 | 278629.5382 | 0 | 2769844.1232 | 8443387.7853
2023-11-01 | 11 | 2023 |  | 302.64 | 0.81346 | 0 | 305.8009 | 0 | 4911431.3206 | 1324773.5228 | 12258.2721 | 0 | 2789059.1362 | 9037522.2517
2023-12-01 | 12 | 2023 |  | 435.27 | 0 | 0 | 307.9077 | 0 | 4911431.3206 | 1905346.852 | 0 | 0 | 2808274.1492 | 9625052.3218

## GS>50 Normalized Monthly
Date | Month | Year | GSgt50kWh_NoCDM | HDD14 | CDD16 | Month Days | Fall | COVID2020 | GSgt50Cust |  | const | HDD14 | CDD16 | Month Days | Fall | GSgt50Cust | COVID2020 | Predicted
2012-01-01 | 1 | 2012 | 21656892.3229 | 548.74 | 0 | 31 | 0 | 0 | 434 |  | -5731272.9579 | 4000378.0852 | 0 | 16137916.3396 | 0 | 7083053.4476 | 0 | 21490074.9145 | Model 3: Prais-Winsten, using observations 2012:01-2021:12 (T = 120)
2012-02-01 | 2 | 2012 | 19270892.7769 | 507.57 | 0 | 29 | 0 | 0 | 436 |  | -5731272.9579 | 3700244.0221 | 0 | 15096760.4467 | 0 | 7115694.2469 | 0 | 20181425.7578 | Dependent variable: GSgt50kWh_NoCDM
2012-03-01 | 3 | 2012 | 20056817.8817 | 395.71 | 1.35 | 31 | 0 | 0 | 436 |  | -5731272.9579 | 2884771.6807 | 32273.6183 | 16137916.3396 | 0 | 7115694.2469 | 0 | 20439382.9276 | rho = 0.128838
2012-04-01 | 4 | 2012 | 18860084.0582 | 227.7 | 1.24 | 30 | 0 | 0 | 436 |  | -5731272.9579 | 1659959.3432 | 29643.9161 | 15617338.3932 | 0 | 7115694.2469 | 0 | 18691362.9414
2012-05-01 | 5 | 2012 | 18641210.4167 | 77.19 | 41.7 | 31 | 0 | 0 | 429 |  | -5731272.9579 | 562724.0303 | 996896.2102 | 16137916.3396 | 0 | 7001451.4493 | 0 | 18967715.0715 |  | coefficient | std. error | t-ratio | p-value
2012-06-01 | 6 | 2012 | 19373443.9695 | 5.15 | 101.92 | 30 | 0 | 0 | 430 |  | -5731272.9579 | 37544.0958 | 2436538.6509 | 15617338.3932 | 0 | 7017771.849 | 0 | 19377920.0309 | const | -5731272.9579 | 2265251.6743 | -2.5301 | 0.012781
2012-07-01 | 7 | 2012 | 23546466.7343 | 0 | 175.67 | 31 | 0 | 0 | 431 |  | -5731272.9579 | 0 | 4199634.4663 | 16137916.3396 | 0 | 7034092.2486 | 0 | 21640370.0966 | HDD14 | 7290.1157 | 454.8593 | 16.0272 | 7.179e-31
2012-08-01 | 8 | 2012 | 21799469.3525 | 0.08 | 153.45 | 31 | 0 | 0 | 429 |  | -5731272.9579 | 583.2093 | 3668434.6152 | 16137916.3396 | 0 | 7001451.4493 | 0 | 21077112.6555 | CDD16 | 23906.3839 | 1391.3655 | 17.182 | 2.6718e-33
2012-09-01 | 9 | 2012 | 18204589.5307 | 13.17 | 73.38 | 30 | 1 | 0 | 425 |  | -5731272.9579 | 96010.8237 | 1754250.4533 | 15617338.3932 | 472832.4744 | 6936169.8507 | 0 | 19145329.0374 | MonthDays | 520577.9464 | 63778.1991 | 8.1623 | 5.1409e-13
2012-10-01 | 10 | 2012 | 18651082.538 | 110.45 | 15.61 | 31 | 1 | 0 | 430 |  | -5731272.9579 | 805193.2783 | 373178.6533 | 16137916.3396 | 472832.4744 | 7017771.849 | 0 | 19075619.6366 | Fall | 472832.4744 | 174571.7868 | 2.7085 | 0.0078097
2012-11-01 | 11 | 2012 | 18582249.0657 | 302.64 | 0.47 | 30 | 0 | 0 | 430 |  | -5731272.9579 | 2206280.6132 | 11236.0005 | 15617338.3932 | 0 | 7017771.849 | 0 | 19121353.8979 | GSgt50Cust | 16320.3996 | 2766.1432 | 5.9001 | 3.868e-08
2012-12-01 | 12 | 2012 | 20507929.2497 | 435.27 | 0 | 31 | 0 | 0 | 429 |  | -5731272.9579 | 3173168.6576 | 0 | 16137916.3396 | 0 | 7001451.4493 | 0 | 20581263.4886 | COVID2020 | -1403212.122 | 429582.5414 | -3.2665 | 0.0014423
2013-01-01 | 1 | 2013 | 22570966.4885 | 548.74 | 0 | 31 | 0 | 0 | 432 |  | -5731272.9579 | 4000378.0852 | 0 | 16137916.3396 | 0 | 7050412.6483 | 0 | 21457434.1152
2013-02-01 | 2 | 2013 | 18427870.391 | 507.57 | 0 | 28 | 0 | 0 | 441 |  | -5731272.9579 | 3700244.0221 | 0 | 14576182.5003 | 0 | 7197296.2451 | 0 | 19742449.8096 | Statistics based on the rho-differenced data
2013-03-01 | 3 | 2013 | 20309732.8132 | 395.71 | 1.35 | 31 | 0 | 0 | 440 |  | -5731272.9579 | 2884771.6807 | 32273.6183 | 16137916.3396 | 0 | 7180975.8455 | 0 | 20504664.5262 | Mean dependent var | 19253610.5051 | S.D. dependent var | 1396286.9861
2013-04-01 | 4 | 2013 | 19279995.6317 | 227.7 | 1.24 | 30 | 0 | 0 | 441 |  | -5731272.9579 | 1659959.3432 | 29643.9161 | 15617338.3932 | 0 | 7197296.2451 | 0 | 18772964.9397 | Sum squared resid | 38912301010304 | S.E. of regression | 586819.0915
2013-05-01 | 5 | 2013 | 19142465.3417 | 77.19 | 41.7 | 31 | 0 | 0 | 440 |  | -5731272.9579 | 562724.0303 | 996896.2102 | 16137916.3396 | 0 | 7180975.8455 | 0 | 19147239.4677 | R-squared | 0.83238 | Adjusted R-squared | 0.82348
2013-06-01 | 6 | 2013 | 18620348.9912 | 5.15 | 101.92 | 30 | 0 | 0 | 440 |  | -5731272.9579 | 37544.0958 | 2436538.6509 | 15617338.3932 | 0 | 7180975.8455 | 0 | 19541124.0274 | F(6, 113) | 94.2027 | P-value(F) | 1.2506e-41
2013-07-01 | 7 | 2013 | 22469373.4869 | 0 | 175.67 | 31 | 0 | 0 | 430 |  | -5731272.9579 | 0 | 4199634.4663 | 16137916.3396 | 0 | 7017771.849 | 0 | 21624049.6969 | rho | 0.0071609 | Durbin-Watson | 1.9689
2013-08-01 | 8 | 2013 | 20756513.8505 | 0.08 | 153.45 | 31 | 0 | 0 | 429 |  | -5731272.9579 | 583.2093 | 3668434.6152 | 16137916.3396 | 0 | 7001451.4493 | 0 | 21077112.6555
2013-09-01 | 9 | 2013 | 18496598.2026 | 13.17 | 73.38 | 30 | 1 | 0 | 440 |  | -5731272.9579 | 96010.8237 | 1754250.4533 | 15617338.3932 | 472832.4744 | 7180975.8455 | 0 | 19390135.0321
2013-10-01 | 10 | 2013 | 20150009.2835 | 110.45 | 15.61 | 31 | 1 | 0 | 433 |  | -5731272.9579 | 805193.2783 | 373178.6533 | 16137916.3396 | 472832.4744 | 7066733.0479 | 0 | 19124580.8355
2013-11-01 | 11 | 2013 | 18707953.8803 | 302.64 | 0.47 | 30 | 0 | 0 | 405 |  | -5731272.9579 | 2206280.6132 | 11236.0005 | 15617338.3932 | 0 | 6609761.8578 | 0 | 18713343.9067
2013-12-01 | 12 | 2013 | 21198459.0339 | 435.27 | 0 | 31 | 0 | 0 | 399 |  | -5731272.9579 | 3173168.6576 | 0 | 16137916.3396 | 0 | 6511839.4599 | 0 | 20091651.4991
2014-01-01 | 1 | 2014 | 21399314.1021 | 548.74 | 0 | 31 | 0 | 0 | 405 |  | -5731272.9579 | 4000378.0852 | 0 | 16137916.3396 | 0 | 6609761.8578 | 0 | 21016783.3246
2014-02-01 | 2 | 2014 | 19895037.2411 | 507.57 | 0 | 28 | 0 | 0 | 405 |  | -5731272.9579 | 3700244.0221 | 0 | 14576182.5003 | 0 | 6609761.8578 | 0 | 19154915.4223
2014-03-01 | 3 | 2014 | 21807154.6248 | 395.71 | 1.35 | 31 | 0 | 0 | 406 |  | -5731272.9579 | 2884771.6807 | 32273.6183 | 16137916.3396 | 0 | 6626082.2574 | 0 | 19949770.9382
2014-04-01 | 4 | 2014 | 18246560.0247 | 227.7 | 1.24 | 30 | 0 | 0 | 402 |  | -5731272.9579 | 1659959.3432 | 29643.9161 | 15617338.3932 | 0 | 6560800.6588 | 0 | 18136469.3534
2014-05-01 | 5 | 2014 | 17252199.7086 | 77.19 | 41.7 | 31 | 0 | 0 | 393 |  | -5731272.9579 | 562724.0303 | 996896.2102 | 16137916.3396 | 0 | 6413917.062 | 0 | 18380180.6842
2014-06-01 | 6 | 2014 | 18652963.9715 | 5.15 | 101.92 | 30 | 0 | 0 | 393 |  | -5731272.9579 | 37544.0958 | 2436538.6509 | 15617338.3932 | 0 | 6413917.062 | 0 | 18774065.2439
2014-07-01 | 7 | 2014 | 20437880.7516 | 0 | 175.67 | 31 | 0 | 0 | 395 |  | -5731272.9579 | 0 | 4199634.4663 | 16137916.3396 | 0 | 6446557.8613 | 0 | 21052835.7092
2014-08-01 | 8 | 2014 | 19466788.9625 | 0.08 | 153.45 | 31 | 0 | 0 | 396 |  | -5731272.9579 | 583.2093 | 3668434.6152 | 16137916.3396 | 0 | 6462878.2609 | 0 | 20538539.467
2014-09-01 | 9 | 2014 | 18315528.9312 | 13.17 | 73.38 | 30 | 1 | 0 | 392 |  | -5731272.9579 | 96010.8237 | 1754250.4533 | 15617338.3932 | 472832.4744 | 6397596.6623 | 0 | 18606755.849
2014-10-01 | 10 | 2014 | 18639625.4481 | 110.45 | 15.61 | 31 | 1 | 0 | 386 |  | -5731272.9579 | 805193.2783 | 373178.6533 | 16137916.3396 | 472832.4744 | 6299674.2644 | 0 | 18357522.052
2014-11-01 | 11 | 2014 | 18739976.6294 | 302.64 | 0.47 | 30 | 0 | 0 | 384 |  | -5731272.9579 | 2206280.6132 | 11236.0005 | 15617338.3932 | 0 | 6267033.4651 | 0 | 18370615.5141
2014-12-01 | 12 | 2014 | 19939138.6039 | 435.27 | 0 | 31 | 0 | 0 | 385 |  | -5731272.9579 | 3173168.6576 | 0 | 16137916.3396 | 0 | 6283353.8648 | 0 | 19863165.904
2015-01-01 | 1 | 2015 | 22100366.8413 | 548.74 | 0 | 31 | 0 | 0 | 391 |  | -5731272.9579 | 4000378.0852 | 0 | 16137916.3396 | 0 | 6381276.2627 | 0 | 20788297.7296
2015-02-01 | 2 | 2015 | 20762337.8427 | 507.57 | 0 | 28 | 0 | 0 | 392 |  | -5731272.9579 | 3700244.0221 | 0 | 14576182.5003 | 0 | 6397596.6623 | 0 | 18942750.2268
2015-03-01 | 3 | 2015 | 20061469.3646 | 395.71 | 1.35 | 31 | 0 | 0 | 388 |  | -5731272.9579 | 2884771.6807 | 32273.6183 | 16137916.3396 | 0 | 6332315.0637 | 0 | 19656003.7445
2015-04-01 | 4 | 2015 | 17733635.0823 | 227.7 | 1.24 | 30 | 0 | 0 | 383 |  | -5731272.9579 | 1659959.3432 | 29643.9161 | 15617338.3932 | 0 | 6250713.0655 | 0 | 17826381.76
2015-05-01 | 5 | 2015 | 17699206.8304 | 77.19 | 41.7 | 31 | 0 | 0 | 372 |  | -5731272.9579 | 562724.0303 | 996896.2102 | 16137916.3396 | 0 | 6071188.6694 | 0 | 18037452.2915
2015-06-01 | 6 | 2015 | 17929492.3611 | 5.15 | 101.92 | 30 | 0 | 0 | 373 |  | -5731272.9579 | 37544.0958 | 2436538.6509 | 15617338.3932 | 0 | 6087509.069 | 0 | 18447657.251
2015-07-01 | 7 | 2015 | 20517250.0002 | 0 | 175.67 | 31 | 0 | 0 | 374 |  | -5731272.9579 | 0 | 4199634.4663 | 16137916.3396 | 0 | 6103829.4687 | 0 | 20710107.3166
2015-08-01 | 8 | 2015 | 19663552.3169 | 0.08 | 153.45 | 31 | 0 | 0 | 375 |  | -5731272.9579 | 583.2093 | 3668434.6152 | 16137916.3396 | 0 | 6120149.8683 | 0 | 20195811.0744
2015-09-01 | 9 | 2015 | 19115247.5253 | 13.17 | 73.38 | 30 | 1 | 0 | 375 |  | -5731272.9579 | 96010.8237 | 1754250.4533 | 15617338.3932 | 472832.4744 | 6120149.8683 | 0 | 18329309.0549
2015-10-01 | 10 | 2015 | 18081597.032 | 110.45 | 15.61 | 31 | 1 | 0 | 376 |  | -5731272.9579 | 805193.2783 | 373178.6533 | 16137916.3396 | 472832.4744 | 6136470.2679 | 0 | 18194318.0555
2015-11-01 | 11 | 2015 | 17018915.8674 | 302.64 | 0.47 | 30 | 0 | 0 | 377 |  | -5731272.9579 | 2206280.6132 | 11236.0005 | 15617338.3932 | 0 | 6152790.6676 | 0 | 18256372.7165
2015-12-01 | 12 | 2015 | 19189793.8815 | 435.27 | 0 | 31 | 0 | 0 | 371 |  | -5731272.9579 | 3173168.6576 | 0 | 16137916.3396 | 0 | 6054868.2697 | 0 | 19634680.3089
2016-01-01 | 1 | 2016 | 20957479.238 | 548.74 | 0 | 31 | 0 | 0 | 378 |  | -5731272.9579 | 4000378.0852 | 0 | 16137916.3396 | 0 | 6169111.0672 | 0 | 20576132.5341
2016-02-01 | 2 | 2016 | 19374058.789 | 507.57 | 0 | 29 | 0 | 0 | 384 |  | -5731272.9579 | 3700244.0221 | 0 | 15096760.4467 | 0 | 6267033.4651 | 0 | 19332764.9761
2016-03-01 | 3 | 2016 | 19017595.9581 | 395.71 | 1.35 | 31 | 0 | 0 | 382 |  | -5731272.9579 | 2884771.6807 | 32273.6183 | 16137916.3396 | 0 | 6234392.6658 | 0 | 19558081.3466
2016-04-01 | 4 | 2016 | 17874580.5436 | 227.7 | 1.24 | 30 | 0 | 0 | 382 |  | -5731272.9579 | 1659959.3432 | 29643.9161 | 15617338.3932 | 0 | 6234392.6658 | 0 | 17810061.3604
2016-05-01 | 5 | 2016 | 18754499.003 | 77.19 | 41.7 | 31 | 0 | 0 | 371 |  | -5731272.9579 | 562724.0303 | 996896.2102 | 16137916.3396 | 0 | 6054868.2697 | 0 | 18021131.8919
2016-06-01 | 6 | 2016 | 19120979.3584 | 5.15 | 101.92 | 30 | 0 | 0 | 370 |  | -5731272.9579 | 37544.0958 | 2436538.6509 | 15617338.3932 | 0 | 6038547.8701 | 0 | 18398696.052
2016-07-01 | 7 | 2016 | 20798520.2742 | 0 | 175.67 | 31 | 0 | 0 | 371 |  | -5731272.9579 | 0 | 4199634.4663 | 16137916.3396 | 0 | 6054868.2697 | 0 | 20661146.1177
2016-08-01 | 8 | 2016 | 22148529.0546 | 0.08 | 153.45 | 31 | 0 | 0 | 374 |  | -5731272.9579 | 583.2093 | 3668434.6152 | 16137916.3396 | 0 | 6103829.4687 | 0 | 20179490.6748
2016-09-01 | 9 | 2016 | 19001402.4848 | 13.17 | 73.38 | 30 | 1 | 0 | 375 |  | -5731272.9579 | 96010.8237 | 1754250.4533 | 15617338.3932 | 472832.4744 | 6120149.8683 | 0 | 18329309.0549
2016-10-01 | 10 | 2016 | 18384961.7461 | 110.45 | 15.61 | 31 | 1 | 0 | 371 |  | -5731272.9579 | 805193.2783 | 373178.6533 | 16137916.3396 | 472832.4744 | 6054868.2697 | 0 | 18112716.0573
2016-11-01 | 11 | 2016 | 17668960.6853 | 302.64 | 0.47 | 30 | 0 | 0 | 371 |  | -5731272.9579 | 2206280.6132 | 11236.0005 | 15617338.3932 | 0 | 6054868.2697 | 0 | 18158450.3186
2016-12-01 | 12 | 2016 | 19438703.0835 | 435.27 | 0 | 31 | 0 | 0 | 371 |  | -5731272.9579 | 3173168.6576 | 0 | 16137916.3396 | 0 | 6054868.2697 | 0 | 19634680.3089
2017-01-01 | 1 | 2017 | 20390318.9564 | 548.74 | 0 | 31 | 0 | 0 | 384 |  | -5731272.9579 | 4000378.0852 | 0 | 16137916.3396 | 0 | 6267033.4651 | 0 | 20674054.932
2017-02-01 | 2 | 2017 | 18515382.019 | 507.57 | 0 | 28 | 0 | 0 | 385 |  | -5731272.9579 | 3700244.0221 | 0 | 14576182.5003 | 0 | 6283353.8648 | 0 | 18828507.4293
2017-03-01 | 3 | 2017 | 19443760.1834 | 395.71 | 1.35 | 31 | 0 | 0 | 385 |  | -5731272.9579 | 2884771.6807 | 32273.6183 | 16137916.3396 | 0 | 6283353.8648 | 0 | 19607042.5455
2017-04-01 | 4 | 2017 | 17053380.3252 | 227.7 | 1.24 | 30 | 0 | 0 | 384 |  | -5731272.9579 | 1659959.3432 | 29643.9161 | 15617338.3932 | 0 | 6267033.4651 | 0 | 17842702.1597
2017-05-01 | 5 | 2017 | 17288598.3424 | 77.19 | 41.7 | 31 | 0 | 0 | 383 |  | -5731272.9579 | 562724.0303 | 996896.2102 | 16137916.3396 | 0 | 6250713.0655 | 0 | 18216976.6877
2017-06-01 | 6 | 2017 | 18708426.5832 | 5.15 | 101.92 | 30 | 0 | 0 | 382 |  | -5731272.9579 | 37544.0958 | 2436538.6509 | 15617338.3932 | 0 | 6234392.6658 | 0 | 18594540.8478
2017-07-01 | 7 | 2017 | 20635533.9972 | 0 | 175.67 | 31 | 0 | 0 | 381 |  | -5731272.9579 | 0 | 4199634.4663 | 16137916.3396 | 0 | 6218072.2662 | 0 | 20824350.1141
2017-08-01 | 8 | 2017 | 19456174.9418 | 0.08 | 153.45 | 31 | 0 | 0 | 381 |  | -5731272.9579 | 583.2093 | 3668434.6152 | 16137916.3396 | 0 | 6218072.2662 | 0 | 20293733.4723
2017-09-01 | 9 | 2017 | 18284346.6317 | 13.17 | 73.38 | 30 | 1 | 0 | 384 |  | -5731272.9579 | 96010.8237 | 1754250.4533 | 15617338.3932 | 472832.4744 | 6267033.4651 | 0 | 18476192.6518
2017-10-01 | 10 | 2017 | 17804591.9225 | 110.45 | 15.61 | 31 | 1 | 0 | 385 |  | -5731272.9579 | 805193.2783 | 373178.6533 | 16137916.3396 | 472832.4744 | 6283353.8648 | 0 | 18341201.6524
2017-11-01 | 11 | 2017 | 18176355.3639 | 302.64 | 0.47 | 30 | 0 | 0 | 386 |  | -5731272.9579 | 2206280.6132 | 11236.0005 | 15617338.3932 | 0 | 6299674.2644 | 0 | 18403256.3134
2017-12-01 | 12 | 2017 | 19020400.5849 | 435.27 | 0 | 31 | 0 | 0 | 390 |  | -5731272.9579 | 3173168.6576 | 0 | 16137916.3396 | 0 | 6364955.863 | 0 | 19944767.9023
2018-01-01 | 1 | 2018 | 21194320.867 | 548.74 | 0 | 31 | 0 | 0 | 391 |  | -5731272.9579 | 4000378.0852 | 0 | 16137916.3396 | 0 | 6381276.2627 | 0 | 20788297.7296
2018-02-01 | 2 | 2018 | 18845065.6401 | 507.57 | 0 | 28 | 0 | 0 | 391 |  | -5731272.9579 | 3700244.0221 | 0 | 14576182.5003 | 0 | 6381276.2627 | 0 | 18926429.8272
2018-03-01 | 3 | 2018 | 19569207.1069 | 395.71 | 1.35 | 31 | 0 | 0 | 390 |  | -5731272.9579 | 2884771.6807 | 32273.6183 | 16137916.3396 | 0 | 6364955.863 | 0 | 19688644.5438
2018-04-01 | 4 | 2018 | 17990115.2857 | 227.7 | 1.24 | 30 | 0 | 0 | 391 |  | -5731272.9579 | 1659959.3432 | 29643.9161 | 15617338.3932 | 0 | 6381276.2627 | 0 | 17956944.9572
2018-05-01 | 5 | 2018 | 18492462.1277 | 77.19 | 41.7 | 31 | 0 | 0 | 391 |  | -5731272.9579 | 562724.0303 | 996896.2102 | 16137916.3396 | 0 | 6381276.2627 | 0 | 18347539.8849
2018-06-01 | 6 | 2018 | 17858472.0143 | 5.15 | 101.92 | 30 | 0 | 0 | 391 |  | -5731272.9579 | 37544.0958 | 2436538.6509 | 15617338.3932 | 0 | 6381276.2627 | 0 | 18741424.4446
2018-07-01 | 7 | 2018 | 20673733.6999 | 0 | 175.67 | 31 | 0 | 0 | 391 |  | -5731272.9579 | 0 | 4199634.4663 | 16137916.3396 | 0 | 6381276.2627 | 0 | 20987554.1106
2018-08-01 | 8 | 2018 | 21414904.164 | 0.08 | 153.45 | 31 | 0 | 0 | 391 |  | -5731272.9579 | 583.2093 | 3668434.6152 | 16137916.3396 | 0 | 6381276.2627 | 0 | 20456937.4688
2018-09-01 | 9 | 2018 | 19064488.0833 | 13.17 | 73.38 | 30 | 1 | 0 | 391 |  | -5731272.9579 | 96010.8237 | 1754250.4533 | 15617338.3932 | 472832.4744 | 6381276.2627 | 0 | 18590435.4493
2018-10-01 | 10 | 2018 | 18344630.0945 | 110.45 | 15.61 | 31 | 1 | 0 | 393 |  | -5731272.9579 | 805193.2783 | 373178.6533 | 16137916.3396 | 472832.4744 | 6413917.062 | 0 | 18471764.8496
2018-11-01 | 11 | 2018 | 18939649.881 | 302.64 | 0.47 | 30 | 0 | 0 | 393 |  | -5731272.9579 | 2206280.6132 | 11236.0005 | 15617338.3932 | 0 | 6413917.062 | 0 | 18517499.1109
2018-12-01 | 12 | 2018 | 18352622.8028 | 435.27 | 0 | 31 | 0 | 0 | 393 |  | -5731272.9579 | 3173168.6576 | 0 | 16137916.3396 | 0 | 6413917.062 | 0 | 19993729.1012
2019-01-01 | 1 | 2019 | 21370367.2311 | 548.74 | 0 | 31 | 0 | 0 | 393 |  | -5731272.9579 | 4000378.0852 | 0 | 16137916.3396 | 0 | 6413917.062 | 0 | 20820938.5289
2019-02-01 | 2 | 2019 | 19670911.7511 | 507.57 | 0 | 28 | 0 | 0 | 388 |  | -5731272.9579 | 3700244.0221 | 0 | 14576182.5003 | 0 | 6332315.0637 | 0 | 18877468.6282
2019-03-01 | 3 | 2019 | 19675872.4084 | 395.71 | 1.35 | 31 | 0 | 0 | 371 |  | -5731272.9579 | 2884771.6807 | 32273.6183 | 16137916.3396 | 0 | 6054868.2697 | 0 | 19378556.9505
2019-04-01 | 4 | 2019 | 17829818.6154 | 227.7 | 1.24 | 30 | 0 | 0 | 370 |  | -5731272.9579 | 1659959.3432 | 29643.9161 | 15617338.3932 | 0 | 6038547.8701 | 0 | 17614216.5646
2019-05-01 | 5 | 2019 | 17870600.8602 | 77.19 | 41.7 | 31 | 0 | 0 | 368 |  | -5731272.9579 | 562724.0303 | 996896.2102 | 16137916.3396 | 0 | 6005907.0708 | 0 | 17972170.6929
2019-06-01 | 6 | 2019 | 17967129.095 | 5.15 | 101.92 | 30 | 0 | 0 | 372 |  | -5731272.9579 | 37544.0958 | 2436538.6509 | 15617338.3932 | 0 | 6071188.6694 | 0 | 18431336.8513
2019-07-01 | 7 | 2019 | 21353544.9119 | 0 | 175.67 | 31 | 0 | 0 | 372 |  | -5731272.9579 | 0 | 4199634.4663 | 16137916.3396 | 0 | 6071188.6694 | 0 | 20677466.5173
2019-08-01 | 8 | 2019 | 20674767.6049 | 0.08 | 153.45 | 31 | 0 | 0 | 374 |  | -5731272.9579 | 583.2093 | 3668434.6152 | 16137916.3396 | 0 | 6103829.4687 | 0 | 20179490.6748
2019-09-01 | 9 | 2019 | 18925676.418 | 13.17 | 73.38 | 30 | 1 | 0 | 374 |  | -5731272.9579 | 96010.8237 | 1754250.4533 | 15617338.3932 | 472832.4744 | 6103829.4687 | 0 | 18312988.6553
2019-10-01 | 10 | 2019 | 18566230.7762 | 110.45 | 15.61 | 31 | 1 | 0 | 376 |  | -5731272.9579 | 805193.2783 | 373178.6533 | 16137916.3396 | 472832.4744 | 6136470.2679 | 0 | 18194318.0555
2019-11-01 | 11 | 2019 | 19276799.6853 | 302.64 | 0.47 | 30 | 0 | 0 | 373 |  | -5731272.9579 | 2206280.6132 | 11236.0005 | 15617338.3932 | 0 | 6087509.069 | 0 | 18191091.1179
2019-12-01 | 12 | 2019 | 19734350.8529 | 435.27 | 0 | 31 | 0 | 0 | 371 |  | -5731272.9579 | 3173168.6576 | 0 | 16137916.3396 | 0 | 6054868.2697 | 0 | 19634680.3089
2020-01-01 | 1 | 2020 | 20986987.3144 | 548.74 | 0 | 31 | 0 | 0 | 373 |  | -5731272.9579 | 4000378.0852 | 0 | 16137916.3396 | 0 | 6087509.069 | 0 | 20494530.5359
2020-02-01 | 2 | 2020 | 20062358.0511 | 507.57 | 0 | 29 | 0 | 0 | 377 |  | -5731272.9579 | 3700244.0221 | 0 | 15096760.4467 | 0 | 6152790.6676 | 0 | 19218522.1785
2020-03-01 | 3 | 2020 | 19017197.9364 | 395.71 | 1.35 | 31 | 0 | 0.5 | 378 |  | -5731272.9579 | 2884771.6807 | 32273.6183 | 16137916.3396 | 0 | 6169111.0672 | -701606.061 | 18791193.687
2020-04-01 | 4 | 2020 | 16130810.3839 | 227.7 | 1.24 | 30 | 0 | 1 | 367 |  | -5731272.9579 | 1659959.3432 | 29643.9161 | 15617338.3932 | 0 | 5989586.6711 | -1403212.122 | 16162043.2436
2020-05-01 | 5 | 2020 | 16721495.0346 | 77.19 | 41.7 | 31 | 0 | 1 | 367 |  | -5731272.9579 | 562724.0303 | 996896.2102 | 16137916.3396 | 0 | 5989586.6711 | -1403212.122 | 16552638.1713
2020-06-01 | 6 | 2020 | 18064310.1448 | 5.15 | 101.92 | 30 | 0 | 0.5 | 370 |  | -5731272.9579 | 37544.0958 | 2436538.6509 | 15617338.3932 | 0 | 6038547.8701 | -701606.061 | 17697089.991
2020-07-01 | 7 | 2020 | 20762002.5131 | 0 | 175.67 | 31 | 0 | 0 | 372 |  | -5731272.9579 | 0 | 4199634.4663 | 16137916.3396 | 0 | 6071188.6694 | 0 | 20677466.5173
2020-08-01 | 8 | 2020 | 19796409.1061 | 0.08 | 153.45 | 31 | 0 | 0 | 370 |  | -5731272.9579 | 583.2093 | 3668434.6152 | 16137916.3396 | 0 | 6038547.8701 | 0 | 20114209.0762
2020-09-01 | 9 | 2020 | 17704390.7584 | 13.17 | 73.38 | 30 | 1 | 0 | 369 |  | -5731272.9579 | 96010.8237 | 1754250.4533 | 15617338.3932 | 472832.4744 | 6022227.4704 | 0 | 18231386.657
2020-10-01 | 10 | 2020 | 17747385.2376 | 110.45 | 15.61 | 31 | 1 | 0 | 369 |  | -5731272.9579 | 805193.2783 | 373178.6533 | 16137916.3396 | 472832.4744 | 6022227.4704 | 0 | 18080075.258
2020-11-01 | 11 | 2020 | 17985267.2134 | 302.64 | 0.47 | 30 | 0 | 0 | 369 |  | -5731272.9579 | 2206280.6132 | 11236.0005 | 15617338.3932 | 0 | 6022227.4704 | 0 | 18125809.5193
2020-12-01 | 12 | 2020 | 19195869.5366 | 435.27 | 0 | 31 | 0 | 0 | 370 |  | -5731272.9579 | 3173168.6576 | 0 | 16137916.3396 | 0 | 6038547.8701 | 0 | 19618359.9093
2021-01-01 | 1 | 2021 | 19330789.2946 | 548.74 | 0 | 31 | 0 | 0 | 369 |  | -5731272.9579 | 4000378.0852 | 0 | 16137916.3396 | 0 | 6022227.4704 | 0 | 20429248.9373
2021-02-01 | 2 | 2021 | 18702451.1253 | 507.57 | 0 | 28 | 0 | 0 | 369 |  | -5731272.9579 | 3700244.0221 | 0 | 14576182.5003 | 0 | 6022227.4704 | 0 | 18567381.0349
2021-03-01 | 3 | 2021 | 18634581.2782 | 395.71 | 1.35 | 31 | 0 | 0 | 370 |  | -5731272.9579 | 2884771.6807 | 32273.6183 | 16137916.3396 | 0 | 6038547.8701 | 0 | 19362236.5508
2021-04-01 | 4 | 2021 | 16592361.7542 | 227.7 | 1.24 | 30 | 0 | 0 | 371 |  | -5731272.9579 | 1659959.3432 | 29643.9161 | 15617338.3932 | 0 | 6054868.2697 | 0 | 17630536.9643
2021-05-01 | 5 | 2021 | 17151193.1125 | 77.19 | 41.7 | 31 | 0 | 0 | 370 |  | -5731272.9579 | 562724.0303 | 996896.2102 | 16137916.3396 | 0 | 6038547.8701 | 0 | 18004811.4922
2021-06-01 | 6 | 2021 | 18782343.9947 | 5.15 | 101.92 | 30 | 0 | 0 | 374 |  | -5731272.9579 | 37544.0958 | 2436538.6509 | 15617338.3932 | 0 | 6103829.4687 | 0 | 18463977.6506
2021-07-01 | 7 | 2021 | 19834662.0799 | 0 | 175.67 | 31 | 0 | 0 | 375 |  | -5731272.9579 | 0 | 4199634.4663 | 16137916.3396 | 0 | 6120149.8683 | 0 | 20726427.7163
2021-08-01 | 8 | 2021 | 20832863.7837 | 0.08 | 153.45 | 31 | 0 | 0 | 375 |  | -5731272.9579 | 583.2093 | 3668434.6152 | 16137916.3396 | 0 | 6120149.8683 | 0 | 20195811.0744
2021-09-01 | 9 | 2021 | 18288598.5454 | 13.17 | 73.38 | 30 | 1 | 0 | 375 |  | -5731272.9579 | 96010.8237 | 1754250.4533 | 15617338.3932 | 472832.4744 | 6120149.8683 | 0 | 18329309.0549
2021-10-01 | 10 | 2021 | 18228423.036 | 110.45 | 15.61 | 31 | 1 | 0 | 375 |  | -5731272.9579 | 805193.2783 | 373178.6533 | 16137916.3396 | 472832.4744 | 6120149.8683 | 0 | 18177997.6559
2021-11-01 | 11 | 2021 | 18215581.6411 | 302.64 | 0.47 | 30 | 0 | 0 | 378 |  | -5731272.9579 | 2206280.6132 | 11236.0005 | 15617338.3932 | 0 | 6169111.0672 | 0 | 18272693.1162
2021-12-01 | 12 | 2021 | 18745196.4455 | 435.27 | 0 | 31 | 0 | 0 | 378 | COVID | -5731272.9579 | 3173168.6576 | 0 | 16137916.3396 | 0 | 6169111.0672 | 0 | 19748923.1065
2022-01-01 | 1 | 2022 |  | 548.74 | 0 | 31 | 0 | 0 | 362.0712 | 0 | -5731272.9579 | 4000378.0852 | 0 | 16137916.3396 | 0 | 5909147.282 | 0 | 20316168.7489
2022-02-01 | 2 | 2022 |  | 507.57 | 0 | 28 | 0 | 0 | 361.6017 | 0 | -5731272.9579 | 3700244.0221 | 0 | 14576182.5003 | 0 | 5901484.5088 | 0 | 18446638.0733
2022-03-01 | 3 | 2022 |  | 395.71 | 1.35 | 31 | 0 | 0 | 361.1328 | 0 | -5731272.9579 | 2884771.6807 | 32273.6183 | 16137916.3396 | 0 | 5893831.6724 | 0 | 19217520.3531
2022-04-01 | 4 | 2022 |  | 227.7 | 1.24 | 30 | 0 | 0 | 360.6645 | 0 | -5731272.9579 | 1659959.3432 | 29643.9161 | 15617338.3932 | 0 | 5886188.7599 | 0 | 17461857.4544
2022-05-01 | 5 | 2022 |  | 77.19 | 41.7 | 31 | 0 | 0 | 360.1968 | 0 | -5731272.9579 | 562724.0303 | 996896.2102 | 16137916.3396 | 0 | 5878555.7585 | 0 | 17844819.3806
2022-06-01 | 6 | 2022 |  | 5.15 | 101.92 | 30 | 0 | 0 | 359.7297 | 0 | -5731272.9579 | 37544.0958 | 2436538.6509 | 15617338.3932 | 0 | 5870932.6552 | 0 | 18231080.8372
2022-07-01 | 7 | 2022 |  | 0 | 175.67 | 31 | 0 | 0 | 359.2632 | 0 | -5731272.9579 | 0 | 4199634.4663 | 16137916.3396 | 0 | 5863319.4374 | 0 | 20469597.2853
2022-08-01 | 8 | 2022 |  | 0.08 | 153.45 | 31 | 0 | 0 | 358.7973 | 0 | -5731272.9579 | 583.2093 | 3668434.6152 | 16137916.3396 | 0 | 5855716.0921 | 0 | 19931377.2982
2022-09-01 | 9 | 2022 |  | 13.17 | 73.38 | 30 | 1 | 0 | 358.3321 | 0 | -5731272.9579 | 96010.8237 | 1754250.4533 | 15617338.3932 | 472832.4744 | 5848122.6065 | 0 | 18057281.7932
2022-10-01 | 10 | 2022 |  | 110.45 | 15.61 | 31 | 1 | 0 | 357.8674 | 0 | -5731272.9579 | 805193.2783 | 373178.6533 | 16137916.3396 | 472832.4744 | 5840538.968 | 0 | 17898386.7556
2022-11-01 | 11 | 2022 |  | 302.64 | 0.47 | 30 | 0 | 0 | 357.4033 | 0 | -5731272.9579 | 2206280.6132 | 11236.0005 | 15617338.3932 | 0 | 5832965.1636 | 0 | 17936547.2125
2022-12-01 | 12 | 2022 |  | 435.27 | 0 | 31 | 0 | 0 | 356.9399 | 0 | -5731272.9579 | 3173168.6576 | 0 | 16137916.3396 | 0 | 5825401.1806 | 0 | 19405213.2198
2023-01-01 | 1 | 2023 |  | 548.74 | 0 | 31 | 0 | 0 | 356.4312 | 0 | -5731272.9579 | 4000378.0852 | 0 | 16137916.3396 | 0 | 5817099.3689 | 0 | 20224120.8357
2023-02-01 | 2 | 2023 |  | 507.57 | 0 | 28 | 0 | 0 | 355.969 | 0 | -5731272.9579 | 3700244.0221 | 0 | 14576182.5003 | 0 | 5809555.9601 | 0 | 18354709.5246
2023-03-01 | 3 | 2023 |  | 395.71 | 1.35 | 31 | 0 | 0 | 355.5074 | 0 | -5731272.9579 | 2884771.6807 | 32273.6183 | 16137916.3396 | 0 | 5802022.3334 | 0 | 19125711.0141
2023-04-01 | 4 | 2023 |  | 227.7 | 1.24 | 30 | 0 | 0 | 355.0464 | 0 | -5731272.9579 | 1659959.3432 | 29643.9161 | 15617338.3932 | 0 | 5794498.476 | 0 | 17370167.1706
2023-05-01 | 5 | 2023 |  | 77.19 | 41.7 | 31 | 0 | 0 | 354.5859 | 0 | -5731272.9579 | 562724.0303 | 996896.2102 | 16137916.3396 | 0 | 5786984.3753 | 0 | 17753247.9975
2023-06-01 | 6 | 2023 |  | 5.15 | 101.92 | 30 | 0 | 0 | 354.1261 | 0 | -5731272.9579 | 37544.0958 | 2436538.6509 | 15617338.3932 | 0 | 5779480.0186 | 0 | 18139628.2006
2023-07-01 | 7 | 2023 |  | 0 | 175.67 | 31 | 0 | 0 | 353.6669 | 0 | -5731272.9579 | 0 | 4199634.4663 | 16137916.3396 | 0 | 5771985.3933 | 0 | 20378263.2413
2023-08-01 | 8 | 2023 |  | 0.08 | 153.45 | 31 | 0 | 0 | 353.2083 | 0 | -5731272.9579 | 583.2093 | 3668434.6152 | 16137916.3396 | 0 | 5764500.4868 | 0 | 19840161.6929
2023-09-01 | 9 | 2023 |  | 13.17 | 73.38 | 30 | 1 | 0 | 352.7503 | 0 | -5731272.9579 | 96010.8237 | 1754250.4533 | 15617338.3932 | 472832.4744 | 5757025.2864 | 0 | 17966184.473
2023-10-01 | 10 | 2023 |  | 110.45 | 15.61 | 31 | 1 | 0 | 352.2928 | 0 | -5731272.9579 | 805193.2783 | 373178.6533 | 16137916.3396 | 472832.4744 | 5749559.7796 | 0 | 17807407.5672
2023-11-01 | 11 | 2023 |  | 302.64 | 0.47 | 30 | 0 | 0 | 351.836 | 0 | -5731272.9579 | 2206280.6132 | 11236.0005 | 15617338.3932 | 0 | 5742103.9538 | 0 | 17845686.0027
2023-12-01 | 12 | 2023 |  | 435.27 | 0 | 31 | 0 | 0 | 351.3797 | 0 | -5731272.9579 | 3173168.6576 | 0 | 16137916.3396 | 0 | 5734657.7964 | 0 | 19314469.8357

## Int Normalized Monthly
Date | Month | Year | IntkWh_NoCDM | CDD16 | Month Days | Trend | Dec | Ag&Min_GDP | COVID2020 | const | CDD16 | Month Days | Trend | Dec | Ag&Min_GDP | COVID2020 | Predicted | Diff | Model Error
2012-01-01 | 1 | 2012 | 10184292.425 | 0 | 31 | 1 | 0 | 13931.1 | 0 | -4971734.8051 | 0 | 10534908.8574 | -11162.201 | 0 | 5256019.7729 | 0 | 10808031.6242 | 623739.1992 | 6.125% | Model 4: Prais-Winsten, using observations 2012:01-2021:12 (T = 120)
2012-02-01 | 2 | 2012 | 9898478.9196 | 0 | 29 | 2 | 0 | 13931.1 | 0 | -4971734.8051 | 0 | 9855237.3182 | -22324.4019 | 0 | 5256019.7729 | 0 | 10117197.8841 | 218718.9645 | 2.21% | Dependent variable: IntkWh_NoCDM
2012-03-01 | 3 | 2012 | 10528549.5336 | 1.35 | 31 | 3 | 0 | 13931.1 | 0 | -4971734.8051 | 4564.1136 | 10534908.8574 | -33486.6029 | 0 | 5256019.7729 | 0 | 10790271.336 | 261721.8024 | 2.486% | rho = 0.360528
2012-04-01 | 4 | 2012 | 9746760.0996 | 1.24 | 30 | 4 | 0 | 13931.1 | 0 | -4971734.8051 | 4192.2229 | 10195073.0878 | -44648.8038 | 0 | 5256019.7729 | 0 | 10438901.4747 | 692141.3751 | 7.101%
2012-05-01 | 5 | 2012 | 10887684.0056 | 41.7 | 31 | 5 | 0 | 13931.1 | 0 | -4971734.8051 | 140980.3991 | 10534908.8574 | -55811.0048 | 0 | 5256019.7729 | 0 | 10904363.2195 | 16679.2139 | 0.1532% |  | coefficient | std. error | t-ratio | p-value
2012-06-01 | 6 | 2012 | 10627934.5684 | 101.92 | 30 | 6 | 0 | 13931.1 | 0 | -4971734.8051 | 344573.6757 | 10195073.0878 | -66973.2058 | 0 | 5256019.7729 | 0 | 10756958.5256 | 129023.9572 | 1.214% | const | -4971734.8051 | 3255332.347 | -1.5273 | 0.12949
2012-07-01 | 7 | 2012 | 11037123.9104 | 175.67 | 31 | 7 | 0 | 13931.1 | 0 | -4971734.8051 | 593909.5135 | 10534908.8574 | -78135.4067 | 0 | 5256019.7729 | 0 | 11334967.932 | 297844.0216 | 2.699% | CDD16 | 3380.8249 | 760.3746 | 4.4463 | 2.0535e-05
2012-08-01 | 8 | 2012 | 11333527.0392 | 153.45 | 31 | 8 | 0 | 13931.1 | 0 | -4971734.8051 | 518787.5838 | 10534908.8574 | -89297.6077 | 0 | 5256019.7729 | 0 | 11248683.8013 | -84843.2379 | 0.7486% | MonthDays | 339835.7696 | 39232.4762 | 8.6621 | 3.7433e-14
2012-09-01 | 9 | 2012 | 10531471.44 | 73.38 | 30 | 9 | 0 | 13931.1 | 0 | -4971734.8051 | 248084.9326 | 10195073.0878 | -100459.8087 | 0 | 5256019.7729 | 0 | 10626983.1795 | 95511.7395 | 0.9069% | Trend | -11162.201 | 3280.2783 | -3.4028 | 0.00092334
2012-10-01 | 10 | 2012 | 11053422.9202 | 15.61 | 31 | 10 | 0 | 13931.1 | 0 | -4971734.8051 | 52774.677 | 10534908.8574 | -111622.0096 | 0 | 5256019.7729 | 0 | 10760346.4926 | -293076.4276 | 2.651% | Dec | -589806.8706 | 129261.8117 | -4.5629 | 1.2895e-05
2012-11-01 | 11 | 2012 | 11096947.7466 | 0.47 | 30 | 11 | 0 | 13931.1 | 0 | -4971734.8051 | 1588.9877 | 10195073.0878 | -122784.2106 | 0 | 5256019.7729 | 0 | 10358162.8327 | -738784.9139 | 6.658% | AgMin_GDP | 377.2868 | 211.649 | 1.7826 | 0.077336
2012-12-01 | 12 | 2012 | 9973850.2604 | 0 | 31 | 12 | 1 | 13931.1 | 0 | -4971734.8051 | 0 | 10534908.8574 | -133946.4115 | -589806.8706 | 5256019.7729 | 0 | 10095440.543 | 121590.2826 | 1.219% | COVID2020 | -2572166.2605 | 360760.2766 | -7.1298 | 1.0128e-10
2013-01-01 | 1 | 2013 | 11036859.7079 | 0 | 31 | 13 | 0 | 15119.8 | 0 | -4971734.8051 | 0 | 10534908.8574 | -145108.6125 | 0 | 5704500.5608 | 0 | 11122566.0006 | 85706.2927 | 0.7765%
2013-02-01 | 2 | 2013 | 9768255.9657 | 0 | 28 | 14 | 0 | 15119.8 | 0 | -4971734.8051 | 0 | 9515401.5486 | -156270.8135 | 0 | 5704500.5608 | 0 | 10091896.4908 | 323640.5251 | 3.313% | Statistics based on the rho-differenced data
2013-03-01 | 3 | 2013 | 10702986.5627 | 1.35 | 31 | 15 | 0 | 15119.8 | 0 | -4971734.8051 | 4564.1136 | 10534908.8574 | -167433.0144 | 0 | 5704500.5608 | 0 | 11104805.7123 | 401819.1496 | 3.754% | Mean dependent var | 10448924.7158 | S.D. dependent var | 767371.567
2013-04-01 | 4 | 2013 | 10643895.1957 | 1.24 | 30 | 16 | 0 | 15119.8 | 0 | -4971734.8051 | 4192.2229 | 10195073.0878 | -178595.2154 | 0 | 5704500.5608 | 0 | 10753435.851 | 109540.6553 | 1.029% | Sum squared resid | 18770606853974 | S.E. of regression | 407567.8656
2013-05-01 | 5 | 2013 | 11573780.2291 | 41.7 | 31 | 17 | 0 | 15119.8 | 0 | -4971734.8051 | 140980.3991 | 10534908.8574 | -189757.4163 | 0 | 5704500.5608 | 0 | 11218897.5959 | -354882.6333 | 3.066% | R-squared | 0.73217 | Adjusted R-squared | 0.71795
2013-06-01 | 6 | 2013 | 11274330.1373 | 101.92 | 30 | 18 | 0 | 15119.8 | 0 | -4971734.8051 | 344573.6757 | 10195073.0878 | -200919.6173 | 0 | 5704500.5608 | 0 | 11071492.9019 | -202837.2354 | 1.799% | F(6, 113) | 43.0378 | P-value(F) | 5.3883e-27
2013-07-01 | 7 | 2013 | 11333434.4801 | 175.67 | 31 | 19 | 0 | 15119.8 | 0 | -4971734.8051 | 593909.5135 | 10534908.8574 | -212081.8183 | 0 | 5704500.5608 | 0 | 11649502.3083 | 316067.8282 | 2.789% | rho | -0.029812 | Durbin-Watson | 2.0303
2013-08-01 | 8 | 2013 | 11733251.8723 | 153.45 | 31 | 20 | 0 | 15119.8 | 0 | -4971734.8051 | 518787.5838 | 10534908.8574 | -223244.0192 | 0 | 5704500.5608 | 0 | 11563218.1777 | -170033.6947 | 1.449%
2013-09-01 | 9 | 2013 | 11218445.9093 | 73.38 | 30 | 21 | 0 | 15119.8 | 0 | -4971734.8051 | 248084.9326 | 10195073.0878 | -234406.2202 | 0 | 5704500.5608 | 0 | 10941517.5559 | -276928.3535 | 2.469%
2013-10-01 | 10 | 2013 | 11555222.6757 | 15.61 | 31 | 22 | 0 | 15119.8 | 0 | -4971734.8051 | 52774.677 | 10534908.8574 | -245568.4211 | 0 | 5704500.5608 | 0 | 11074880.8689 | -480341.8068 | 4.157%
2013-11-01 | 11 | 2013 | 10889996.8475 | 0.47 | 30 | 23 | 0 | 15119.8 | 0 | -4971734.8051 | 1588.9877 | 10195073.0878 | -256730.6221 | 0 | 5704500.5608 | 0 | 10672697.2091 | -217299.6384 | 1.995%
2013-12-01 | 12 | 2013 | 10628811.1209 | 0 | 31 | 24 | 1 | 15119.8 | 0 | -4971734.8051 | 0 | 10534908.8574 | -267892.8231 | -589806.8706 | 5704500.5608 | 0 | 10409974.9194 | -218836.2015 | 2.059%
2014-01-01 | 1 | 2014 | 11182242.7471 | 0 | 31 | 25 | 0 | 14728.6 | 0 | -4971734.8051 | 0 | 10534908.8574 | -279055.024 | 0 | 5556905.975 | 0 | 10841025.0032 | -341217.744 | 3.051%
2014-02-01 | 2 | 2014 | 9859147.4817 | 0 | 28 | 26 | 0 | 14728.6 | 0 | -4971734.8051 | 0 | 9515401.5486 | -290217.225 | 0 | 5556905.975 | 0 | 9810355.4934 | -48791.9883 | 0.4949%
2014-03-01 | 3 | 2014 | 11209096.0007 | 1.35 | 31 | 27 | 0 | 14728.6 | 0 | -4971734.8051 | 4564.1136 | 10534908.8574 | -301379.426 | 0 | 5556905.975 | 0 | 10823264.7149 | -385831.2858 | 3.442%
2014-04-01 | 4 | 2014 | 11171928.7889 | 1.24 | 30 | 28 | 0 | 14728.6 | 0 | -4971734.8051 | 4192.2229 | 10195073.0878 | -312541.6269 | 0 | 5556905.975 | 0 | 10471894.8536 | -700033.9353 | 6.266%
2014-05-01 | 5 | 2014 | 11807106.2163 | 41.7 | 31 | 29 | 0 | 14728.6 | 0 | -4971734.8051 | 140980.3991 | 10534908.8574 | -323703.8279 | 0 | 5556905.975 | 0 | 10937356.5985 | -869749.6179 | 7.366%
2014-06-01 | 6 | 2014 | 11080295.9115 | 101.92 | 30 | 30 | 0 | 14728.6 | 0 | -4971734.8051 | 344573.6757 | 10195073.0878 | -334866.0288 | 0 | 5556905.975 | 0 | 10789951.9045 | -290344.007 | 2.62%
2014-07-01 | 7 | 2014 | 11727924.4193 | 175.67 | 31 | 31 | 0 | 14728.6 | 0 | -4971734.8051 | 593909.5135 | 10534908.8574 | -346028.2298 | 0 | 5556905.975 | 0 | 11367961.3109 | -359963.1084 | 3.069%
2014-08-01 | 8 | 2014 | 12013776.0307 | 153.45 | 31 | 32 | 0 | 14728.6 | 0 | -4971734.8051 | 518787.5838 | 10534908.8574 | -357190.4308 | 0 | 5556905.975 | 0 | 11281677.1803 | -732098.8505 | 6.094%
2014-09-01 | 9 | 2014 | 10309364.0069 | 73.38 | 30 | 33 | 0 | 14728.6 | 0 | -4971734.8051 | 248084.9326 | 10195073.0878 | -368352.6317 | 0 | 5556905.975 | 0 | 10659976.5585 | 350612.5515 | 3.401%
2014-10-01 | 10 | 2014 | 10614506.9817 | 15.61 | 31 | 34 | 0 | 14728.6 | 0 | -4971734.8051 | 52774.677 | 10534908.8574 | -379514.8327 | 0 | 5556905.975 | 0 | 10793339.8715 | 178832.8898 | 1.685%
2014-11-01 | 11 | 2014 | 9875018.7159 | 0.47 | 30 | 35 | 0 | 14728.6 | 0 | -4971734.8051 | 1588.9877 | 10195073.0878 | -390677.0336 | 0 | 5556905.975 | 0 | 10391156.2117 | 516137.4958 | 5.227%
2014-12-01 | 12 | 2014 | 10271290.3943 | 0 | 31 | 36 | 1 | 14728.6 | 0 | -4971734.8051 | 0 | 10534908.8574 | -401839.2346 | -589806.8706 | 5556905.975 | 0 | 10128433.922 | -142856.4723 | 1.391%
2015-01-01 | 1 | 2015 | 10704488.3362 | 0 | 31 | 37 | 0 | 14817.1 | 0 | -4971734.8051 | 0 | 10534908.8574 | -413001.4356 | 0 | 5590295.8544 | 0 | 10740468.4711 | 35980.1349 | 0.3361%
2015-02-01 | 2 | 2015 | 9935370.3074 | 0 | 28 | 38 | 0 | 14817.1 | 0 | -4971734.8051 | 0 | 9515401.5486 | -424163.6365 | 0 | 5590295.8544 | 0 | 9709798.9614 | -225571.3461 | 2.27%
2015-03-01 | 3 | 2015 | 10565220.9946 | 1.35 | 31 | 39 | 0 | 14817.1 | 0 | -4971734.8051 | 4564.1136 | 10534908.8574 | -435325.8375 | 0 | 5590295.8544 | 0 | 10722708.1828 | 157487.1882 | 1.491%
2015-04-01 | 4 | 2015 | 10250840.3404 | 1.24 | 30 | 40 | 0 | 14817.1 | 0 | -4971734.8051 | 4192.2229 | 10195073.0878 | -446488.0384 | 0 | 5590295.8544 | 0 | 10371338.3215 | 120497.9811 | 1.175%
2015-05-01 | 5 | 2015 | 11333284.586 | 41.7 | 31 | 41 | 0 | 14817.1 | 0 | -4971734.8051 | 140980.3991 | 10534908.8574 | -457650.2394 | 0 | 5590295.8544 | 0 | 10836800.0664 | -496484.5197 | 4.381%
2015-06-01 | 6 | 2015 | 10406367.3498 | 101.92 | 30 | 42 | 0 | 14817.1 | 0 | -4971734.8051 | 344573.6757 | 10195073.0878 | -468812.4404 | 0 | 5590295.8544 | 0 | 10689395.3725 | 283028.0226 | 2.72%
2015-07-01 | 7 | 2015 | 10670953.6654 | 175.67 | 31 | 43 | 0 | 14817.1 | 0 | -4971734.8051 | 593909.5135 | 10534908.8574 | -479974.6413 | 0 | 5590295.8544 | 0 | 11267404.7789 | 596451.1134 | 5.589%
2015-08-01 | 8 | 2015 | 11178235.5554 | 153.45 | 31 | 44 | 0 | 14817.1 | 0 | -4971734.8051 | 518787.5838 | 10534908.8574 | -491136.8423 | 0 | 5590295.8544 | 0 | 11181120.6482 | 2885.0928 | 0.02581%
2015-09-01 | 9 | 2015 | 11305349.0792 | 73.38 | 30 | 45 | 0 | 14817.1 | 0 | -4971734.8051 | 248084.9326 | 10195073.0878 | -502299.0433 | 0 | 5590295.8544 | 0 | 10559420.0264 | -745929.0529 | 6.598%
2015-10-01 | 10 | 2015 | 10944408.2114 | 15.61 | 31 | 46 | 0 | 14817.1 | 0 | -4971734.8051 | 52774.677 | 10534908.8574 | -513461.2442 | 0 | 5590295.8544 | 0 | 10692783.3395 | -251624.872 | 2.299%
2015-11-01 | 11 | 2015 | 11056701.2366 | 0.47 | 30 | 47 | 0 | 14817.1 | 0 | -4971734.8051 | 1588.9877 | 10195073.0878 | -524623.4452 | 0 | 5590295.8544 | 0 | 10290599.6796 | -766101.557 | 6.929%
2015-12-01 | 12 | 2015 | 10387348.9124 | 0 | 31 | 48 | 1 | 14817.1 | 0 | -4971734.8051 | 0 | 10534908.8574 | -535785.6461 | -589806.8706 | 5590295.8544 | 0 | 10027877.3899 | -359471.5225 | 3.461%
2016-01-01 | 1 | 2016 | 10925191.4766 | 0 | 31 | 49 | 0 | 15017.1 | 0 | -4971734.8051 | 0 | 10534908.8574 | -546947.8471 | 0 | 5665753.2092 | 0 | 10681979.4143 | -243212.0622 | 2.226%
2016-02-01 | 2 | 2016 | 10205595.8348 | 0 | 29 | 50 | 0 | 15017.1 | 0 | -4971734.8051 | 0 | 9855237.3182 | -558110.0481 | 0 | 5665753.2092 | 0 | 9991145.6742 | -214450.1606 | 2.101%
2016-03-01 | 3 | 2016 | 11009704.171 | 1.35 | 31 | 51 | 0 | 15017.1 | 0 | -4971734.8051 | 4564.1136 | 10534908.8574 | -569272.249 | 0 | 5665753.2092 | 0 | 10664219.126 | -345485.0449 | 3.138%
2016-04-01 | 4 | 2016 | 10380440.9934 | 1.24 | 30 | 52 | 0 | 15017.1 | 0 | -4971734.8051 | 4192.2229 | 10195073.0878 | -580434.45 | 0 | 5665753.2092 | 0 | 10312849.2647 | -67591.7286 | 0.6511%
2016-05-01 | 5 | 2016 | 11119964.9794 | 41.7 | 31 | 53 | 0 | 15017.1 | 0 | -4971734.8051 | 140980.3991 | 10534908.8574 | -591596.6509 | 0 | 5665753.2092 | 0 | 10778311.0096 | -341653.9698 | 3.072%
2016-06-01 | 6 | 2016 | 9788659.1662 | 101.92 | 30 | 54 | 0 | 15017.1 | 0 | -4971734.8051 | 344573.6757 | 10195073.0878 | -602758.8519 | 0 | 5665753.2092 | 0 | 10630906.3157 | 842247.1495 | 8.604%
2016-07-01 | 7 | 2016 | 10793810.0594 | 175.67 | 31 | 55 | 0 | 15017.1 | 0 | -4971734.8051 | 593909.5135 | 10534908.8574 | -613921.0529 | 0 | 5665753.2092 | 0 | 11208915.7221 | 415105.6627 | 3.846%
2016-08-01 | 8 | 2016 | 10970722.1168 | 153.45 | 31 | 56 | 0 | 15017.1 | 0 | -4971734.8051 | 518787.5838 | 10534908.8574 | -625083.2538 | 0 | 5665753.2092 | 0 | 11122631.5914 | 151909.4747 | 1.385%
2016-09-01 | 9 | 2016 | 10282847.3286 | 73.38 | 30 | 57 | 0 | 15017.1 | 0 | -4971734.8051 | 248084.9326 | 10195073.0878 | -636245.4548 | 0 | 5665753.2092 | 0 | 10500930.9696 | 218083.641 | 2.121%
2016-10-01 | 10 | 2016 | 10350663.6294 | 15.61 | 31 | 58 | 0 | 15017.1 | 0 | -4971734.8051 | 52774.677 | 10534908.8574 | -647407.6557 | 0 | 5665753.2092 | 0 | 10634294.2827 | 283630.6533 | 2.74%
2016-11-01 | 11 | 2016 | 10006450.8304 | 0.47 | 30 | 59 | 0 | 15017.1 | 0 | -4971734.8051 | 1588.9877 | 10195073.0878 | -658569.8567 | 0 | 5665753.2092 | 0 | 10232110.6228 | 225659.7925 | 2.255%
2016-12-01 | 12 | 2016 | 9623744.6764 | 0 | 31 | 60 | 1 | 15017.1 | 0 | -4971734.8051 | 0 | 10534908.8574 | -669732.0577 | -589806.8706 | 5665753.2092 | 0 | 9969388.3331 | 345643.6568 | 3.592%
2017-01-01 | 1 | 2017 | 9576561.2287 | 0 | 31 | 61 | 0 | 15215.7 | 0 | -4971734.8051 | 0 | 10534908.8574 | -680894.2586 | 0 | 5740682.3624 | 0 | 10622962.156 | 1046400.9273 | 10.93%
2017-02-01 | 2 | 2017 | 9092957.1099 | 0 | 28 | 62 | 0 | 15215.7 | 0 | -4971734.8051 | 0 | 9515401.5486 | -692056.4596 | 0 | 5740682.3624 | 0 | 9592292.6463 | 499335.5364 | 5.491%
2017-03-01 | 3 | 2017 | 10651053.5257 | 1.35 | 31 | 63 | 0 | 15215.7 | 0 | -4971734.8051 | 4564.1136 | 10534908.8574 | -703218.6606 | 0 | 5740682.3624 | 0 | 10605201.8678 | -45851.6579 | 0.4305%
2017-04-01 | 4 | 2017 | 9862795.3479 | 1.24 | 30 | 64 | 0 | 15215.7 | 0 | -4971734.8051 | 4192.2229 | 10195073.0878 | -714380.8615 | 0 | 5740682.3624 | 0 | 10253832.0065 | 391036.6586 | 3.965%
2017-05-01 | 5 | 2017 | 10222992.9177 | 41.7 | 31 | 65 | 0 | 15215.7 | 0 | -4971734.8051 | 140980.3991 | 10534908.8574 | -725543.0625 | 0 | 5740682.3624 | 0 | 10719293.7513 | 496300.8336 | 4.855%
2017-06-01 | 6 | 2017 | 10516701.0637 | 101.92 | 30 | 66 | 0 | 15215.7 | 0 | -4971734.8051 | 344573.6757 | 10195073.0878 | -736705.2634 | 0 | 5740682.3624 | 0 | 10571889.0574 | 55187.9937 | 0.5248%
2017-07-01 | 7 | 2017 | 10945795.0303 | 175.67 | 31 | 67 | 0 | 15215.7 | 0 | -4971734.8051 | 593909.5135 | 10534908.8574 | -747867.4644 | 0 | 5740682.3624 | 0 | 11149898.4638 | 204103.4335 | 1.865%
2017-08-01 | 8 | 2017 | 11541617.3813 | 153.45 | 31 | 68 | 0 | 15215.7 | 0 | -4971734.8051 | 518787.5838 | 10534908.8574 | -759029.6654 | 0 | 5740682.3624 | 0 | 11063614.3331 | -478003.0482 | 4.142%
2017-09-01 | 9 | 2017 | 10187097.1359 | 73.38 | 30 | 69 | 0 | 15215.7 | 0 | -4971734.8051 | 248084.9326 | 10195073.0878 | -770191.8663 | 0 | 5740682.3624 | 0 | 10441913.7113 | 254816.5754 | 2.501%
2017-10-01 | 10 | 2017 | 10920216.3383 | 15.61 | 31 | 70 | 0 | 15215.7 | 0 | -4971734.8051 | 52774.677 | 10534908.8574 | -781354.0673 | 0 | 5740682.3624 | 0 | 10575277.0244 | -344939.3139 | 3.159%
2017-11-01 | 11 | 2017 | 10829063.0629 | 0.47 | 30 | 71 | 0 | 15215.7 | 0 | -4971734.8051 | 1588.9877 | 10195073.0878 | -792516.2682 | 0 | 5740682.3624 | 0 | 10173093.3646 | -655969.6983 | 6.057%
2017-12-01 | 12 | 2017 | 10229503.7133 | 0 | 31 | 72 | 1 | 15215.7 | 0 | -4971734.8051 | 0 | 10534908.8574 | -803678.4692 | -589806.8706 | 5740682.3624 | 0 | 9910371.0749 | -319132.6384 | 3.12%
2018-01-01 | 1 | 2018 | 10195826.9912 | 0 | 31 | 73 | 0 | 15377 | 0 | -4971734.8051 | 0 | 10534908.8574 | -814840.6702 | 0 | 5801538.719 | 0 | 10549872.1011 | 354045.11 | 3.472%
2018-02-01 | 2 | 2018 | 9525372.308 | 0 | 28 | 74 | 0 | 15377 | 0 | -4971734.8051 | 0 | 9515401.5486 | -826002.8711 | 0 | 5801538.719 | 0 | 9519202.5914 | -6169.7166 | 0.06477%
2018-03-01 | 3 | 2018 | 10470550.397 | 1.35 | 31 | 75 | 0 | 15377 | 0 | -4971734.8051 | 4564.1136 | 10534908.8574 | -837165.0721 | 0 | 5801538.719 | 0 | 10532111.8128 | 61561.4159 | 0.5879%
2018-04-01 | 4 | 2018 | 9223206.8336 | 1.24 | 30 | 76 | 0 | 15377 | 0 | -4971734.8051 | 4192.2229 | 10195073.0878 | -848327.2731 | 0 | 5801538.719 | 0 | 10180741.9515 | 957535.118 | 10.38%
2018-05-01 | 5 | 2018 | 9874032.6893 | 41.7 | 31 | 77 | 0 | 15377 | 0 | -4971734.8051 | 140980.3991 | 10534908.8574 | -859489.474 | 0 | 5801538.719 | 0 | 10646203.6964 | 772171.007 | 7.82%
2018-06-01 | 6 | 2018 | 10242032.0458 | 101.92 | 30 | 78 | 0 | 15377 | 0 | -4971734.8051 | 344573.6757 | 10195073.0878 | -870651.675 | 0 | 5801538.719 | 0 | 10498799.0024 | 256766.9567 | 2.507%
2018-07-01 | 7 | 2018 | 10872478.908 | 175.67 | 31 | 79 | 0 | 15377 | 0 | -4971734.8051 | 593909.5135 | 10534908.8574 | -881813.8759 | 0 | 5801538.719 | 0 | 11076808.4088 | 204329.5009 | 1.879%
2018-08-01 | 8 | 2018 | 11376324.8652 | 153.45 | 31 | 80 | 0 | 15377 | 0 | -4971734.8051 | 518787.5838 | 10534908.8574 | -892976.0769 | 0 | 5801538.719 | 0 | 10990524.2782 | -385800.587 | 3.391%
2018-09-01 | 9 | 2018 | 10796402.9938 | 73.38 | 30 | 81 | 0 | 15377 | 0 | -4971734.8051 | 248084.9326 | 10195073.0878 | -904138.2779 | 0 | 5801538.719 | 0 | 10368823.6564 | -427579.3374 | 3.96%
2018-10-01 | 10 | 2018 | 10440294.2194 | 15.61 | 31 | 82 | 0 | 15377 | 0 | -4971734.8051 | 52774.677 | 10534908.8574 | -915300.4788 | 0 | 5801538.719 | 0 | 10502186.9694 | 61892.7501 | 0.5928%
2018-11-01 | 11 | 2018 | 10444001.7254 | 0.47 | 30 | 83 | 0 | 15377 | 0 | -4971734.8051 | 1588.9877 | 10195073.0878 | -926462.6798 | 0 | 5801538.719 | 0 | 10100003.3096 | -343998.4157 | 3.294%
2018-12-01 | 12 | 2018 | 9893378.9349 | 0 | 31 | 84 | 1 | 15377 | 0 | -4971734.8051 | 0 | 10534908.8574 | -937624.8807 | -589806.8706 | 5801538.719 | 0 | 9837281.0199 | -56097.9149 | 0.567%
2019-01-01 | 1 | 2019 | 10553641.6955 | 0 | 31 | 85 | 0 | 15622.2 | 0 | -4971734.8051 | 0 | 10534908.8574 | -948787.0817 | 0 | 5894049.4359 | 0 | 10508436.4065 | -45205.289 | 0.4283%
2019-02-01 | 2 | 2019 | 9060989.4042 | 0 | 28 | 86 | 0 | 15622.2 | 0 | -4971734.8051 | 0 | 9515401.5486 | -959949.2827 | 0 | 5894049.4359 | 0 | 9477766.8967 | 416777.4926 | 4.6%
2019-03-01 | 3 | 2019 | 10415985.5839 | 1.35 | 31 | 87 | 0 | 15622.2 | 0 | -4971734.8051 | 4564.1136 | 10534908.8574 | -971111.4836 | 0 | 5894049.4359 | 0 | 10490676.1182 | 74690.5343 | 0.7171%
2019-04-01 | 4 | 2019 | 9685042.3769 | 1.24 | 30 | 88 | 0 | 15622.2 | 0 | -4971734.8051 | 4192.2229 | 10195073.0878 | -982273.6846 | 0 | 5894049.4359 | 0 | 10139306.2569 | 454263.88 | 4.69%
2019-05-01 | 5 | 2019 | 10537431.1321 | 41.7 | 31 | 89 | 0 | 15622.2 | 0 | -4971734.8051 | 140980.3991 | 10534908.8574 | -993435.8855 | 0 | 5894049.4359 | 0 | 10604768.0018 | 67336.8697 | 0.639%
2019-06-01 | 6 | 2019 | 10116984.8973 | 101.92 | 30 | 90 | 0 | 15622.2 | 0 | -4971734.8051 | 344573.6757 | 10195073.0878 | -1004598.0865 | 0 | 5894049.4359 | 0 | 10457363.3078 | 340378.4105 | 3.364%
2019-07-01 | 7 | 2019 | 11000462.0804 | 175.67 | 31 | 91 | 0 | 15622.2 | 0 | -4971734.8051 | 593909.5135 | 10534908.8574 | -1015760.2875 | 0 | 5894049.4359 | 0 | 11035372.7142 | 34910.6338 | 0.3174%
2019-08-01 | 8 | 2019 | 11067899.3874 | 153.45 | 31 | 92 | 0 | 15622.2 | 0 | -4971734.8051 | 518787.5838 | 10534908.8574 | -1026922.4884 | 0 | 5894049.4359 | 0 | 10949088.5836 | -118810.8038 | 1.073%
2019-09-01 | 9 | 2019 | 10411066.5743 | 73.38 | 30 | 93 | 0 | 15622.2 | 0 | -4971734.8051 | 248084.9326 | 10195073.0878 | -1038084.6894 | 0 | 5894049.4359 | 0 | 10327387.9617 | -83678.6125 | 0.8037%
2019-10-01 | 10 | 2019 | 9466634.2161 | 15.61 | 31 | 94 | 0 | 15622.2 | 0 | -4971734.8051 | 52774.677 | 10534908.8574 | -1049246.8904 | 0 | 5894049.4359 | 0 | 10460751.2748 | 994117.0587 | 10.5%
2019-11-01 | 11 | 2019 | 10102054.307 | 0.47 | 30 | 95 | 0 | 15622.2 | 0 | -4971734.8051 | 1588.9877 | 10195073.0878 | -1060409.0913 | 0 | 5894049.4359 | 0 | 10058567.615 | -43486.692 | 0.4305%
2019-12-01 | 12 | 2019 | 9521070.1394 | 0 | 31 | 96 | 1 | 15622.2 | 0 | -4971734.8051 | 0 | 10534908.8574 | -1071571.2923 | -589806.8706 | 5894049.4359 | 0 | 9795845.3253 | 274775.1859 | 2.886%
2020-01-01 | 1 | 2020 | 9846325.1577 | 0 | 31 | 97 | 0 | 15415.9 | 0 | -4971734.8051 | 0 | 10534908.8574 | -1082733.4932 | 0 | 5816215.1745 | 0 | 10296655.7335 | 450330.5759 | 4.574%
2020-02-01 | 2 | 2020 | 9201812.3929 | 0 | 29 | 98 | 0 | 15415.9 | 0 | -4971734.8051 | 0 | 9855237.3182 | -1093895.6942 | 0 | 5816215.1745 | 0 | 9605821.9934 | 404009.6005 | 4.391%
2020-03-01 | 3 | 2020 | 8994175.8929 | 1.35 | 31 | 99 | 0 | 15415.9 | 0.5 | -4971734.8051 | 4564.1136 | 10534908.8574 | -1105057.8952 | 0 | 5816215.1745 | -1286083.1302 | 8992812.315 | -1363.5778 | 0.01516%
2020-04-01 | 4 | 2020 | 6917739.5805 | 1.24 | 30 | 100 | 0 | 15415.9 | 1 | -4971734.8051 | 4192.2229 | 10195073.0878 | -1116220.0961 | 0 | 5816215.1745 | -2572166.2605 | 7355359.3235 | 437619.743 | 6.326%
2020-05-01 | 5 | 2020 | 7813006.9351 | 41.7 | 31 | 101 | 0 | 15415.9 | 1 | -4971734.8051 | 140980.3991 | 10534908.8574 | -1127382.2971 | 0 | 5816215.1745 | -2572166.2605 | 7820821.0683 | 7814.1333 | 0.1%
2020-06-01 | 6 | 2020 | 9790786.3027 | 101.92 | 30 | 102 | 0 | 15415.9 | 0.5 | -4971734.8051 | 344573.6757 | 10195073.0878 | -1138544.498 | 0 | 5816215.1745 | -1286083.1302 | 8959499.5046 | -831286.798 | 8.491%
2020-07-01 | 7 | 2020 | 10844946.3445 | 175.67 | 31 | 103 | 0 | 15415.9 | 0 | -4971734.8051 | 593909.5135 | 10534908.8574 | -1149706.699 | 0 | 5816215.1745 | 0 | 10823592.0413 | -21354.3032 | 0.1969%
2020-08-01 | 8 | 2020 | 11015142.5253 | 153.45 | 31 | 104 | 0 | 15415.9 | 0 | -4971734.8051 | 518787.5838 | 10534908.8574 | -1160868.9 | 0 | 5816215.1745 | 0 | 10737307.9106 | -277834.6147 | 2.522%
2020-09-01 | 9 | 2020 | 10845375.2123 | 73.38 | 30 | 105 | 0 | 15415.9 | 0 | -4971734.8051 | 248084.9326 | 10195073.0878 | -1172031.1009 | 0 | 5816215.1745 | 0 | 10115607.2888 | -729767.9235 | 6.729%
2020-10-01 | 10 | 2020 | 9699790.5659 | 15.61 | 31 | 106 | 0 | 15415.9 | 0 | -4971734.8051 | 52774.677 | 10534908.8574 | -1183193.3019 | 0 | 5816215.1745 | 0 | 10248970.6019 | 549180.036 | 5.662%
2020-11-01 | 11 | 2020 | 10193262.0615 | 0.47 | 30 | 107 | 0 | 15415.9 | 0 | -4971734.8051 | 1588.9877 | 10195073.0878 | -1194355.5028 | 0 | 5816215.1745 | 0 | 9846786.942 | -346475.1194 | 3.399%
2020-12-01 | 12 | 2020 | 9887981.4555 | 0 | 31 | 108 | 1 | 15415.9 | 0 | -4971734.8051 | 0 | 10534908.8574 | -1205517.7038 | -589806.8706 | 5816215.1745 | 0 | 9584064.6523 | -303916.8031 | 3.074%
2021-01-01 | 1 | 2021 | 10133184.3539 | 0 | 31 | 109 | 0 | 15871 | 0 | -4971734.8051 | 0 | 10534908.8574 | -1216679.9048 | 0 | 5987918.3852 | 0 | 10334412.5327 | 201228.1788 | 1.986%
2021-02-01 | 2 | 2021 | 9493167.7499 | 0 | 28 | 110 | 0 | 15871 | 0 | -4971734.8051 | 0 | 9515401.5486 | -1227842.1057 | 0 | 5987918.3852 | 0 | 9303743.023 | -189424.7269 | 1.995%
2021-03-01 | 3 | 2021 | 10734611.4027 | 1.35 | 31 | 111 | 0 | 15871 | 0 | -4971734.8051 | 4564.1136 | 10534908.8574 | -1239004.3067 | 0 | 5987918.3852 | 0 | 10316652.2444 | -417959.1583 | 3.894%
2021-04-01 | 4 | 2021 | 10624258.7655 | 1.24 | 30 | 112 | 0 | 15871 | 0 | -4971734.8051 | 4192.2229 | 10195073.0878 | -1250166.5077 | 0 | 5987918.3852 | 0 | 9965282.3831 | -658976.3824 | 6.203%
2021-05-01 | 5 | 2021 | 11081138.0879 | 41.7 | 31 | 113 | 0 | 15871 | 0 | -4971734.8051 | 140980.3991 | 10534908.8574 | -1261328.7086 | 0 | 5987918.3852 | 0 | 10430744.128 | -650393.9599 | 5.869%
2021-06-01 | 6 | 2021 | 11208599.6139 | 101.92 | 30 | 114 | 0 | 15871 | 0 | -4971734.8051 | 344573.6757 | 10195073.0878 | -1272490.9096 | 0 | 5987918.3852 | 0 | 10283339.434 | -925260.1799 | 8.255%
2021-07-01 | 7 | 2021 | 10984998.5185 | 175.67 | 31 | 115 | 0 | 15871 | 0 | -4971734.8051 | 593909.5135 | 10534908.8574 | -1283653.1105 | 0 | 5987918.3852 | 0 | 10861348.8404 | -123649.6781 | 1.126%
2021-08-01 | 8 | 2021 | 10609010.4107 | 153.45 | 31 | 116 | 0 | 15871 | 0 | -4971734.8051 | 518787.5838 | 10534908.8574 | -1294815.3115 | 0 | 5987918.3852 | 0 | 10775064.7098 | 166054.2991 | 1.565%
2021-09-01 | 9 | 2021 | 9278406.9907 | 73.38 | 30 | 117 | 0 | 15871 | 0 | -4971734.8051 | 248084.9326 | 10195073.0878 | -1305977.5125 | 0 | 5987918.3852 | 0 | 10153364.088 | 874957.0973 | 9.43%
2021-10-01 | 10 | 2021 | 10141947.9645 | 15.61 | 31 | 118 | 0 | 15871 | 0 | -4971734.8051 | 52774.677 | 10534908.8574 | -1317139.7134 | 0 | 5987918.3852 | 0 | 10286727.401 | 144779.4365 | 1.428%
2021-11-01 | 11 | 2021 | 10637205.2199 | 0.47 | 30 | 119 | 0 | 15871 | 0 | -4971734.8051 | 1588.9877 | 10195073.0878 | -1328301.9144 | 0 | 5987918.3852 | 0 | 9884543.7412 | -752661.4787 | 7.076%
2021-12-01 | 12 | 2021 | 9447198.7225 | 0 | 31 | 120 | 1 | 15871 | 0 | -4971734.8051 | 0 | 10534908.8574 | -1339464.1153 | -589806.8706 | 5987918.3852 | 0 | 9621821.4515 | 174622.729 | 1.848%
2022-01-01 | 1 | 2022 |  | 0 | 31 | 121 | 0 | 16355.0655 | 0 | -4971734.8051 | 0 | 10534908.8574 | -1350626.3163 | 0 | 6170549.896 | 0 | 10383097.6319
2022-02-01 | 2 | 2022 |  | 0 | 28 | 122 | 0 | 16355.0655 | 0 | -4971734.8051 | 0 | 9515401.5486 | -1361788.5173 | 0 | 6170549.896 | 0 | 9352428.1222
2022-03-01 | 3 | 2022 |  | 1.35 | 31 | 123 | 0 | 16355.0655 | 0 | -4971734.8051 | 4564.1136 | 10534908.8574 | -1372950.7182 | 0 | 6170549.896 | 0 | 10365337.3436
2022-04-01 | 4 | 2022 |  | 1.24 | 30 | 124 | 0 | 16355.0655 | 0 | -4971734.8051 | 4192.2229 | 10195073.0878 | -1384112.9192 | 0 | 6170549.896 | 0 | 10013967.4823
2022-05-01 | 5 | 2022 |  | 41.7 | 31 | 125 | 0 | 16355.0655 | 0 | -4971734.8051 | 140980.3991 | 10534908.8574 | -1395275.1201 | 0 | 6170549.896 | 0 | 10479429.2272
2022-06-01 | 6 | 2022 |  | 101.92 | 30 | 126 | 0 | 16355.0655 | 0 | -4971734.8051 | 344573.6757 | 10195073.0878 | -1406437.3211 | 0 | 6170549.896 | 0 | 10332024.5333
2022-07-01 | 7 | 2022 |  | 175.67 | 31 | 127 | 0 | 16355.0655 | 0 | -4971734.8051 | 593909.5135 | 10534908.8574 | -1417599.5221 | 0 | 6170549.896 | 0 | 10910033.9397
2022-08-01 | 8 | 2022 |  | 153.45 | 31 | 128 | 0 | 16355.0655 | 0 | -4971734.8051 | 518787.5838 | 10534908.8574 | -1428761.723 | 0 | 6170549.896 | 0 | 10823749.809
2022-09-01 | 9 | 2022 |  | 73.38 | 30 | 129 | 0 | 16355.0655 | 0 | -4971734.8051 | 248084.9326 | 10195073.0878 | -1439923.924 | 0 | 6170549.896 | 0 | 10202049.1872
2022-10-01 | 10 | 2022 |  | 15.61 | 31 | 130 | 0 | 16355.0655 | 0 | -4971734.8051 | 52774.677 | 10534908.8574 | -1451086.125 | 0 | 6170549.896 | 0 | 10335412.5003
2022-11-01 | 11 | 2022 |  | 0.47 | 30 | 131 | 0 | 16355.0655 | 0 | -4971734.8051 | 1588.9877 | 10195073.0878 | -1462248.3259 | 0 | 6170549.896 | 0 | 9933228.8404
2022-12-01 | 12 | 2022 |  | 0 | 31 | 132 | 1 | 16355.0655 | 0 | -4971734.8051 | 0 | 10534908.8574 | -1473410.5269 | -589806.8706 | 6170549.896 | 0 | 9670506.5507
2023-01-01 | 1 | 2023 |  | 0 | 31 | 133 | 0 | 16494.0836 | 0 | -4971734.8051 | 0 | 10534908.8574 | -1484572.7278 | 0 | 6222999.5701 | 0 | 10301600.8945
2023-02-01 | 2 | 2023 |  | 0 | 28 | 134 | 0 | 16494.0836 | 0 | -4971734.8051 | 0 | 9515401.5486 | -1495734.9288 | 0 | 6222999.5701 | 0 | 9270931.3848
2023-03-01 | 3 | 2023 |  | 1.35 | 31 | 135 | 0 | 16494.0836 | 0 | -4971734.8051 | 4564.1136 | 10534908.8574 | -1506897.1298 | 0 | 6222999.5701 | 0 | 10283840.6062
2023-04-01 | 4 | 2023 |  | 1.24 | 30 | 136 | 0 | 16494.0836 | 0 | -4971734.8051 | 4192.2229 | 10195073.0878 | -1518059.3307 | 0 | 6222999.5701 | 0 | 9932470.7449
2023-05-01 | 5 | 2023 |  | 41.7 | 31 | 137 | 0 | 16494.0836 | 0 | -4971734.8051 | 140980.3991 | 10534908.8574 | -1529221.5317 | 0 | 6222999.5701 | 0 | 10397932.4898
2023-06-01 | 6 | 2023 |  | 101.92 | 30 | 138 | 0 | 16494.0836 | 0 | -4971734.8051 | 344573.6757 | 10195073.0878 | -1540383.7326 | 0 | 6222999.5701 | 0 | 10250527.7958
2023-07-01 | 7 | 2023 |  | 175.67 | 31 | 139 | 0 | 16494.0836 | 0 | -4971734.8051 | 593909.5135 | 10534908.8574 | -1551545.9336 | 0 | 6222999.5701 | 0 | 10828537.2022
2023-08-01 | 8 | 2023 |  | 153.45 | 31 | 140 | 0 | 16494.0836 | 0 | -4971734.8051 | 518787.5838 | 10534908.8574 | -1562708.1346 | 0 | 6222999.5701 | 0 | 10742253.0716
2023-09-01 | 9 | 2023 |  | 73.38 | 30 | 141 | 0 | 16494.0836 | 0 | -4971734.8051 | 248084.9326 | 10195073.0878 | -1573870.3355 | 0 | 6222999.5701 | 0 | 10120552.4498
2023-10-01 | 10 | 2023 |  | 15.61 | 31 | 142 | 0 | 16494.0836 | 0 | -4971734.8051 | 52774.677 | 10534908.8574 | -1585032.5365 | 0 | 6222999.5701 | 0 | 10253915.7628
2023-11-01 | 11 | 2023 |  | 0.47 | 30 | 143 | 0 | 16494.0836 | 0 | -4971734.8051 | 1588.9877 | 10195073.0878 | -1596194.7374 | 0 | 6222999.5701 | 0 | 9851732.103
2023-12-01 | 12 | 2023 |  | 0 | 31 | 144 | 1 | 16494.0836 | 0 | -4971734.8051 | 0 | 10534908.8574 | -1607356.9384 | -589806.8706 | 6222999.5701 | 0 | 9589009.8133

## LU Normalized Monthly
Date | Month | Year | LUkWh_NoCDM | Month Days | O&G_GDP | COVID_AM | Fall |  | const | Month Days | O&G_GDP | COVID_AM | Fall | Predicted
2012-01-01 | 1 | 2012 | 23834836.0649 | 31 | 38.3 | 0 | 0 |  | 95810.4573 | 22769657.8365 | 248592.0241 | 0 | 0 | 23114060.3178 | Model 5: Prais-Winsten, using observations 2012:01-2021:12 (T = 120)
2012-02-01 | 2 | 2012 | 20937848.4949 | 29 | 38.3 | 0 | 0 |  | 95810.4573 | 21300647.6535 | 248592.0241 | 0 | 0 | 21645050.1349 | Dependent variable: LUkWh_NoCDM
2012-03-01 | 3 | 2012 | 23746994.9034 | 31 | 38.3 | 0 | 0 |  | 95810.4573 | 22769657.8365 | 248592.0241 | 0 | 0 | 23114060.3178 | rho = 0.348851
2012-04-01 | 4 | 2012 | 23562709.5016 | 30 | 38.3 | 0 | 0 |  | 95810.4573 | 22035152.745 | 248592.0241 | 0 | 0 | 22379555.2264
2012-05-01 | 5 | 2012 | 21444338.7361 | 31 | 38.3 | 0 | 0 |  | 95810.4573 | 22769657.8365 | 248592.0241 | 0 | 0 | 23114060.3178 |  | coefficient | std. error | t-ratio | p-value
2012-06-01 | 6 | 2012 | 21848126.406 | 30 | 38.3 | 0 | 0 |  | 95810.4573 | 22035152.745 | 248592.0241 | 0 | 0 | 22379555.2264 | const | 95810.4573 | 3603532.3037 | 0.026588 | 0.97883
2012-07-01 | 7 | 2012 | 23009052.2285 | 31 | 38.3 | 0 | 0 |  | 95810.4573 | 22769657.8365 | 248592.0241 | 0 | 0 | 23114060.3178 | MonthDays | 734505.0915 | 118018.7526 | 6.2236 | 8.1378e-09
2012-08-01 | 8 | 2012 | 24714359.7245 | 31 | 38.3 | 0 | 0 |  | 95810.4573 | 22769657.8365 | 248592.0241 | 0 | 0 | 23114060.3178 | OG_GDP | 6490.6534 | 1342.2376 | 4.8357 | 4.1472e-06
2012-09-01 | 9 | 2012 | 23088125.3016 | 30 | 38.3 | 0 | 1 |  | 95810.4573 | 22035152.745 | 248592.0241 | 0 | -813494.5521 | 21566060.6742 | COVID_AM | -1714221.6021 | 776843.2231 | -2.2067 | 0.029325
2012-10-01 | 10 | 2012 | 21735263.3397 | 31 | 38.3 | 0 | 1 |  | 95810.4573 | 22769657.8365 | 248592.0241 | 0 | -813494.5521 | 22300565.7657 | Fall | -813494.5521 | 334777.1792 | -2.43 | 0.016647
2012-11-01 | 11 | 2012 | 21728354.3364 | 30 | 38.3 | 0 | 0 |  | 95810.4573 | 22035152.745 | 248592.0241 | 0 | 0 | 22379555.2264
2012-12-01 | 12 | 2012 | 22981434.2359 | 31 | 38.3 | 0 | 0 |  | 95810.4573 | 22769657.8365 | 248592.0241 | 0 | 0 | 23114060.3178 | Statistics based on the rho-differenced data
2013-01-01 | 1 | 2013 | 22069510.3186 | 31 | 27.7 | 0 | 0 |  | 95810.4573 | 22769657.8365 | 179791.0983 | 0 | 0 | 23045259.3921 | Mean dependent var | 23340128.6972 | S.D. dependent var | 1712133.1801
2013-02-01 | 2 | 2013 | 21742487.5561 | 28 | 27.7 | 0 | 0 |  | 95810.4573 | 20566142.562 | 179791.0983 | 0 | 0 | 20841744.1176 | Sum squared resid | 181140617029112 | S.E. of regression | 1255044.1428
2013-03-01 | 3 | 2013 | 24101529.984 | 31 | 27.7 | 0 | 0 |  | 95810.4573 | 22769657.8365 | 179791.0983 | 0 | 0 | 23045259.3921 | R-squared | 0.48077 | Adjusted R-squared | 0.46271
2013-04-01 | 4 | 2013 | 20152496.5275 | 30 | 27.7 | 0 | 0 |  | 95810.4573 | 22035152.745 | 179791.0983 | 0 | 0 | 22310754.3006 | F(4, 115) | 25.0346 | P-value(F) | 6.3437e-15
2013-05-01 | 5 | 2013 | 22491181.3339 | 31 | 27.7 | 0 | 0 |  | 95810.4573 | 22769657.8365 | 179791.0983 | 0 | 0 | 23045259.3921 | rho | -0.0055755 | Durbin-Watson | 2.0034
2013-06-01 | 6 | 2013 | 22143985.6508 | 30 | 27.7 | 0 | 0 |  | 95810.4573 | 22035152.745 | 179791.0983 | 0 | 0 | 22310754.3006
2013-07-01 | 7 | 2013 | 23094301.455 | 31 | 27.7 | 0 | 0 |  | 95810.4573 | 22769657.8365 | 179791.0983 | 0 | 0 | 23045259.3921
2013-08-01 | 8 | 2013 | 23514731.5514 | 31 | 27.7 | 0 | 0 |  | 95810.4573 | 22769657.8365 | 179791.0983 | 0 | 0 | 23045259.3921
2013-09-01 | 9 | 2013 | 20804412.3282 | 30 | 27.7 | 0 | 1 |  | 95810.4573 | 22035152.745 | 179791.0983 | 0 | -813494.5521 | 21497259.7485
2013-10-01 | 10 | 2013 | 20100765.6115 | 31 | 27.7 | 0 | 1 |  | 95810.4573 | 22769657.8365 | 179791.0983 | 0 | -813494.5521 | 22231764.84
2013-11-01 | 11 | 2013 | 21017409.4131 | 30 | 27.7 | 0 | 0 |  | 95810.4573 | 22035152.745 | 179791.0983 | 0 | 0 | 22310754.3006
2013-12-01 | 12 | 2013 | 22772224.2805 | 31 | 27.7 | 0 | 0 |  | 95810.4573 | 22769657.8365 | 179791.0983 | 0 | 0 | 23045259.3921
2014-01-01 | 1 | 2014 | 21429596.2351 | 31 | 24.9 | 0 | 0 |  | 95810.4573 | 22769657.8365 | 161617.2689 | 0 | 0 | 23027085.5627
2014-02-01 | 2 | 2014 | 20763730.491 | 28 | 24.9 | 0 | 0 |  | 95810.4573 | 20566142.562 | 161617.2689 | 0 | 0 | 20823570.2882
2014-03-01 | 3 | 2014 | 21695140.3989 | 31 | 24.9 | 0 | 0 |  | 95810.4573 | 22769657.8365 | 161617.2689 | 0 | 0 | 23027085.5627
2014-04-01 | 4 | 2014 | 22089231.0116 | 30 | 24.9 | 0 | 0 |  | 95810.4573 | 22035152.745 | 161617.2689 | 0 | 0 | 22292580.4712
2014-05-01 | 5 | 2014 | 22968398.3096 | 31 | 24.9 | 0 | 0 |  | 95810.4573 | 22769657.8365 | 161617.2689 | 0 | 0 | 23027085.5627
2014-06-01 | 6 | 2014 | 21082986.6015 | 30 | 24.9 | 0 | 0 |  | 95810.4573 | 22035152.745 | 161617.2689 | 0 | 0 | 22292580.4712
2014-07-01 | 7 | 2014 | 23324333.588 | 31 | 24.9 | 0 | 0 |  | 95810.4573 | 22769657.8365 | 161617.2689 | 0 | 0 | 23027085.5627
2014-08-01 | 8 | 2014 | 24335554.5991 | 31 | 24.9 | 0 | 0 |  | 95810.4573 | 22769657.8365 | 161617.2689 | 0 | 0 | 23027085.5627
2014-09-01 | 9 | 2014 | 22547078.2711 | 30 | 24.9 | 0 | 1 |  | 95810.4573 | 22035152.745 | 161617.2689 | 0 | -813494.5521 | 21479085.9191
2014-10-01 | 10 | 2014 | 22510487.2988 | 31 | 24.9 | 0 | 1 |  | 95810.4573 | 22769657.8365 | 161617.2689 | 0 | -813494.5521 | 22213591.0106
2014-11-01 | 11 | 2014 | 23546531.1546 | 30 | 24.9 | 0 | 0 |  | 95810.4573 | 22035152.745 | 161617.2689 | 0 | 0 | 22292580.4712
2014-12-01 | 12 | 2014 | 23381152.7048 | 31 | 24.9 | 0 | 0 |  | 95810.4573 | 22769657.8365 | 161617.2689 | 0 | 0 | 23027085.5627
2015-01-01 | 1 | 2015 | 24101385.1212 | 31 | 23.4 | 0 | 0 |  | 95810.4573 | 22769657.8365 | 151881.2889 | 0 | 0 | 23017349.5826
2015-02-01 | 2 | 2015 | 21537685.5787 | 28 | 23.4 | 0 | 0 |  | 95810.4573 | 20566142.562 | 151881.2889 | 0 | 0 | 20813834.3081
2015-03-01 | 3 | 2015 | 23141596.6203 | 31 | 23.4 | 0 | 0 |  | 95810.4573 | 22769657.8365 | 151881.2889 | 0 | 0 | 23017349.5826
2015-04-01 | 4 | 2015 | 23821596.3861 | 30 | 23.4 | 0 | 0 |  | 95810.4573 | 22035152.745 | 151881.2889 | 0 | 0 | 22282844.4911
2015-05-01 | 5 | 2015 | 22532519.3849 | 31 | 23.4 | 0 | 0 |  | 95810.4573 | 22769657.8365 | 151881.2889 | 0 | 0 | 23017349.5826
2015-06-01 | 6 | 2015 | 20526630.0983 | 30 | 23.4 | 0 | 0 |  | 95810.4573 | 22035152.745 | 151881.2889 | 0 | 0 | 22282844.4911
2015-07-01 | 7 | 2015 | 23356909.7822 | 31 | 23.4 | 0 | 0 |  | 95810.4573 | 22769657.8365 | 151881.2889 | 0 | 0 | 23017349.5826
2015-08-01 | 8 | 2015 | 23423535.1843 | 31 | 23.4 | 0 | 0 |  | 95810.4573 | 22769657.8365 | 151881.2889 | 0 | 0 | 23017349.5826
2015-09-01 | 9 | 2015 | 21449719.0815 | 30 | 23.4 | 0 | 1 |  | 95810.4573 | 22035152.745 | 151881.2889 | 0 | -813494.5521 | 21469349.939
2015-10-01 | 10 | 2015 | 22317576.5808 | 31 | 23.4 | 0 | 1 |  | 95810.4573 | 22769657.8365 | 151881.2889 | 0 | -813494.5521 | 22203855.0305
2015-11-01 | 11 | 2015 | 21404969.6761 | 30 | 23.4 | 0 | 0 |  | 95810.4573 | 22035152.745 | 151881.2889 | 0 | 0 | 22282844.4911
2015-12-01 | 12 | 2015 | 25406346.0787 | 31 | 23.4 | 0 | 0 |  | 95810.4573 | 22769657.8365 | 151881.2889 | 0 | 0 | 23017349.5826
2016-01-01 | 1 | 2016 | 26243313.3975 | 31 | 377.2 | 0 | 0 |  | 95810.4573 | 22769657.8365 | 2448274.451 | 0 | 0 | 25313742.7448
2016-02-01 | 2 | 2016 | 24084561.6366 | 29 | 377.2 | 0 | 0 |  | 95810.4573 | 21300647.6535 | 2448274.451 | 0 | 0 | 23844732.5618
2016-03-01 | 3 | 2016 | 26064565.6347 | 31 | 377.2 | 0 | 0 |  | 95810.4573 | 22769657.8365 | 2448274.451 | 0 | 0 | 25313742.7448
2016-04-01 | 4 | 2016 | 25462585.0215 | 30 | 377.2 | 0 | 0 |  | 95810.4573 | 22035152.745 | 2448274.451 | 0 | 0 | 24579237.6533
2016-05-01 | 5 | 2016 | 25847939.4928 | 31 | 377.2 | 0 | 0 |  | 95810.4573 | 22769657.8365 | 2448274.451 | 0 | 0 | 25313742.7448
2016-06-01 | 6 | 2016 | 24327586.2174 | 30 | 377.2 | 0 | 0 |  | 95810.4573 | 22035152.745 | 2448274.451 | 0 | 0 | 24579237.6533
2016-07-01 | 7 | 2016 | 25937362.5011 | 31 | 377.2 | 0 | 0 |  | 95810.4573 | 22769657.8365 | 2448274.451 | 0 | 0 | 25313742.7448
2016-08-01 | 8 | 2016 | 24632748.8434 | 31 | 377.2 | 0 | 0 |  | 95810.4573 | 22769657.8365 | 2448274.451 | 0 | 0 | 25313742.7448
2016-09-01 | 9 | 2016 | 23515971.6855 | 30 | 377.2 | 0 | 1 |  | 95810.4573 | 22035152.745 | 2448274.451 | 0 | -813494.5521 | 23765743.1012
2016-10-01 | 10 | 2016 | 24813435.2444 | 31 | 377.2 | 0 | 1 |  | 95810.4573 | 22769657.8365 | 2448274.451 | 0 | -813494.5521 | 24500248.1927
2016-11-01 | 11 | 2016 | 24612610.8183 | 30 | 377.2 | 0 | 0 |  | 95810.4573 | 22035152.745 | 2448274.451 | 0 | 0 | 24579237.6533
2016-12-01 | 12 | 2016 | 24794964.0153 | 31 | 377.2 | 0 | 0 |  | 95810.4573 | 22769657.8365 | 2448274.451 | 0 | 0 | 25313742.7448
2017-01-01 | 1 | 2017 | 24783739.5085 | 31 | 287.5 | 0 | 0 |  | 95810.4573 | 22769657.8365 | 1866062.8438 | 0 | 0 | 24731531.1376
2017-02-01 | 2 | 2017 | 22975370.5737 | 28 | 287.5 | 0 | 0 |  | 95810.4573 | 20566142.562 | 1866062.8438 | 0 | 0 | 22528015.8631
2017-03-01 | 3 | 2017 | 26063748.624 | 31 | 287.5 | 0 | 0 |  | 95810.4573 | 22769657.8365 | 1866062.8438 | 0 | 0 | 24731531.1376
2017-04-01 | 4 | 2017 | 24853611.3221 | 30 | 287.5 | 0 | 0 |  | 95810.4573 | 22035152.745 | 1866062.8438 | 0 | 0 | 23997026.0461
2017-05-01 | 5 | 2017 | 26071735.7527 | 31 | 287.5 | 0 | 0 |  | 95810.4573 | 22769657.8365 | 1866062.8438 | 0 | 0 | 24731531.1376
2017-06-01 | 6 | 2017 | 22020620.9193 | 30 | 287.5 | 0 | 0 |  | 95810.4573 | 22035152.745 | 1866062.8438 | 0 | 0 | 23997026.0461
2017-07-01 | 7 | 2017 | 25196347.876 | 31 | 287.5 | 0 | 0 |  | 95810.4573 | 22769657.8365 | 1866062.8438 | 0 | 0 | 24731531.1376
2017-08-01 | 8 | 2017 | 25934865.778 | 31 | 287.5 | 0 | 0 |  | 95810.4573 | 22769657.8365 | 1866062.8438 | 0 | 0 | 24731531.1376
2017-09-01 | 9 | 2017 | 23196118.5476 | 30 | 287.5 | 0 | 1 |  | 95810.4573 | 22035152.745 | 1866062.8438 | 0 | -813494.5521 | 23183531.4939
2017-10-01 | 10 | 2017 | 21727622.8899 | 31 | 287.5 | 0 | 1 |  | 95810.4573 | 22769657.8365 | 1866062.8438 | 0 | -813494.5521 | 23918036.5854
2017-11-01 | 11 | 2017 | 22779470.8619 | 30 | 287.5 | 0 | 0 |  | 95810.4573 | 22035152.745 | 1866062.8438 | 0 | 0 | 23997026.0461
2017-12-01 | 12 | 2017 | 24346784.477 | 31 | 287.5 | 0 | 0 |  | 95810.4573 | 22769657.8365 | 1866062.8438 | 0 | 0 | 24731531.1376
2018-01-01 | 1 | 2018 | 24030554.5419 | 31 | 277 | 0 | 0 |  | 95810.4573 | 22769657.8365 | 1797910.9834 | 0 | 0 | 24663379.2772
2018-02-01 | 2 | 2018 | 23607657.4663 | 28 | 277 | 0 | 0 |  | 95810.4573 | 20566142.562 | 1797910.9834 | 0 | 0 | 22459864.0027
2018-03-01 | 3 | 2018 | 24184333.2462 | 31 | 277 | 0 | 0 |  | 95810.4573 | 22769657.8365 | 1797910.9834 | 0 | 0 | 24663379.2772
2018-04-01 | 4 | 2018 | 20446836.9594 | 30 | 277 | 0 | 0 |  | 95810.4573 | 22035152.745 | 1797910.9834 | 0 | 0 | 23928874.1857
2018-05-01 | 5 | 2018 | 20467125.1361 | 31 | 277 | 0 | 0 |  | 95810.4573 | 22769657.8365 | 1797910.9834 | 0 | 0 | 24663379.2772
2018-06-01 | 6 | 2018 | 23113885.3529 | 30 | 277 | 0 | 0 |  | 95810.4573 | 22035152.745 | 1797910.9834 | 0 | 0 | 23928874.1857
2018-07-01 | 7 | 2018 | 24128887.6898 | 31 | 277 | 0 | 0 |  | 95810.4573 | 22769657.8365 | 1797910.9834 | 0 | 0 | 24663379.2772
2018-08-01 | 8 | 2018 | 23113652.1847 | 31 | 277 | 0 | 0 |  | 95810.4573 | 22769657.8365 | 1797910.9834 | 0 | 0 | 24663379.2772
2018-09-01 | 9 | 2018 | 25785473.8273 | 30 | 277 | 0 | 1 |  | 95810.4573 | 22035152.745 | 1797910.9834 | 0 | -813494.5521 | 23115379.6336
2018-10-01 | 10 | 2018 | 26978271.8432 | 31 | 277 | 0 | 1 |  | 95810.4573 | 22769657.8365 | 1797910.9834 | 0 | -813494.5521 | 23849884.7251
2018-11-01 | 11 | 2018 | 25502615.6278 | 30 | 277 | 0 | 0 |  | 95810.4573 | 22035152.745 | 1797910.9834 | 0 | 0 | 23928874.1857
2018-12-01 | 12 | 2018 | 26589778.4312 | 31 | 277 | 0 | 0 |  | 95810.4573 | 22769657.8365 | 1797910.9834 | 0 | 0 | 24663379.2772
2019-01-01 | 1 | 2019 | 27117793.2079 | 31 | 272.8 | 0 | 0 |  | 95810.4573 | 22769657.8365 | 1770650.2393 | 0 | 0 | 24636118.533
2019-02-01 | 2 | 2019 | 23388405.2079 | 28 | 272.8 | 0 | 0 |  | 95810.4573 | 20566142.562 | 1770650.2393 | 0 | 0 | 22432603.2585
2019-03-01 | 3 | 2019 | 26455451.2079 | 31 | 272.8 | 0 | 0 |  | 95810.4573 | 22769657.8365 | 1770650.2393 | 0 | 0 | 24636118.533
2019-04-01 | 4 | 2019 | 24975280.2079 | 30 | 272.8 | 0 | 0 |  | 95810.4573 | 22035152.745 | 1770650.2393 | 0 | 0 | 23901613.4415
2019-05-01 | 5 | 2019 | 24814343.2079 | 31 | 272.8 | 0 | 0 |  | 95810.4573 | 22769657.8365 | 1770650.2393 | 0 | 0 | 24636118.533
2019-06-01 | 6 | 2019 | 24768956.2079 | 30 | 272.8 | 0 | 0 |  | 95810.4573 | 22035152.745 | 1770650.2393 | 0 | 0 | 23901613.4415
2019-07-01 | 7 | 2019 | 25658866.2079 | 31 | 272.8 | 0 | 0 |  | 95810.4573 | 22769657.8365 | 1770650.2393 | 0 | 0 | 24636118.533
2019-08-01 | 8 | 2019 | 25800112.2079 | 31 | 272.8 | 0 | 0 |  | 95810.4573 | 22769657.8365 | 1770650.2393 | 0 | 0 | 24636118.533
2019-09-01 | 9 | 2019 | 20481647.2079 | 30 | 272.8 | 0 | 1 |  | 95810.4573 | 22035152.745 | 1770650.2393 | 0 | -813494.5521 | 23088118.8894
2019-10-01 | 10 | 2019 | 21270215.2079 | 31 | 272.8 | 0 | 1 |  | 95810.4573 | 22769657.8365 | 1770650.2393 | 0 | -813494.5521 | 23822623.9809
2019-11-01 | 11 | 2019 | 22400505.2079 | 30 | 272.8 | 0 | 0 |  | 95810.4573 | 22035152.745 | 1770650.2393 | 0 | 0 | 23901613.4415
2019-12-01 | 12 | 2019 | 24791556.2079 | 31 | 272.8 | 0 | 0 |  | 95810.4573 | 22769657.8365 | 1770650.2393 | 0 | 0 | 24636118.533
2020-01-01 | 1 | 2020 | 25134934.9522 | 31 | 256.3 | 0 | 0 |  | 95810.4573 | 22769657.8365 | 1663554.4587 | 0 | 0 | 24529022.7524
2020-02-01 | 2 | 2020 | 23552338.0594 | 29 | 256.3 | 0 | 0 |  | 95810.4573 | 21300647.6535 | 1663554.4587 | 0 | 0 | 23060012.5694
2020-03-01 | 3 | 2020 | 24259563.6283 | 31 | 256.3 | 0.5 | 0 |  | 95810.4573 | 22769657.8365 | 1663554.4587 | -857110.801 | 0 | 23671911.9514
2020-04-01 | 4 | 2020 | 22329895.326 | 30 | 256.3 | 1 | 0 |  | 95810.4573 | 22035152.745 | 1663554.4587 | -1714221.6021 | 0 | 22080296.0589
2020-05-01 | 5 | 2020 | 24861573.6158 | 31 | 256.3 | 1 | 0 |  | 95810.4573 | 22769657.8365 | 1663554.4587 | -1714221.6021 | 0 | 22814801.1504
2020-06-01 | 6 | 2020 | 21367567.6036 | 30 | 256.3 | 0.5 | 0 |  | 95810.4573 | 22035152.745 | 1663554.4587 | -857110.801 | 0 | 22937406.8599
2020-07-01 | 7 | 2020 | 24684233.8568 | 31 | 256.3 | 0.5 | 0 |  | 95810.4573 | 22769657.8365 | 1663554.4587 | -857110.801 | 0 | 23671911.9514
2020-08-01 | 8 | 2020 | 23737768.3088 | 31 | 256.3 | 0.5 | 0 |  | 95810.4573 | 22769657.8365 | 1663554.4587 | -857110.801 | 0 | 23671911.9514
2020-09-01 | 9 | 2020 | 23865594.6499 | 30 | 256.3 | 0.5 | 1 |  | 95810.4573 | 22035152.745 | 1663554.4587 | -857110.801 | -813494.5521 | 22123912.3078
2020-10-01 | 10 | 2020 | 22132718.5826 | 31 | 256.3 | 0.5 | 1 |  | 95810.4573 | 22769657.8365 | 1663554.4587 | -857110.801 | -813494.5521 | 22858417.3993
2020-11-01 | 11 | 2020 | 23375946.3308 | 30 | 256.3 | 0.5 | 0 |  | 95810.4573 | 22035152.745 | 1663554.4587 | -857110.801 | 0 | 22937406.8599
2020-12-01 | 12 | 2020 | 23288017.3572 | 31 | 256.3 | 0.5 | 0 |  | 95810.4573 | 22769657.8365 | 1663554.4587 | -857110.801 | 0 | 23671911.9514
2021-01-01 | 1 | 2021 | 25406747.6578 | 31 | 251.2 | 0.5 | 0 |  | 95810.4573 | 22769657.8365 | 1630452.1265 | -857110.801 | 0 | 23638809.6192
2021-02-01 | 2 | 2021 | 21350344.0942 | 28 | 251.2 | 0.5 | 0 |  | 95810.4573 | 20566142.562 | 1630452.1265 | -857110.801 | 0 | 21435294.3447
2021-03-01 | 3 | 2021 | 23427012.5947 | 31 | 251.2 | 0.5 | 0 |  | 95810.4573 | 22769657.8365 | 1630452.1265 | -857110.801 | 0 | 23638809.6192
2021-04-01 | 4 | 2021 | 21701549.6508 | 30 | 251.2 | 0.5 | 0 |  | 95810.4573 | 22035152.745 | 1630452.1265 | -857110.801 | 0 | 22904304.5277
2021-05-01 | 5 | 2021 | 22630782.1848 | 31 | 251.2 | 0.5 | 0 |  | 95810.4573 | 22769657.8365 | 1630452.1265 | -857110.801 | 0 | 23638809.6192
2021-06-01 | 6 | 2021 | 21965136.1135 | 30 | 251.2 | 0.5 | 0 |  | 95810.4573 | 22035152.745 | 1630452.1265 | -857110.801 | 0 | 22904304.5277
2021-07-01 | 7 | 2021 | 22130382.4023 | 31 | 251.2 | 0.5 | 0 |  | 95810.4573 | 22769657.8365 | 1630452.1265 | -857110.801 | 0 | 23638809.6192
2021-08-01 | 8 | 2021 | 18777344.634 | 31 | 251.2 | 0.5 | 0 |  | 95810.4573 | 22769657.8365 | 1630452.1265 | -857110.801 | 0 | 23638809.6192
2021-09-01 | 9 | 2021 | 21741641.3187 | 30 | 251.2 | 0.5 | 1 |  | 95810.4573 | 22035152.745 | 1630452.1265 | -857110.801 | -813494.5521 | 22090809.9756
2021-10-01 | 10 | 2021 | 22983297.4427 | 31 | 251.2 | 0.5 | 1 |  | 95810.4573 | 22769657.8365 | 1630452.1265 | -857110.801 | -813494.5521 | 22825315.0671
2021-11-01 | 11 | 2021 | 23676203.1088 | 30 | 251.2 | 0.5 | 0 |  | 95810.4573 | 22035152.745 | 1630452.1265 | -857110.801 | 0 | 22904304.5277
2021-12-01 | 12 | 2021 | 22943795.2242 | 31 | 251.2 | 0.5 | 0 | COVID | 95810.4573 | 22769657.8365 | 1630452.1265 | -857110.801 | 0 | 23638809.6192
2022-01-01 | 1 | 2022 |  | 31 | 258.8616 | 0 | 0 | 0 | 95810.4573 | 22769657.8365 | 1680180.9163 | 0 | 0 | 24545649.2101
2022-02-01 | 2 | 2022 |  | 28 | 258.8616 | 0 | 0 | 0 | 95810.4573 | 20566142.562 | 1680180.9163 | 0 | 0 | 22342133.9356
2022-03-01 | 3 | 2022 |  | 31 | 258.8616 | 0 | 0 | 0 | 95810.4573 | 22769657.8365 | 1680180.9163 | 0 | 0 | 24545649.2101
2022-04-01 | 4 | 2022 |  | 30 | 258.8616 | 0 | 0 | 0 | 95810.4573 | 22035152.745 | 1680180.9163 | 0 | 0 | 23811144.1186
2022-05-01 | 5 | 2022 |  | 31 | 258.8616 | 0 | 0 | 0 | 95810.4573 | 22769657.8365 | 1680180.9163 | 0 | 0 | 24545649.2101
2022-06-01 | 6 | 2022 |  | 30 | 258.8616 | 0 | 0 | 0 | 95810.4573 | 22035152.745 | 1680180.9163 | 0 | 0 | 23811144.1186
2022-07-01 | 7 | 2022 |  | 31 | 258.8616 | 0 | 0 | 0 | 95810.4573 | 22769657.8365 | 1680180.9163 | 0 | 0 | 24545649.2101
2022-08-01 | 8 | 2022 |  | 31 | 258.8616 | 0 | 0 | 0 | 95810.4573 | 22769657.8365 | 1680180.9163 | 0 | 0 | 24545649.2101
2022-09-01 | 9 | 2022 |  | 30 | 258.8616 | 0 | 1 | 0 | 95810.4573 | 22035152.745 | 1680180.9163 | 0 | -813494.5521 | 22997649.5665
2022-10-01 | 10 | 2022 |  | 31 | 258.8616 | 0 | 1 | 0 | 95810.4573 | 22769657.8365 | 1680180.9163 | 0 | -813494.5521 | 23732154.658
2022-11-01 | 11 | 2022 |  | 30 | 258.8616 | 0 | 0 | 0 | 95810.4573 | 22035152.745 | 1680180.9163 | 0 | 0 | 23811144.1186
2022-12-01 | 12 | 2022 |  | 31 | 258.8616 | 0 | 0 | 0 | 95810.4573 | 22769657.8365 | 1680180.9163 | 0 | 0 | 24545649.2101
2023-01-01 | 1 | 2023 |  | 31 | 261.0619 | 0 | 0 | 0 | 95810.4573 | 22769657.8365 | 1694462.4541 | 0 | 0 | 24559930.7479
2023-02-01 | 2 | 2023 |  | 28 | 261.0619 | 0 | 0 | 0 | 95810.4573 | 20566142.562 | 1694462.4541 | 0 | 0 | 22356415.4734
2023-03-01 | 3 | 2023 |  | 31 | 261.0619 | 0 | 0 | 0 | 95810.4573 | 22769657.8365 | 1694462.4541 | 0 | 0 | 24559930.7479
2023-04-01 | 4 | 2023 |  | 30 | 261.0619 | 0 | 0 | 0 | 95810.4573 | 22035152.745 | 1694462.4541 | 0 | 0 | 23825425.6564
2023-05-01 | 5 | 2023 |  | 31 | 261.0619 | 0 | 0 | 0 | 95810.4573 | 22769657.8365 | 1694462.4541 | 0 | 0 | 24559930.7479
2023-06-01 | 6 | 2023 |  | 30 | 261.0619 | 0 | 0 | 0 | 95810.4573 | 22035152.745 | 1694462.4541 | 0 | 0 | 23825425.6564
2023-07-01 | 7 | 2023 |  | 31 | 261.0619 | 0 | 0 | 0 | 95810.4573 | 22769657.8365 | 1694462.4541 | 0 | 0 | 24559930.7479
2023-08-01 | 8 | 2023 |  | 31 | 261.0619 | 0 | 0 | 0 | 95810.4573 | 22769657.8365 | 1694462.4541 | 0 | 0 | 24559930.7479
2023-09-01 | 9 | 2023 |  | 30 | 261.0619 | 0 | 1 | 0 | 95810.4573 | 22035152.745 | 1694462.4541 | 0 | -813494.5521 | 23011931.1043
2023-10-01 | 10 | 2023 |  | 31 | 261.0619 | 0 | 1 | 0 | 95810.4573 | 22769657.8365 | 1694462.4541 | 0 | -813494.5521 | 23746436.1958
2023-11-01 | 11 | 2023 |  | 30 | 261.0619 | 0 | 0 | 0 | 95810.4573 | 22035152.745 | 1694462.4541 | 0 | 0 | 23825425.6564
2023-12-01 | 12 | 2023 |  | 31 | 261.0619 | 0 | 0 | 0 | 95810.4573 | 22769657.8365 | 1694462.4541 | 0 | 0 | 24559930.7479

## Normalized Annual Summary
Residential kWh | [6 empty] | GS<50 kWh | [6 empty] | GS>50 kWh | [6 empty] | Int kWh | [6 empty] | LU kWh | [7 empty] | Street Light | [5 empty] | Sentinel Light | [5 empty] | USL | [5 empty] | USL Adjusted
Year | Actual | Cumulative Persisting CDM | Actual No CDM | Normalized No CDM | Cumulative Persisting CDM | Normalized | Year | Actual | Cumulative Persisting CDM | Actual No CDM | Normalized No CDM | Cumulative Persisting CDM | Normalized | Year | Actual | Cumulative Persisting CDM | Actual No CDM | Normalized No CDM | Cumulative Persisting CDM | Normalized | Year | Actual | Cumulative Persisting CDM | Actual No CDM | Normalized No CDM | Cumulative Persisting CDM | Normalized | Year | Actual | Cumulative Persisting CDM | Actual No CDM | Normalized No CDM | Cumulative Persisting CDM | Normalized |  | Year | Actual | Lamps / Devices | Average per Device | Normal Forecast |  | Year | Actual | Lamps / Devices | Average per Device | Normal Forecast |  | Year | Actual | Lamps / Devices | Average per Device | Normal Forecast |  | Year | Adj. Actual | Lamps / Devices | Average per Device | Normal Forecast
| A | B | C = A + B | D | E = B | F = D - E |  | A | B | C = A + B | D | E = B | F = D - E |  | A | B | C = A + B | D | E = B | F = D - E |  | A | B | C = A + B | D | E = B | F = D - E |  | A | B | C = A + B | D | E = B | F = D - E
2012 | 256220600.7039 | 1648705.3792 | 257869306.0831 | 258679855.1693 | 1648705.3792 | 257031149.7901 | 2012 | 103403739.7867 | 864419.5448 | 104268159.3315 | 105683532.789 | 864419.5448 | 104819113.2442 | 2012 | 234251734.8947 | 4899393.0021 | 239151127.8968 | 239788930.4562 | 4899393.0021 | 234889537.4541 | 2012 | 126895902.8686 | 4140 | 126900042.8686 | 128240308.8452 | 4140 | 128236168.8452 | 2012 | 272631443.2734 | 0 | 272631443.2734 | 271334704.1609 | 0 | 271334704.1609 |  | 2012 | 9019466.9023 | 10019.3333 | 900.2063 | 9019466.9023 |  | 2012 | 572652.996 | 446.75 | 1281.8198 | 572652.996 |  | 2012 | 2229014.4069 | 263 | 8475.34 | 2229014.4069
2013 | 255389581.6321 | 2457479.7787 | 257847061.4108 | 259649095.7698 | 2457479.7787 | 257191615.9911 | 2013 | 103284258.7981 | 1738624.7106 | 105022883.5087 | 105325096.8301 | 1738624.7106 | 103586472.1195 | 2013 | 233430195.3534 | 6700092.0416 | 240130287.395 | 239186750.5116 | 6700092.0416 | 232486658.47 | 2013 | 132211130.9334 | 148139.7712 | 132359270.7046 | 131674885.5918 | 148139.7712 | 131526745.8206 | 2013 | 264004765.6721 | 270.3386 | 264005036.0107 | 269774587.9608 | 270.3386 | 269774317.6222 |  | 2013 | 9144166.0182 | 10029.5 | 911.727 | 9144166.0182 |  | 2013 | 547347.48 | 427.5833 | 1280.0955 | 547347.48 |  | 2013 | 2183026.2609 | 262.0833 | 8329.512 | 2183026.2609
2014 | 248491220.2959 | 3669783.2042 | 252161003.5001 | 260324483.8491 | 3669783.2042 | 256654700.6449 | 2014 | 103923430.5557 | 2439829.2045 | 106363259.7602 | 105403533.1977 | 2439829.2045 | 102963703.9932 | 2014 | 224657845.5708 | 8134323.4285 | 232792168.9992 | 232201619.4619 | 8134323.4285 | 224067296.0334 | 2014 | 130549125.321 | 572572.3744 | 131121697.6954 | 128296393.6229 | 572572.3744 | 127723821.2485 | 2014 | 269591766.2777 | 82454.3864 | 269674220.6641 | 269556502.0076 | 82454.3864 | 269474047.6212 |  | 2014 | 8086583.277 | 10050.8333 | 804.5684 | 8086583.277 |  | 2014 | 536887.44 | 417.9167 | 1284.6758 | 536887.44 |  | 2014 | 2203828.4996 | 261.9167 | 8414.2354 | 2203828.4996
2015 | 247531814.8401 | 4941125.1875 | 252472940.0276 | 260871032.3085 | 4941125.1875 | 255929907.121 | 2015 | 104997600.1747 | 3054294.9553 | 108051895.13 | 106456039.8047 | 3054294.9553 | 103401744.8494 | 2015 | 218194347.0554 | 11678517.8903 | 229872864.9456 | 229019141.5304 | 11678517.8903 | 217340623.6401 | 2015 | 127712881.4988 | 1025687.0766 | 128738568.5754 | 127089715.2382 | 1025687.0766 | 126064028.1616 | 2015 | 272823999.1958 | 196470.3774 | 273020469.5732 | 269439670.2469 | 196470.3774 | 269243199.8695 |  | 2015 | 6427056.8046 | 10012.8333 | 641.8819 | 6427056.8046 |  | 2015 | 507379.836 | 412.25 | 1230.7576 | 507379.836 |  | 2015 | 2211250.1011 | 262.4167 | 8426.485 | 2211250.1011
2016 | 254829614.9445 | 7049692.5502 | 261879307.4947 | 262662302.2987 | 7049692.5502 | 255612609.7485 | 2016 | 103858080.6419 | 3631450.6138 | 107489531.2557 | 106125877.4202 | 3631450.6138 | 102494426.8064 | 2016 | 216056699.6148 | 16483570.6039 | 232540270.2187 | 228772660.6933 | 16483570.6039 | 212289090.0894 | 2016 | 124246025.7656 | 1211769.4963 | 125457795.2619 | 126727682.3262 | 1211769.4963 | 125515912.83 | 2016 | 300037282.5191 | 300361.9894 | 300337644.5085 | 297730893.2848 | 300361.9894 | 297430531.2954 |  | 2016 | 5119606.1327 | 10018.0833 | 511.0365 | 5119606.1327 |  | 2016 | 497068.968 | 407.3333 | 1220.3002 | 497068.968 |  | 2016 | 2221666.6958 | 261.0833 | 8509.416 | 2221666.6958
2017 | 243695247.7593 | 12222428.9106 | 255917676.6699 | 263968710.5258 | 12222428.9106 | 251746281.6152 | 2017 | 99503004.4272 | 3252871.5648 | 102755875.9919 | 106103988.2013 | 3252871.5648 | 102851116.6366 | 2017 | 204648181.0199 | 20129088.8318 | 224777269.8517 | 230047326.7082 | 20129088.8318 | 209918237.8764 | 2017 | 123613582.2384 | 962771.6171 | 124576353.8555 | 125679639.4573 | 962771.6171 | 124716867.8401 | 2017 | 289478993.7746 | 471043.3561 | 289950037.1307 | 290009848.9062 | 471043.3561 | 289538805.55 |  | 2017 | 4349789.3749 | 10042 | 433.1597 | 4349789.3749 |  | 2017 | 476322.4709 | 391.3333 | 1217.1784 | 476322.4709 |  | 2017 | 2156982.0689 | 258.4167 | 8346.9155 | 2156982.0689
2018 | 259006063.9924 | 15150416.9072 | 274156480.8996 | 266008956.3157 | 15150416.9072 | 250858539.4085 | 2018 | 101399119.859 | 4058851.7449 | 105457971.6039 | 107179296.078 | 4058851.7449 | 103120444.3331 | 2018 | 206166950.134 | 24572721.6332 | 230739671.7672 | 231467201.4777 | 24572721.6332 | 206894479.8445 | 2018 | 122358953.9509 | 994948.9602 | 123353902.9111 | 124802558.798 | 994948.9602 | 123807609.8378 | 2018 | 287387431.1328 | 561641.1741 | 287949072.3069 | 289192026.5816 | 561641.1741 | 288630385.4075 |  | 2018 | 3664817.2995 | 10067.6667 | 364.0185 | 3664817.2995 |  | 2018 | 453200.0613 | 384.5 | 1178.6738 | 453200.0613 |  | 2018 | 2052963.2463 | 256.4167 | 8006.3565 | 2052963.2463
2019 | 251122549 | 16025383.4697 | 267147932.4697 | 269040174.872 | 16025383.4697 | 253014791.4023 | 2019 | 101723563 | 4457215.4108 | 106180778.4108 | 107051608.968 | 4457215.4108 | 102594393.5571 | 2019 | 203960179.9972 | 28955890.2137 | 232916070.2109 | 228284723.5462 | 28955890.2137 | 199328833.3325 | 2019 | 120082524.1001 | 1856737.6941 | 121939261.7942 | 124305330.4625 | 1856737.6941 | 122448592.7684 | 2019 | 290955053 | 968078.4947 | 291923131.4947 | 288864897.6517 | 968078.4947 | 287896819.1571 |  | 2019 | 3457005 | 10100.4167 | 342.2636 | 3457005 |  | 2019 | 474592 | 385.1667 | 1232.1731 | 474592 |  | 2019 | 2202858 | 256.5833 | 8585.3511 | 2202858
2020 | 270338602 | 15803149.9842 | 286141751.9842 | 284461842.14 | 15803149.9842 | 268658692.1558 | 2020 | 94820549.6693 | 4920374.7743 | 99740924.4436 | 101361838.0125 | 4920374.7743 | 96441463.2382 | 2020 | 192408295.5452 | 31766187.6849 | 224174483.2301 | 223763324.7445 | 31766187.6849 | 191997137.0595 | 2020 | 112049205.3592 | 3001139.0672 | 115050344.4264 | 114387299.3754 | 3001139.0672 | 111386160.3081 | 2020 | 281204845.0344 | 1385307.237 | 282590152.2714 | 278028923.7636 | 1385307.237 | 276643616.5265 |  | 2020 | 3449208.388 | 10136.3333 | 340.2817 | 3449208.388 |  | 2020 | 439110 | 370.5833 | 1184.9157 | 439110 |  | 2020 | 2209114 | 253.25 | 8723.0563 | 2209114
2021 | 275475848.2199 | 15339517.8178 | 290815366.0377 | 292215964.5839 | 15339517.8178 | 276876446.7661 | 2021 | 98943526.0287 | 5158448.1396 | 104101974.1683 | 103970303.2604 | 5158448.1396 | 98811855.1208 | 2021 | 190301136.7771 | 33037909.3142 | 223339046.0913 | 227909354.3542 | 33037909.3142 | 194871445.0401 | 2021 | 120904790.8082 | 3468936.9925 | 124373727.8007 | 122217043.9772 | 3468936.9925 | 118748106.9847 | 2021 | 266221942.0421 | 2512294.3844 | 268734236.4265 | 276897190.6859 | 2512294.3844 | 274384896.3015 |  | 2021 | 3351424.9544 | 10161 | 329.8322 | 3351424.9544 |  | 2021 | 433167.96 | 366.9167 | 1180.5622 | 433167.96 |  | 2021 | 2181430.8755 | 242.9167 | 8980.1614 | 2181430.8755 |  | 2021 | 2228734.8755 | 345.9167 | 6442.9821 | 2228734.8755
2022 |  |  |  | 273789655.4528 | 15277587.2543 | 258512068.1985 | 2022 |  |  |  | 111555665.9766 | 5073709.5137 | 106481956.4628 | 2022 |  |  |  | 225216488.4122 | 32613323.633 | 192603164.7792 | 2022 |  |  |  | 122801265.1678 | 3458453.8409 | 119342811.3269 | 2022 |  |  |  | 287779265.7766 | 2494269.9416 | 285284995.835 |  | 2022 |  | 10176.8639 | 329.8322 | 3356657.3704 |  | 2022 |  | 358.9779 | 1180.5622 | 423795.7973 |  | 2022 |  | 240.7821 | 8980.1614 | 2162261.9017 |  | 2022 |  | 343.78 | 6442.9821 | 2214968.3705
2023 |  |  |  | 274878190.5257 | 15175530.5018 | 259702660.0238 | 2023 |  |  |  | 111844770.9868 | 4979876.5063 | 106864894.4805 | 2023 |  |  |  | 224119757.5558 | 32007473.8687 | 192112283.6871 | 2023 |  |  |  | 121823304.3188 | 3440661.0043 | 118382643.3145 | 2023 |  |  |  | 287950644.2301 | 2480435.4906 | 285470208.7394 |  | 2023 |  | 10192.7525 | 329.8322 | 3361897.9554 |  | 2023 |  | 351.211 | 1180.5622 | 414626.4138 |  | 2023 | [5 empty] | 2023 |  | 341.6662 | 6442.9821 | 2201349.4629
[37 empty] | kWh | Device | kWh/Device/Day |  |  |  | kWh | Device | kWh/Device/Day |  |  |  | kWh | Device | kWh/Device/Day
[35 empty] | 2020 | Jan | 361046.9111 | 10120 | 1.1509 |  | 2020 | Jan | 37740 | 377 | 3.2292 |  | 2020 | Jan | 187474 | 254 | 23.8092
[36 empty] | Feb | 311246.4491 | 10120 | 1.0605 |  |  | Feb | 35409 | 377 | 3.2387 |  |  | Feb | 175380 | 254 | 23.8094
[36 empty] | Mar | 297441.027 | 10127 | 0.94745 |  |  | Mar | 38216 | 377 | 3.27 |  |  | Mar | 187474 | 254 | 23.8092
[36 empty] | Apr | 251703.0262 | 10131 | 0.82816 |  |  | Apr | 35856 | 377 | 3.1703 |  |  | Apr | 180830 | 253 | 23.8248
[36 empty] | May | 229479.2724 | 10131 | 0.73068 |  |  | May | 36944 | 368 | 3.2384 |  |  | May | 186856 | 253 | 23.8246
[36 empty] | Jun | 206807.5668 | 10139 | 0.67991 |  |  | Jun | 35769 | 368 | 3.2399 |  |  | Jun | 180830 | 253 | 23.8248
[36 empty] | Jul | 223499.6689 | 10144 | 0.71073 |  |  | Jul | 36944 | 368 | 3.2384 |  |  | Jul | 186856 | 253 | 23.8246
[36 empty] | Aug | 251034.9738 | 10146 | 0.79814 |  |  | Aug | 37070 | 366 | 3.2672 |  |  | Aug | 186856 | 253 | 23.8246
[36 empty] | Sep | 285730.0743 | 10145 | 0.93882 |  |  | Sep | 35752 | 368 | 3.2384 |  |  | Sep | 180830 | 253 | 23.8248
[36 empty] | Oct | 320925.6875 | 10143 | 1.0206 |  |  | Oct | 36944 | 367 | 3.2473 |  |  | Oct | 187459 | 253 | 23.9014
[36 empty] | Nov | 340266.5982 | 10145 | 1.118 |  |  | Nov | 35705 | 367 | 3.243 |  |  | Nov | 181413 | 253 | 23.9016 |  |  |  | Incremental kWh | Incremental Count
[36 empty] | Dec | 370027.1327 | 10145 | 1.1766 |  |  | Dec | 36761 | 367 | 3.2312 |  |  | Dec | 186856 | 253 | 23.8246 |  | 2021 Adj |  | 3942 | 103 |  | <- Actual amounts to be adjusted in Jan. 2023
[35 empty] | 2021 | Jan | 353082.4754 | 10145 | 1.1227 |  | 2021 | Jan | 36761.04 | 367 | 3.2312 |  | 2021 | Jan | 186083.5865 | 250 | 24.0108 |  |  | Jan | 190025.5865 | 353 | 17.365
[36 empty] | Feb | 295429.6925 | 10159 | 1.0386 |  |  | Feb | 33203.52 | 367 | 3.2312 |  |  | Feb | 168075.4975 | 250 | 24.0108 |  |  | Feb | 172017.4975 | 353 | 17.4036
[36 empty] | Mar | 291554.6984 | 10159 | 0.92578 |  |  | Mar | 37192.56 | 367 | 3.2691 |  |  | Mar | 186083.5865 | 250 | 24.0108 |  |  | Mar | 190025.5865 | 353 | 17.365
[36 empty] | Apr | 246819.2081 | 10159 | 0.80985 |  |  | Apr | 35575.2 | 367 | 3.2312 |  |  | Apr | 180664.1198 | 250 | 24.0885 |  |  | Apr | 184606.1198 | 353 | 17.4321
[36 empty] | May | 224962.4385 | 10159 | 0.71433 |  |  | May | 36761.04 | 367 | 3.2312 |  |  | May | 186686.2571 | 250 | 24.0885 |  |  | May | 190628.2571 | 353 | 17.4201
[36 empty] | Jun | 202402.2036 | 10159 | 0.66411 |  |  | Jun | 35575.2 | 367 | 3.2312 |  |  | Jun | 179927.3528 | 238 | 25.1999 |  |  | Jun | 183869.3528 | 341 | 17.9735
[36 empty] | Jul | 218561.9809 | 10159 | 0.694 |  |  | Jul | 36761.04 | 367 | 3.2312 |  |  | Jul | 185389.8629 | 238 | 25.1274 |  |  | Jul | 189331.8629 | 341 | 17.9105
[36 empty] | Aug | 245312.7278 | 10159 | 0.77895 |  |  | Aug | 36761.04 | 367 | 3.2312 |  |  | Aug | 184122.0053 | 238 | 24.9555 |  |  | Aug | 188064.0053 | 341 | 17.7906
[36 empty] | Sep | 279337.2652 | 10162 | 0.91628 |  |  | Sep | 35575.2 | 367 | 3.2312 |  |  | Sep | 178182.5858 | 238 | 24.9555 |  |  | Sep | 182124.5858 | 341 | 17.803
[36 empty] | Oct | 313989.3528 | 10167 | 0.99623 |  |  | Oct | 36761.04 | 367 | 3.2312 |  |  | Oct | 184122.0053 | 238 | 24.9555 |  |  | Oct | 188064.0053 | 341 | 17.7906
[36 empty] | Nov | 334064.2794 | 10172 | 1.0947 |  |  | Nov | 35528.4 | 367 | 3.2269 |  |  | Nov | 178079.0242 | 238 | 24.941 |  |  | Nov | 182021.0242 | 341 | 17.7929
[36 empty] | Dec | 345908.6318 | 10173 | 1.0969 |  |  | Dec | 36712.68 | 366 | 3.2357 |  |  | Dec | 184014.9917 | 237 | 25.0463 |  |  | Dec | 187956.9917 | 340 | 17.8327

## Customer-Device Count
| Residential |  | Percent of Prior Year | GS < 50 |  | Percent of Prior Year | GS > 50 |  | Percent of Prior Year | Int |  | Percent of Prior Year | LU |  | Percent of Prior Year | St. Lights |  | Percent of Prior Year | Sen Lights |  | Percent of Prior Year | USL |  | Percent of Prior Year
| Year | Customers |  | Year | Customers |  | Year | Customers |  | Year | Customers |  | Year | Customers |  | Year | Devices |  | Year | Devices |  | Year | Devices
| 2010 | 31552 |  | 2010 | 3510.5833 |  | 2010 | 392.5417 |  | 2010 | 16 |  | 2010 | 3 |  | 2010 | 9899.3333 |  | 2010 | 497 |  | 2010 | 257
| 2011 | 31786.6667 | 100.7% | 2011 | 3506.8333 | 99.89% | 2011 | 408.75 | 104.1% | 2011 | 13 | 81.25% | 2011 | 3 | 100% | 2011 | 9964.5833 | 100.7% | 2011 | 497 | 100% | 2011 | 260 | 101.2%
| 2012 | 31896.3333 | 100.3% | 2012 | 3479.6667 | 99.23% | 2012 | 428.25 | 104.8% | 2012 | 13 | 100% | 2012 | 3 | 100% | 2012 | 10019.3333 | 100.5% | 2012 | 446.75 | 89.89% | 2012 | 263 | 101.2%
| 2013 | 32001.75 | 100.3% | 2013 | 3471.5833 | 99.77% | 2013 | 428.3333 | 100% | 2013 | 12.5 | 96.15% | 2013 | 3 | 100% | 2013 | 10029.5 | 100.1% | 2013 | 427.5833 | 95.71% | 2013 | 262.0833 | 99.65%
| 2014 | 32139 | 100.4% | 2014 | 3494.5 | 100.7% | 2014 | 393.1667 | 91.79% | 2014 | 12 | 96% | 2014 | 3 | 100% | 2014 | 10050.8333 | 100.2% | 2014 | 417.9167 | 97.74% | 2014 | 261.9167 | 99.94%
| 2015 | 32276.6667 | 100.4% | 2015 | 3497.0833 | 100.1% | 2015 | 376.9167 | 95.87% | 2015 | 12 | 100% | 2015 | 3 | 100% | 2015 | 10012.8333 | 99.62% | 2015 | 412.25 | 98.64% | 2015 | 262.4167 | 100.2%
| 2016 | 32434.25 | 100.5% | 2016 | 3474.75 | 99.36% | 2016 | 373 | 98.96% | 2016 | 11.5833 | 96.53% | 2016 | 3.4167 | 113.9% | 2016 | 10018.0833 | 100.1% | 2016 | 407.3333 | 98.81% | 2016 | 261.0833 | 99.49%
| 2017 | 32604.6667 | 100.5% | 2017 | 3477.75 | 100.1% | 2017 | 382.1667 | 102.5% | 2017 | 11 | 94.96% | 2017 | 4 | 117.1% | 2017 | 10042 | 100.2% | 2017 | 391.3333 | 96.07% | 2017 | 258.4167 | 98.98%
| 2018 | 32755.3333 | 100.5% | 2018 | 3468.0833 | 99.72% | 2018 | 389.4167 | 101.9% | 2018 | 11 | 100% | 2018 | 4 | 100% | 2018 | 10067.6667 | 100.3% | 2018 | 384.5 | 98.25% | 2018 | 256.4167 | 99.23%
| 2019 | 32861.75 | 100.3% | 2019 | 3485.0833 | 100.5% | 2019 | 372.3333 | 95.61% | 2019 | 11 | 100% | 2019 | 4 | 100% | 2019 | 10100.4167 | 100.3% | 2019 | 385.1667 | 100.2% | 2019 | 256.5833 | 100.1%
| 2020 | 32990.1667 | 100.4% | 2020 | 3490.4167 | 100.2% | 2020 | 368.5 | 98.97% | 2020 | 10 | 90.91% | 2020 | 4 | 100% | 2020 | 10136.3333 | 100.4% | 2020 | 370.5833 | 96.21% | 2020 | 253.25 | 98.7%
| 2021 | 33113 | 100.4% | 2021 | 3459.1667 | 99.1% | 2021 | 372.25 | 101% | 2021 | 9 | 90% | 2021 | 4 | 100% | 2021 | 10161 | 100.2% | 2021 | 366.9167 | 99.01% | 2021 | 242.9167 | 95.92%
| 2022 | 33251.0181 | 100.4% | 2022 | 3488.8964 | 99.93% | 2022 | 359.4985 | 98.45% | 2022 | 9 | 100% | 2022 | 4 | 100% | 2022 | 10176.8639 | 100.2% | 2022 | 358.9779 | 97.84% | 2022 | 240.7821 | 99.12%
| 2023 | 33389.6115 | 100.4% | 2023 | 3486.6065 | 99.93% | 2023 | 353.944 | 98.45% | 2023 | 8 | 88.89% | 2023 | 4 | 100% | 2023 | 10192.7525 | 100.2% | 2023 | 351.211 | 97.84% | 2023 | 341.6662 | 99.12%
|  | Jan 2022 Reclassification |  |  | 32 |  |  | -7
|  | 2023 adj. | [20 empty] | 103
Monthly Average
| 2022 | 33251.02 | 100.4% | 2022 | 3488.9 | 100.9% | 2022 | 359.5 | 96.57% | 2022 | 9 | 100% | 2022 | 4 | 100% | 2022 | 10176.86 | 100.2% | 2022 | 358.98 | 97.84% | 2022 | 240.78 | 99.12%
| 2023 | 33389.6134 | 100.4% | 2023 | 3486.6102 | 99.93% | 2023 | 353.9 | 98.44% | 2023 | 8 | 88.89% | 2023 | 4 | 100% | 2023 | 10192.7486 | 100.2% | 2023 | 351.213 | 97.84% | 2023 | 341.6642 | 141.9%
|  | Match |  |  | Match |  |  | Match |  |  | Match |  |  | Match |  |  | Match |  |  | Match |  |  | Match
2020 | Dec |  |  | Dec |  |  | Dec |  |  | Dec |  |  | Dec |  |  | Dec |  |  | Dec |  |  | Dec
2021 | Jan | 33061 |  | Jan | 3494 |  | Jan | 368 |  | Jan | 9 |  | Jan | 4 |  | Jan | 10145 |  | Jan | 367 |  | Jan | 250
2021 | Feb | 33072 |  | Feb | 3496 |  | Feb | 368 |  | Feb | 9 |  | Feb | 4 |  | Feb | 10159 |  | Feb | 367 |  | Feb | 250
2021 | Mar | 33081 |  | Mar | 3495 |  | Mar | 369 |  | Mar | 9 |  | Mar | 4 |  | Mar | 10159 |  | Mar | 367 |  | Mar | 250
2021 | Apr | 33089 |  | Apr | 3508 |  | Apr | 370 |  | Apr | 9 |  | Apr | 4 |  | Apr | 10159 |  | Apr | 367 |  | Apr | 250
2021 | May | 33091 |  | May | 3442 |  | May | 369 |  | May | 9 |  | May | 4 |  | May | 10159 |  | May | 367 |  | May | 250
2021 | Jun | 33105 |  | Jun | 3435 |  | Jun | 373 |  | Jun | 9 |  | Jun | 4 |  | Jun | 10159 |  | Jun | 367 |  | Jun | 238
2021 | Jul | 33122 |  | Jul | 3435 |  | Jul | 374 |  | Jul | 9 |  | Jul | 4 |  | Jul | 10159 |  | Jul | 367 |  | Jul | 238
2021 | Aug | 33124 |  | Aug | 3437 |  | Aug | 374 |  | Aug | 9 |  | Aug | 4 |  | Aug | 10159 |  | Aug | 367 |  | Aug | 238
2021 | Sep | 33131 |  | Sep | 3440 |  | Sep | 374 |  | Sep | 9 |  | Sep | 4 |  | Sep | 10162 |  | Sep | 367 |  | Sep | 238
2021 | Oct | 33148 |  | Oct | 3436 |  | Oct | 374 |  | Oct | 9 |  | Oct | 4 |  | Oct | 10167 |  | Oct | 367 |  | Oct | 238
2021 | Nov | 33158 |  | Nov | 3445 |  | Nov | 377 |  | Nov | 9 |  | Nov | 4 |  | Nov | 10172 |  | Nov | 367 |  | Nov | 238
2021 | Dec | 33174 |  | Dec | 3447 |  | Dec | 377 |  | Dec | 9 |  | Dec | 4 |  | Dec | 10173 |  | Dec | 366 |  | Dec | 237
2022 | Jan | 33187.6667 | 100% | Jan | 3489.9499 | 101.2% | Jan | 362.0712 | 96.04% | Jan | 9 | 100% | Jan | 4 | 100% | Jan | 10169.585 | 99.97% | Jan | 362.5899 | 99.07% | Jan | 241.7552 | 102%
2022 | Feb | 33199.1721 | 100% | Feb | 3489.759 | 99.99% | Feb | 361.6017 | 99.87% | Feb | 9 | 100% | Feb | 4 | 100% | Feb | 10170.9071 | 100% | Feb | 361.9295 | 99.82% | Feb | 241.5775 | 99.93%
2022 | Mar | 33210.6816 | 100% | Mar | 3489.5681 | 99.99% | Mar | 361.1328 | 99.87% | Mar | 9 | 100% | Mar | 4 | 100% | Mar | 10172.2295 | 100% | Mar | 361.2704 | 99.82% | Mar | 241.3999 | 99.93%
2022 | Apr | 33222.1951 | 100% | Apr | 3489.3772 | 99.99% | Apr | 360.6645 | 99.87% | Apr | 9 | 100% | Apr | 4 | 100% | Apr | 10173.552 | 100% | Apr | 360.6125 | 99.82% | Apr | 241.2224 | 99.93%
2022 | May | 33233.7125 | 100% | May | 3489.1863 | 99.99% | May | 360.1968 | 99.87% | May | 9 | 100% | May | 4 | 100% | May | 10174.8746 | 100% | May | 359.9557 | 99.82% | May | 241.045 | 99.93%
2022 | Jun | 33245.234 | 100% | Jun | 3488.9954 | 99.99% | Jun | 359.7297 | 99.87% | Jun | 9 | 100% | Jun | 4 | 100% | Jun | 10176.1975 | 100% | Jun | 359.3002 | 99.82% | Jun | 240.8678 | 99.93%
2022 | Jul | 33256.7594 | 100% | Jul | 3488.8045 | 99.99% | Jul | 359.2632 | 99.87% | Jul | 9 | 100% | Jul | 4 | 100% | Jul | 10177.5205 | 100% | Jul | 358.6459 | 99.82% | Jul | 240.6907 | 99.93%
2022 | Aug | 33268.2889 | 100% | Aug | 3488.6136 | 99.99% | Aug | 358.7973 | 99.87% | Aug | 9 | 100% | Aug | 4 | 100% | Aug | 10178.8437 | 100% | Aug | 357.9927 | 99.82% | Aug | 240.5137 | 99.93%
2022 | Sep | 33279.8223 | 100% | Sep | 3488.4228 | 99.99% | Sep | 358.3321 | 99.87% | Sep | 9 | 100% | Sep | 4 | 100% | Sep | 10180.1671 | 100% | Sep | 357.3408 | 99.82% | Sep | 240.3369 | 99.93%
2022 | Oct | 33291.3597 | 100% | Oct | 3488.2319 | 99.99% | Oct | 357.8674 | 99.87% | Oct | 9 | 100% | Oct | 4 | 100% | Oct | 10181.4906 | 100% | Oct | 356.69 | 99.82% | Oct | 240.1602 | 99.93%
2022 | Nov | 33302.9011 | 100% | Nov | 3488.0411 | 99.99% | Nov | 357.4033 | 99.87% | Nov | 9 | 100% | Nov | 4 | 100% | Nov | 10182.8143 | 100% | Nov | 356.0404 | 99.82% | Nov | 239.9836 | 99.93%
2022 | Dec | 33314.4466 | 100% | Dec | 3487.8502 | 99.99% | Dec | 356.9399 | 99.87% | Dec | 9 | 100% | Dec | 4 | 100% | Dec | 10184.1382 | 100% | Dec | 355.392 | 99.82% | Dec | 239.8072 | 99.93%
2023 | Jan | 33325.996 | 100% | Jan | 3487.6594 | 99.99% | Jan | 356.4312 | 99.87% | Jan | 8 | 88.89% | Jan | 4 | 100% | Jan | 10185.4622 | 100% | Jan | 354.7448 | 99.82% | Jan | 342.6308 | 99.93%
2023 | Feb | 33337.5495 | 100% | Feb | 3487.4686 | 99.99% | Feb | 355.969 | 99.87% | Feb | 8 | 100% | Feb | 4 | 100% | Feb | 10186.7865 | 100% | Feb | 354.0987 | 99.82% | Feb | 342.4547 | 99.93%
2023 | Mar | 33349.1069 | 100% | Mar | 3487.2778 | 99.99% | Mar | 355.5074 | 99.87% | Mar | 8 | 100% | Mar | 4 | 100% | Mar | 10188.1109 | 100% | Mar | 353.4538 | 99.82% | Mar | 342.2786 | 99.93%
2023 | Apr | 33360.6683 | 100% | Apr | 3487.087 | 99.99% | Apr | 355.0464 | 99.87% | Apr | 8 | 100% | Apr | 4 | 100% | Apr | 10189.4354 | 100% | Apr | 352.8102 | 99.82% | Apr | 342.1027 | 99.93%
2023 | May | 33372.2338 | 100% | May | 3486.8963 | 99.99% | May | 354.5859 | 99.87% | May | 8 | 100% | May | 4 | 100% | May | 10190.7602 | 100% | May | 352.1676 | 99.82% | May | 341.9269 | 99.93%
2023 | Jun | 33383.8033 | 100% | Jun | 3486.7055 | 99.99% | Jun | 354.1261 | 99.87% | Jun | 8 | 100% | Jun | 4 | 100% | Jun | 10192.0851 | 100% | Jun | 351.5263 | 99.82% | Jun | 341.7512 | 99.93%
2023 | Jul | 33395.3768 | 100% | Jul | 3486.5147 | 99.99% | Jul | 353.6669 | 99.87% | Jul | 8 | 100% | Jul | 4 | 100% | Jul | 10193.4102 | 100% | Jul | 350.8861 | 99.82% | Jul | 341.5757 | 99.93%
2023 | Aug | 33406.9542 | 100% | Aug | 3486.324 | 99.99% | Aug | 353.2083 | 99.87% | Aug | 8 | 100% | Aug | 4 | 100% | Aug | 10194.7354 | 100% | Aug | 350.2471 | 99.82% | Aug | 341.4002 | 99.93%
2023 | Sep | 33418.5357 | 100% | Sep | 3486.1333 | 99.99% | Sep | 352.7503 | 99.87% | Sep | 8 | 100% | Sep | 4 | 100% | Sep | 10196.0609 | 100% | Sep | 349.6092 | 99.82% | Sep | 341.225 | 99.93%
2023 | Oct | 33430.1213 | 100% | Oct | 3485.9425 | 99.99% | Oct | 352.2928 | 99.87% | Oct | 8 | 100% | Oct | 4 | 100% | Oct | 10197.3865 | 100% | Oct | 348.9725 | 99.82% | Oct | 341.0498 | 99.93%
2023 | Nov | 33441.7108 | 100% | Nov | 3485.7518 | 99.99% | Nov | 351.836 | 99.87% | Nov | 8 | 100% | Nov | 4 | 100% | Nov | 10198.7122 | 100% | Nov | 348.337 | 99.82% | Nov | 340.8748 | 99.93%
2023 | Dec | 33453.3044 | 100% | Dec | 3485.5611 | 99.99% | Dec | 351.3797 | 99.87% | Dec | 8 | 100% | Dec | 4 | 100% | Dec | 10200.0382 | 100% | Dec | 347.7026 | 99.82% | Dec | 340.6999 | 99.93%
*Note all actual data - unadjusted
*January 2022 counts set by "goalseek" function to ensure average of monthly forecasts match annual forecast
& Jan 2023 for GS>50

## CDM Forecast
| In year energy savings (GWh) | [8 empty] | In year energy savings (kWh)
| 2021 | 2022 | 2023 | [6 empty] | 2021 | 2022 | 2023 | 2024
Retrofit | 354.3 | 337.8 | 217.2 | 217.2 | 0.7509% | % of provincial kWh |  |  | Retrofit | 2660263.6208 | 2536373.2743 | 1630847.4695 | 1630847.4695
Small Business | 40.2 | 28.5 | 14.3 | 15.3 | 0.7509% | % of provincial kWh |  |  | Small Business | 301841.935 | 213992.4166 | 107371.6336 | 114880.1394
Energy Performance Program | 21.8 | 17.3 | 34.1 | 35.6 | 0.7509% | % of provincial kWh |  |  | Energy Performance Program | 163685.4274 | 129897.1511 | 256040.0493 | 267302.8081
Energy Management | 16.4 | 47.3 | 115.2 | 115.2 | 0.7509% | % of provincial kWh |  | Total by Year | Energy Management | 123139.4959 | 355152.3265 | 864979.8733 | 864979.8733
Customer Solutions | 0 | 0 | 325.7 | 325.7 | 0.7509% | % of provincial kWh |  |  | Customer Solutions | 0 | 0 | 2445520.3536 | 2445520.3536
Local Initiatives | 52.4 | 52.4 | 62.9 | 62.9 | 0% |  |  |  | Local Initiatives | 0 | 0 | 0 | 0
Energy Affordability Program | 47.6 | 50.3 | 52.3 | 54 | 0.5654% | % of prov. LIM |  |  | Energy Affordability Program | 269141.7057 | 284408.147 | 295716.622 | 305328.8258
First Nations Program | 10.3 | 7.3 | 7.3 | 7.3 | 0% |  |  |  | First Nations Program | 0 | 0 | 0
[10 empty] | 3518072.1847 | 3519823.3155 | 5600476.0013 | 5628859.4697
Source: | 2021-2024 Conservation and Demand Management Framework Program Plan, 2021-01-04
[9 empty] | Retrofit | 1330131.8104 | 2598318.4475 | 4681928.8194 | 6312776.2889
| Province | Bluewater | Bluewater Share | [5 empty] | Small Business | 150920.9675 | 257917.1758 | 418599.2008 | 529725.0873
Residential | 4801697 | 33044 | 0.6882% | [5 empty] | Energy Performance Program | 81842.7137 | 146791.2893 | 339759.8895 | 601431.3182
General Service<50 kW | 446066 | 3491 | 0.7826% |  |  |  |  | Cummulative | Energy Management | 61569.7479 | 239145.9112 | 849212.011 | 1714191.8843
General Service >=50 kW | 54040 | 377 | 0.6976% |  |  |  |  | w/ 1/2 Year Adj. | Customer Solutions | 0 | 0 | 1222760.1768 | 3668280.5304
Large User | 123 | 4 | 3.252% | [5 empty] | Local Initiatives | 0 | 0 | 0 | 0
[9 empty] | Energy Affordability Program | 134570.8529 | 276774.9264 | 566837.3109 | 867360.0348
Total Distributed kWh | 2016 | 2017 | 2018 | 2019 | 2020 | 5-Year Avg. |  |  | First Nations Program | 0 | 0 | 0 | 0
Province | 135092458977 | 131507457610.91 | 137831974214.9 | 135053462090.4589 | 133510137227.5806 | 134599098024.1699 |  |  | Total | 1759036.0924 | 3518947.7501 | 8079097.4085 | 13693765.144
Bluewater | 1045130121 | 1000844635 | 1019735531 | 1002580158 | 984900126 | 1010638114.2
Bluewater % Share | 0.7736% | 0.7611% | 0.7398% | 0.7424% | 0.7377% | 0.7509% |  |  | Residential | 134570.8529 | 276774.9264 | 566837.3109 | 867360.0348
[8 empty] | Cummulative | GS < 50 | 328697.9832 | 608881.6331 | 1232919.1852 | 1924005.8174
Source: | 2016-2020 OEB Yearbooks of Electricity Distributors | [6 empty] | w/ 1/2 Year Adj. | GS > 50 | 1095098.6833 | 2161955.999 | 4974283.7573 | 8467007.9125
[9 empty] | Intermediate | 122311.6831 | 265374.9992 | 681047.7599 | 1227674.4939
[9 empty] | Large Use | 78356.8899 | 205960.1924 | 624009.3952 | 1207716.8853
Low-Income Measure | 2016 | 2017 | 2018 | 2019 |  | 4-Year Average |  |  | Total | 1759036.0924 | 3518947.7501 | 8079097.4085 | 13693765.144
Province | 1286980 | 1329050 | 1358300 | 1400400 | No 2020 Data Available | 1343682.5
Sarnia | 7330 | 7620 | 7660 | 7780 |  | 7597.5 |  |  | Residential | 269141.7057 | 284408.147 | 295716.622 | 305328.8258
| 0.5696% | 0.5733% | 0.5639% | 0.5556% |  | 0.5654% |  |  | GS < 50 | 657395.9665 | 560367.2997 | 687707.8046 | 694465.4598
[8 empty] | Total by Year | GS > 50 | 2190197.3666 | 2133714.6314 | 3490940.8851 | 3494507.4254
Source: | Statistics Canada Census Family Low Income Measure (CFLIM-AT) Table 11-10-0020-01 | [7 empty] | Intermediate | 244623.3662 | 286126.6322 | 545218.8892 | 548034.5788
| Number of Census Families in low income | [7 empty] | Large Use | 156713.7797 | 255206.6052 | 580891.8004 | 586523.1798
[9 empty] | Total | 3518072.1847 | 3519823.3155 | 5600476.0013 | 5628859.4697
In year energy savings (GWh)
| 2021 | 2022 | 2023 | 2024 | Total CDM |  |  |  | Residential | GS< 50 | GS > 50 | Int | LU
CDM | 0.5 | 1 | 0.5 | 0
Retrofit | 1330131.8104 | 2536373.2743 | 815423.7347 | 0 | 4681928.8194 |  |  |  |  | 14.5% | 78.5% | 6.5% | 0.5% | 100%
Small Business | 150920.9675 | 213992.4166 | 53685.8168 | 0 | 418599.2008 |  |  |  |  | 90% | 10% |  |  | 100%
Energy Performance Program | 81842.7137 | 129897.1511 | 128020.0247 | 0 | 339759.8895 |  |  |  |  | 0% | 25% | 25% | 50% | 100%
Energy Management | 61569.7479 | 355152.3265 | 432489.9367 | 0 | 849212.011 |  |  |  |  | 0% | 25% | 25% | 50% | 100%
Customer Solutions | 0 | 0 | 1222760.1768 | 0 | 1222760.1768 |  |  |  |  | 14.5% | 78.5% | 6.5% | 0.5% | 100%
Local Initiatives | 0 | 0 | 0 | 0 | 0
Energy Affordability Program | 134570.8529 | 284408.147 | 147858.311 | 0 | 566837.3109 |  |  |  | 100% |  |  |  |  | 100%
First Nations Program | 0 | 0 | 0 | 0 | 0
| 1759036.0924 | 3519823.3155 | 2800238.0006 |  | 8079097.4085
[9 empty] | Residential | GS< 50 | GS > 50 | Int | LU
[7 empty] | Retrofit |  | 0 | 678879.6788 | 3675314.1233 | 304325.3733 | 23409.6441 | 4681928.8194
[7 empty] | Small Business |  | 0 | 376739.2808 | 41859.9201 | 0 | 0 | 418599.2008
[7 empty] | Energy Performance Program |  | 0 | 0 | 84939.9724 | 84939.9724 | 169879.9447 | 339759.8895
[7 empty] | Energy Management |  | 0 | 0 | 212303.0028 | 212303.0028 | 424606.0055 | 849212.011
[7 empty] | Customer Solutions |  | 0 | 177300.2256 | 959866.7388 | 79479.4115 | 6113.8009 | 1222760.1768
[7 empty] | Local Initiatives |  | 0 | 0 | 0 | 0 | 0 | 0
[7 empty] | Energy Affordability Program |  | 566837.3109 | 0 | 0 | 0 | 0 | 566837.3109
[9 empty] | 566837.3109 | 1232919.1852 | 4974283.7573 | 681047.7599 | 624009.3952 | 8079097.4085
|  |  | Residential | GS<50 | GS>50 | Int | Sen Light | St. Light | USL | LU
Post CFF Savings | 2022 | 2022 | 0 | 22052.4995 | 0 | 4621840.896 | 0 | 0 | 0 | 0
(Consistent with LRAMVA) | 2022 | 2023 | 0 | 22052.4995 | 0 | 4621840.896 | 0 | 0 | 0 | 0

## CDM Adjustment
2021-2023 Forecasted kWh Savings by Rate Class
Rate Class | 2021 |  |  | 2022 | 2023 |  |  | CDM Adjustment
| kWh | CDM Adj Weight | Amount | kWh | kWh | CDM Adj Weight | Amount | kWh
| A | B | C = A * B | D | E | F | G = E * F | H = C + D + G
Residential | 538283.4114 | 0.5 | 269141.7057 | 284408.147 | 295716.622 | 0.5 | 147858.311 | 701408.1638
GS < 50 | 1314791.9329 | 0.5 | 657395.9665 | 582419.7992 | 687707.8046 | 0.5 | 343853.9023 | 1583669.668
GS > 50 | 4380394.7332 | 0.5 | 2190197.3666 | 2133714.6314 | 3490940.8851 | 0.5 | 1745470.4426 | 6069382.4406
Intermediate | 489246.7323 | 0.5 | 244623.3662 | 4907967.5282 | 545218.8892 | 0.5 | 272609.4446 | 5425200.339
Large User | 313427.5595 | 0.5 | 156713.7797 | 255206.6052 | 580891.8004 | 0.5 | 290445.9002 | 702366.2851
Street Light |  | 0.5 | 0 |  |  | 0.5 | 0 | 0
Sentinel Light |  | 0.5 | 0 |  |  | 0.5 | 0 | 0
USL |  | 0.5 | 0 |  |  | 0.5 | 0 | 0
TOTAL | 7036144.3694 | 0.5 | 3518072.1847 | 8163716.711 | 5600476.0013 | 0.5 | 2800238.0006 | 14482026.8964
2021-2023 kW Forcasted Savings by Rate Class
Rate Class | 2023 Forecast kWh |  |  | 2023 Forecast kW
| Weather-Normal Forecast | CDM | % Savings | Weather-Normal Forecast | CDM
| A | B | C = B / A | D | E = C * D
GS > 50 | 192112283.6871 | 6069382.4406 | 3.159% | 539125.127 | 17032.5214
Intermediate | 118382643.3145 | 5425200.339 | 4.583% | 230137.7656 | 10546.6769
Large User | 285470208.7394 | 702366.2851 | 0.246% | 479703.9606 | 1180.2559
Street Light | 3361897.9554 | 0 | 0% | 9147.1043 | 0
Sentinel Light | 414626.4138 | 0 | 0% | 1149.2711 | 0
TOTAL | 599741660.1102 | 12196949.0646 | 2.034% | 1259263.2285 | 28759.4541

## kW Forecast
| GS>50 |  |  |  |  | Intermediate |  |  |  |  | Large Use |  |  |  |  | Street Light |  |  |  |  | Sentinel
| Year | kWh | kW | Ratio | Ratio Moving Average | Year | kWh | kW | Ratio | Ratio Moving Average | Year | kWh | kW | Ratio | Ratio Moving Average | Year | kWh | kW | Ratio | Ratio Moving Average | Year | kWh | kW | Ratio | Ratio Moving Average
|  | A | B | C = B / A |  |  | A | B | C = B / A |  |  | A | B | C = B / A |  |  | A | B | C = B / A |  |  | A | B | C = B / A
| 2012 | 234251734.8947 | 664967.5942 | 0.0028387 | 0.0028387 | 2012 | 126895902.8686 | 245825.581 | 0.0019372 | 0.0019372 | 2012 | 272631443.2734 | 461827.14 | 0.001694 | 0.001694 | 2012 | 9019466.9023 | 24276.26 | 0.0026915 | 0.0026915 | 2012 | 572652.996 | 1358.693 | 0.0023726 | 0.0023726
Actual | 2013 | 233430195.3534 | 653752.2312 | 0.0028006 | 0.0028197 | 2013 | 132211130.9334 | 252595.3579 | 0.0019105 | 0.0019239 | 2013 | 264004765.6721 | 446265.1868 | 0.0016904 | 0.0016922 | 2013 | 9144166.0182 | 24350.724 | 0.002663 | 0.0026773 | 2013 | 547347.48 | 1313.062 | 0.002399 | 0.0023858
| 2014 | 224657845.5708 | 633553.3992 | 0.0028201 | 0.0028198 | 2014 | 130549125.321 | 258573.0806 | 0.0019807 | 0.0019428 | 2014 | 269591766.2777 | 465256.0812 | 0.0017258 | 0.0017034 | 2014 | 8086583.277 | 21697.097 | 0.0026831 | 0.0026792 | 2014 | 536887.44 | 1278.062 | 0.0023805 | 0.002384
| 2015 | 218194347.0554 | 608069.4427 | 0.0027868 | 0.0028025 | 2015 | 127712881.4988 | 250508.1363 | 0.0019615 | 0.0019509 | 2015 | 272823999.1958 | 459246.2355 | 0.0016833 | 0.0016998 | 2015 | 6427056.8046 | 17286.9911 | 0.0026897 | 0.0026786 | 2015 | 507379.836 | 1253.884 | 0.0024713 | 0.0024169
| 2016 | 216056699.6148 | 600288.6969 | 0.0027784 | 0.0027951 | 2016 | 124246025.7656 | 237319.9389 | 0.0019101 | 0.0019507 | 2016 | 300037282.5191 | 481850.0161 | 0.001606 | 0.0016717 | 2016 | 5119606.1327 | 13685.656 | 0.0026732 | 0.002682 | 2016 | 497068.968 | 1204.954 | 0.0024241 | 0.0024253
| 2017 | 204648181.0199 | 586835.8855 | 0.0028675 | 0.0028109 | 2017 | 123613582.2384 | 242929.6181 | 0.0019652 | 0.0019456 | 2017 | 289478993.7746 | 479867.1493 | 0.0016577 | 0.001649 | 2017 | 4349789.3749 | 11694.6345 | 0.0026886 | 0.0026838 | 2017 | 476322.4709 | 1323.639 | 0.0027789 | 0.0025581
| 2018 | 206166950.134 | 584727.666 | 0.0028362 | 0.0028274 | 2018 | 122358953.9509 | 241691.0912 | 0.0019753 | 0.0019502 | 2018 | 287387431.1328 | 486458.8203 | 0.0016927 | 0.0016521 | 2018 | 3664817.2995 | 10173.28 | 0.0027759 | 0.0027126 | 2018 | 453200.0613 | 1301.942 | 0.0028728 | 0.0026015
| 2019 | 203960179.9972 | 559697.61 | 0.0027442 | 0.002816 | 2019 | 120082524.1001 | 232237.6556 | 0.001934 | 0.0019582 | 2019 | 290955053 | 477956 | 0.0016427 | 0.0016644 | 2019 | 3457005 | 9620 | 0.0027828 | 0.0027491 | 2019 | 474592 | 1302 | 0.0027434 | 0.0027611
| 2020 | 192408295.5452 | 535863.816 | 0.002785 | 0.0027885 | 2020 | 112049205.3592 | 216944.8966 | 0.0019362 | 0.0019485 | 2020 | 281204845.0344 | 461492.6295 | 0.0016411 | 0.0016588 | 2020 | 3449208.388 | 9568.6294 | 0.0027742 | 0.0027776 | 2020 | 439110 | 1195.574 | 0.0027227 | 0.0028081
| 2021 | 190301136.7771 | 533890.4709 | 0.0028055 | 0.0027782 | 2021 | 120904790.8082 | 233288.5343 | 0.0019295 | 0.0019332 | 2021 | 266221942.0421 | 471315.3717 | 0.0017704 | 0.0016847 | 2021 | 3351424.9544 | 9337.8753 | 0.0027862 | 0.002781 | 2021 | 433167.96 | 1187.4599 | 0.0027413 | 0.0027424
|  | kWh Normalized | kW Normalized |  |  |  | kWh Normalized | kW Normalized |  |  |  | kWh Normalized | kW Normalized |  |  |  | kWh Normalized | kW Normalized |  |  |  | kWh Normalized | kW Normalized |  |  | 5-Year Average
|  | D | E = D * F | F | G |  | D | E = D * F | F | G |  | D | E = D * G | F | G |  | D | E = D * F | F | G |  | D | E = D * H | F | G | H
| 2012 | 234889537.4541 | 659171.0289 | 0.0028063 | 0.0028227 | 2012 | 128236168.8452 | 249293.1779 | 0.001944 | 0.0019441 | 2012 | 271334704.1609 | 455950.6676 | 0.0016804 | 0.0017033
| 2013 | 232486658.47 | 652427.8243 | 0.0028063 | 0.0028209 | 2013 | 131526745.8206 | 255690.1126 | 0.001944 | 0.0019455 | 2013 | 269774317.6222 | 453328.595 | 0.0016804 | 0.0016961
| 2014 | 224067296.0334 | 628800.5488 | 0.0028063 | 0.002819 | 2014 | 127723821.2485 | 248297.1659 | 0.001944 | 0.0019469 | 2014 | 269474047.6212 | 452824.0215 | 0.0016804 | 0.001689
| 2015 | 217340623.6401 | 609923.4732 | 0.0028063 | 0.0028172 | 2015 | 126064028.1616 | 245070.5014 | 0.001944 | 0.0019483 | 2015 | 269243199.8695 | 452436.1051 | 0.0016804 | 0.0016819
| 2016 | 212289090.0894 | 595747.3434 | 0.0028063 | 0.0028153 | 2016 | 125515912.83 | 244004.9564 | 0.001944 | 0.0019497 | 2016 | 297430531.2954 | 499802.0792 | 0.0016804 | 0.0016747
| 2017 | 209918237.8764 | 589094.0156 | 0.0028063 | 0.0028135 | 2017 | 124716867.8401 | 242451.6001 | 0.001944 | 0.0019511 | 2017 | 289538805.55 | 486540.8282 | 0.0016804 | 0.0016676
| 2018 | 206894479.8445 | 580608.4368 | 0.0028063 | 0.0028116 | 2018 | 123807609.8378 | 240683.9879 | 0.001944 | 0.0019525 | 2018 | 288630385.4075 | 485014.3195 | 0.0016804 | 0.0016605
| 2019 | 199328833.3325 | 559376.9462 | 0.0028063 | 0.0028098 | 2019 | 122448592.7684 | 238042.0368 | 0.001944 | 0.0019539 | 2019 | 287896819.1571 | 483781.6353 | 0.0016804 | 0.0016534
| 2020 | 191997137.0595 | 538801.9907 | 0.0028063 | 0.002808 | 2020 | 111386160.3081 | 216536.4899 | 0.001944 | 0.0019553 | 2020 | 276643616.5265 | 464871.7606 | 0.0016804 | 0.0016462
| 2021 | 194871445.0401 | 546868.1676 | 0.0028063 | 0.0028061 | 2021 | 118748106.9847 | 230848.2328 | 0.001944 | 0.0019567 | 2021 | 274384896.3015 | 461076.2085 | 0.0016804 | 0.0016391 | 2021 | 3351424.9544 | 9118.6091 | 0.0027208 | 0.002746 | 2021 | 433167.96 | 1200.6649 | 0.0025907 | 0.0028984 | 0.0027718
| 2022 | 192603164.7792 | 540502.6877 | 0.0028063 | 0.0028043 | 2022 | 119342811.3269 | 232004.3476 | 0.001944 | 0.0019581 | 2022 | 285284995.835 | 479392.729 | 0.0016804 | 0.001632 | 2022 | 3356657.3704 | 9132.8456 | 0.0027208 | 0.0027562 | 2022 | 423795.7973 | 1174.687 | 0.0025907 | 0.0029849 | 0.0027718
| 2023 | 192112283.6871 | 539125.127 | 0.0028063 | 0.0028024 | 2023 | 118382643.3145 | 230137.7656 | 0.001944 | 0.0019595 | 2023 | 285470208.7394 | 479703.9606 | 0.0016804 | 0.0016249 | 2023 | 3361897.9554 | 9147.1043 | 0.0027208 | 0.0027665 | 2023 | 414626.4138 | 1149.2711 | 0.0025907 | 0.0030714 | 0.0027718
|  | kWh | kW | Divergence |  |  | kWh | kW | Divergence |  |  | kWh | kW | Divergence |  |  | kWh | kW | Divergence |  |  | kWh | kW | Divergence
5-year change |  | -7.011% | -9.022% | -2.012% |  |  | -2.191% | -3.969% | -1.777% |  |  | -8.034% | -1.782% | 6.252% |  |  | -22.95% | -20.15% | 2.8% |  |  | -9.06% | -10.29% | -1.228%
10-year change |  | -18.76% | -19.71% | -0.9497% |  |  | -4.721% | -5.1% | -0.3787% |  |  | -2.351% | 2.054% | 4.405% |  |  | -62.84% | -61.53% | 1.307% |  |  | -24.36% | -12.6% | 11.75%
|  |  | 10-Year Average Used |  |  |  |  | 10-Year Average Used |  |  |  |  | 10-Year Average Used |  |  |  |  | 10-Year Average Used |  |  |  |  | 5-Year Average Used
Normalized kW
| Year | GS>50 | Intermediate | Large Use
| 2012 | 659171.0289 | 249293.1779 | 455950.6676
| 2013 | 652427.8243 | 255690.1126 | 453328.595
| 2014 | 628800.5488 | 248297.1659 | 452824.0215
| 2015 | 609923.4732 | 245070.5014 | 452436.1051
| 2016 | 595747.3434 | 244004.9564 | 499802.0792
| 2017 | 589094.0156 | 242451.6001 | 486540.8282
| 2018 | 580608.4368 | 240683.9879 | 485014.3195
| 2019 | 559376.9462 | 238042.0368 | 483781.6353
| 2020 | 538801.9907 | 216536.4899 | 464871.7606
| 2021 | 546868.1676 | 230848.2328 | 461076.2085

## Summary Tables (Class Adj)
Normal Forecast
kWh | 2013 Actual | 2014 Actual | 2015 Actual | 2016 Actual | 2017 Actual | 2018 Actual | 2019 Actual | 2020 Actual | 2021 Actual | 2022 Forecast | 2023 Forecast | 2023-02-13
Residential | 255389581.6321 | 248491220.2959 | 247531814.8401 | 254829614.9445 | 243695247.7593 | 259006063.9924 | 251122549 | 270338602 | 275475848.2199 | 258512068.1985 | 259702660.0238 | STAFF-41
GS < 50 | 103284258.7981 | 103923430.5557 | 104997600.1747 | 103858080.6419 | 99503004.4272 | 101399119.859 | 101723563 | 94820549.6693 | 98943526.0287 | 106481956.4628 | 106864894.4805
GS > 50 | 233430195.3534 | 224657845.5708 | 218194347.0554 | 216056699.6148 | 204648181.0199 | 206166950.134 | 203960179.9972 | 192408295.5452 | 190301136.7771 | 192603164.7792 | 192112283.6871
Intermediate | 132211130.9334 | 130549125.321 | 127712881.4988 | 124246025.7656 | 123613582.2384 | 122358953.9509 | 120082524.1001 | 112049205.3592 | 120904790.8082 | 119342811.3269 | 118382643.3145
Large User | 264004765.6721 | 269591766.2777 | 272823999.1958 | 300037282.5191 | 289478993.7746 | 287387431.1328 | 290955053 | 281204845.0344 | 266221942.0421 | 285284995.835 | 285470208.7394
Street Light | 9144166.0182 | 8086583.277 | 6427056.8046 | 5119606.1327 | 4349789.3749 | 3664817.2995 | 3457005 | 3449208.388 | 3351424.9544 | 3356657.3704 | 3361897.9554
Sentinel Light | 547347.48 | 536887.44 | 507379.836 | 497068.968 | 476322.4709 | 453200.0613 | 474592 | 439110 | 433167.96 | 423795.7973 | 414626.4138
USL | 2183026.2609 | 2203828.4996 | 2211250.1011 | 2221666.6958 | 2156982.0689 | 2052963.2463 | 2202858 | 2209114 | 2181430.8755 | 2162261.9017 | 2201349.4629
Total | 1000194472.1482 | 988040687.2377 | 980406329.5065 | 1006866045.2824 | 967922103.134 | 982489499.6762 | 973978324.0973 | 956918929.9961 | 957813267.6659 | 968167711.6718 | 968510564.0775
CDM Adjusted
kWh | 2023 Weather Normal Forecast | CDM Adjustment | 2023 CDM Adjusted Forecast
Residential | 259702660.0238 | 701408.1638 | 259001251.8601
GS < 50 | 106864894.4805 | 1583669.668 | 105281224.8125 |  | Note: "Actual Data" in this tab (Class Adj.) includes reclassified figures of customers that changed classes or ceased service in past 10 years.
GS > 50 | 192112283.6871 | 6069382.4406 | 186042901.2465
Intermediate | 118382643.3145 | 5425200.339 | 112957442.9755
Large User | 285470208.7394 | 702366.2851 | 284767842.4543
Street Light | 3361897.9554 | 0 | 3361897.9554
Sentinel Light | 414626.4138 | 0 | 414626.4138
USL | 2201349.4629 | 0 | 2201349.4629
Total | 968510564.0775 | 14482026.8964 | 954028537.1811
Normal Forecast
kW | 2013 Actual | 2014 Actual | 2015 Actual | 2016 Actual | 2017 Actual | 2018 Actual | 2019 Actual | 2020 Actual | 2021 Actual | 2022 Forecast | 2023 Forecast
GS > 50 | 653752.2312 | 633553.3992 | 608069.4427 | 600288.6969 | 586835.8855 | 584727.666 | 559697.61 | 535863.816 | 533890.4709 | 540502.6877 | 539125.127
Intermediate | 252595.3579 | 258573.0806 | 250508.1363 | 237319.9389 | 242929.6181 | 241691.0912 | 232237.6556 | 216944.8966 | 233288.5343 | 232004.3476 | 230137.7656
Large User | 446265.1868 | 465256.0812 | 459246.2355 | 481850.0161 | 479867.1493 | 486458.8203 | 477956 | 461492.6295 | 471315.3717 | 479392.729 | 479703.9606
Street Light | 24350.724 | 21697.097 | 17286.9911 | 13685.656 | 11694.6345 | 10173.28 | 9620 | 9568.6294 | 9337.8753 | 9132.8456 | 9147.1043
Sentinel Light | 1313.062 | 1278.062 | 1253.884 | 1204.954 | 1323.639 | 1301.942 | 1302 | 1195.574 | 1187.4599 | 1174.687 | 1149.2711
Total | 1378276.562 | 1380357.7201 | 1336364.6896 | 1334349.2619 | 1322650.9263 | 1324352.7995 | 1280813.2656 | 1225065.5454 | 1249019.712 | 1262207.2968 | 1259263.2285
CDM Adjusted
kW | 2023 Weather Normal Forecast | CDM Adjustment | 2023 CDM Adjusted Forecast
GS > 50 | 539125.127 | 17032.5214 | 522092.6056
Intermediate | 230137.7656 | 10546.6769 | 219591.0887
Large User | 479703.9606 | 1180.2559 | 478523.7048
Street Light | 9147.1043 | 0 | 9147.1043
Sentinel Light | 1149.2711 | 0 | 1149.2711
Total | 1259263.2285 | 28759.4541 | 1230503.7744
Customers / Devices
| 2013 Actual | 2014 Actual | 2015 Actual | 2016 Actual | 2017 Actual | 2018 Actual | 2019 Actual | 2020 Actual | 2021 Actual | 2022 Forecast | 2023 Forecast
Residential | 32001.75 | 32139 | 32276.6667 | 32434.25 | 32604.6667 | 32755.3333 | 32861.75 | 32990.1667 | 33113 | 33251.02 | 33389.6134
GS < 50 | 3471.5833 | 3494.5 | 3497.0833 | 3474.75 | 3477.75 | 3468.0833 | 3485.0833 | 3490.4167 | 3459.1667 | 3488.9 | 3486.6102
GS > 50 | 428.3333 | 393.1667 | 376.9167 | 373 | 382.1667 | 389.4167 | 372.3333 | 368.5 | 372.25 | 359.5 | 353.9
Intermediate | 12.5 | 12 | 12 | 11.5833 | 11 | 11 | 11 | 10 | 9 | 9 | 8
Large User | 3 | 3 | 3 | 3.4167 | 4 | 4 | 4 | 4 | 4 | 4 | 4
Street Light | 10029.5 | 10050.8333 | 10012.8333 | 10018.0833 | 10042 | 10067.6667 | 10100.4167 | 10136.3333 | 10161 | 10176.86 | 10192.7486
Sentinel Light | 427.5833 | 417.9167 | 412.25 | 407.3333 | 391.3333 | 384.5 | 385.1667 | 370.5833 | 366.9167 | 358.98 | 351.213
USL | 262.0833 | 261.9167 | 262.4167 | 261.0833 | 258.4167 | 256.4167 | 256.5833 | 253.25 | 242.9167 | 240.78 | 341.6642
Total | 46636.3333 | 46772.3333 | 46853.1667 | 46983.5 | 47171.3333 | 47336.4167 | 47476.3333 | 47623.25 | 47728.25 | 47889.04 | 48127.7494
Summary
2023 | kWh | kW | Customers / Devices
Residential | 259001251.8601 |  | 33389.6134
GS < 50 | 105281224.8125 |  | 3486.6102
GS > 50 | 186042901.2465 | 522092.6056 | 353.9
Intermediate | 112957442.9755 | 219591.0887 | 8
Large User | 284767842.4543 | 478523.7048 | 4
Street Light | 3361897.9554 | 9147.1043 | 10192.7486
Sentinel Light | 414626.4138 | 1149.2711 | 351.213
USL | 2201349.4629 |  | 341.6642
Total | 954028537.1811 | 1230503.7744 | 48127.7494

## Summary Tables (Actuals)
Normal Forecast
kWh | 2013 Actual | 2014 Actual | 2015 Actual | 2016 Actual | 2017 Actual | 2018 Actual | 2019 Actual | 2020 Actual | 2021 Actual | 2022 Forecast | 2023 Forecast
Residential | 255389581.6321 | 248491220.2959 | 247531814.8401 | 254829614.9445 | 243695247.7593 | 259006063.7454 | 251122548.577 | 270338602 | 275475848.2199 | 258512068.1985 | 259702660.0238
GS < 50 | 103284258.7981 | 103923430.5557 | 104997600.1747 | 103858080.6419 | 99503004.4272 | 101399119.9304 | 101723564.1665 | 94820549.6693 | 98943526.0287 | 106481956.4628 | 106864894.4805
GS > 50 | 222721187.6373 | 216401666.1708 | 210203756.6354 | 207887226.6948 | 196589569.3199 | 198076032.3465 | 193322393.2895 | 182593245.6752 | 185117330.5771 | 192603164.7792 | 192112283.6871
Intermediate | 161171662.8096 | 159033210.3816 | 158080304.6949 | 156593665.4984 | 137456442.624 | 136386984.9118 | 131667229.5917 | 121864255.2292 | 126088597.0082 | 119342811.3269 | 118382643.3145
Large User | 251680101.0737 | 255196632.4697 | 255903895.8902 | 281637470.5655 | 289478993.7746 | 287387431.6156 | 290955053.3552 | 281204845.0344 | 266221942.0421 | 285284995.835 | 285470208.7394
Street Light | 9144166.0182 | 8086583.277 | 6427056.8046 | 5119606.1327 | 4349789.3749 | 3664817.7103 | 3457006.3222 | 3449208.388 | 3351424.9544 | 3356657.3704 | 3361897.9554
Sentinel Light | 547347.48 | 536887.44 | 507379.836 | 497068.968 | 476322.4709 | 453199.6295 | 474593.756 | 439110 | 433167.96 | 423795.7973 | 414626.4138
USL | 2183026.2609 | 2203828.4996 | 2211250.1011 | 2221666.6958 | 2156982.0689 | 2052963.2891 | 2202857.202 | 2209114 | 2181430.8755 | 2162261.9017 | 2201349.4629
Total | 1006121331.7099 | 993873459.0903 | 985863058.977 | 1012644400.1416 | 973706351.8196 | 988426613.1786 | 974925246.2601 | 956918929.9961 | 957813267.6659 | 968167711.6718 | 968510564.0775
CDM Adjusted
kWh | 2023 Weather Normal Forecast | CDM Adjustment | 2023 CDM Adjusted Forecast
Residential | 259702660.0238 | 701408.1638 | 259001251.8601
GS < 50 | 106864894.4805 | 1583669.668 | 105281224.8125 |  | Note: "Actual Data" in this tab (Actuals) includes unadjusted data. Data for customers that have changed classes or ceased operations is within their original classes.
GS > 50 | 192112283.6871 | 6069382.4406 | 186042901.2465
Intermediate | 118382643.3145 | 5425200.339 | 112957442.9755
Large User | 285470208.7394 | 702366.2851 | 284767842.4543
Street Light | 3361897.9554 | 0 | 3361897.9554
Sentinel Light | 414626.4138 | 0 | 414626.4138
USL | 2201349.4629 | 0 | 2201349.4629
Total | 968510564.0775 | 14482026.8964 | 954028537.1811
Normal Forecast
kW | 2013 Actual | 2014 Actual | 2015 Actual | 2016 Actual | 2017 Actual | 2018 Actual | 2019 Actual | 2020 Actual | 2021 Actual | 2022 Forecast | 2023 Forecast
GS > 50 | 622926.3654 | 607208.4791 | 582473.4765 | 575500.8803 | 560226.1182 | 559687.5888 | 528419.6236 | 511400.6471 | 522128.6483 | 540502.6877 | 539125.127
Intermediate | 346643.0003 | 359106.5313 | 346801.9266 | 320386.0459 | 281957.1138 | 279318.6319 | 265773.1924 | 241408.0654 | 245050.3569 | 232004.3476 | 230137.7656
Large User | 396800.2918 | 404063.7955 | 400651.2406 | 436453.2097 | 479867.1493 | 486458.7349 | 477954.672 | 461492.6295 | 471315.3717 | 479392.729 | 479703.9606
Street Light | 24350.724 | 21697.097 | 17286.9911 | 13685.656 | 11694.6345 | 10173.6157 | 9620.8357 | 9568.6294 | 9337.8753 | 9132.8456 | 9147.1043
Sentinel Light | 1313.062 | 1278.062 | 1253.884 | 1204.954 | 1323.639 | 1302.16 | 1299.354 | 1195.574 | 1187.4599 | 1174.687 | 1149.2711
Total | 1392033.4436 | 1393353.9649 | 1348467.5188 | 1347230.7459 | 1335068.6547 | 1336940.7313 | 1283067.6778 | 1225065.5454 | 1249019.712 | 1262207.2968 | 1259263.2285
CDM Adjusted
kW | 2023 Weather Normal Forecast | CDM Adjustment | 2023 CDM Adjusted Forecast
GS > 50 | 539125.127 | 17032.5214 | 522092.6056
Intermediate | 230137.7656 | 10546.6769 | 219591.0887
Large User | 479703.9606 | 1180.2559 | 478523.7048
Street Light | 9147.1043 | 0 | 9147.1043
Sentinel Light | 1149.2711 | 0 | 1149.2711
Total | 1259263.2285 | 28759.4541 | 1230503.7744
Customers / Devices
| 2013 Actual | 2014 Actual | 2015 Actual | 2016 Actual | 2017 Actual | 2018 Actual | 2019 Actual | 2020 Actual | 2021 Actual | 2022 Forecast | 2023 Forecast
Residential | 32001.75 | 32139 | 32276.6667 | 32434.25 | 32604.6667 | 32755.3333 | 32861.75 | 32990.1667 | 33113 | 33251.02 | 33389.6134
GS < 50 | 3471.5833 | 3494.5 | 3497.0833 | 3474.75 | 3477.75 | 3468.0833 | 3485.0833 | 3490.4167 | 3459.1667 | 3488.9 | 3486.6102
GS > 50 | 428.3333 | 393.1667 | 376.9167 | 373 | 382.1667 | 389.4167 | 372.3333 | 368.5 | 372.25 | 359.5 | 353.9
Intermediate | 12.5 | 12 | 12 | 11.5833 | 11 | 11 | 11 | 10 | 9 | 9 | 8
Large User | 3 | 3 | 3 | 3.4167 | 4 | 4 | 4 | 4 | 4 | 4 | 4
Street Light | 10029.5 | 10050.8333 | 10012.8333 | 10018.0833 | 10042 | 10067.6667 | 10100.4167 | 10136.3333 | 10161 | 10176.86 | 10192.7486
Sentinel Light | 427.5833 | 417.9167 | 412.25 | 407.3333 | 391.3333 | 384.5 | 385.1667 | 370.5833 | 366.9167 | 358.98 | 351.213
USL | 262.0833 | 261.9167 | 262.4167 | 261.0833 | 258.4167 | 256.4167 | 256.5833 | 253.25 | 242.9167 | 240.78 | 341.6642
Total | 46636.3333 | 46772.3333 | 46853.1667 | 46983.5 | 47171.3333 | 47336.4167 | 47476.3333 | 47623.25 | 47728.25 | 47889.04 | 48127.7494
Summary
2023 | kWh | kW | Customers / Devices
Residential | 259001251.8601 |  | 33389.6134
GS < 50 | 105281224.8125 |  | 3486.6102
GS > 50 |  | 522092.6056 | 353.9
Intermediate |  | 219591.0887 | 8
Large User |  | 478523.7048 | 4
Street Light |  | 9147.1043 | 10192.7486
Sentinel Light |  | 1149.2711 | 351.213
USL | 2201349.4629 |  | 341.6642
Total | 366483826.1355 | 1230503.7744 | 48127.7494