## Region Key
Region | Region Key
ON | Ontario
QC | Quebec
WC | Western Canada
NY | New York State
MI | Michigan
PJ | Pennsylvania (PJM)

## Financial Parameters
The discount rate is the rate at which all future cash flows are discounted back to present value. The analysis assumes a 4% real discount rate consistent with the OEB’s guidance to gas and electric utilities on the evaluation of demand-side management programs, as per the Conservation First Framework.
Parameter | Value
Discount Rate | 4%
Present Value Year | 2020
Source: | Ontario Energy Board (OEB) (2014, December 22), link: https://www.oeb.ca/oeb/_Documents/EB-2014-0134/Filing_Guidelines_to_the_DSM_Framework_20141222.pdf

## Season Definitions
Season | Representative Number of Days
Winter | 91
Winter Peak | 1
Spring | 91
Summer | 91
Fall | 91

## Unit Conversion
Reference unit conversions used in supplementary data processing, post-modeling.
Conversion Factor | Units | Notes
25.74 | m3/GJ | Source: Enbridge. Average 2021 value (accessed June 2022), link: https://www.enbridgegas.com/-/media/Extranet-Pages/About-Enbridge-Gas/learn-about-natural-gas/gas-composition-and-high-heating-value-data.ashx
3600 | MJ/MWh
1000 | MJ/GJ

## Emissions Limits
Maximum annual greenhouse gas emissions for both scenarios (tCO2e)
Year | Emissions Limit | Notes
2030 | 143300000 | Source: Office of the Auditor General of Ontario Annual Report (2019) Chapter 3 - Climate Change: Ontario's Plan to Reduce Greenhouse Gas Emissions. Available: https://www.auditor.on.ca/en/content/annualreports/arreports/en19/v2_300en19.pdf
2040 | 71650000 | Assume emissions are limited to half of the 2030 target
2050 | 0 | Assume net zero

## Carbon Costs
From Appendix A of the P2NZ Report: The forecasts of carbon prices from 2020 to 2050 are based on a forecast done in a previous Enbridge Gas analysis that forecasted the carbon prices to 2038 using the Greenhouse Gas Pollution Pricing Act scheduled to 2022 and the recently announced update to the Pan-Canadian approach to carbon pollution pricing from 2023 through 2030. For the Diversified scenario, the carbon price increases with inflation after 2030. For the Electrification scenario, the Parliamentary Budget Officer estimates required to meet Canada’s 2030 climate targets are used. The prices were adjusted for the calendar year, from the ECCC calendar year. Carbon prices from 2038 to 2050 are extrapolated by escalating prices annually at inflation (2%). This is done for both scenarios. Below the prices are presented for both scenarios in nominal and real 2020 dollars.
Cost of carbon emissions (i.e. carbon tax) in real 2020 dollars per tCO2e
| 2020 | 2030 | 2040 | 2050
Diversified Scenario | 27.5 | 136.3829 | 138.7756 | 138.7756
Electrification Scenario | 27.5 | 230.9537 | 235.9185 | 235.9185
Cost of carbon emissions (i.e. carbon tax) in nominal dollars per tCO2e
| 2020 | 2030 | 2040 | 2050
Diversified Scenario | 27.5 | 166 | 206 | 251
Electrification Scenario | 28 | 282 | 351 | 427
Sources:
Government of Canada (2022). Greenhouse Gas Pollution Pricing Act. | Greenhouse Gas Pollution Pricing Act (justice.gc.ca)
Government of Canada (2022). Update to the Pan-Canadian Approach to Carbon Pollution Pricing 2023-2030. | Update to the Pan-Canadian Approach to Carbon Pollution Pricing 2023-2030 - Canada.ca
Parliamentary Budget Office (2021). Carbon Pricing for the Paris Target. | RP-2021-019-S_en.pdf (pbo-dpb.gc.ca)

## Carbon Offsets
In both scenarios, offsets are available if necessary to meet emissions reduction targets. This is done to allow flexibility when the model searches for a solution, but it should be noted that the model does not utilize offsets in either scenario. Carbon offset prices are set 20% higher than carbon emission costs.
Price of carbon offsets used in the model in real 2020$/tCO2e.
| Offset | 2020 | 2030 | 2040 | 2050
Diversified Scenario | Offset A | 33 | 163.6595 | 166.5307 | 166.5307
Electrification Scenario | Offset A | 33 | 277.1444 | 283.1022 | 283.1022
Note on A1: [Threaded comment] Your version of Excel allows you to read this threaded comment; however, any edits to it will get removed if the file is opened in a newer version of Excel. Learn more: https://go.microsoft.com/fwlink/?linkid=870924 Comment: Need a source/to double check these because offset prices are not 120% of carbon emissions costs.

## Annual Fuel Limits
Electrification Scenario
The minimum annual amount of fuel moving from the upstream node to the generation node (MWh)
Fuel | SubRegion | Season | 2020 | 2030 | 2040 | 2050 | Notes
AD Feedstock | Total | Total | 0 | 268055.5556 | 15975000 | 38716666.6667 | Based on the demand forecast for RNG and the Enbridge ETSA report.
CH4 + CCS Fuel | Total | Total | 0 | 0 | 17927777.7778 | 29588888.8889 | Based on the demand forecast for RNG and the Enbridge ETSA report.
The maximum annual amount of fuel moving from the upstream node to the generation node (MWh)
Fuel | SubRegion | Season | 2020 | 2030 | 2040 | 2050 | Notes
Methane Imports from NY | Total | Total | 50000000 | 50000000 | 50000000 | 50000000 | Set to approximately 20% of ON's natural gas demand based on the demand forecast (roughly 20% of ON demand is met by NY).
AD Feedstock | Total | Total | 0 | 268055.5556 | 15975000 | 40652500 | Set to approximately 105% of AD feedstock supply capacity to ensure sufficient supply after accounting for line losses.
CH4 + CCS Fuel | Total | Total | 0 | 0 | 17927777.7778 | 31068333.3333
Diversified Scenario
The minimum annual amount of fuel moving from the upstream node to the generation node (MWh)
Fuel | SubRegion | Season | 2020 | 2030 | 2040 | 2050 | Notes
AD Feedstock | Total | Total | 0 | 13611111.1111 | 35000000 | 47500000 | Based on the demand forecast for RNG and the Enbridge ETSA report.
CH4 + CCS Fuel | Total | Total | 0 | 13333333.3333 | 32222222.2222 | 37222222.2222 | Based on the demand forecast for RNG and the Enbridge ETSA report.
The maximum annual amount of fuel moving from the upstream node to the generation node (MWh)
Fuel | SubRegion | Season | 2020 | 2030 | 2040 | 2050 | Notes
Methane Imports from NY | Total | Total | 50000000 | 50000000 | 50000000 | 50000000 | Set to approximately 20% of ON's natural gas demand based on the demand forecast (roughly 20% of ON demand is met by NY).
AD Feedstock | Total | Total | 0 | 13611111.1111 | 35000000 | 49875000 | Set to approximately 105% of AD feedstock supply capacity to ensure sufficient supply after accounting for line losses.
CH4 + CCS Fuel | Total | Total | 0 | 13333333.3333 | 32222222.2222 | 39083333.3333

## Supply Technology Costs
Fixed, variable O&M, and CAPEX costs for each supply technology.
SupplyTechnology | SupplyTechCostType | CostUnits | 2020 | 2030 | 2040 | 2050
Wind Onshore | Fixed O&M | $/MW-yr | 25000 | 25000 | 25000 | 25000
Wind Onshore | Variable O&M | $/MWh | 0.01 | 0.01 | 0.01 | 0.01
Wind Onshore | CAPEX | $/MW | 1412875 | 1412875 | 1212875 | 1112875
Wind Offshore | Fixed O&M | $/MW-yr | 40000 | 40000 | 30000 | 30000
Wind Offshore | Variable O&M | $/MWh | 0.01 | 0.01 | 0.01 | 0.01
Wind Offshore | CAPEX | $/MW | 2662875 | 2662875 | 2112875 | 2112875
Solar PV | Fixed O&M | $/MW-yr | 22000 | 22000 | 18000 | 18000
Solar PV | Variable O&M | $/MWh | 0.01 | 0.01 | 0.01 | 0.01
Solar PV | CAPEX | $/MW | 1062875 | 1062875 | 812875 | 712875
Hydro | Fixed O&M | $/MW-yr | 60305.9976 | 60305.9976 | 60305.9976 | 60305.9976
Hydro | Variable O&M | $/MWh | 0.01 | 0.01 | 0.01 | 0.01
Hydro | CAPEX | $/MW | 6892114.0059 | 6892114.0059 | 6892114.0059 | 6892114.0059
Nuclear | Fixed O&M | $/MW-yr | 0.01 | 0.01 | 0.01 | 0.01
Nuclear | Variable O&M | $/MWh | 95.83 | 95.83 | 95.83 | 95.83
Nuclear | CAPEX | $/MW | 0.01 | 0.01 | 0.01 | 0.01
Nuclear SMR | Fixed O&M | $/MW-yr | 175000 | 175000 | 150000 | 125000
Nuclear SMR | Variable O&M | $/MWh | 7.26 | 7.26 | 7.26 | 7.26
Nuclear SMR | CAPEX | $/MW | 7000000 | 7000000 | 6000000 | 5000000
Fossil Fuel Thermal (Coal, Peat, Oil) | Fixed O&M | $/MW-yr | 0.01 | 0.01 | 0.01 | 0.01
Fossil Fuel Thermal (Coal, Peat, Oil) | Variable O&M | $/MWh | 4.9087 | 4.9087 | 4.9087 | 4.9087
Fossil Fuel Thermal (Coal, Peat, Oil) | CAPEX | $/MW | 0.01 | 0.01 | 0.01 | 0.01
O/CCGT - CH4 Existing | Fixed O&M | $/MW-yr | 0.01 | 0.01 | 0.01 | 0.01
O/CCGT - CH4 Existing | Variable O&M | $/MWh | 2.38 | 2.38 | 2.38 | 2.38
O/CCGT - CH4 Existing | CAPEX | $/MW | 0.01 | 0.01 | 0.01 | 0.01
O/CCGT - H2 New | Fixed O&M | $/MW-yr | 23000 | 23000 | 23000 | 23000
O/CCGT - H2 New | Variable O&M | $/MWh | 2.737 | 2.737 | 2.737 | 2.737
O/CCGT - H2 New | CAPEX | $/MW | 759000 | 759000 | 759000 | 759000
O/CCGT - CH4 New | Fixed O&M | $/MW-yr | 20000 | 20000 | 20000 | 20000
O/CCGT - CH4 New | Variable O&M | $/MWh | 2.38 | 2.38 | 2.38 | 2.38
O/CCGT - CH4 New | CAPEX | $/MW | 660000 | 660000 | 660000 | 660000
Biomass | Fixed O&M | $/MW-yr | 19337.5 | 19337.5 | 19337.5 | 19337.5
Biomass | Variable O&M | $/MWh | 2.38 | 2.38 | 2.38 | 2.38
Biomass | CAPEX | $/MW | 654500 | 654500 | 654500 | 654500
CH4 Salt Cavern Storage | Fixed O&M | $/MW-yr | 0.01 | 0.01 | 0.01 | 0.01
CH4 Salt Cavern Storage | Variable O&M | $/MWh | 10.5 | 10.5 | 10.5 | 10.5
CH4 Salt Cavern Storage | CAPEX | $/MW | 0.01 | 0.01 | 0.01 | 0.01
H2 Salt Cavern Storage | Fixed O&M | $/MW-yr | 0.01 | 0.01 | 0.01 | 0.01
H2 Salt Cavern Storage | Variable O&M | $/MWh | 10.5 | 10.5 | 10.5 | 10.5
H2 Salt Cavern Storage | CAPEX | $/MW | 0.01 | 0.01 | 0.01 | 0.01
Battery Storage | Fixed O&M | $/MW-yr | 44000 | 30000 | 28000 | 24000
Battery Storage | Variable O&M | $/MWh | 0.01 | 0.01 | 0.01 | 0.01
Battery Storage | CAPEX | $/MW | 1750000 | 1200000 | 1100000 | 950000
Electrolyser | Fixed O&M | $/MW-yr | 20000 | 20000 | 14000 | 8000
Electrolyser | Variable O&M | $/MWh | 0.01 | 0.01 | 0.01 | 0.01
Electrolyser | CAPEX | $/MW | 570000 | 570000 | 390000 | 240000
Anaerobic Digestion | Fixed O&M | $/MW-yr | 89640.3551 | 89640.3551 | 89640.3551 | 89640.3551
Anaerobic Digestion | Variable O&M | $/MWh | 73.1 | 70.1 | 68.6 | 67.1
Anaerobic Digestion | CAPEX | $/MW | 446820.4774 | 446820.4774 | 446820.4774 | 446820.4774
CH4 + CCS | Fixed O&M | $/MW-yr | 0.01 | 0.01 | 0.01 | 0.01
CH4 + CCS | Variable O&M | $/MWh | 1.442 | 1.442 | 1.442 | 1.442
CH4 + CCS | CAPEX | $/MW | 0.01 | 0.01 | 0.01 | 0.01
SMR CCS | Fixed O&M | $/MW-yr | 94500 | 94500 | 94500 | 94500
SMR CCS | Variable O&M | $/MWh | 5.5 | 5.5 | 5.5 | 5.5
SMR CCS | CAPEX | $/MW | 3150000 | 3150000 | 3150000 | 3150000
Biomass + CCS | Fixed O&M | $/MW-yr | 287300 | 287300 | 287300 | 287300
Biomass + CCS | Variable O&M | $/MWh | 1.442 | 1.442 | 1.442 | 1.442
Biomass + CCS | CAPEX | $/MW | 5780000 | 5780000 | 5780000 | 5780000

## Fuel Import Costs
Fuel | Unit (real 2020$ CAD) | 2020 | 2030 | 2040 | 2050 | Notes
Biomass | $/MWh | 51 | 51 | 51 | 51 | Gas for Climate (2019). Link: https://gasforclimate2050.eu/sdm_downloads/2019-gas-for-climate-study/
Methane Imports | cents/m3 | 8.55 | 13.51 | 15.9 | 15.9 | Source: Enbridge ETSA Report
Hydrogen Imports from Quebec | $/kg | 0 | 2.0131 | 1.6238 | 1.523 | Assumes 100% green hydrogen produced from hydro. Source of hydrogen costs: European Hydrogen Backbone 2020. Link: https://ehb.eu/files/downloads/2020_European-Hydrogen-Backbone_Report.pdf
Hydrogen Imports from Western Canada | $/kg | 0 | 2.3766 | 2.1256 | 1.7996 | Assumes 50% green hydrogen in 2030 through 2040 and 75% green hydrogen by 2050. Remainder is assumed to be blue hydrogen. Source of hydrogen costs: European Hydrogen Backbone.

## Hourly Peak Demand
Maximum hourly electricity and gas (methane and hydrogen) demands for Ontario (MW) by season and year.
Electrification Scenario | [5 empty] | Diversified Scenario
EnergyCarrier | Season | 2020 | 2030 | 2040 | 2050 | EnergyCarrier | Season | 2020 | 2030 | 2040 | 2050
Electricity | Fall | 16725.0879 | 24953.9439 | 38696.7841 | 49600.0343 | Electricity | Fall | 16725.0879 | 22738.6672 | 28531.4262 | 35310.8768
Electricity | Winter | 18853.0879 | 31699.3814 | 53267.7872 | 66754.1129 | Electricity | Winter | 18853.0879 | 28105.5102 | 36605.2362 | 44513.6415
Electricity | Spring | 16320.75 | 25733.6955 | 41611.5261 | 53220.4632 | Electricity | Spring | 16320.75 | 23172.1969 | 29658.1035 | 36777.2418
Electricity | Summer | 18395.9457 | 24673.2613 | 34897.9978 | 44601.4597 | Electricity | Summer | 18395.9457 | 22962.6648 | 27641.3799 | 33885.2283
Electricity | Winter Peak | 21525 | 37965.1855 | 68282.9565 | 82142.9505 | Electricity | Winter Peak | 21525 | 32420.5696 | 42564.7525 | 51056.7267
Hydrogen | Fall | 0 | 1584.1358 | 4306.4682 | 7242.2738 | Hydrogen | Fall | 0 | 4344.4386 | 13733.448 | 24651.5057
Hydrogen | Winter | 0 | 2510.6859 | 7258.6451 | 12323.5214 | Hydrogen | Winter | 0 | 5693.685 | 21966.0383 | 40658.0962
Hydrogen | Spring | 0 | 2047.4109 | 5665.1921 | 9491.8249 | Hydrogen | Spring | 0 | 4976.0836 | 16903.8487 | 30927.5751
Hydrogen | Summer | 0 | 1584.1358 | 3904.8152 | 6218.1405 | Hydrogen | Summer | 0 | 4200.708 | 10301.8391 | 18397.4768
Hydrogen | Winter Peak | 0 | 3503.9477 | 10210.3839 | 17242.3766 | Hydrogen | Winter Peak | 0 | 7062.0797 | 29074.7544 | 54682.5705
Methane | Fall | 25632.2185 | 21795.6126 | 12014.3384 | 4735.9847 | Methane | Fall | 25632.2188 | 24094.691 | 17205.6479 | 8514.0735
Methane | Winter | 56203.7413 | 47561.4778 | 25682.7849 | 9708.974 | Methane | Winter | 56203.7418 | 51348.6295 | 35158.9047 | 15688.0954
Methane | Spring | 36709.2763 | 31385.3384 | 17476.528 | 7025.891 | Methane | Spring | 36709.2767 | 34183.1229 | 24362.3975 | 11702.4939
Methane | Summer | 10287.7331 | 9811.9862 | 7058.3268 | 4063.557 | Methane | Summer | 10287.7333 | 11212.9409 | 10629.7371 | 7114.3385
Methane | Winter Peak | 81338.4065 | 69205.9329 | 37845.376 | 14683.2476 | Methane | Winter Peak | 81338.4073 | 74143.0704 | 51102.0575 | 22655.2797

## Hourly Demand
Hourly electricity demand for all regions (MW) and hourly gas (methane and hydrogen) demands for Ontario (MW). Note that electricity demands for all regions except Ontario do not vary by scenario, and are sourced from the respective TSOs. Note that gas demand was not modelled for other regions.
Electrification Scenario | [7 empty] | Diversified Scenario
EnergyCarrier | Season | SubRegion | Timestep | 2020 | 2030 | 2040 | 2050 | EnergyCarrier | Season | SubRegion | Timestep | 2020 | 2030 | 2040 | 2050
Electricity | Winter | QC | 1 | 24185.9438 | 26675.5289 | 26675.5289 | 26675.5289 | Electricity | Winter | QC | 1 | 24185.9438 | 26675.5289 | 26675.5289 | 26675.5289
Electricity | Winter | QC | 2 | 24001.8539 | 26472.4897 | 26472.4897 | 26472.4897 | Electricity | Winter | QC | 2 | 24001.8539 | 26472.4897 | 26472.4897 | 26472.4897
Electricity | Winter | QC | 3 | 24098.382 | 26578.9539 | 26578.9539 | 26578.9539 | Electricity | Winter | QC | 3 | 24098.382 | 26578.9539 | 26578.9539 | 26578.9539
Electricity | Winter | QC | 4 | 24189.7865 | 26679.7671 | 26679.7671 | 26679.7671 | Electricity | Winter | QC | 4 | 24189.7865 | 26679.7671 | 26679.7671 | 26679.7671
Electricity | Winter | QC | 5 | 24471.9101 | 26990.9312 | 26990.9312 | 26990.9312 | Electricity | Winter | QC | 5 | 24471.9101 | 26990.9312 | 26990.9312 | 26990.9312
Electricity | Winter | QC | 6 | 25303.7191 | 27908.3626 | 27908.3626 | 27908.3626 | Electricity | Winter | QC | 6 | 25303.7191 | 27908.3626 | 27908.3626 | 27908.3626
Electricity | Winter | QC | 7 | 26882.9775 | 29650.1823 | 29650.1823 | 29650.1823 | Electricity | Winter | QC | 7 | 26882.9775 | 29650.1823 | 29650.1823 | 29650.1823
Electricity | Winter | QC | 8 | 27647.3146 | 30493.1966 | 30493.1966 | 30493.1966 | Electricity | Winter | QC | 8 | 27647.3146 | 30493.1966 | 30493.1966 | 30493.1966
Electricity | Winter | QC | 9 | 27321.2921 | 30133.6149 | 30133.6149 | 30133.6149 | Electricity | Winter | QC | 9 | 27321.2921 | 30133.6149 | 30133.6149 | 30133.6149
Electricity | Winter | QC | 10 | 26560.618 | 29294.6406 | 29294.6406 | 29294.6406 | Electricity | Winter | QC | 10 | 26560.618 | 29294.6406 | 29294.6406 | 29294.6406
Electricity | Winter | QC | 11 | 25970.4607 | 28643.7354 | 28643.7354 | 28643.7354 | Electricity | Winter | QC | 11 | 25970.4607 | 28643.7354 | 28643.7354 | 28643.7354
Electricity | Winter | QC | 12 | 25695.7303 | 28340.7256 | 28340.7256 | 28340.7256 | Electricity | Winter | QC | 12 | 25695.7303 | 28340.7256 | 28340.7256 | 28340.7256
Electricity | Winter | QC | 13 | 25259.9438 | 27860.0813 | 27860.0813 | 27860.0813 | Electricity | Winter | QC | 13 | 25259.9438 | 27860.0813 | 27860.0813 | 27860.0813
Electricity | Winter | QC | 14 | 24991.2247 | 27563.7016 | 27563.7016 | 27563.7016 | Electricity | Winter | QC | 14 | 24991.2247 | 27563.7016 | 27563.7016 | 27563.7016
Electricity | Winter | QC | 15 | 24926.5169 | 27492.333 | 27492.333 | 27492.333 | Electricity | Winter | QC | 15 | 24926.5169 | 27492.333 | 27492.333 | 27492.333
Electricity | Winter | QC | 16 | 25442.5281 | 28061.4599 | 28061.4599 | 28061.4599 | Electricity | Winter | QC | 16 | 25442.5281 | 28061.4599 | 28061.4599 | 28061.4599
Electricity | Winter | QC | 17 | 26571.6292 | 29306.7853 | 29306.7853 | 29306.7853 | Electricity | Winter | QC | 17 | 26571.6292 | 29306.7853 | 29306.7853 | 29306.7853
Electricity | Winter | QC | 18 | 27583.4944 | 30422.807 | 30422.807 | 30422.807 | Electricity | Winter | QC | 18 | 27583.4944 | 30422.807 | 30422.807 | 30422.807
Electricity | Winter | QC | 19 | 27563.4831 | 30400.7359 | 30400.7359 | 30400.7359 | Electricity | Winter | QC | 19 | 27563.4831 | 30400.7359 | 30400.7359 | 30400.7359
Electricity | Winter | QC | 20 | 27053.7416 | 29838.524 | 29838.524 | 29838.524 | Electricity | Winter | QC | 20 | 27053.7416 | 29838.524 | 29838.524 | 29838.524
Electricity | Winter | QC | 21 | 26554.3146 | 29287.6884 | 29287.6884 | 29287.6884 | Electricity | Winter | QC | 21 | 26554.3146 | 29287.6884 | 29287.6884 | 29287.6884
Electricity | Winter | QC | 22 | 25884.3596 | 28548.7714 | 28548.7714 | 28548.7714 | Electricity | Winter | QC | 22 | 25884.3596 | 28548.7714 | 28548.7714 | 28548.7714
Electricity | Winter | QC | 23 | 25117.5393 | 27703.0184 | 27703.0184 | 27703.0184 | Electricity | Winter | QC | 23 | 25117.5393 | 27703.0184 | 27703.0184 | 27703.0184
Electricity | Winter | QC | 24 | 24427.4045 | 26941.8444 | 26941.8444 | 26941.8444 | Electricity | Winter | QC | 24 | 24427.4045 | 26941.8444 | 26941.8444 | 26941.8444
Electricity | Winter Peak | QC | 1 | 27618 | 30460.8645 | 30460.8645 | 30460.8645 | Electricity | Winter Peak | QC | 1 | 27618 | 30460.8645 | 30460.8645 | 30460.8645
Electricity | Winter Peak | QC | 2 | 27486 | 30315.277 | 30315.277 | 30315.277 | Electricity | Winter Peak | QC | 2 | 27486 | 30315.277 | 30315.277 | 30315.277
Electricity | Winter Peak | QC | 3 | 27589 | 30428.8794 | 30428.8794 | 30428.8794 | Electricity | Winter Peak | QC | 3 | 27589 | 30428.8794 | 30428.8794 | 30428.8794
Electricity | Winter Peak | QC | 4 | 27629 | 30472.9968 | 30472.9968 | 30472.9968 | Electricity | Winter Peak | QC | 4 | 27629 | 30472.9968 | 30472.9968 | 30472.9968
Electricity | Winter Peak | QC | 5 | 27230 | 30032.9256 | 30032.9256 | 30032.9256 | Electricity | Winter Peak | QC | 5 | 27230 | 30032.9256 | 30032.9256 | 30032.9256
Electricity | Winter Peak | QC | 6 | 28945 | 31924.4595 | 31924.4595 | 31924.4595 | Electricity | Winter Peak | QC | 6 | 28945 | 31924.4595 | 31924.4595 | 31924.4595
Electricity | Winter Peak | QC | 7 | 30751 | 33916.3605 | 33916.3605 | 33916.3605 | Electricity | Winter Peak | QC | 7 | 30751 | 33916.3605 | 33916.3605 | 33916.3605
Electricity | Winter Peak | QC | 8 | 32040 | 35338.044 | 35338.044 | 35338.044 | Electricity | Winter Peak | QC | 8 | 32040 | 35338.044 | 35338.044 | 35338.044
Electricity | Winter Peak | QC | 9 | 30049 | 33142.1 | 33142.1 | 33142.1 | Electricity | Winter Peak | QC | 9 | 30049 | 33142.1 | 33142.1 | 33142.1
Electricity | Winter Peak | QC | 10 | 30203 | 33311.952 | 33311.952 | 33311.952 | Electricity | Winter Peak | QC | 10 | 30203 | 33311.952 | 33311.952 | 33311.952
Electricity | Winter Peak | QC | 11 | 30177 | 33283.2757 | 33283.2757 | 33283.2757 | Electricity | Winter Peak | QC | 11 | 30177 | 33283.2757 | 33283.2757 | 33283.2757
Electricity | Winter Peak | QC | 12 | 30021 | 33111.2178 | 33111.2178 | 33111.2178 | Electricity | Winter Peak | QC | 12 | 30021 | 33111.2178 | 33111.2178 | 33111.2178
Electricity | Winter Peak | QC | 13 | 29287 | 32301.6633 | 32301.6633 | 32301.6633 | Electricity | Winter Peak | QC | 13 | 29287 | 32301.6633 | 32301.6633 | 32301.6633
Electricity | Winter Peak | QC | 14 | 29120 | 32117.4732 | 32117.4732 | 32117.4732 | Electricity | Winter Peak | QC | 14 | 29120 | 32117.4732 | 32117.4732 | 32117.4732
Electricity | Winter Peak | QC | 15 | 28731 | 31688.4314 | 31688.4314 | 31688.4314 | Electricity | Winter Peak | QC | 15 | 28731 | 31688.4314 | 31688.4314 | 31688.4314
Electricity | Winter Peak | QC | 16 | 29968 | 33052.7622 | 33052.7622 | 33052.7622 | Electricity | Winter Peak | QC | 16 | 29968 | 33052.7622 | 33052.7622 | 33052.7622
Electricity | Winter Peak | QC | 17 | 30588 | 33736.582 | 33736.582 | 33736.582 | Electricity | Winter Peak | QC | 17 | 30588 | 33736.582 | 33736.582 | 33736.582
Electricity | Winter Peak | QC | 18 | 32811 | 36188.407 | 36188.407 | 36188.407 | Electricity | Winter Peak | QC | 18 | 32811 | 36188.407 | 36188.407 | 36188.407
Electricity | Winter Peak | QC | 19 | 31499 | 34741.356 | 34741.356 | 34741.356 | Electricity | Winter Peak | QC | 19 | 31499 | 34741.356 | 34741.356 | 34741.356
Electricity | Winter Peak | QC | 20 | 31165 | 34372.9757 | 34372.9757 | 34372.9757 | Electricity | Winter Peak | QC | 20 | 31165 | 34372.9757 | 34372.9757 | 34372.9757
Electricity | Winter Peak | QC | 21 | 30973 | 34161.2121 | 34161.2121 | 34161.2121 | Electricity | Winter Peak | QC | 21 | 30973 | 34161.2121 | 34161.2121 | 34161.2121
Electricity | Winter Peak | QC | 22 | 29530 | 32569.6766 | 32569.6766 | 32569.6766 | Electricity | Winter Peak | QC | 22 | 29530 | 32569.6766 | 32569.6766 | 32569.6766
Electricity | Winter Peak | QC | 23 | 28483 | 31414.9034 | 31414.9034 | 31414.9034 | Electricity | Winter Peak | QC | 23 | 28483 | 31414.9034 | 31414.9034 | 31414.9034
Electricity | Winter Peak | QC | 24 | 28155 | 31053.1407 | 31053.1407 | 31053.1407 | Electricity | Winter Peak | QC | 24 | 28155 | 31053.1407 | 31053.1407 | 31053.1407
Electricity | Spring | QC | 1 | 18965.1413 | 20917.322 | 20917.322 | 20917.322 | Electricity | Spring | QC | 1 | 18965.1413 | 20917.322 | 20917.322 | 20917.322
Electricity | Spring | QC | 2 | 18927.1522 | 20875.4225 | 20875.4225 | 20875.4225 | Electricity | Spring | QC | 2 | 18927.1522 | 20875.4225 | 20875.4225 | 20875.4225
Electricity | Spring | QC | 3 | 19016.837 | 20974.339 | 20974.339 | 20974.339 | Electricity | Spring | QC | 3 | 19016.837 | 20974.339 | 20974.339 | 20974.339
Electricity | Spring | QC | 4 | 19225.087 | 21204.0252 | 21204.0252 | 21204.0252 | Electricity | Spring | QC | 4 | 19225.087 | 21204.0252 | 21204.0252 | 21204.0252
Electricity | Spring | QC | 5 | 19945.5435 | 21998.6421 | 21998.6421 | 21998.6421 | Electricity | Spring | QC | 5 | 19945.5435 | 21998.6421 | 21998.6421 | 21998.6421
Electricity | Spring | QC | 6 | 21206.8043 | 23389.7311 | 23389.7311 | 23389.7311 | Electricity | Spring | QC | 6 | 21206.8043 | 23389.7311 | 23389.7311 | 23389.7311
Electricity | Spring | QC | 7 | 22028.75 | 24296.2839 | 24296.2839 | 24296.2839 | Electricity | Spring | QC | 7 | 22028.75 | 24296.2839 | 24296.2839 | 24296.2839
Electricity | Spring | QC | 8 | 21926.837 | 24183.8804 | 24183.8804 | 24183.8804 | Electricity | Spring | QC | 8 | 21926.837 | 24183.8804 | 24183.8804 | 24183.8804
Electricity | Spring | QC | 9 | 21548.6957 | 23766.8151 | 23766.8151 | 23766.8151 | Electricity | Spring | QC | 9 | 21548.6957 | 23766.8151 | 23766.8151 | 23766.8151
Electricity | Spring | QC | 10 | 21218.1848 | 23402.283 | 23402.283 | 23402.283 | Electricity | Spring | QC | 10 | 21218.1848 | 23402.283 | 23402.283 | 23402.283
Electricity | Spring | QC | 11 | 20957.163 | 23114.3929 | 23114.3929 | 23114.3929 | Electricity | Spring | QC | 11 | 20957.163 | 23114.3929 | 23114.3929 | 23114.3929
Electricity | Spring | QC | 12 | 20625.4457 | 22748.5301 | 22748.5301 | 22748.5301 | Electricity | Spring | QC | 12 | 20625.4457 | 22748.5301 | 22748.5301 | 22748.5301
Electricity | Spring | QC | 13 | 20315.9022 | 22407.1237 | 22407.1237 | 22407.1237 | Electricity | Spring | QC | 13 | 20315.9022 | 22407.1237 | 22407.1237 | 22407.1237
Electricity | Spring | QC | 14 | 20001.087 | 22059.9029 | 22059.9029 | 22059.9029 | Electricity | Spring | QC | 14 | 20001.087 | 22059.9029 | 22059.9029 | 22059.9029
Electricity | Spring | QC | 15 | 19879.25 | 21925.5247 | 21925.5247 | 21925.5247 | Electricity | Spring | QC | 15 | 19879.25 | 21925.5247 | 21925.5247 | 21925.5247
Electricity | Spring | QC | 16 | 20218.7391 | 22299.9592 | 22299.9592 | 22299.9592 | Electricity | Spring | QC | 16 | 20218.7391 | 22299.9592 | 22299.9592 | 22299.9592
Electricity | Spring | QC | 17 | 20716.5109 | 22848.9692 | 22848.9692 | 22848.9692 | Electricity | Spring | QC | 17 | 20716.5109 | 22848.9692 | 22848.9692 | 22848.9692
Electricity | Spring | QC | 18 | 21054.8152 | 23222.0969 | 23222.0969 | 23222.0969 | Electricity | Spring | QC | 18 | 21054.8152 | 23222.0969 | 23222.0969 | 23222.0969
Electricity | Spring | QC | 19 | 21317.3261 | 23511.6294 | 23511.6294 | 23511.6294 | Electricity | Spring | QC | 19 | 21317.3261 | 23511.6294 | 23511.6294 | 23511.6294
Electricity | Spring | QC | 20 | 21360.7391 | 23559.5112 | 23559.5112 | 23559.5112 | Electricity | Spring | QC | 20 | 21360.7391 | 23559.5112 | 23559.5112 | 23559.5112
Electricity | Spring | QC | 21 | 21002.2174 | 23164.0849 | 23164.0849 | 23164.0849 | Electricity | Spring | QC | 21 | 21002.2174 | 23164.0849 | 23164.0849 | 23164.0849
Electricity | Spring | QC | 22 | 20261.0543 | 22346.6301 | 22346.6301 | 22346.6301 | Electricity | Spring | QC | 22 | 20261.0543 | 22346.6301 | 22346.6301 | 22346.6301
Electricity | Spring | QC | 23 | 19426.5978 | 21426.2786 | 21426.2786 | 21426.2786 | Electricity | Spring | QC | 23 | 19426.5978 | 21426.2786 | 21426.2786 | 21426.2786
Electricity | Spring | QC | 24 | 19006.9891 | 20963.4774 | 20963.4774 | 20963.4774 | Electricity | Spring | QC | 24 | 19006.9891 | 20963.4774 | 20963.4774 | 20963.4774
Electricity | Summer | QC | 1 | 14799.3804 | 16322.7577 | 16322.7577 | 16322.7577 | Electricity | Summer | QC | 1 | 14799.3804 | 16322.7577 | 16322.7577 | 16322.7577
Electricity | Summer | QC | 2 | 14514.4783 | 16008.5291 | 16008.5291 | 16008.5291 | Electricity | Summer | QC | 2 | 14514.4783 | 16008.5291 | 16008.5291 | 16008.5291
Electricity | Summer | QC | 3 | 14379.4783 | 15859.6328 | 15859.6328 | 15859.6328 | Electricity | Summer | QC | 3 | 14379.4783 | 15859.6328 | 15859.6328 | 15859.6328
Electricity | Summer | QC | 4 | 14346.1413 | 15822.8643 | 15822.8643 | 15822.8643 | Electricity | Summer | QC | 4 | 14346.1413 | 15822.8643 | 15822.8643 | 15822.8643
Electricity | Summer | QC | 5 | 14649.587 | 16157.5452 | 16157.5452 | 16157.5452 | Electricity | Summer | QC | 5 | 14649.587 | 16157.5452 | 16157.5452 | 16157.5452
Electricity | Summer | QC | 6 | 15547.7391 | 17148.1488 | 17148.1488 | 17148.1488 | Electricity | Summer | QC | 6 | 15547.7391 | 17148.1488 | 17148.1488 | 17148.1488
Electricity | Summer | QC | 7 | 16595.8261 | 18304.1208 | 18304.1208 | 18304.1208 | Electricity | Summer | QC | 7 | 16595.8261 | 18304.1208 | 18304.1208 | 18304.1208
Electricity | Summer | QC | 8 | 17398.5978 | 19189.5261 | 19189.5261 | 19189.5261 | Electricity | Summer | QC | 8 | 17398.5978 | 19189.5261 | 19189.5261 | 19189.5261
Electricity | Summer | QC | 9 | 17823.2935 | 19657.9378 | 19657.9378 | 19657.9378 | Electricity | Summer | QC | 9 | 17823.2935 | 19657.9378 | 19657.9378 | 19657.9378
Electricity | Summer | QC | 10 | 18094.663 | 19957.2409 | 19957.2409 | 19957.2409 | Electricity | Summer | QC | 10 | 18094.663 | 19957.2409 | 19957.2409 | 19957.2409
Electricity | Summer | QC | 11 | 18316.9783 | 20202.4402 | 20202.4402 | 20202.4402 | Electricity | Summer | QC | 11 | 18316.9783 | 20202.4402 | 20202.4402 | 20202.4402
Electricity | Summer | QC | 12 | 18302.1522 | 20186.088 | 20186.088 | 20186.088 | Electricity | Summer | QC | 12 | 18302.1522 | 20186.088 | 20186.088 | 20186.088
Electricity | Summer | QC | 13 | 18174.2935 | 20045.0681 | 20045.0681 | 20045.0681 | Electricity | Summer | QC | 13 | 18174.2935 | 20045.0681 | 20045.0681 | 20045.0681
Electricity | Summer | QC | 14 | 18025.9674 | 19881.474 | 19881.474 | 19881.474 | Electricity | Summer | QC | 14 | 18025.9674 | 19881.474 | 19881.474 | 19881.474
Electricity | Summer | QC | 15 | 17997.0543 | 19849.5848 | 19849.5848 | 19849.5848 | Electricity | Summer | QC | 15 | 17997.0543 | 19849.5848 | 19849.5848 | 19849.5848
Electricity | Summer | QC | 16 | 18219.1957 | 20094.5923 | 20094.5923 | 20094.5923 | Electricity | Summer | QC | 16 | 18219.1957 | 20094.5923 | 20094.5923 | 20094.5923
Electricity | Summer | QC | 17 | 18527.1196 | 20434.2124 | 20434.2124 | 20434.2124 | Electricity | Summer | QC | 17 | 18527.1196 | 20434.2124 | 20434.2124 | 20434.2124
Electricity | Summer | QC | 18 | 18431.3478 | 20328.5824 | 20328.5824 | 20328.5824 | Electricity | Summer | QC | 18 | 18431.3478 | 20328.5824 | 20328.5824 | 20328.5824
Electricity | Summer | QC | 19 | 18146.1739 | 20014.054 | 20014.054 | 20014.054 | Electricity | Summer | QC | 19 | 18146.1739 | 20014.054 | 20014.054 | 20014.054
Electricity | Summer | QC | 20 | 18014.8043 | 19869.1619 | 19869.1619 | 19869.1619 | Electricity | Summer | QC | 20 | 18014.8043 | 19869.1619 | 19869.1619 | 19869.1619
Electricity | Summer | QC | 21 | 17750.2174 | 19577.3397 | 19577.3397 | 19577.3397 | Electricity | Summer | QC | 21 | 17750.2174 | 19577.3397 | 19577.3397 | 19577.3397
Electricity | Summer | QC | 22 | 16680.0543 | 18397.0192 | 18397.0192 | 18397.0192 | Electricity | Summer | QC | 22 | 16680.0543 | 18397.0192 | 18397.0192 | 18397.0192
Electricity | Summer | QC | 23 | 15607.6848 | 17214.265 | 17214.265 | 17214.265 | Electricity | Summer | QC | 23 | 15607.6848 | 17214.265 | 17214.265 | 17214.265
Electricity | Summer | QC | 24 | 15185.0978 | 16748.179 | 16748.179 | 16748.179 | Electricity | Summer | QC | 24 | 15185.0978 | 16748.179 | 16748.179 | 16748.179
Electricity | Fall | QC | 1 | 16952.3516 | 18697.3454 | 18697.3454 | 18697.3454 | Electricity | Fall | QC | 1 | 16952.3516 | 18697.3454 | 18697.3454 | 18697.3454
Electricity | Fall | QC | 2 | 16815.5934 | 18546.51 | 18546.51 | 18546.51 | Electricity | Fall | QC | 2 | 16815.5934 | 18546.51 | 18546.51 | 18546.51
Electricity | Fall | QC | 3 | 16737.6264 | 18460.5174 | 18460.5174 | 18460.5174 | Electricity | Fall | QC | 3 | 16737.6264 | 18460.5174 | 18460.5174 | 18460.5174
Electricity | Fall | QC | 4 | 16858.3846 | 18593.7059 | 18593.7059 | 18593.7059 | Electricity | Fall | QC | 4 | 16858.3846 | 18593.7059 | 18593.7059 | 18593.7059
Electricity | Fall | QC | 5 | 17447.4725 | 19243.4317 | 19243.4317 | 19243.4317 | Electricity | Fall | QC | 5 | 17447.4725 | 19243.4317 | 19243.4317 | 19243.4317
Electricity | Fall | QC | 6 | 18718.011 | 20644.7533 | 20644.7533 | 20644.7533 | Electricity | Fall | QC | 6 | 18718.011 | 20644.7533 | 20644.7533 | 20644.7533
Electricity | Fall | QC | 7 | 19850.7363 | 21894.0759 | 21894.0759 | 21894.0759 | Electricity | Fall | QC | 7 | 19850.7363 | 21894.0759 | 21894.0759 | 21894.0759
Electricity | Fall | QC | 8 | 20251.6923 | 22336.3044 | 22336.3044 | 22336.3044 | Electricity | Fall | QC | 8 | 20251.6923 | 22336.3044 | 22336.3044 | 22336.3044
Electricity | Fall | QC | 9 | 20205.7363 | 22285.6179 | 22285.6179 | 22285.6179 | Electricity | Fall | QC | 9 | 20205.7363 | 22285.6179 | 22285.6179 | 22285.6179
Electricity | Fall | QC | 10 | 19988.4396 | 22045.9537 | 22045.9537 | 22045.9537 | Electricity | Fall | QC | 10 | 19988.4396 | 22045.9537 | 22045.9537 | 22045.9537
Electricity | Fall | QC | 11 | 19858.1648 | 21902.2691 | 21902.2691 | 21902.2691 | Electricity | Fall | QC | 11 | 19858.1648 | 21902.2691 | 21902.2691 | 21902.2691
Electricity | Fall | QC | 12 | 19599.8681 | 21617.3846 | 21617.3846 | 21617.3846 | Electricity | Fall | QC | 12 | 19599.8681 | 21617.3846 | 21617.3846 | 21617.3846
Electricity | Fall | QC | 13 | 19300.5495 | 21287.2555 | 21287.2555 | 21287.2555 | Electricity | Fall | QC | 13 | 19300.5495 | 21287.2555 | 21287.2555 | 21287.2555
Electricity | Fall | QC | 14 | 19073.5934 | 21036.9376 | 21036.9376 | 21036.9376 | Electricity | Fall | QC | 14 | 19073.5934 | 21036.9376 | 21036.9376 | 21036.9376
Electricity | Fall | QC | 15 | 19054.5824 | 21015.9698 | 21015.9698 | 21015.9698 | Electricity | Fall | QC | 15 | 19054.5824 | 21015.9698 | 21015.9698 | 21015.9698
Electricity | Fall | QC | 16 | 19505.5165 | 21513.3208 | 21513.3208 | 21513.3208 | Electricity | Fall | QC | 16 | 19505.5165 | 21513.3208 | 21513.3208 | 21513.3208
Electricity | Fall | QC | 17 | 20236.2857 | 22319.3119 | 22319.3119 | 22319.3119 | Electricity | Fall | QC | 17 | 20236.2857 | 22319.3119 | 22319.3119 | 22319.3119
Electricity | Fall | QC | 18 | 20625.5495 | 22748.6446 | 22748.6446 | 22748.6446 | Electricity | Fall | QC | 18 | 20625.5495 | 22748.6446 | 22748.6446 | 22748.6446
Electricity | Fall | QC | 19 | 20633.3846 | 22757.2863 | 22757.2863 | 22757.2863 | Electricity | Fall | QC | 19 | 20633.3846 | 22757.2863 | 22757.2863 | 22757.2863
Electricity | Fall | QC | 20 | 20217.7143 | 22298.8288 | 22298.8288 | 22298.8288 | Electricity | Fall | QC | 20 | 20217.7143 | 22298.8288 | 22298.8288 | 22298.8288
Electricity | Fall | QC | 21 | 19487.7363 | 21493.7104 | 21493.7104 | 21493.7104 | Electricity | Fall | QC | 21 | 19487.7363 | 21493.7104 | 21493.7104 | 21493.7104
Electricity | Fall | QC | 22 | 18689.989 | 20613.8469 | 20613.8469 | 20613.8469 | Electricity | Fall | QC | 22 | 18689.989 | 20613.8469 | 20613.8469 | 20613.8469
Electricity | Fall | QC | 23 | 17841.1648 | 19677.6488 | 19677.6488 | 19677.6488 | Electricity | Fall | QC | 23 | 17841.1648 | 19677.6488 | 19677.6488 | 19677.6488
Electricity | Fall | QC | 24 | 17352.022 | 19138.1559 | 19138.1559 | 19138.1559 | Electricity | Fall | QC | 24 | 17352.022 | 19138.1559 | 19138.1559 | 19138.1559
Electricity | Winter | WC | 1 | 3015.6962 | 3363.6233 | 3978.0233 | 4437.8815 | Electricity | Winter | WC | 1 | 3015.6962 | 3363.6233 | 3978.0233 | 4437.8815
Electricity | Winter | WC | 2 | 2885.6318 | 3225.6239 | 3790.306 | 4228.4642 | Electricity | Winter | WC | 2 | 2885.6318 | 3225.6239 | 3790.306 | 4228.4642
Electricity | Winter | WC | 3 | 2809.167 | 3147.7623 | 3669.0747 | 4093.2186 | Electricity | Winter | WC | 3 | 2809.167 | 3147.7623 | 3669.0747 | 4093.2186
Electricity | Winter | WC | 4 | 2786.5991 | 3118.2016 | 3587.0442 | 4001.7053 | Electricity | Winter | WC | 4 | 2786.5991 | 3118.2016 | 3587.0442 | 4001.7053
Electricity | Winter | WC | 5 | 2838.8645 | 3158.074 | 3574.8202 | 3988.0683 | Electricity | Winter | WC | 5 | 2838.8645 | 3158.074 | 3574.8202 | 3988.0683
Electricity | Winter | WC | 6 | 2990.7529 | 3317.1546 | 3724.2209 | 4154.7396 | Electricity | Winter | WC | 6 | 2990.7529 | 3317.1546 | 3724.2209 | 4154.7396
Electricity | Winter | WC | 7 | 3181.3563 | 3517.4192 | 3918.6056 | 4371.5951 | Electricity | Winter | WC | 7 | 3181.3563 | 3517.4192 | 3918.6056 | 4371.5951
Electricity | Winter | WC | 8 | 3369.5378 | 3722.3301 | 4127.432 | 4604.5618 | Electricity | Winter | WC | 8 | 3369.5378 | 3722.3301 | 4127.432 | 4604.5618
Electricity | Winter | WC | 9 | 3542.0365 | 3906.568 | 4320.9935 | 4820.499 | Electricity | Winter | WC | 9 | 3542.0365 | 3906.568 | 4320.9935 | 4820.499
Electricity | Winter | WC | 10 | 3634.5914 | 3995.6768 | 4428.5482 | 4940.487 | Electricity | Winter | WC | 10 | 3634.5914 | 3995.6768 | 4428.5482 | 4940.487
Electricity | Winter | WC | 11 | 3687.6999 | 4056.1401 | 4495.5262 | 5015.2076 | Electricity | Winter | WC | 11 | 3687.6999 | 4056.1401 | 4495.5262 | 5015.2076
Electricity | Winter | WC | 12 | 3720.1178 | 4095.5701 | 4527.475 | 5050.8497 | Electricity | Winter | WC | 12 | 3720.1178 | 4095.5701 | 4527.475 | 5050.8497
Electricity | Winter | WC | 13 | 3691.4802 | 4070.1677 | 4485.1457 | 5003.6271 | Electricity | Winter | WC | 13 | 3691.4802 | 4070.1677 | 4485.1457 | 5003.6271
Electricity | Winter | WC | 14 | 3661.5546 | 4031.8994 | 4440.3145 | 4953.6135 | Electricity | Winter | WC | 14 | 3661.5546 | 4031.8994 | 4440.3145 | 4953.6135
Electricity | Winter | WC | 15 | 3648.819 | 4016.7316 | 4407.5168 | 4917.0243 | Electricity | Winter | WC | 15 | 3648.819 | 4016.7316 | 4407.5168 | 4917.0243
Electricity | Winter | WC | 16 | 3651.3679 | 4025.1528 | 4401.3075 | 4910.0972 | Electricity | Winter | WC | 16 | 3651.3679 | 4025.1528 | 4401.3075 | 4910.0972
Electricity | Winter | WC | 17 | 3704.9325 | 4081.8522 | 4456.5395 | 4971.714 | Electricity | Winter | WC | 17 | 3704.9325 | 4081.8522 | 4456.5395 | 4971.714
Electricity | Winter | WC | 18 | 3778.9101 | 4169.9859 | 4587.007 | 5117.2636 | Electricity | Winter | WC | 18 | 3778.9101 | 4169.9859 | 4587.007 | 5117.2636
Electricity | Winter | WC | 19 | 3810.4198 | 4207.3331 | 4666.9373 | 5206.4337 | Electricity | Winter | WC | 19 | 3810.4198 | 4207.3331 | 4666.9373 | 5206.4337
Electricity | Winter | WC | 20 | 3768.261 | 4166.32 | 4654.4823 | 5192.5389 | Electricity | Winter | WC | 20 | 3768.261 | 4166.32 | 4654.4823 | 5192.5389
Electricity | Winter | WC | 21 | 3655.5234 | 4049.3679 | 4577.6779 | 5106.856 | Electricity | Winter | WC | 21 | 3655.5234 | 4049.3679 | 4577.6779 | 5106.856
Electricity | Winter | WC | 22 | 3519.9725 | 3909.447 | 4472.6313 | 4989.6661 | Electricity | Winter | WC | 22 | 3519.9725 | 3909.447 | 4472.6313 | 4989.6661
Electricity | Winter | WC | 23 | 3361.8197 | 3738.2432 | 4330.1366 | 4830.699 | Electricity | Winter | WC | 23 | 3361.8197 | 3738.2432 | 4330.1366 | 4830.699
Electricity | Winter | WC | 24 | 3186.7479 | 3550.4599 | 4156.1277 | 4636.5747 | Electricity | Winter | WC | 24 | 3186.7479 | 3550.4599 | 4156.1277 | 4636.5747
Electricity | Winter Peak | WC | 1 | 3009.4862 | 3347.6227 | 3903.7826 | 4355.0586 | Electricity | Winter Peak | WC | 1 | 3009.4862 | 3347.6227 | 3903.7826 | 4355.0586
Electricity | Winter Peak | WC | 2 | 2894.5068 | 3226.8231 | 3737.0964 | 4169.1035 | Electricity | Winter Peak | WC | 2 | 2894.5068 | 3226.8231 | 3737.0964 | 4169.1035
Electricity | Winter Peak | WC | 3 | 2812.4644 | 3141.3589 | 3604.8644 | 4021.5855 | Electricity | Winter Peak | WC | 3 | 2812.4644 | 3141.3589 | 3604.8644 | 4021.5855
Electricity | Winter Peak | WC | 4 | 2758.6324 | 3081.6682 | 3487.2041 | 3890.3238 | Electricity | Winter Peak | WC | 4 | 2758.6324 | 3081.6682 | 3487.2041 | 3890.3238
Electricity | Winter Peak | WC | 5 | 2737.4726 | 3045.2267 | 3405.717 | 3799.4167 | Electricity | Winter Peak | WC | 5 | 2737.4726 | 3045.2267 | 3405.717 | 3799.4167
Electricity | Winter Peak | WC | 6 | 2762.5478 | 3072.2273 | 3415.0883 | 3809.8714 | Electricity | Winter Peak | WC | 6 | 2762.5478 | 3072.2273 | 3415.0883 | 3809.8714
Electricity | Winter Peak | WC | 7 | 2822.2943 | 3126.4657 | 3480.2477 | 3882.5632 | Electricity | Winter Peak | WC | 7 | 2822.2943 | 3126.4657 | 3480.2477 | 3882.5632
Electricity | Winter Peak | WC | 8 | 2908.2441 | 3227.6455 | 3585.633 | 4000.131 | Electricity | Winter Peak | WC | 8 | 2908.2441 | 3227.6455 | 3585.633 | 4000.131
Electricity | Winter Peak | WC | 9 | 3034.0734 | 3368.4908 | 3722.2937 | 4152.5897 | Electricity | Winter Peak | WC | 9 | 3034.0734 | 3368.4908 | 3722.2937 | 4152.5897
Electricity | Winter Peak | WC | 10 | 3146.7048 | 3483.5785 | 3842.9824 | 4287.2299 | Electricity | Winter Peak | WC | 10 | 3146.7048 | 3483.5785 | 3842.9824 | 4287.2299
Electricity | Winter Peak | WC | 11 | 3245.4383 | 3586.9657 | 3958.6809 | 4416.3031 | Electricity | Winter Peak | WC | 11 | 3245.4383 | 3586.9657 | 3958.6809 | 4416.3031
Electricity | Winter Peak | WC | 12 | 3318.2933 | 3663.2891 | 4039.579 | 4506.553 | Electricity | Winter Peak | WC | 12 | 3318.2933 | 3663.2891 | 4039.579 | 4506.553
Electricity | Winter Peak | WC | 13 | 3315.6366 | 3659.1704 | 4035.4707 | 4501.9698 | Electricity | Winter Peak | WC | 13 | 3315.6366 | 3659.1704 | 4035.4707 | 4501.9698
Electricity | Winter Peak | WC | 14 | 3290.3168 | 3622.4879 | 3997.6611 | 4459.7894 | Electricity | Winter Peak | WC | 14 | 3290.3168 | 3622.4879 | 3997.6611 | 4459.7894
Electricity | Winter Peak | WC | 15 | 3288.9072 | 3620.7769 | 3980.3183 | 4440.4418 | Electricity | Winter Peak | WC | 15 | 3288.9072 | 3620.7769 | 3980.3183 | 4440.4418
Electricity | Winter Peak | WC | 16 | 3314.7992 | 3661.4397 | 4005.6993 | 4468.7569 | Electricity | Winter Peak | WC | 16 | 3314.7992 | 3661.4397 | 4005.6993 | 4468.7569
Electricity | Winter Peak | WC | 17 | 3394.3594 | 3742.0357 | 4087.5176 | 4560.0333 | Electricity | Winter Peak | WC | 17 | 3394.3594 | 3742.0357 | 4087.5176 | 4560.0333
Electricity | Winter Peak | WC | 18 | 3498.406 | 3861.5233 | 4242.9714 | 4733.4576 | Electricity | Winter Peak | WC | 18 | 3498.406 | 3861.5233 | 4242.9714 | 4733.4576
Electricity | Winter Peak | WC | 19 | 3557.5691 | 3927.4275 | 4353.7116 | 4856.9992 | Electricity | Winter Peak | WC | 19 | 3557.5691 | 3927.4275 | 4353.7116 | 4856.9992
Electricity | Winter Peak | WC | 20 | 3555.7875 | 3923.345 | 4371.2241 | 4876.5362 | Electricity | Winter Peak | WC | 20 | 3555.7875 | 3923.345 | 4371.2241 | 4876.5362
Electricity | Winter Peak | WC | 21 | 3471.6415 | 3835.7116 | 4316.3634 | 4815.3336 | Electricity | Winter Peak | WC | 21 | 3471.6415 | 3835.7116 | 4316.3634 | 4815.3336
Electricity | Winter Peak | WC | 22 | 3375.9395 | 3742.3819 | 4262.872 | 4755.6586 | Electricity | Winter Peak | WC | 22 | 3375.9395 | 3742.3819 | 4262.872 | 4755.6586
Electricity | Winter Peak | WC | 23 | 3263.4289 | 3619.9291 | 4162.0579 | 4643.1905 | Electricity | Winter Peak | WC | 23 | 3263.4289 | 3619.9291 | 4162.0579 | 4643.1905
Electricity | Winter Peak | WC | 24 | 3144.3696 | 3504.087 | 4077.2229 | 4548.5486 | Electricity | Winter Peak | WC | 24 | 3144.3696 | 3504.087 | 4077.2229 | 4548.5486
Electricity | Spring | WC | 1 | 2670.9848 | 2976.9081 | 3555.9543 | 3967.0215 | Electricity | Spring | WC | 1 | 2670.9848 | 2976.9081 | 3555.9543 | 3967.0215
Electricity | Spring | WC | 2 | 2573.4865 | 2874.6787 | 3412.8072 | 3807.3266 | Electricity | Spring | WC | 2 | 2573.4865 | 2874.6787 | 3412.8072 | 3807.3266
Electricity | Spring | WC | 3 | 2520.2297 | 2817.9148 | 3313.338 | 3696.3588 | Electricity | Spring | WC | 3 | 2520.2297 | 2817.9148 | 3313.338 | 3696.3588
Electricity | Spring | WC | 4 | 2518.4652 | 2808.4097 | 3250.0084 | 3625.7083 | Electricity | Spring | WC | 4 | 2518.4652 | 2808.4097 | 3250.0084 | 3625.7083
Electricity | Spring | WC | 5 | 2592.6535 | 2868.3049 | 3264.9882 | 3642.4197 | Electricity | Spring | WC | 5 | 2592.6535 | 2868.3049 | 3264.9882 | 3642.4197
Electricity | Spring | WC | 6 | 2754.0136 | 3049.6793 | 3426.2028 | 3822.2707 | Electricity | Spring | WC | 6 | 2754.0136 | 3049.6793 | 3426.2028 | 3822.2707
Electricity | Spring | WC | 7 | 2945.7252 | 3260.7945 | 3624.8043 | 4043.8305 | Electricity | Spring | WC | 7 | 2945.7252 | 3260.7945 | 3624.8043 | 4043.8305
Electricity | Spring | WC | 8 | 3126.2973 | 3454.6914 | 3820.4432 | 4262.0852 | Electricity | Spring | WC | 8 | 3126.2973 | 3454.6914 | 3820.4432 | 4262.0852
Electricity | Spring | WC | 9 | 3260.0451 | 3588.1131 | 3973.0083 | 4432.2868 | Electricity | Spring | WC | 9 | 3260.0451 | 3588.1131 | 3973.0083 | 4432.2868
Electricity | Spring | WC | 10 | 3311.9852 | 3637.1001 | 4038.552 | 4505.4073 | Electricity | Spring | WC | 10 | 3311.9852 | 3637.1001 | 4038.552 | 4505.4073
Electricity | Spring | WC | 11 | 3337.4905 | 3668.1109 | 4070.0065 | 4540.498 | Electricity | Spring | WC | 11 | 3337.4905 | 3668.1109 | 4070.0065 | 4540.498
Electricity | Spring | WC | 12 | 3340.1656 | 3677.1226 | 4062.6496 | 4532.2906 | Electricity | Spring | WC | 12 | 3340.1656 | 3677.1226 | 4062.6496 | 4532.2906
Electricity | Spring | WC | 13 | 3300.9323 | 3635.7859 | 4012.5054 | 4476.3497 | Electricity | Spring | WC | 13 | 3300.9323 | 3635.7859 | 4012.5054 | 4476.3497
Electricity | Spring | WC | 14 | 3263.2895 | 3590.0279 | 3962.1298 | 4420.1508 | Electricity | Spring | WC | 14 | 3263.2895 | 3590.0279 | 3962.1298 | 4420.1508
Electricity | Spring | WC | 15 | 3217.8842 | 3540.4388 | 3894.1953 | 4344.363 | Electricity | Spring | WC | 15 | 3217.8842 | 3540.4388 | 3894.1953 | 4344.363
Electricity | Spring | WC | 16 | 3190.6446 | 3515.8297 | 3854.9508 | 4300.5819 | Electricity | Spring | WC | 16 | 3190.6446 | 3515.8297 | 3854.9508 | 4300.5819
Electricity | Spring | WC | 17 | 3194.0952 | 3528.0226 | 3862.3395 | 4308.8247 | Electricity | Spring | WC | 17 | 3194.0952 | 3528.0226 | 3862.3395 | 4308.8247
Electricity | Spring | WC | 18 | 3243.5951 | 3602.8513 | 3969.4173 | 4428.2807 | Electricity | Spring | WC | 18 | 3243.5951 | 3602.8513 | 3969.4173 | 4428.2807
Electricity | Spring | WC | 19 | 3281.9234 | 3647.4598 | 4062.4674 | 4532.0873 | Electricity | Spring | WC | 19 | 3281.9234 | 3647.4598 | 4062.4674 | 4532.0873
Electricity | Spring | WC | 20 | 3269.0497 | 3631.7444 | 4075.265 | 4546.3644 | Electricity | Spring | WC | 20 | 3269.0497 | 3631.7444 | 4075.265 | 4546.3644
Electricity | Spring | WC | 21 | 3205.7941 | 3556.6421 | 4033.5675 | 4499.8466 | Electricity | Spring | WC | 21 | 3205.7941 | 3556.6421 | 4033.5675 | 4499.8466
Electricity | Spring | WC | 22 | 3108.2253 | 3449.4965 | 3967.2675 | 4425.8824 | Electricity | Spring | WC | 22 | 3108.2253 | 3449.4965 | 3967.2675 | 4425.8824
Electricity | Spring | WC | 23 | 2975.4744 | 3303.4369 | 3855.629 | 4301.3384 | Electricity | Spring | WC | 23 | 2975.4744 | 3303.4369 | 3855.629 | 4301.3384
Electricity | Spring | WC | 24 | 2813.4677 | 3129.4891 | 3700.8538 | 4128.6713 | Electricity | Spring | WC | 24 | 2813.4677 | 3129.4891 | 3700.8538 | 4128.6713
Electricity | Summer | WC | 1 | 2394.8279 | 2674.8579 | 3249.4723 | 3625.1103 | Electricity | Summer | WC | 1 | 2394.8279 | 2674.8579 | 3249.4723 | 3625.1103
Electricity | Summer | WC | 2 | 2296.992 | 2571.2823 | 3107.8049 | 3467.0661 | Electricity | Summer | WC | 2 | 2296.992 | 2571.2823 | 3107.8049 | 3467.0661
Electricity | Summer | WC | 3 | 2239.4069 | 2507.0828 | 3000.1122 | 3346.9242 | Electricity | Summer | WC | 3 | 2239.4069 | 2507.0828 | 3000.1122 | 3346.9242
Electricity | Summer | WC | 4 | 2232.1723 | 2489.2002 | 2926.4305 | 3264.7249 | Electricity | Summer | WC | 4 | 2232.1723 | 2489.2002 | 2926.4305 | 3264.7249
Electricity | Summer | WC | 5 | 2296.1747 | 2542.0913 | 2931.2901 | 3270.1462 | Electricity | Summer | WC | 5 | 2296.1747 | 2542.0913 | 2931.2901 | 3270.1462
Electricity | Summer | WC | 6 | 2441.6509 | 2710.3186 | 3069.6536 | 3424.5045 | Electricity | Summer | WC | 6 | 2441.6509 | 2710.3186 | 3069.6536 | 3424.5045
Electricity | Summer | WC | 7 | 2645.1558 | 2932.5735 | 3282.9383 | 3662.4449 | Electricity | Summer | WC | 7 | 2645.1558 | 2932.5735 | 3282.9383 | 3662.4449
Electricity | Summer | WC | 8 | 2842.3795 | 3144.1681 | 3496.1282 | 3900.2795 | Electricity | Summer | WC | 8 | 2842.3795 | 3144.1681 | 3496.1282 | 3900.2795
Electricity | Summer | WC | 9 | 2991.9231 | 3294.2974 | 3668.3419 | 4092.401 | Electricity | Summer | WC | 9 | 2991.9231 | 3294.2974 | 3668.3419 | 4092.401
Electricity | Summer | WC | 10 | 3065.2939 | 3365.9686 | 3762.7341 | 4197.705 | Electricity | Summer | WC | 10 | 3065.2939 | 3365.9686 | 3762.7341 | 4197.705
Electricity | Summer | WC | 11 | 3113.6857 | 3420.5044 | 3825.6038 | 4267.8424 | Electricity | Summer | WC | 11 | 3113.6857 | 3420.5044 | 3825.6038 | 4267.8424
Electricity | Summer | WC | 12 | 3135.2188 | 3449.4658 | 3844.0934 | 4288.4694 | Electricity | Summer | WC | 12 | 3135.2188 | 3449.4658 | 3844.0934 | 4288.4694
Electricity | Summer | WC | 13 | 3108.2075 | 3422.6843 | 3814.308 | 4255.2408 | Electricity | Summer | WC | 13 | 3108.2075 | 3422.6843 | 3814.308 | 4255.2408
Electricity | Summer | WC | 14 | 3086.8877 | 3393.8362 | 3787.0139 | 4224.7915 | Electricity | Summer | WC | 14 | 3086.8877 | 3393.8362 | 3787.0139 | 4224.7915
Electricity | Summer | WC | 15 | 3041.5531 | 3342.4121 | 3716.9383 | 4146.6152 | Electricity | Summer | WC | 15 | 3041.5531 | 3342.4121 | 3716.9383 | 4146.6152
Electricity | Summer | WC | 16 | 3005.7156 | 3307.0021 | 3667.39 | 4091.3391 | Electricity | Summer | WC | 16 | 3005.7156 | 3307.0021 | 3667.39 | 4091.3391
Electricity | Summer | WC | 17 | 2985.5794 | 3295.8848 | 3651.7757 | 4073.9198 | Electricity | Summer | WC | 17 | 2985.5794 | 3295.8848 | 3651.7757 | 4073.9198
Electricity | Summer | WC | 18 | 3000.1026 | 3333.3924 | 3723.7578 | 4154.223 | Electricity | Summer | WC | 18 | 3000.1026 | 3333.3924 | 3723.7578 | 4154.223
Electricity | Summer | WC | 19 | 2997.2211 | 3338.5586 | 3771.2532 | 4207.2088 | Electricity | Summer | WC | 19 | 2997.2211 | 3338.5586 | 3771.2532 | 4207.2088
Electricity | Summer | WC | 20 | 2960.0027 | 3300.9895 | 3747.671 | 4180.9006 | Electricity | Summer | WC | 20 | 2960.0027 | 3300.9895 | 3747.671 | 4180.9006
Electricity | Summer | WC | 21 | 2896.814 | 3226.3801 | 3694.4626 | 4121.5413 | Electricity | Summer | WC | 21 | 2896.814 | 3226.3801 | 3694.4626 | 4121.5413
Electricity | Summer | WC | 22 | 2820.566 | 3136.7095 | 3642.9509 | 4064.0749 | Electricity | Summer | WC | 22 | 2820.566 | 3136.7095 | 3642.9509 | 4064.0749
Electricity | Summer | WC | 23 | 2703.2734 | 3004.8718 | 3554.8748 | 3965.8172 | Electricity | Summer | WC | 23 | 2703.2734 | 3004.8718 | 3554.8748 | 3965.8172
Electricity | Summer | WC | 24 | 2540.3008 | 2829.998 | 3401.5782 | 3794.7995 | Electricity | Summer | WC | 24 | 2540.3008 | 2829.998 | 3401.5782 | 3794.7995
Electricity | Fall | WC | 1 | 2552.9981 | 2856.1356 | 3422.2409 | 3817.8508 | Electricity | Fall | WC | 1 | 2552.9981 | 2856.1356 | 3422.2409 | 3817.8508
Electricity | Fall | WC | 2 | 2449.3651 | 2747.1344 | 3274.2791 | 3652.7847 | Electricity | Fall | WC | 2 | 2449.3651 | 2747.1344 | 3274.2791 | 3652.7847
Electricity | Fall | WC | 3 | 2396.9754 | 2691.5084 | 3178.6208 | 3546.0683 | Electricity | Fall | WC | 3 | 2396.9754 | 2691.5084 | 3178.6208 | 3546.0683
Electricity | Fall | WC | 4 | 2400.7167 | 2688.9104 | 3124.8429 | 3486.0737 | Electricity | Fall | WC | 4 | 2400.7167 | 2688.9104 | 3124.8429 | 3486.0737
Electricity | Fall | WC | 5 | 2478.7901 | 2755.8805 | 3141.018 | 3504.1186 | Electricity | Fall | WC | 5 | 2478.7901 | 2755.8805 | 3141.018 | 3504.1186
Electricity | Fall | WC | 6 | 2655.9889 | 2946.2209 | 3314.48 | 3697.6329 | Electricity | Fall | WC | 6 | 2655.9889 | 2946.2209 | 3314.48 | 3697.6329
Electricity | Fall | WC | 7 | 2863.7247 | 3170.7596 | 3528.8703 | 3936.8066 | Electricity | Fall | WC | 7 | 2863.7247 | 3170.7596 | 3528.8703 | 3936.8066
Electricity | Fall | WC | 8 | 3048.1113 | 3369.7001 | 3729.2911 | 4160.396 | Electricity | Fall | WC | 8 | 3048.1113 | 3369.7001 | 3729.2911 | 4160.396
Electricity | Fall | WC | 9 | 3191.5478 | 3514.9596 | 3891.8133 | 4341.7056 | Electricity | Fall | WC | 9 | 3191.5478 | 3514.9596 | 3891.8133 | 4341.7056
Electricity | Fall | WC | 10 | 3248.9023 | 3570.185 | 3962.5064 | 4420.5709 | Electricity | Fall | WC | 10 | 3248.9023 | 3570.185 | 3962.5064 | 4420.5709
Electricity | Fall | WC | 11 | 3279.4822 | 3607.7347 | 4002.9941 | 4465.739 | Electricity | Fall | WC | 11 | 3279.4822 | 3607.7347 | 4002.9941 | 4465.739
Electricity | Fall | WC | 12 | 3287.4701 | 3622.5462 | 4006.2645 | 4469.3874 | Electricity | Fall | WC | 12 | 3287.4701 | 3622.5462 | 4006.2645 | 4469.3874
Electricity | Fall | WC | 13 | 3258.7374 | 3593.5712 | 3966.9972 | 4425.5808 | Electricity | Fall | WC | 13 | 3258.7374 | 3593.5712 | 3966.9972 | 4425.5808
Electricity | Fall | WC | 14 | 3238.1398 | 3567.0257 | 3932.9586 | 4387.6073 | Electricity | Fall | WC | 14 | 3238.1398 | 3567.0257 | 3932.9586 | 4387.6073
Electricity | Fall | WC | 15 | 3218.8555 | 3546.0228 | 3897.9133 | 4348.5109 | Electricity | Fall | WC | 15 | 3218.8555 | 3546.0228 | 3897.9133 | 4348.5109
Electricity | Fall | WC | 16 | 3213.9638 | 3544.0214 | 3885.4638 | 4334.6221 | Electricity | Fall | WC | 16 | 3213.9638 | 3544.0214 | 3885.4638 | 4334.6221
Electricity | Fall | WC | 17 | 3236.7167 | 3571.4468 | 3909.4965 | 4361.4331 | Electricity | Fall | WC | 17 | 3236.7167 | 3571.4468 | 3909.4965 | 4361.4331
Electricity | Fall | WC | 18 | 3291.4033 | 3648.3365 | 4022.6193 | 4487.6328 | Electricity | Fall | WC | 18 | 3291.4033 | 3648.3365 | 4022.6193 | 4487.6328
Electricity | Fall | WC | 19 | 3326.1224 | 3688.6157 | 4105.7831 | 4580.4103 | Electricity | Fall | WC | 19 | 3326.1224 | 3688.6157 | 4105.7831 | 4580.4103
Electricity | Fall | WC | 20 | 3289.5748 | 3646.6336 | 4093.4934 | 4566.6999 | Electricity | Fall | WC | 20 | 3289.5748 | 3646.6336 | 4093.4934 | 4566.6999
Electricity | Fall | WC | 21 | 3173.9972 | 3522.2398 | 3998.7849 | 4461.0431 | Electricity | Fall | WC | 21 | 3173.9972 | 3522.2398 | 3998.7849 | 4461.0431
Electricity | Fall | WC | 22 | 3033.3438 | 3375.241 | 3881.5962 | 4330.3075 | Electricity | Fall | WC | 22 | 3033.3438 | 3375.241 | 3881.5962 | 4330.3075
Electricity | Fall | WC | 23 | 2880.1121 | 3210.3242 | 3745.1911 | 4178.134 | Electricity | Fall | WC | 23 | 2880.1121 | 3210.3242 | 3745.1911 | 4178.134
Electricity | Fall | WC | 24 | 2709.8732 | 3026.9593 | 3583.7308 | 3998.0089 | Electricity | Fall | WC | 24 | 2709.8732 | 3026.9593 | 3583.7308 | 3998.0089
Electricity | Winter | NY | 1 | 17423.1708 | 17419.6638 | 19646.1511 | 21131.2338 | Electricity | Winter | NY | 1 | 17423.1708 | 17419.6638 | 19646.1511 | 21131.2338
Electricity | Winter | NY | 2 | 16671.7245 | 16704.9868 | 18719.0774 | 20134.0812 | Electricity | Winter | NY | 2 | 16671.7245 | 16704.9868 | 18719.0774 | 20134.0812
Electricity | Winter | NY | 3 | 16229.9493 | 16301.7542 | 18120.3557 | 19490.1012 | Electricity | Winter | NY | 3 | 16229.9493 | 16301.7542 | 18120.3557 | 19490.1012
Electricity | Winter | NY | 4 | 16099.5636 | 16148.6639 | 17715.2339 | 19054.3556 | Electricity | Winter | NY | 4 | 16099.5636 | 16148.6639 | 17715.2339 | 19054.3556
Electricity | Winter | NY | 5 | 16401.5267 | 16355.1569 | 17654.8637 | 18989.422 | Electricity | Winter | NY | 5 | 16401.5267 | 16355.1569 | 17654.8637 | 18989.422
Electricity | Winter | NY | 6 | 17279.061 | 17179.0097 | 18392.7045 | 19783.0372 | Electricity | Winter | NY | 6 | 17279.061 | 17179.0097 | 18392.7045 | 19783.0372
Electricity | Winter | NY | 7 | 18380.2716 | 18216.148 | 19352.7068 | 20815.6076 | Electricity | Winter | NY | 7 | 18380.2716 | 18216.148 | 19352.7068 | 20815.6076
Electricity | Winter | NY | 8 | 19467.4893 | 19277.3482 | 20384.0321 | 21924.8923 | Electricity | Winter | NY | 8 | 19467.4893 | 19277.3482 | 20384.0321 | 21924.8923
Electricity | Winter | NY | 9 | 20464.0999 | 20231.4869 | 21339.9687 | 22953.0896 | Electricity | Winter | NY | 9 | 20464.0999 | 20231.4869 | 21339.9687 | 22953.0896
Electricity | Winter | NY | 10 | 20998.8349 | 20692.9667 | 21871.146 | 23524.4195 | Electricity | Winter | NY | 10 | 20998.8349 | 20692.9667 | 21871.146 | 23524.4195
Electricity | Winter | NY | 11 | 21305.6692 | 21006.0967 | 22201.9284 | 23880.2062 | Electricity | Winter | NY | 11 | 21305.6692 | 21006.0967 | 22201.9284 | 23880.2062
Electricity | Winter | NY | 12 | 21492.9636 | 21210.298 | 22359.7132 | 24049.9182 | Electricity | Winter | NY | 12 | 21492.9636 | 21210.298 | 22359.7132 | 24049.9182
Electricity | Winter | NY | 13 | 21327.5097 | 21078.7433 | 22150.6626 | 23825.0651 | Electricity | Winter | NY | 13 | 21327.5097 | 21078.7433 | 22150.6626 | 23825.0651
Electricity | Winter | NY | 14 | 21154.6147 | 20880.5577 | 21929.2561 | 23586.9221 | Electricity | Winter | NY | 14 | 21154.6147 | 20880.5577 | 21929.2561 | 23586.9221
Electricity | Winter | NY | 15 | 21081.0348 | 20802.0064 | 21767.2787 | 23412.7007 | Electricity | Winter | NY | 15 | 21081.0348 | 20802.0064 | 21767.2787 | 23412.7007
Electricity | Winter | NY | 16 | 21095.761 | 20845.6185 | 21736.6131 | 23379.717 | Electricity | Winter | NY | 16 | 21095.761 | 20845.6185 | 21736.6131 | 23379.717
Electricity | Winter | NY | 17 | 21405.2303 | 21139.2554 | 22009.3858 | 23673.109 | Electricity | Winter | NY | 17 | 21405.2303 | 21139.2554 | 22009.3858 | 23673.109
Electricity | Winter | NY | 18 | 21832.6359 | 21595.6856 | 22653.7221 | 24366.1517 | Electricity | Winter | NY | 18 | 21832.6359 | 21595.6856 | 22653.7221 | 24366.1517
Electricity | Winter | NY | 19 | 22014.6831 | 21789.1007 | 23048.4713 | 24790.7406 | Electricity | Winter | NY | 19 | 22014.6831 | 21789.1007 | 23048.4713 | 24790.7406
Electricity | Winter | NY | 20 | 21771.1107 | 21576.7005 | 22986.9602 | 24724.5798 | Electricity | Winter | NY | 20 | 21771.1107 | 21576.7005 | 22986.9602 | 24724.5798
Electricity | Winter | NY | 21 | 21119.77 | 20971.0245 | 22607.6487 | 24316.5956 | Electricity | Winter | NY | 21 | 21119.77 | 20971.0245 | 22607.6487 | 24316.5956
Electricity | Winter | NY | 22 | 20336.6248 | 20246.3968 | 22088.8581 | 23758.5887 | Electricity | Winter | NY | 22 | 20336.6248 | 20246.3968 | 22088.8581 | 23758.5887
Electricity | Winter | NY | 23 | 19422.8981 | 19359.7598 | 21385.1236 | 23001.6579 | Electricity | Winter | NY | 23 | 19422.8981 | 19359.7598 | 21385.1236 | 23001.6579
Electricity | Winter | NY | 24 | 18411.4215 | 18387.2603 | 20525.7506 | 22077.3235 | Electricity | Winter | NY | 24 | 18411.4215 | 18387.2603 | 20525.7506 | 22077.3235
Electricity | Winter Peak | NY | 1 | 17387.2925 | 17336.7988 | 19279.5011 | 20736.8682 | Electricity | Winter Peak | NY | 1 | 17387.2925 | 17336.7988 | 19279.5011 | 20736.8682
Electricity | Winter Peak | NY | 2 | 16723 | 16711.1973 | 18456.2923 | 19851.4317 | Electricity | Winter Peak | NY | 2 | 16723 | 16711.1973 | 18456.2923 | 19851.4317
Electricity | Winter Peak | NY | 3 | 16249.0003 | 16268.5918 | 17803.2419 | 19149.0163 | Electricity | Winter Peak | NY | 3 | 16249.0003 | 16268.5918 | 17803.2419 | 19149.0163
Electricity | Winter Peak | NY | 4 | 15937.986 | 15959.4634 | 17222.1565 | 18524.0057 | Electricity | Winter Peak | NY | 4 | 15937.986 | 15959.4634 | 17222.1565 | 18524.0057
Electricity | Winter Peak | NY | 5 | 15815.7355 | 15770.7387 | 16819.7182 | 18091.1465 | Electricity | Winter Peak | NY | 5 | 15815.7355 | 15770.7387 | 16819.7182 | 18091.1465
Electricity | Winter Peak | NY | 6 | 15960.6073 | 15910.5706 | 16866 | 18140.9268 | Electricity | Winter Peak | NY | 6 | 15960.6073 | 15910.5706 | 16866 | 18140.9268
Electricity | Winter Peak | NY | 7 | 16305.7924 | 16191.4625 | 17187.8012 | 18487.0535 | Electricity | Winter Peak | NY | 7 | 16305.7924 | 16191.4625 | 17187.8012 | 18487.0535
Electricity | Winter Peak | NY | 8 | 16802.367 | 16715.4565 | 17708.2644 | 19046.8592 | Electricity | Winter Peak | NY | 8 | 16802.367 | 16715.4565 | 17708.2644 | 19046.8592
Electricity | Winter Peak | NY | 9 | 17529.3453 | 17444.8717 | 18383.187 | 19772.8003 | Electricity | Winter Peak | NY | 9 | 17529.3453 | 17444.8717 | 18383.187 | 19772.8003
Electricity | Winter Peak | NY | 10 | 18180.0727 | 18040.8922 | 18979.2285 | 20413.8975 | Electricity | Winter Peak | NY | 10 | 18180.0727 | 18040.8922 | 18979.2285 | 20413.8975
Electricity | Winter Peak | NY | 11 | 18750.505 | 18576.3177 | 19550.6255 | 21028.4873 | Electricity | Winter Peak | NY | 11 | 18750.505 | 18576.3177 | 19550.6255 | 21028.4873
Electricity | Winter Peak | NY | 12 | 19171.4241 | 18971.5847 | 19950.1546 | 21458.2174 | Electricity | Winter Peak | NY | 12 | 19171.4241 | 18971.5847 | 19950.1546 | 21458.2174
Electricity | Winter Peak | NY | 13 | 19156.0754 | 18950.2546 | 19929.8653 | 21436.3944 | Electricity | Winter Peak | NY | 13 | 19156.0754 | 18950.2546 | 19929.8653 | 21436.3944
Electricity | Winter Peak | NY | 14 | 19009.7904 | 18760.2816 | 19743.1358 | 21235.5497 | Electricity | Winter Peak | NY | 14 | 19009.7904 | 18760.2816 | 19743.1358 | 21235.5497
Electricity | Winter Peak | NY | 15 | 19001.6463 | 18751.4208 | 19657.4857 | 21143.4252 | Electricity | Winter Peak | NY | 15 | 19001.6463 | 18751.4208 | 19657.4857 | 21143.4252
Electricity | Winter Peak | NY | 16 | 19151.2371 | 18962.0067 | 19782.8343 | 21278.2491 | Electricity | Winter Peak | NY | 16 | 19151.2371 | 18962.0067 | 19782.8343 | 21278.2491
Electricity | Winter Peak | NY | 17 | 19610.8959 | 19379.4004 | 20186.9075 | 21712.8668 | Electricity | Winter Peak | NY | 17 | 19610.8959 | 19379.4004 | 20186.9075 | 21712.8668
Electricity | Winter Peak | NY | 18 | 20212.0247 | 19998.2078 | 20954.6432 | 22538.6368 | Electricity | Winter Peak | NY | 18 | 20212.0247 | 19998.2078 | 20954.6432 | 22538.6368
Electricity | Winter Peak | NY | 19 | 20553.839 | 20339.5148 | 21501.5524 | 23126.8877 | Electricity | Winter Peak | NY | 19 | 20553.839 | 20339.5148 | 21501.5524 | 23126.8877
Electricity | Winter Peak | NY | 20 | 20543.5458 | 20318.3723 | 21588.0411 | 23219.9142 | Electricity | Winter Peak | NY | 20 | 20543.5458 | 20318.3723 | 21588.0411 | 23219.9142
Electricity | Winter Peak | NY | 21 | 20057.3931 | 19864.5328 | 21317.102 | 22928.4944 | Electricity | Winter Peak | NY | 21 | 20057.3931 | 19864.5328 | 21317.102 | 22928.4944
Electricity | Winter Peak | NY | 22 | 19504.475 | 19381.1932 | 21052.9257 | 22644.3486 | Electricity | Winter Peak | NY | 22 | 19504.475 | 19381.1932 | 21052.9257 | 22644.3486
Electricity | Winter Peak | NY | 23 | 18854.4456 | 18747.03 | 20555.0379 | 22108.8247 | Electricity | Winter Peak | NY | 23 | 18854.4456 | 18747.03 | 20555.0379 | 22108.8247
Electricity | Winter Peak | NY | 24 | 18166.5809 | 18147.1026 | 20136.0658 | 21658.1819 | Electricity | Winter Peak | NY | 24 | 18166.5809 | 18147.1026 | 20136.0658 | 21658.1819
Electricity | Spring | NY | 1 | 15431.6024 | 15416.9278 | 17561.6911 | 18889.2063 | Electricity | Spring | NY | 1 | 15431.6024 | 15416.9278 | 17561.6911 | 18889.2063
Electricity | Spring | NY | 2 | 14868.3062 | 14887.4984 | 16854.7344 | 18128.8096 | Electricity | Spring | NY | 2 | 14868.3062 | 14887.4984 | 16854.7344 | 18128.8096
Electricity | Spring | NY | 3 | 14560.6153 | 14593.5269 | 16363.4886 | 17600.4298 | Electricity | Spring | NY | 3 | 14560.6153 | 14593.5269 | 16363.4886 | 17600.4298
Electricity | Spring | NY | 4 | 14550.4211 | 14544.3015 | 16050.7246 | 17264.0235 | Electricity | Spring | NY | 4 | 14550.4211 | 14544.3015 | 16050.7246 | 17264.0235
Electricity | Spring | NY | 5 | 14979.0439 | 14854.4893 | 16124.7049 | 17343.5961 | Electricity | Spring | NY | 5 | 14979.0439 | 14854.4893 | 16124.7049 | 17343.5961
Electricity | Spring | NY | 6 | 15911.3011 | 15793.7983 | 16920.891 | 18199.9671 | Electricity | Spring | NY | 6 | 15911.3011 | 15793.7983 | 16920.891 | 18199.9671
Electricity | Spring | NY | 7 | 17018.914 | 16887.1298 | 17901.7184 | 19254.9368 | Electricity | Spring | NY | 7 | 17018.914 | 16887.1298 | 17901.7184 | 19254.9368
Electricity | Spring | NY | 8 | 18062.1685 | 17891.2906 | 18867.915 | 20294.1697 | Electricity | Spring | NY | 8 | 18062.1685 | 17891.2906 | 18867.915 | 20294.1697
Electricity | Spring | NY | 9 | 18834.8955 | 18582.2603 | 19621.3841 | 21104.5946 | Electricity | Spring | NY | 9 | 18834.8955 | 18582.2603 | 19621.3841 | 21104.5946
Electricity | Spring | NY | 10 | 19134.9796 | 18835.9558 | 19945.0828 | 21452.7622 | Electricity | Spring | NY | 10 | 19134.9796 | 18835.9558 | 19945.0828 | 21452.7622
Electricity | Spring | NY | 11 | 19282.3362 | 18996.5557 | 20100.4264 | 21619.8484 | Electricity | Spring | NY | 11 | 19282.3362 | 18996.5557 | 20100.4264 | 21619.8484
Electricity | Spring | NY | 12 | 19297.7913 | 19043.2258 | 20064.093 | 21580.7686 | Electricity | Spring | NY | 12 | 19297.7913 | 19043.2258 | 20064.093 | 21580.7686
Electricity | Spring | NY | 13 | 19071.1214 | 18829.1499 | 19816.4472 | 21314.4029 | Electricity | Spring | NY | 13 | 19071.1214 | 18829.1499 | 19816.4472 | 21314.4029
Electricity | Spring | NY | 14 | 18853.6404 | 18592.1765 | 19567.6588 | 21046.8081 | Electricity | Spring | NY | 14 | 18853.6404 | 18592.1765 | 19567.6588 | 21046.8081
Electricity | Spring | NY | 15 | 18591.3114 | 18335.3627 | 19232.1525 | 20685.9404 | Electricity | Spring | NY | 15 | 18591.3114 | 18335.3627 | 19232.1525 | 20685.9404
Electricity | Spring | NY | 16 | 18433.9346 | 18207.9162 | 19038.3367 | 20477.4737 | Electricity | Spring | NY | 16 | 18433.9346 | 18207.9162 | 19038.3367 | 20477.4737
Electricity | Spring | NY | 17 | 18453.8705 | 18271.0612 | 19074.827 | 20516.7224 | Electricity | Spring | NY | 17 | 18453.8705 | 18271.0612 | 19074.827 | 20516.7224
Electricity | Spring | NY | 18 | 18739.8556 | 18658.5871 | 19603.6492 | 21085.5191 | Electricity | Spring | NY | 18 | 18739.8556 | 18658.5871 | 19603.6492 | 21085.5191
Electricity | Spring | NY | 19 | 18961.2975 | 18889.6072 | 20063.193 | 21579.8005 | Electricity | Spring | NY | 19 | 18961.2975 | 18889.6072 | 20063.193 | 21579.8005
Electricity | Spring | NY | 20 | 18886.9194 | 18808.2194 | 20126.3964 | 21647.7815 | Electricity | Spring | NY | 20 | 18886.9194 | 18808.2194 | 20126.3964 | 21647.7815
Electricity | Spring | NY | 21 | 18521.4607 | 18419.277 | 19920.4658 | 21426.2843 | Electricity | Spring | NY | 21 | 18521.4607 | 18419.277 | 19920.4658 | 21426.2843
Electricity | Spring | NY | 22 | 17957.7574 | 17864.387 | 19593.0322 | 21074.0996 | Electricity | Spring | NY | 22 | 17957.7574 | 17864.387 | 19593.0322 | 21074.0996
Electricity | Spring | NY | 23 | 17190.7896 | 17107.9681 | 19041.6859 | 20481.0761 | Electricity | Spring | NY | 23 | 17190.7896 | 17107.9681 | 19041.6859 | 20481.0761
Electricity | Spring | NY | 24 | 16254.797 | 16207.1201 | 18277.302 | 19658.9113 | Electricity | Spring | NY | 24 | 16254.797 | 16207.1201 | 18277.302 | 19658.9113
Electricity | Summer | NY | 1 | 13836.1074 | 13852.6587 | 16048.0773 | 17261.1761 | Electricity | Summer | NY | 1 | 13836.1074 | 13852.6587 | 16048.0773 | 17261.1761
Electricity | Summer | NY | 2 | 13270.8605 | 13316.2573 | 15348.4282 | 16508.6394 | Electricity | Summer | NY | 2 | 13270.8605 | 13316.2573 | 15348.4282 | 16508.6394
Electricity | Summer | NY | 3 | 12938.1632 | 12983.7782 | 14816.5696 | 15936.5768 | Electricity | Summer | NY | 3 | 12938.1632 | 12983.7782 | 14816.5696 | 15936.5768
Electricity | Summer | NY | 4 | 12896.3651 | 12891.1672 | 14452.6797 | 15545.1799 | Electricity | Summer | NY | 4 | 12896.3651 | 12891.1672 | 14452.6797 | 15545.1799
Electricity | Summer | NY | 5 | 13266.139 | 13165.0815 | 14476.6795 | 15570.9939 | Electricity | Summer | NY | 5 | 13266.139 | 13165.0815 | 14476.6795 | 15570.9939
Electricity | Summer | NY | 6 | 14106.6271 | 14036.3037 | 15160.0113 | 16305.9798 | Electricity | Summer | NY | 6 | 14106.6271 | 14036.3037 | 15160.0113 | 16305.9798
Electricity | Summer | NY | 7 | 15282.3753 | 15187.3262 | 16213.3548 | 17438.9472 | Electricity | Summer | NY | 7 | 15282.3753 | 15187.3262 | 16213.3548 | 17438.9472
Electricity | Summer | NY | 8 | 16421.8346 | 16283.1405 | 17266.2299 | 18571.4107 | Electricity | Summer | NY | 8 | 16421.8346 | 16283.1405 | 17266.2299 | 18571.4107
Electricity | Summer | NY | 9 | 17285.8218 | 17060.6359 | 18116.7365 | 19486.2084 | Electricity | Summer | NY | 9 | 17285.8218 | 17060.6359 | 18116.7365 | 19486.2084
Electricity | Summer | NY | 10 | 17709.7212 | 17431.8095 | 18582.9088 | 19987.6194 | Electricity | Summer | NY | 10 | 17709.7212 | 17431.8095 | 18582.9088 | 19987.6194
Electricity | Summer | NY | 11 | 17989.3051 | 17714.2418 | 18893.4015 | 20321.5826 | Electricity | Summer | NY | 11 | 17989.3051 | 17714.2418 | 18893.4015 | 20321.5826
Electricity | Summer | NY | 12 | 18113.7125 | 17864.2279 | 18984.7158 | 20419.7995 | Electricity | Summer | NY | 12 | 18113.7125 | 17864.2279 | 18984.7158 | 20419.7995
Electricity | Summer | NY | 13 | 17957.6546 | 17725.5308 | 18837.6152 | 20261.5795 | Electricity | Summer | NY | 13 | 17957.6546 | 17725.5308 | 18837.6152 | 20261.5795
Electricity | Summer | NY | 14 | 17834.4794 | 17576.1312 | 18702.8185 | 20116.5932 | Electricity | Summer | NY | 14 | 17834.4794 | 17576.1312 | 18702.8185 | 20116.5932
Electricity | Summer | NY | 15 | 17572.5591 | 17309.8144 | 18356.7385 | 19744.3525 | Electricity | Summer | NY | 15 | 17572.5591 | 17309.8144 | 18356.7385 | 19744.3525
Electricity | Summer | NY | 16 | 17365.5083 | 17126.4317 | 18112.0355 | 19481.1521 | Electricity | Summer | NY | 16 | 17365.5083 | 17126.4317 | 18112.0355 | 19481.1521
Electricity | Summer | NY | 17 | 17249.1713 | 17068.8569 | 18034.9215 | 19398.2088 | Electricity | Summer | NY | 17 | 17249.1713 | 17068.8569 | 18034.9215 | 19398.2088
Electricity | Summer | NY | 18 | 17333.0789 | 17263.1028 | 18390.4175 | 19780.5774 | Electricity | Summer | NY | 18 | 17333.0789 | 17263.1028 | 18390.4175 | 19780.5774
Electricity | Summer | NY | 19 | 17316.4309 | 17289.8573 | 18624.9815 | 20032.8724 | Electricity | Summer | NY | 19 | 17316.4309 | 17289.8573 | 18624.9815 | 20032.8724
Electricity | Summer | NY | 20 | 17101.4023 | 17095.2933 | 18508.5172 | 19907.6044 | Electricity | Summer | NY | 20 | 17101.4023 | 17095.2933 | 18508.5172 | 19907.6044
Electricity | Summer | NY | 21 | 16736.3297 | 16708.9031 | 18245.7382 | 19624.9615 | Electricity | Summer | NY | 21 | 16736.3297 | 16708.9031 | 18245.7382 | 19624.9615
Electricity | Summer | NY | 22 | 16295.807 | 16244.5133 | 17991.3389 | 19351.3318 | Electricity | Summer | NY | 22 | 16295.807 | 16244.5133 | 17991.3389 | 19351.3318
Electricity | Summer | NY | 23 | 15618.1495 | 15561.7474 | 17556.36 | 18883.4722 | Electricity | Summer | NY | 23 | 15618.1495 | 15561.7474 | 17556.36 | 18883.4722
Electricity | Summer | NY | 24 | 14676.5761 | 14656.1042 | 16799.2781 | 18069.1613 | Electricity | Summer | NY | 24 | 14676.5761 | 14656.1042 | 16799.2781 | 18069.1613
Electricity | Fall | NY | 1 | 14749.9351 | 14791.4667 | 16901.3245 | 18178.9215 | Electricity | Fall | NY | 1 | 14749.9351 | 14791.4667 | 16901.3245 | 18178.9215
Electricity | Fall | NY | 2 | 14151.1955 | 14226.967 | 16170.5897 | 17392.9494 | Electricity | Fall | NY | 2 | 14151.1955 | 14226.967 | 16170.5897 | 17392.9494
Electricity | Fall | NY | 3 | 13848.5142 | 13938.8887 | 15698.1646 | 16884.813 | Electricity | Fall | NY | 3 | 13848.5142 | 13938.8887 | 15698.1646 | 16884.813
Electricity | Fall | NY | 4 | 13870.1296 | 13925.4339 | 15432.5733 | 16599.1452 | Electricity | Fall | NY | 4 | 13870.1296 | 13925.4339 | 15432.5733 | 16599.1452
Electricity | Fall | NY | 5 | 14321.1983 | 14272.2614 | 15512.4567 | 16685.0671 | Electricity | Fall | NY | 5 | 14321.1983 | 14272.2614 | 15512.4567 | 16685.0671
Electricity | Fall | NY | 6 | 15344.9639 | 15258.0036 | 16369.1291 | 17606.4966 | Electricity | Fall | NY | 6 | 15344.9639 | 15258.0036 | 16369.1291 | 17606.4966
Electricity | Fall | NY | 7 | 16545.1563 | 16420.8533 | 17427.9321 | 18745.3362 | Electricity | Fall | NY | 7 | 16545.1563 | 16420.8533 | 17427.9321 | 18745.3362
Electricity | Fall | NY | 8 | 17610.4488 | 17451.1345 | 18417.7448 | 19809.9704 | Electricity | Fall | NY | 8 | 17610.4488 | 17451.1345 | 18417.7448 | 19809.9704
Electricity | Fall | NY | 9 | 18439.1527 | 18203.4097 | 19220.3883 | 20673.2869 | Electricity | Fall | NY | 9 | 18439.1527 | 18203.4097 | 19220.3883 | 20673.2869
Electricity | Fall | NY | 10 | 18770.5183 | 18489.4131 | 19569.5186 | 21048.8086 | Electricity | Fall | NY | 10 | 18770.5183 | 18489.4131 | 19569.5186 | 21048.8086
Electricity | Fall | NY | 11 | 18947.1936 | 18683.8772 | 19769.4741 | 21263.879 | Electricity | Fall | NY | 11 | 18947.1936 | 18683.8772 | 19769.4741 | 21263.879
Electricity | Fall | NY | 12 | 18993.3435 | 18760.5835 | 19785.6255 | 21281.2512 | Electricity | Fall | NY | 12 | 18993.3435 | 18760.5835 | 19785.6255 | 21281.2512
Electricity | Fall | NY | 13 | 18827.3405 | 18610.5266 | 19591.6971 | 21072.6636 | Electricity | Fall | NY | 13 | 18827.3405 | 18610.5266 | 19591.6971 | 21072.6636
Electricity | Fall | NY | 14 | 18708.3378 | 18473.0516 | 19423.5914 | 20891.8505 | Electricity | Fall | NY | 14 | 18708.3378 | 18473.0516 | 19423.5914 | 20891.8505
Electricity | Fall | NY | 15 | 18596.923 | 18364.2814 | 19250.5146 | 20705.6905 | Electricity | Fall | NY | 15 | 18596.923 | 18364.2814 | 19250.5146 | 20705.6905
Electricity | Fall | NY | 16 | 18568.6612 | 18353.9163 | 19189.0302 | 20639.5584 | Electricity | Fall | NY | 16 | 18568.6612 | 18353.9163 | 19189.0302 | 20639.5584
Electricity | Fall | NY | 17 | 18700.1162 | 18495.9478 | 19307.7202 | 20767.2203 | Electricity | Fall | NY | 17 | 18700.1162 | 18495.9478 | 19307.7202 | 20767.2203
Electricity | Fall | NY | 18 | 19016.0674 | 18894.1472 | 19866.3963 | 21368.1277 | Electricity | Fall | NY | 18 | 19016.0674 | 18894.1472 | 19866.3963 | 21368.1277
Electricity | Fall | NY | 19 | 19216.6568 | 19102.7469 | 20277.1152 | 21809.8935 | Electricity | Fall | NY | 19 | 19216.6568 | 19102.7469 | 20277.1152 | 21809.8935
Electricity | Fall | NY | 20 | 19005.5033 | 18885.3286 | 20216.4204 | 21744.6106 | Electricity | Fall | NY | 20 | 19005.5033 | 18885.3286 | 20216.4204 | 21744.6106
Electricity | Fall | NY | 21 | 18337.7544 | 18241.1127 | 19748.6859 | 21241.5193 | Electricity | Fall | NY | 21 | 18337.7544 | 18241.1127 | 19748.6859 | 21241.5193
Electricity | Fall | NY | 22 | 17525.1297 | 17479.83 | 19169.9296 | 20619.0139 | Electricity | Fall | NY | 22 | 17525.1297 | 17479.83 | 19169.9296 | 20619.0139
Electricity | Fall | NY | 23 | 16639.8346 | 16625.7524 | 18496.2695 | 19894.4308 | Electricity | Fall | NY | 23 | 16639.8346 | 16625.7524 | 18496.2695 | 19894.4308
Electricity | Fall | NY | 24 | 15656.2799 | 15676.1349 | 17698.8702 | 19036.7549 | Electricity | Fall | NY | 24 | 15656.2799 | 15676.1349 | 17698.8702 | 19036.7549
Electricity | Winter | MI | 1 | 29749.8952 | 32260.2469 | 36215.0825 | 38497.4827 | Electricity | Winter | MI | 1 | 29749.8952 | 32260.2469 | 36215.0825 | 38497.4827
Electricity | Winter | MI | 2 | 28466.8078 | 30936.705 | 34506.1446 | 36680.8417 | Electricity | Winter | MI | 2 | 28466.8078 | 30936.705 | 34506.1446 | 36680.8417
Electricity | Winter | MI | 3 | 27712.481 | 30189.9407 | 33402.4803 | 35507.6206 | Electricity | Winter | MI | 3 | 27712.481 | 30189.9407 | 33402.4803 | 35507.6206
Electricity | Winter | MI | 4 | 27489.8486 | 29906.4259 | 32655.6918 | 34713.7669 | Electricity | Winter | MI | 4 | 27489.8486 | 29906.4259 | 32655.6918 | 34713.7669
Electricity | Winter | MI | 5 | 28005.4477 | 30288.8395 | 32544.4074 | 34595.4689 | Electricity | Winter | MI | 5 | 28005.4477 | 30288.8395 | 32544.4074 | 34595.4689
Electricity | Winter | MI | 6 | 29503.829 | 31814.569 | 33904.5192 | 36041.2997 | Electricity | Winter | MI | 6 | 29503.829 | 31814.569 | 33904.5192 | 36041.2997
Electricity | Winter | MI | 7 | 31384.1354 | 33735.2914 | 35674.1567 | 37922.4658 | Electricity | Winter | MI | 7 | 31384.1354 | 33735.2914 | 35674.1567 | 37922.4658
Electricity | Winter | MI | 8 | 33240.549 | 35700.5749 | 37575.2684 | 39943.3923 | Electricity | Winter | MI | 8 | 33240.549 | 35700.5749 | 37575.2684 | 39943.3923
Electricity | Winter | MI | 9 | 34942.2521 | 37467.5868 | 39337.4112 | 41816.5914 | Electricity | Winter | MI | 9 | 34942.2521 | 37467.5868 | 39337.4112 | 41816.5914
Electricity | Winter | MI | 10 | 35855.3069 | 38322.2217 | 40316.5664 | 42857.4564 | Electricity | Winter | MI | 10 | 35855.3069 | 38322.2217 | 40316.5664 | 42857.4564
Electricity | Winter | MI | 11 | 36379.2235 | 38902.1209 | 40926.3199 | 43505.6387 | Electricity | Winter | MI | 11 | 36379.2235 | 38902.1209 | 40926.3199 | 43505.6387
Electricity | Winter | MI | 12 | 36699.0268 | 39280.2904 | 41217.1754 | 43814.8248 | Electricity | Winter | MI | 12 | 36699.0268 | 39280.2904 | 41217.1754 | 43814.8248
Electricity | Winter | MI | 13 | 36416.5159 | 39036.6584 | 40831.8182 | 43405.1812 | Electricity | Winter | MI | 13 | 36416.5159 | 39036.6584 | 40831.8182 | 43405.1812
Electricity | Winter | MI | 14 | 36121.2993 | 38669.6297 | 40423.6846 | 42971.3255 | Electricity | Winter | MI | 14 | 36121.2993 | 38669.6297 | 40423.6846 | 42971.3255
Electricity | Winter | MI | 15 | 35995.6624 | 38524.157 | 40125.1007 | 42653.9239 | Electricity | Winter | MI | 15 | 35995.6624 | 38524.157 | 40125.1007 | 42653.9239
Electricity | Winter | MI | 16 | 36020.8073 | 38604.9243 | 40068.5728 | 42593.8334 | Electricity | Winter | MI | 16 | 36020.8073 | 38604.9243 | 40068.5728 | 42593.8334
Electricity | Winter | MI | 17 | 36549.2231 | 39148.7233 | 40571.3931 | 43128.3431 | Electricity | Winter | MI | 17 | 36549.2231 | 39148.7233 | 40571.3931 | 43128.3431
Electricity | Winter | MI | 18 | 37279.0139 | 39994.0067 | 41759.142 | 44390.9481 | Electricity | Winter | MI | 18 | 37279.0139 | 39994.0067 | 41759.142 | 44390.9481
Electricity | Winter | MI | 19 | 37589.8578 | 40352.2007 | 42486.8099 | 45164.4761 | Electricity | Winter | MI | 19 | 37589.8578 | 40352.2007 | 42486.8099 | 45164.4761
Electricity | Winter | MI | 20 | 37173.9602 | 39958.8474 | 42373.4224 | 45043.9425 | Electricity | Winter | MI | 20 | 37173.9602 | 39958.8474 | 42373.4224 | 45043.9425
Electricity | Winter | MI | 21 | 36061.8023 | 38837.1692 | 41674.2118 | 44300.6653 | Electricity | Winter | MI | 21 | 36061.8023 | 38837.1692 | 41674.2118 | 44300.6653
Electricity | Winter | MI | 22 | 34724.5896 | 37495.199 | 40717.8898 | 43284.0725 | Electricity | Winter | MI | 22 | 34724.5896 | 37495.199 | 40717.8898 | 43284.0725
Electricity | Winter | MI | 23 | 33164.4101 | 35853.1967 | 39420.6484 | 41905.0745 | Electricity | Winter | MI | 23 | 33164.4101 | 35853.1967 | 39420.6484 | 41905.0745
Electricity | Winter | MI | 24 | 31437.3235 | 34052.1818 | 37836.5077 | 40221.0958 | Electricity | Winter | MI | 24 | 31437.3235 | 34052.1818 | 37836.5077 | 40221.0958
Electricity | Winter Peak | MI | 1 | 29688.6333 | 32106.7857 | 35539.2116 | 37779.0161 | Electricity | Winter Peak | MI | 1 | 29688.6333 | 32106.7857 | 35539.2116 | 37779.0161
Electricity | Winter Peak | MI | 2 | 28554.3602 | 30948.2065 | 34021.735 | 36165.9029 | Electricity | Winter Peak | MI | 2 | 28554.3602 | 30948.2065 | 34021.735 | 36165.9029
Electricity | Winter Peak | MI | 3 | 27745.0104 | 30128.5257 | 32817.923 | 34886.2224 | Electricity | Winter Peak | MI | 3 | 27745.0104 | 30128.5257 | 32817.923 | 34886.2224
Electricity | Winter Peak | MI | 4 | 27213.9565 | 29556.0372 | 31746.7687 | 33747.5603 | Electricity | Winter Peak | MI | 4 | 27213.9565 | 29556.0372 | 31746.7687 | 33747.5603
Electricity | Winter Peak | MI | 5 | 27005.2149 | 29206.5295 | 31004.9271 | 32958.9652 | Electricity | Winter Peak | MI | 5 | 27005.2149 | 29206.5295 | 31004.9271 | 32958.9652
Electricity | Winter Peak | MI | 6 | 27252.5822 | 29465.4904 | 31090.2415 | 33049.6564 | Electricity | Winter Peak | MI | 6 | 27252.5822 | 29465.4904 | 31090.2415 | 33049.6564
Electricity | Winter Peak | MI | 7 | 27841.9824 | 29985.6866 | 31683.4394 | 33680.2398 | Electricity | Winter Peak | MI | 7 | 27841.9824 | 29985.6866 | 31683.4394 | 33680.2398
Electricity | Winter Peak | MI | 8 | 28689.8786 | 30956.0944 | 32642.8444 | 34700.1097 | Electricity | Winter Peak | MI | 8 | 28689.8786 | 30956.0944 | 32642.8444 | 34700.1097
Electricity | Winter Peak | MI | 9 | 29931.187 | 32306.9307 | 33886.9751 | 36022.6499 | Electricity | Winter Peak | MI | 9 | 29931.187 | 32306.9307 | 33886.9751 | 36022.6499
Electricity | Winter Peak | MI | 10 | 31042.2977 | 33410.7273 | 34985.6988 | 37190.619 | Electricity | Winter Peak | MI | 10 | 31042.2977 | 33410.7273 | 34985.6988 | 37190.619
Electricity | Winter Peak | MI | 11 | 32016.3054 | 34402.3055 | 36038.9937 | 38310.2962 | Electricity | Winter Peak | MI | 11 | 32016.3054 | 34402.3055 | 36038.9937 | 38310.2962
Electricity | Winter Peak | MI | 12 | 32735.0207 | 35134.3181 | 36775.4727 | 39093.1906 | Electricity | Winter Peak | MI | 12 | 32735.0207 | 35134.3181 | 36775.4727 | 39093.1906
Electricity | Winter Peak | MI | 13 | 32708.8128 | 35094.8158 | 36738.0721 | 39053.4329 | Electricity | Winter Peak | MI | 13 | 32708.8128 | 35094.8158 | 36738.0721 | 39053.4329
Electricity | Winter Peak | MI | 14 | 32459.0327 | 34742.9964 | 36393.8609 | 38687.5283 | Electricity | Winter Peak | MI | 14 | 32459.0327 | 34742.9964 | 36393.8609 | 38687.5283
Electricity | Winter Peak | MI | 15 | 32445.1267 | 34726.5868 | 36235.9762 | 38519.6932 | Electricity | Winter Peak | MI | 15 | 32445.1267 | 34726.5868 | 36235.9762 | 38519.6932
Electricity | Winter Peak | MI | 16 | 32700.5516 | 35116.58 | 36467.0398 | 38765.3192 | Electricity | Winter Peak | MI | 16 | 32700.5516 | 35116.58 | 36467.0398 | 38765.3192
Electricity | Winter Peak | MI | 17 | 33485.4145 | 35889.5699 | 37211.8954 | 39557.1182 | Electricity | Winter Peak | MI | 17 | 33485.4145 | 35889.5699 | 37211.8954 | 39557.1182
Electricity | Winter Peak | MI | 18 | 34511.836 | 37035.5668 | 38627.1146 | 41061.5295 | Electricity | Winter Peak | MI | 18 | 34511.836 | 37035.5668 | 38627.1146 | 41061.5295
Electricity | Winter Peak | MI | 19 | 35095.4806 | 37667.6483 | 39635.2694 | 42133.2216 | Electricity | Winter Peak | MI | 19 | 35095.4806 | 37667.6483 | 39635.2694 | 42133.2216
Electricity | Winter Peak | MI | 20 | 35077.9051 | 37628.4936 | 39794.6999 | 42302.7 | Electricity | Winter Peak | MI | 20 | 35077.9051 | 37628.4936 | 39794.6999 | 42302.7
Electricity | Winter Peak | MI | 21 | 34247.8042 | 36788.0081 | 39295.2595 | 41771.7832 | Electricity | Winter Peak | MI | 21 | 34247.8042 | 36788.0081 | 39295.2595 | 41771.7832
Electricity | Winter Peak | MI | 22 | 33303.7018 | 35892.8903 | 38808.2854 | 41254.1182 | Electricity | Winter Peak | MI | 22 | 33303.7018 | 35892.8903 | 38808.2854 | 41254.1182
Electricity | Winter Peak | MI | 23 | 32193.7829 | 34718.4553 | 37890.4951 | 40278.4856 | Electricity | Winter Peak | MI | 23 | 32193.7829 | 34718.4553 | 37890.4951 | 40278.4856
Electricity | Winter Peak | MI | 24 | 31019.2606 | 33607.4232 | 37118.1754 | 39457.4917 | Electricity | Winter Peak | MI | 24 | 31019.2606 | 33607.4232 | 37118.1754 | 39457.4917
Electricity | Spring | MI | 1 | 26349.3114 | 28551.2914 | 32372.656 | 34412.8931 | Electricity | Spring | MI | 1 | 26349.3114 | 28551.2914 | 32372.656 | 34412.8931
Electricity | Spring | MI | 2 | 25387.4886 | 27570.8178 | 31069.4747 | 33027.5809 | Electricity | Spring | MI | 2 | 25387.4886 | 27570.8178 | 31069.4747 | 33027.5809
Electricity | Spring | MI | 3 | 24862.1093 | 27026.3989 | 30163.9281 | 32064.9635 | Electricity | Spring | MI | 3 | 24862.1093 | 27026.3989 | 30163.9281 | 32064.9635
Electricity | Spring | MI | 4 | 24844.7029 | 26935.2363 | 29587.389 | 31452.089 | Electricity | Spring | MI | 4 | 24844.7029 | 26935.2363 | 29587.389 | 31452.089
Electricity | Spring | MI | 5 | 25576.5721 | 27509.6867 | 29723.7619 | 31597.0565 | Electricity | Spring | MI | 5 | 25576.5721 | 27509.6867 | 29723.7619 | 31597.0565
Electricity | Spring | MI | 6 | 27168.3922 | 29249.2346 | 31191.4257 | 33157.2176 | Electricity | Spring | MI | 6 | 27168.3922 | 29249.2346 | 31191.4257 | 33157.2176
Electricity | Spring | MI | 7 | 29059.6304 | 31274.0236 | 32999.4514 | 35079.1914 | Electricity | Spring | MI | 7 | 29059.6304 | 31274.0236 | 32999.4514 | 35079.1914
Electricity | Spring | MI | 8 | 30840.9775 | 33133.6735 | 34780.5071 | 36972.4954 | Electricity | Spring | MI | 8 | 30840.9775 | 33133.6735 | 34780.5071 | 36972.4954
Electricity | Spring | MI | 9 | 32160.4014 | 34413.311 | 36169.4277 | 38448.9506 | Electricity | Spring | MI | 9 | 32160.4014 | 34413.311 | 36169.4277 | 38448.9506
Electricity | Spring | MI | 10 | 32672.792 | 34883.1408 | 36766.1235 | 39083.2522 | Electricity | Spring | MI | 10 | 32672.792 | 34883.1408 | 36766.1235 | 39083.2522
Electricity | Spring | MI | 11 | 32924.4019 | 35180.563 | 37052.4788 | 39387.6546 | Electricity | Spring | MI | 11 | 32924.4019 | 35180.563 | 37052.4788 | 39387.6546
Electricity | Spring | MI | 12 | 32950.7914 | 35266.9934 | 36985.5031 | 39316.4579 | Electricity | Spring | MI | 12 | 32950.7914 | 35266.9934 | 36985.5031 | 39316.4579
Electricity | Spring | MI | 13 | 32563.7548 | 34870.5367 | 36529.0008 | 38831.1852 | Electricity | Spring | MI | 13 | 32563.7548 | 34870.5367 | 36529.0008 | 38831.1852
Electricity | Spring | MI | 14 | 32192.408 | 34431.6752 | 36070.3922 | 38343.6736 | Electricity | Spring | MI | 14 | 32192.408 | 34431.6752 | 36070.3922 | 38343.6736
Electricity | Spring | MI | 15 | 31744.4839 | 33956.0703 | 35451.9308 | 37686.2345 | Electricity | Spring | MI | 15 | 31744.4839 | 33956.0703 | 35451.9308 | 37686.2345
Electricity | Spring | MI | 16 | 31475.7644 | 33720.0465 | 35094.6569 | 37306.444 | Electricity | Spring | MI | 16 | 31475.7644 | 33720.0465 | 35094.6569 | 37306.444
Electricity | Spring | MI | 17 | 31509.8049 | 33836.9876 | 35161.922 | 37377.9484 | Electricity | Spring | MI | 17 | 31509.8049 | 33836.9876 | 35161.922 | 37377.9484
Electricity | Spring | MI | 18 | 31998.1216 | 34554.664 | 36136.7358 | 38414.1983 | Electricity | Spring | MI | 18 | 31998.1216 | 34554.664 | 36136.7358 | 38414.1983
Electricity | Spring | MI | 19 | 32376.2316 | 34982.5002 | 36983.844 | 39314.6942 | Electricity | Spring | MI | 19 | 32376.2316 | 34982.5002 | 36983.844 | 39314.6942
Electricity | Spring | MI | 20 | 32249.2316 | 34831.7746 | 37100.3511 | 39438.544 | Electricity | Spring | MI | 20 | 32249.2316 | 34831.7746 | 37100.3511 | 39438.544
Electricity | Spring | MI | 21 | 31625.2144 | 34111.4749 | 36720.7452 | 39035.0141 | Electricity | Spring | MI | 21 | 31625.2144 | 34111.4749 | 36720.7452 | 39035.0141
Electricity | Spring | MI | 22 | 30662.6965 | 33083.8496 | 36117.1648 | 38393.3939 | Electricity | Spring | MI | 22 | 30662.6965 | 33083.8496 | 36117.1648 | 38393.3939
Electricity | Spring | MI | 23 | 29353.1065 | 31683.0039 | 35100.8307 | 37313.0069 | Electricity | Spring | MI | 23 | 29353.1065 | 31683.0039 | 35100.8307 | 37313.0069
Electricity | Spring | MI | 24 | 27754.9082 | 30014.6837 | 33691.7901 | 35815.1637 | Electricity | Spring | MI | 24 | 27754.9082 | 30014.6837 | 33691.7901 | 35815.1637
Electricity | Summer | MI | 1 | 23625.0191 | 25654.3522 | 29582.509 | 31446.9014 | Electricity | Summer | MI | 1 | 23625.0191 | 25654.3522 | 29582.509 | 31446.9014
Electricity | Summer | MI | 2 | 22659.8656 | 24660.9667 | 28292.7984 | 30075.9088 | Electricity | Summer | MI | 2 | 22659.8656 | 24660.9667 | 28292.7984 | 30075.9088
Electricity | Summer | MI | 3 | 22091.7881 | 24045.2339 | 27312.3873 | 29033.7088 | Electricity | Summer | MI | 3 | 22091.7881 | 24045.2339 | 27312.3873 | 29033.7088
Electricity | Summer | MI | 4 | 22020.4183 | 23873.7236 | 26641.6044 | 28320.6508 | Electricity | Summer | MI | 4 | 22020.4183 | 23873.7236 | 26641.6044 | 28320.6508
Electricity | Summer | MI | 5 | 22651.8037 | 24380.9977 | 26685.8449 | 28367.6794 | Electricity | Summer | MI | 5 | 22651.8037 | 24380.9977 | 26685.8449 | 28367.6794
Electricity | Summer | MI | 6 | 24086.929 | 25994.4526 | 27945.4768 | 29706.6978 | Electricity | Summer | MI | 6 | 24086.929 | 25994.4526 | 27945.4768 | 29706.6978
Electricity | Summer | MI | 7 | 26094.5076 | 28126.0822 | 29887.1763 | 31770.7699 | Electricity | Summer | MI | 7 | 26094.5076 | 28126.0822 | 29887.1763 | 31770.7699
Electricity | Summer | MI | 8 | 28040.1233 | 30155.4691 | 31828.0123 | 33833.9241 | Electricity | Summer | MI | 8 | 28040.1233 | 30155.4691 | 31828.0123 | 33833.9241
Electricity | Summer | MI | 9 | 29515.373 | 31595.3473 | 33395.8087 | 35500.5285 | Electricity | Summer | MI | 9 | 29515.373 | 31595.3473 | 33395.8087 | 35500.5285
Electricity | Summer | MI | 10 | 30239.1771 | 32282.7401 | 34255.1358 | 36414.0134 | Electricity | Summer | MI | 10 | 30239.1771 | 32282.7401 | 34255.1358 | 36414.0134
Electricity | Summer | MI | 11 | 30716.5639 | 32805.7891 | 34827.488 | 37022.4371 | Electricity | Summer | MI | 11 | 30716.5639 | 32805.7891 | 34827.488 | 37022.4371
Electricity | Summer | MI | 12 | 30928.9883 | 33083.5549 | 34995.8138 | 37201.3715 | Electricity | Summer | MI | 12 | 30928.9883 | 33083.5549 | 34995.8138 | 37201.3715
Electricity | Summer | MI | 13 | 30662.521 | 32826.6956 | 34724.6535 | 36913.1217 | Electricity | Summer | MI | 13 | 30662.521 | 32826.6956 | 34724.6535 | 36913.1217
Electricity | Summer | MI | 14 | 30452.2006 | 32550.0159 | 34476.1735 | 36648.9816 | Electricity | Summer | MI | 14 | 30452.2006 | 32550.0159 | 34476.1735 | 36648.9816
Electricity | Summer | MI | 15 | 30004.9742 | 32056.812 | 33838.2206 | 35970.8228 | Electricity | Summer | MI | 15 | 30004.9742 | 32056.812 | 33838.2206 | 35970.8228
Electricity | Summer | MI | 16 | 29651.4369 | 31717.1974 | 33387.1431 | 35491.3168 | Electricity | Summer | MI | 16 | 29651.4369 | 31717.1974 | 33387.1431 | 35491.3168
Electricity | Summer | MI | 17 | 29452.7927 | 31610.5722 | 33244.9936 | 35340.2085 | Electricity | Summer | MI | 17 | 29452.7927 | 31610.5722 | 33244.9936 | 35340.2085
Electricity | Summer | MI | 18 | 29596.0641 | 31970.3047 | 33900.3036 | 36036.8184 | Electricity | Summer | MI | 18 | 29596.0641 | 31970.3047 | 33900.3036 | 36036.8184
Electricity | Summer | MI | 19 | 29567.6378 | 32019.8527 | 34332.6912 | 36496.4566 | Electricity | Summer | MI | 19 | 29567.6378 | 32019.8527 | 34332.6912 | 36496.4566
Electricity | Summer | MI | 20 | 29200.4785 | 31659.5308 | 34118.0047 | 36268.2398 | Electricity | Summer | MI | 20 | 29200.4785 | 31659.5308 | 34118.0047 | 36268.2398
Electricity | Summer | MI | 21 | 28577.1207 | 30943.9577 | 33633.6064 | 35753.313 | Electricity | Summer | MI | 21 | 28577.1207 | 30943.9577 | 33633.6064 | 35753.313
Electricity | Summer | MI | 22 | 27824.9323 | 30083.9338 | 33164.6548 | 35254.8065 | Electricity | Summer | MI | 22 | 27824.9323 | 30083.9338 | 33164.6548 | 35254.8065
Electricity | Summer | MI | 23 | 26667.8388 | 28819.4892 | 32362.8288 | 34402.4466 | Electricity | Summer | MI | 23 | 26667.8388 | 28819.4892 | 32362.8288 | 34402.4466
Electricity | Summer | MI | 24 | 25060.1113 | 27142.2885 | 30967.2484 | 32918.9118 | Electricity | Summer | MI | 24 | 25060.1113 | 27142.2885 | 30967.2484 | 32918.9118
Electricity | Fall | MI | 1 | 25185.3711 | 27392.9724 | 31155.3573 | 33118.8761 | Electricity | Fall | MI | 1 | 25185.3711 | 27392.9724 | 31155.3573 | 33118.8761
Electricity | Fall | MI | 2 | 24163.029 | 26347.5504 | 29808.3445 | 31686.9698 | Electricity | Fall | MI | 2 | 24163.029 | 26347.5504 | 29808.3445 | 31686.9698
Electricity | Fall | MI | 3 | 23646.2037 | 25814.0453 | 28937.4912 | 30761.2324 | Electricity | Fall | MI | 3 | 23646.2037 | 25814.0453 | 28937.4912 | 30761.2324
Electricity | Fall | MI | 4 | 23683.1117 | 25789.1279 | 28447.9088 | 30240.7948 | Electricity | Fall | MI | 4 | 23683.1117 | 25789.1279 | 28447.9088 | 30240.7948
Electricity | Fall | MI | 5 | 24453.3071 | 26431.4331 | 28595.1633 | 30397.3297 | Electricity | Fall | MI | 5 | 24453.3071 | 26431.4331 | 28595.1633 | 30397.3297
Electricity | Fall | MI | 6 | 26201.3769 | 28256.9727 | 30174.3255 | 32076.0162 | Electricity | Fall | MI | 6 | 26201.3769 | 28256.9727 | 30174.3255 | 32076.0162
Electricity | Fall | MI | 7 | 28250.6939 | 30410.5057 | 32126.0889 | 34150.7865 | Electricity | Fall | MI | 7 | 28250.6939 | 30410.5057 | 32126.0889 | 34150.7865
Electricity | Fall | MI | 8 | 30069.6705 | 32318.529 | 33950.6778 | 36090.3673 | Electricity | Fall | MI | 8 | 30069.6705 | 32318.529 | 33950.6778 | 36090.3673
Electricity | Fall | MI | 9 | 31484.6743 | 33711.7008 | 35430.245 | 37663.182 | Electricity | Fall | MI | 9 | 31484.6743 | 33711.7008 | 35430.245 | 37663.182
Electricity | Fall | MI | 10 | 32050.4778 | 34241.3631 | 36073.8206 | 38347.318 | Electricity | Fall | MI | 10 | 32050.4778 | 34241.3631 | 36073.8206 | 38347.318
Electricity | Fall | MI | 11 | 32352.1493 | 34601.4997 | 36442.412 | 38739.1394 | Electricity | Fall | MI | 11 | 32352.1493 | 34601.4997 | 36442.412 | 38739.1394
Electricity | Fall | MI | 12 | 32430.9497 | 34743.5556 | 36472.1849 | 38770.7886 | Electricity | Fall | MI | 12 | 32430.9497 | 34743.5556 | 36472.1849 | 38770.7886
Electricity | Fall | MI | 13 | 32147.5012 | 34465.6586 | 36114.7038 | 38390.7777 | Electricity | Fall | MI | 13 | 32147.5012 | 34465.6586 | 36114.7038 | 38390.7777
Electricity | Fall | MI | 14 | 31944.3053 | 34211.0626 | 35804.8231 | 38061.3673 | Electricity | Fall | MI | 14 | 31944.3053 | 34211.0626 | 35804.8231 | 38061.3673
Electricity | Fall | MI | 15 | 31754.0656 | 34009.6262 | 35485.7788 | 37722.2157 | Electricity | Fall | MI | 15 | 31754.0656 | 34009.6262 | 35485.7788 | 37722.2157
Electricity | Fall | MI | 16 | 31705.8089 | 33990.4305 | 35372.4405 | 37601.7345 | Electricity | Fall | MI | 16 | 31705.8089 | 33990.4305 | 35372.4405 | 37601.7345
Electricity | Fall | MI | 17 | 31930.2669 | 34253.465 | 35591.2297 | 37834.3126 | Electricity | Fall | MI | 17 | 31930.2669 | 34253.465 | 35591.2297 | 37834.3126
Electricity | Fall | MI | 18 | 32469.7506 | 34990.9082 | 36621.0753 | 38929.0626 | Electricity | Fall | MI | 18 | 32469.7506 | 34990.9082 | 36621.0753 | 38929.0626
Electricity | Fall | MI | 19 | 32812.2551 | 35377.2232 | 37378.1814 | 39733.8841 | Electricity | Fall | MI | 19 | 32812.2551 | 35377.2232 | 37378.1814 | 39733.8841
Electricity | Fall | MI | 20 | 32451.7126 | 34974.5765 | 37266.2984 | 39614.9499 | Electricity | Fall | MI | 20 | 32451.7126 | 34974.5765 | 37266.2984 | 39614.9499
Electricity | Fall | MI | 21 | 31311.5377 | 33781.5247 | 36404.0917 | 38698.4039 | Electricity | Fall | MI | 21 | 31311.5377 | 33781.5247 | 36404.0917 | 38698.4039
Electricity | Fall | MI | 22 | 29923.9888 | 32371.6715 | 35337.231 | 37564.3059 | Electricity | Fall | MI | 22 | 29923.9888 | 32371.6715 | 35337.231 | 37564.3059
Electricity | Fall | MI | 23 | 28412.3561 | 30789.9674 | 34095.4276 | 36244.2398 | Electricity | Fall | MI | 23 | 28412.3561 | 30789.9674 | 34095.4276 | 36244.2398
Electricity | Fall | MI | 24 | 26732.946 | 29031.3287 | 32625.5275 | 34681.7015 | Electricity | Fall | MI | 24 | 26732.946 | 29031.3287 | 32625.5275 | 34681.7015
Electricity | Winter | PJ | 1 | 87912.4064 | 91329.4687 | 98328.4131 | 100846.0951 | Electricity | Winter | PJ | 1 | 87912.4064 | 91329.4687 | 98328.4131 | 100846.0951
Electricity | Winter | PJ | 2 | 84120.8199 | 87582.4925 | 93688.4362 | 96087.3125 | Electricity | Winter | PJ | 2 | 84120.8199 | 87582.4925 | 93688.4362 | 96087.3125
Electricity | Winter | PJ | 3 | 81891.747 | 85468.3863 | 90691.8515 | 93014.0007 | Electricity | Winter | PJ | 3 | 81891.747 | 85468.3863 | 90691.8515 | 93014.0007
Electricity | Winter | PJ | 4 | 81233.8574 | 84665.7495 | 88664.2287 | 90934.461 | Electricity | Winter | PJ | 4 | 81233.8574 | 84665.7495 | 88664.2287 | 90934.461
Electricity | Winter | PJ | 5 | 82757.4782 | 85748.3709 | 88362.0778 | 90624.5735 | Electricity | Winter | PJ | 5 | 82757.4782 | 85748.3709 | 88362.0778 | 90624.5735
Electricity | Winter | PJ | 6 | 87185.2686 | 90067.7448 | 92054.9491 | 94412.0002 | Electricity | Winter | PJ | 6 | 87185.2686 | 90067.7448 | 92054.9491 | 94412.0002
Electricity | Winter | PJ | 7 | 92741.6667 | 95505.352 | 96859.7328 | 99339.8096 | Electricity | Winter | PJ | 7 | 92741.6667 | 95505.352 | 96859.7328 | 99339.8096
Electricity | Winter | PJ | 8 | 98227.4607 | 101069.1129 | 102021.4856 | 104633.7281 | Electricity | Winter | PJ | 8 | 98227.4607 | 101069.1129 | 102021.4856 | 104633.7281
Electricity | Winter | PJ | 9 | 103256.077 | 106071.5623 | 106805.9204 | 109540.6675 | Electricity | Winter | PJ | 9 | 103256.077 | 106071.5623 | 106805.9204 | 109540.6675
Electricity | Winter | PJ | 10 | 105954.1989 | 108491.0526 | 109464.4475 | 112267.2658 | Electricity | Winter | PJ | 10 | 105954.1989 | 108491.0526 | 109464.4475 | 112267.2658
Electricity | Winter | PJ | 11 | 107502.3983 | 110132.7599 | 111120.0035 | 113965.212 | Electricity | Winter | PJ | 11 | 107502.3983 | 110132.7599 | 111120.0035 | 113965.212
Electricity | Winter | PJ | 12 | 108447.4327 | 111203.3661 | 111909.7119 | 114775.1408 | Electricity | Winter | PJ | 12 | 108447.4327 | 111203.3661 | 111909.7119 | 114775.1408
Electricity | Winter | PJ | 13 | 107612.5993 | 110513.6385 | 110863.4198 | 113702.0585 | Electricity | Winter | PJ | 13 | 107612.5993 | 110513.6385 | 110863.4198 | 113702.0585
Electricity | Winter | PJ | 14 | 106740.2196 | 109474.5722 | 109755.2866 | 112565.5517 | Electricity | Winter | PJ | 14 | 106740.2196 | 109474.5722 | 109755.2866 | 112565.5517
Electricity | Winter | PJ | 15 | 106368.9566 | 109062.7359 | 108944.5947 | 111734.1022 | Electricity | Winter | PJ | 15 | 106368.9566 | 109062.7359 | 108944.5947 | 111734.1022
Electricity | Winter | PJ | 16 | 106443.2608 | 109291.39 | 108791.1144 | 111576.6921 | Electricity | Winter | PJ | 16 | 106443.2608 | 109291.39 | 108791.1144 | 111576.6921
Electricity | Winter | PJ | 17 | 108004.7556 | 110830.8969 | 110156.3334 | 112976.8673 | Electricity | Winter | PJ | 17 | 108004.7556 | 110830.8969 | 110156.3334 | 112976.8673
Electricity | Winter | PJ | 18 | 110161.3235 | 113223.9128 | 113381.2181 | 116284.3246 | Electricity | Winter | PJ | 18 | 110161.3235 | 113223.9128 | 113381.2181 | 116284.3246
Electricity | Winter | PJ | 19 | 111079.8824 | 114237.9678 | 115356.9261 | 118310.6203 | Electricity | Winter | PJ | 19 | 111079.8824 | 114237.9678 | 115356.9261 | 118310.6203
Electricity | Winter | PJ | 20 | 109850.8845 | 113124.3759 | 115049.065 | 117994.8765 | Electricity | Winter | PJ | 20 | 109850.8845 | 113124.3759 | 115049.065 | 117994.8765
Electricity | Winter | PJ | 21 | 106564.4031 | 109948.8804 | 113150.6221 | 116047.8243 | Electricity | Winter | PJ | 21 | 106564.4031 | 109948.8804 | 113150.6221 | 116047.8243
Electricity | Winter | PJ | 22 | 102612.8737 | 106149.733 | 110554.09 | 113384.8084 | Electricity | Winter | PJ | 22 | 102612.8737 | 106149.733 | 110554.09 | 113384.8084
Electricity | Winter | PJ | 23 | 98002.4663 | 101501.1886 | 107031.9197 | 109772.4535 | Electricity | Winter | PJ | 23 | 98002.4663 | 101501.1886 | 107031.9197 | 109772.4535
Electricity | Winter | PJ | 24 | 92898.8404 | 96402.4756 | 102730.7825 | 105361.1865 | Electricity | Winter | PJ | 24 | 92898.8404 | 96402.4756 | 102730.7825 | 105361.1865
Electricity | Winter Peak | PJ | 1 | 87731.3745 | 90895.0165 | 96493.3404 | 98964.0357 | Electricity | Winter Peak | PJ | 1 | 87731.3745 | 90895.0165 | 96493.3404 | 98964.0357
Electricity | Winter Peak | PJ | 2 | 84379.5417 | 87615.0533 | 92373.2044 | 94738.4044 | Electricity | Winter Peak | PJ | 2 | 84379.5417 | 87615.0533 | 92373.2044 | 94738.4044
Electricity | Winter Peak | PJ | 3 | 81987.8731 | 85294.5191 | 89104.7063 | 91386.2169 | Electricity | Winter Peak | PJ | 3 | 81987.8731 | 85294.5191 | 89104.7063 | 91386.2169
Electricity | Winter Peak | PJ | 4 | 80418.5827 | 83673.7915 | 86196.3905 | 88403.4342 | Electricity | Winter Peak | PJ | 4 | 80418.5827 | 83673.7915 | 86196.3905 | 88403.4342
Electricity | Winter Peak | PJ | 5 | 79801.7411 | 82684.3274 | 84182.1989 | 86337.6695 | Electricity | Winter Peak | PJ | 5 | 79801.7411 | 82684.3274 | 84182.1989 | 86337.6695
Electricity | Winter Peak | PJ | 6 | 80532.7234 | 83417.4514 | 84413.838 | 86575.2397 | Electricity | Winter Peak | PJ | 6 | 80532.7234 | 83417.4514 | 84413.838 | 86575.2397
Electricity | Winter Peak | PJ | 7 | 82274.4301 | 84890.1382 | 86024.4436 | 88227.0846 | Electricity | Winter Peak | PJ | 7 | 82274.4301 | 84890.1382 | 86024.4436 | 88227.0846
Electricity | Winter Peak | PJ | 8 | 84780.0052 | 87637.3841 | 88629.3463 | 90898.6854 | Electricity | Winter Peak | PJ | 8 | 84780.0052 | 87637.3841 | 88629.3463 | 90898.6854
Electricity | Winter Peak | PJ | 9 | 88448.1328 | 91461.6314 | 92007.3146 | 94363.146 | Electricity | Winter Peak | PJ | 9 | 88448.1328 | 91461.6314 | 92007.3146 | 94363.146
Electricity | Winter Peak | PJ | 10 | 91731.5197 | 94586.5039 | 94990.4848 | 97422.6997 | Electricity | Winter Peak | PJ | 10 | 91731.5197 | 94586.5039 | 94990.4848 | 97422.6997
Electricity | Winter Peak | PJ | 11 | 94609.7604 | 97393.6837 | 97850.3103 | 100355.7506 | Electricity | Winter Peak | PJ | 11 | 94609.7604 | 97393.6837 | 97850.3103 | 100355.7506
Electricity | Winter Peak | PJ | 12 | 96733.5995 | 99466.0273 | 99849.9416 | 102406.5821 | Electricity | Winter Peak | PJ | 12 | 96733.5995 | 99466.0273 | 99849.9416 | 102406.5821
Electricity | Winter Peak | PJ | 13 | 96656.1539 | 99354.1955 | 99748.3944 | 102302.4348 | Electricity | Winter Peak | PJ | 13 | 96656.1539 | 99354.1955 | 99748.3944 | 102302.4348
Electricity | Winter Peak | PJ | 14 | 95918.0414 | 98358.187 | 98813.8185 | 101343.9292 | Electricity | Winter Peak | PJ | 14 | 95918.0414 | 98358.187 | 98813.8185 | 101343.9292
Electricity | Winter Peak | PJ | 15 | 95876.9485 | 98311.7312 | 98385.1422 | 100904.2768 | Electricity | Winter Peak | PJ | 15 | 95876.9485 | 98311.7312 | 98385.1422 | 100904.2768
Electricity | Winter Peak | PJ | 16 | 96631.7417 | 99415.8105 | 99012.5083 | 101547.7064 | Electricity | Winter Peak | PJ | 16 | 96631.7417 | 99415.8105 | 99012.5083 | 101547.7064
Electricity | Winter Peak | PJ | 17 | 98951.0502 | 101604.1619 | 101034.8831 | 103621.8639 | Electricity | Winter Peak | PJ | 17 | 98951.0502 | 101604.1619 | 101034.8831 | 103621.8639
Electricity | Winter Peak | PJ | 18 | 101984.1764 | 104848.5042 | 104877.3777 | 107562.7448 | Electricity | Winter Peak | PJ | 18 | 101984.1764 | 104848.5042 | 104877.3777 | 107562.7448
Electricity | Winter Peak | PJ | 19 | 103708.8749 | 106637.9409 | 107614.6421 | 110370.0965 | Electricity | Winter Peak | PJ | 19 | 103708.8749 | 106637.9409 | 107614.6421 | 110370.0965
Electricity | Winter Peak | PJ | 20 | 103656.9383 | 106527.0931 | 108047.5157 | 110814.0537 | Electricity | Winter Peak | PJ | 20 | 103656.9383 | 106527.0931 | 108047.5157 | 110814.0537
Electricity | Winter Peak | PJ | 21 | 101203.9492 | 104147.6601 | 106691.4735 | 109423.2902 | Electricity | Winter Peak | PJ | 21 | 101203.9492 | 104147.6601 | 106691.4735 | 109423.2902
Electricity | Winter Peak | PJ | 22 | 98414.0803 | 101613.5618 | 105369.2786 | 108067.2408 | Electricity | Winter Peak | PJ | 22 | 98414.0803 | 101613.5618 | 105369.2786 | 108067.2408
Electricity | Winter Peak | PJ | 23 | 95134.2153 | 98288.7107 | 102877.3648 | 105511.522 | Electricity | Winter Peak | PJ | 23 | 95134.2153 | 98288.7107 | 102877.3648 | 105511.522
Electricity | Winter Peak | PJ | 24 | 91663.4439 | 95143.3542 | 100780.4218 | 103360.8871 | Electricity | Winter Peak | PJ | 24 | 91663.4439 | 95143.3542 | 100780.4218 | 103360.8871
Electricity | Spring | PJ | 1 | 77863.5139 | 80829.3341 | 87895.7515 | 90146.3071 | Electricity | Spring | PJ | 1 | 77863.5139 | 80829.3341 | 87895.7515 | 90146.3071
Electricity | Spring | PJ | 2 | 75021.2799 | 78053.5915 | 84357.4537 | 86517.4118 | Electricity | Spring | PJ | 2 | 75021.2799 | 78053.5915 | 84357.4537 | 86517.4118
Electricity | Spring | PJ | 3 | 73468.7584 | 76512.3297 | 81898.783 | 83995.7872 | Electricity | Spring | PJ | 3 | 73468.7584 | 76512.3297 | 81898.783 | 83995.7872
Electricity | Spring | PJ | 4 | 73417.3214 | 76254.2463 | 80333.4083 | 82390.3313 | Electricity | Spring | PJ | 4 | 73417.3214 | 76254.2463 | 80333.4083 | 82390.3313
Electricity | Spring | PJ | 5 | 75580.0312 | 77880.5281 | 80703.6775 | 82770.0812 | Electricity | Spring | PJ | 5 | 75580.0312 | 77880.5281 | 80703.6775 | 82770.0812
Electricity | Spring | PJ | 6 | 80283.9378 | 82805.2264 | 84688.5657 | 86857.0018 | Electricity | Spring | PJ | 6 | 80283.9378 | 82805.2264 | 84688.5657 | 86857.0018
Electricity | Spring | PJ | 7 | 85872.6402 | 88537.4488 | 89597.5783 | 91891.7088 | Electricity | Spring | PJ | 7 | 85872.6402 | 88537.4488 | 89597.5783 | 91891.7088
Electricity | Spring | PJ | 8 | 91136.6086 | 93802.1586 | 94433.3641 | 96851.3141 | Electricity | Spring | PJ | 8 | 91136.6086 | 93802.1586 | 94433.3641 | 96851.3141
Electricity | Spring | PJ | 9 | 95035.5711 | 97424.8403 | 98204.4547 | 100718.9628 | Electricity | Spring | PJ | 9 | 95035.5711 | 97424.8403 | 98204.4547 | 100718.9628
Electricity | Spring | PJ | 10 | 96549.7106 | 98754.9389 | 99824.5574 | 102380.548 | Electricity | Spring | PJ | 10 | 96549.7106 | 98754.9389 | 99824.5574 | 102380.548
Electricity | Spring | PJ | 11 | 97293.2303 | 99596.9477 | 100602.0474 | 103177.9454 | Electricity | Spring | PJ | 11 | 97293.2303 | 99596.9477 | 100602.0474 | 103177.9454
Electricity | Spring | PJ | 12 | 97371.2124 | 99841.6342 | 100420.2001 | 102991.442 | Electricity | Spring | PJ | 12 | 97371.2124 | 99841.6342 | 100420.2001 | 102991.442
Electricity | Spring | PJ | 13 | 96227.5003 | 98719.2565 | 99180.7401 | 101720.2458 | Electricity | Spring | PJ | 13 | 96227.5003 | 98719.2565 | 99180.7401 | 101720.2458
Electricity | Spring | PJ | 14 | 95130.1523 | 97476.83 | 97935.5612 | 100443.1844 | Electricity | Spring | PJ | 14 | 95130.1523 | 97476.83 | 97935.5612 | 100443.1844
Electricity | Spring | PJ | 15 | 93806.5143 | 96130.3819 | 96256.3621 | 98720.9896 | Electricity | Spring | PJ | 15 | 93806.5143 | 96130.3819 | 96256.3621 | 98720.9896
Electricity | Spring | PJ | 16 | 93012.4351 | 95462.1934 | 95286.3195 | 97726.1092 | Electricity | Spring | PJ | 16 | 93012.4351 | 95462.1934 | 95286.3195 | 97726.1092
Electricity | Spring | PJ | 17 | 93113.0265 | 95793.2563 | 95468.9525 | 97913.4185 | Electricity | Spring | PJ | 17 | 93113.0265 | 95793.2563 | 95468.9525 | 97913.4185
Electricity | Spring | PJ | 18 | 94556.0265 | 97825.0138 | 98115.6921 | 100627.9274 | Electricity | Spring | PJ | 18 | 94556.0265 | 97825.0138 | 98115.6921 | 100627.9274
Electricity | Spring | PJ | 19 | 95673.3599 | 99036.2276 | 100415.6953 | 102986.8218 | Electricity | Spring | PJ | 19 | 95673.3599 | 99036.2276 | 100415.6953 | 102986.8218
Electricity | Spring | PJ | 20 | 95298.0689 | 98609.5202 | 100732.0265 | 103311.2526 | Electricity | Spring | PJ | 20 | 95298.0689 | 98609.5202 | 100732.0265 | 103311.2526
Electricity | Spring | PJ | 21 | 93454.0671 | 96570.3357 | 99701.3498 | 102254.1857 | Electricity | Spring | PJ | 21 | 93454.0671 | 96570.3357 | 99701.3498 | 102254.1857
Electricity | Spring | PJ | 22 | 90609.7794 | 93661.106 | 98062.5545 | 100573.4293 | Electricity | Spring | PJ | 22 | 90609.7794 | 93661.106 | 98062.5545 | 100573.4293
Electricity | Spring | PJ | 23 | 86739.8763 | 89695.2809 | 95303.0821 | 97743.3011 | Electricity | Spring | PJ | 23 | 86739.8763 | 89695.2809 | 95303.0821 | 97743.3011
Electricity | Spring | PJ | 24 | 82017.1216 | 84972.2297 | 91477.3633 | 93819.6254 | Electricity | Spring | PJ | 24 | 82017.1216 | 84972.2297 | 91477.3633 | 93819.6254
Electricity | Summer | PJ | 1 | 69813.0957 | 72628.0353 | 80320.1586 | 82376.7424 | Electricity | Summer | PJ | 1 | 69813.0957 | 72628.0353 | 80320.1586 | 82376.7424
Electricity | Summer | PJ | 2 | 66961.0196 | 69815.7392 | 76818.4353 | 78785.3581 | Electricity | Summer | PJ | 2 | 66961.0196 | 69815.7392 | 76818.4353 | 78785.3581
Electricity | Summer | PJ | 3 | 65282.3227 | 68072.5861 | 74156.4983 | 76055.2627 | Electricity | Summer | PJ | 3 | 65282.3227 | 68072.5861 | 74156.4983 | 76055.2627
Electricity | Summer | PJ | 4 | 65071.4212 | 67587.0366 | 72335.24 | 74187.3713 | Electricity | Summer | PJ | 4 | 65071.4212 | 67587.0366 | 72335.24 | 74187.3713
Electricity | Summer | PJ | 5 | 66937.1962 | 69023.1407 | 72455.3583 | 74310.5653 | Electricity | Summer | PJ | 5 | 66937.1962 | 69023.1407 | 72455.3583 | 74310.5653
Electricity | Summer | PJ | 6 | 71178.0622 | 73590.867 | 75875.4143 | 77818.1912 | Electricity | Summer | PJ | 6 | 71178.0622 | 73590.867 | 75875.4143 | 77818.1912
Electricity | Summer | PJ | 7 | 77110.5559 | 79625.5573 | 81147.3678 | 83225.1322 | Electricity | Summer | PJ | 7 | 77110.5559 | 79625.5573 | 81147.3678 | 83225.1322
Electricity | Summer | PJ | 8 | 82859.9463 | 85370.7965 | 86416.9766 | 88629.6684 | Electricity | Summer | PJ | 8 | 82859.9463 | 85370.7965 | 86416.9766 | 88629.6684
Electricity | Summer | PJ | 9 | 87219.3819 | 89447.1232 | 90673.7374 | 92995.4228 | Electricity | Summer | PJ | 9 | 87219.3819 | 89447.1232 | 90673.7374 | 92995.4228
Electricity | Summer | PJ | 10 | 89358.2587 | 91393.1474 | 93006.9163 | 95388.3423 | Electricity | Summer | PJ | 10 | 89358.2587 | 91393.1474 | 93006.9163 | 95388.3423
Electricity | Summer | PJ | 11 | 90768.9601 | 92873.9106 | 94560.9229 | 96982.139 | Electricity | Summer | PJ | 11 | 90768.9601 | 92873.9106 | 94560.9229 | 96982.139
Electricity | Summer | PJ | 12 | 91396.6846 | 93660.2717 | 95017.9483 | 97450.8665 | Electricity | Summer | PJ | 12 | 91396.6846 | 93660.2717 | 95017.9483 | 97450.8665
Electricity | Summer | PJ | 13 | 90609.2608 | 92933.0974 | 94281.7146 | 96695.7816 | Electricity | Summer | PJ | 13 | 90609.2608 | 92933.0974 | 94281.7146 | 96695.7816
Electricity | Summer | PJ | 14 | 89987.7536 | 92149.8111 | 93607.0608 | 96003.8534 | Electricity | Summer | PJ | 14 | 89987.7536 | 92149.8111 | 93607.0608 | 96003.8534
Electricity | Summer | PJ | 15 | 88666.1775 | 90753.5398 | 91874.9402 | 94227.3822 | Electricity | Summer | PJ | 15 | 88666.1775 | 90753.5398 | 91874.9402 | 94227.3822
Electricity | Summer | PJ | 16 | 87621.4575 | 89792.0836 | 90650.2092 | 92971.2922 | Electricity | Summer | PJ | 16 | 87621.4575 | 89792.0836 | 90650.2092 | 92971.2922
Electricity | Summer | PJ | 17 | 87034.4539 | 89490.2252 | 90264.2556 | 92575.4562 | Electricity | Summer | PJ | 17 | 87034.4539 | 89490.2252 | 90264.2556 | 92575.4562
Electricity | Summer | PJ | 18 | 87457.8279 | 90508.6357 | 92043.503 | 94400.261 | Electricity | Summer | PJ | 18 | 87457.8279 | 90508.6357 | 92043.503 | 94400.261
Electricity | Summer | PJ | 19 | 87373.8268 | 90648.9072 | 93217.4889 | 95604.3066 | Electricity | Summer | PJ | 19 | 87373.8268 | 90648.9072 | 93217.4889 | 95604.3066
Electricity | Summer | PJ | 20 | 86288.8532 | 89628.8281 | 92634.5885 | 95006.4811 | Electricity | Summer | PJ | 20 | 86288.8532 | 89628.8281 | 92634.5885 | 95006.4811
Electricity | Summer | PJ | 21 | 84446.7999 | 87603.0248 | 91319.3872 | 93657.6044 | Electricity | Summer | PJ | 21 | 84446.7999 | 87603.0248 | 91319.3872 | 93657.6044
Electricity | Summer | PJ | 22 | 82224.0462 | 85168.2783 | 90046.126 | 92351.7415 | Electricity | Summer | PJ | 22 | 82224.0462 | 85168.2783 | 90046.126 | 92351.7415
Electricity | Summer | PJ | 23 | 78804.7779 | 81588.6079 | 87869.0694 | 90118.9417 | Electricity | Summer | PJ | 23 | 78804.7779 | 81588.6079 | 87869.0694 | 90118.9417
Electricity | Summer | PJ | 24 | 74053.8639 | 76840.4157 | 84079.8966 | 86232.7478 | Electricity | Summer | PJ | 24 | 74053.8639 | 76840.4157 | 84079.8966 | 86232.7478
Electricity | Fall | PJ | 1 | 74424.0128 | 77550.1073 | 84590.6357 | 86756.5643 | Electricity | Fall | PJ | 1 | 74424.0128 | 77550.1073 | 84590.6357 | 86756.5643
Electricity | Fall | PJ | 2 | 71402.9416 | 74590.4949 | 80933.3297 | 83005.6137 | Electricity | Fall | PJ | 2 | 71402.9416 | 74590.4949 | 80933.3297 | 83005.6137
Electricity | Fall | PJ | 3 | 69875.6972 | 73080.1301 | 78568.8558 | 80580.5978 | Electricity | Fall | PJ | 3 | 69875.6972 | 73080.1301 | 78568.8558 | 80580.5978
Electricity | Fall | PJ | 4 | 69984.7624 | 73009.5882 | 77239.5791 | 79217.2852 | Electricity | Fall | PJ | 4 | 69984.7624 | 73009.5882 | 77239.5791 | 79217.2852
Electricity | Fall | PJ | 5 | 72260.7276 | 74827.9685 | 77639.3932 | 79627.3364 | Electricity | Fall | PJ | 5 | 72260.7276 | 74827.9685 | 77639.3932 | 79627.3364
Electricity | Fall | PJ | 6 | 77426.3602 | 79996.1112 | 81927.0132 | 84024.7402 | Electricity | Fall | PJ | 6 | 77426.3602 | 79996.1112 | 81927.0132 | 84024.7402
Electricity | Fall | PJ | 7 | 83482.1929 | 86092.8104 | 87226.2915 | 89459.7056 | Electricity | Fall | PJ | 7 | 83482.1929 | 86092.8104 | 87226.2915 | 89459.7056
Electricity | Fall | PJ | 8 | 88857.3583 | 91494.4664 | 92180.2752 | 94540.5352 | Electricity | Fall | PJ | 8 | 88857.3583 | 91494.4664 | 92180.2752 | 94540.5352
Electricity | Fall | PJ | 9 | 93038.7642 | 95438.5664 | 96197.4826 | 98660.6026 | Electricity | Fall | PJ | 9 | 93038.7642 | 95438.5664 | 96197.4826 | 98660.6026
Electricity | Fall | PJ | 10 | 94710.7415 | 96938.0523 | 97944.8697 | 100452.7312 | Electricity | Fall | PJ | 10 | 94710.7415 | 96938.0523 | 97944.8697 | 100452.7312
Electricity | Fall | PJ | 11 | 95602.1955 | 97957.6069 | 98945.6409 | 101479.1269 | Electricity | Fall | PJ | 11 | 95602.1955 | 97957.6069 | 98945.6409 | 101479.1269
Electricity | Fall | PJ | 12 | 95835.0548 | 98359.7701 | 99026.478 | 101562.0338 | Electricity | Fall | PJ | 12 | 95835.0548 | 98359.7701 | 99026.478 | 101562.0338
Electricity | Fall | PJ | 13 | 94997.4505 | 97573.0377 | 98055.8725 | 100566.5762 | Electricity | Fall | PJ | 13 | 94997.4505 | 97573.0377 | 98055.8725 | 100566.5762
Electricity | Fall | PJ | 14 | 94396.9967 | 96852.2707 | 97214.5082 | 99703.6689 | Electricity | Fall | PJ | 14 | 94396.9967 | 96852.2707 | 97214.5082 | 99703.6689
Electricity | Fall | PJ | 15 | 93834.8288 | 96282 | 96348.2636 | 98815.2442 | Electricity | Fall | PJ | 15 | 93834.8288 | 96282 | 96348.2636 | 98815.2442
Electricity | Fall | PJ | 16 | 93692.2279 | 96227.6564 | 96040.5362 | 98499.6376 | Electricity | Fall | PJ | 16 | 93692.2279 | 96227.6564 | 96040.5362 | 98499.6376
Electricity | Fall | PJ | 17 | 94355.5123 | 96972.3127 | 96634.576 | 99108.8877 | Electricity | Fall | PJ | 17 | 94355.5123 | 96972.3127 | 96634.576 | 99108.8877
Electricity | Fall | PJ | 18 | 95949.7131 | 99060.0308 | 99430.7337 | 101976.6405 | Electricity | Fall | PJ | 18 | 95949.7131 | 99060.0308 | 99430.7337 | 101976.6405
Electricity | Fall | PJ | 19 | 96961.8308 | 100153.697 | 101486.3701 | 104084.911 | Electricity | Fall | PJ | 19 | 96961.8308 | 100153.697 | 101486.3701 | 104084.911
Electricity | Fall | PJ | 20 | 95896.41 | 99013.7954 | 101182.594 | 103773.3568 | Electricity | Fall | PJ | 20 | 95896.41 | 99013.7954 | 101182.594 | 103773.3568
Electricity | Fall | PJ | 21 | 92527.1371 | 95636.2394 | 98841.5964 | 101372.4184 | Electricity | Fall | PJ | 21 | 92527.1371 | 95636.2394 | 98841.5964 | 101372.4184
Electricity | Fall | PJ | 22 | 88426.8618 | 91644.914 | 95944.938 | 98401.5916 | Electricity | Fall | PJ | 22 | 88426.8618 | 91644.914 | 95944.938 | 98401.5916
Electricity | Fall | PJ | 23 | 83959.9125 | 87167.0749 | 92573.2889 | 94943.612 | Electricity | Fall | PJ | 23 | 83959.9125 | 87167.0749 | 92573.2889 | 94943.612
Electricity | Fall | PJ | 24 | 78997.173 | 82188.33 | 88582.3288 | 90850.464 | Electricity | Fall | PJ | 24 | 78997.173 | 82188.33 | 88582.3288 | 90850.464
Electricity | Fall | ON | 1 | 12581.1429 | 20196.889 | 33405.6395 | 43165.1096 | Electricity | Fall | ON | 1 | 12581.1429 | 17863.3303 | 22938.0286 | 28752.9521
Electricity | Spring | ON | 1 | 12875.8043 | 21854.0259 | 37394.4499 | 47892.5276 | Electricity | Spring | ON | 1 | 12875.8043 | 19116.3729 | 24992.3835 | 31153.5881
Electricity | Summer | ON | 1 | 13420.337 | 18510.0042 | 27374.7981 | 35762.6687 | Electricity | Summer | ON | 1 | 13420.337 | 16876.4212 | 20418.5582 | 25548.918
Electricity | Winter | ON | 1 | 15005.8433 | 27228.8831 | 48307.303 | 60562.8458 | Electricity | Winter | ON | 1 | 15005.8433 | 23493.5414 | 31244.2839 | 38199.6586
Electricity | Winter Peak | ON | 1 | 17163 | 33642.4461 | 61954.6129 | 76512.2987 | Electricity | Winter Peak | ON | 1 | 17163 | 28526.1267 | 38667.2234 | 46601.9095
Electricity | Fall | ON | 2 | 12272.1209 | 19352.7309 | 31834.2012 | 40820.8408 | Electricity | Fall | ON | 2 | 12272.1209 | 17066.7348 | 21648.014 | 26838.6168
Electricity | Spring | ON | 2 | 12656.5 | 21103.6428 | 35922.9696 | 45650.3367 | Electricity | Spring | ON | 2 | 12656.5 | 18410.5615 | 23793.8362 | 29330.2064
Electricity | Summer | ON | 2 | 12935.7935 | 17407.5897 | 25403.0748 | 32973.2177 | Electricity | Summer | ON | 2 | 12935.7935 | 15845.0731 | 18844.1464 | 23328.2639
Electricity | Winter | ON | 2 | 14595.4708 | 26252.6807 | 46550.3521 | 58016.3266 | Electricity | Winter | ON | 2 | 14595.4708 | 22571.7944 | 29808.9598 | 36130.3023
Electricity | Winter Peak | ON | 2 | 17017 | 33187.5149 | 61154.3217 | 75061.26 | Electricity | Winter Peak | ON | 2 | 17017 | 28039.4583 | 37808.5415 | 45165.8458
Electricity | Fall | ON | 3 | 12118.9341 | 18826.3454 | 30725.213 | 39050.4669 | Electricity | Fall | ON | 3 | 12118.9341 | 16582.9346 | 20804.7181 | 25481.6444
Electricity | Spring | ON | 3 | 12572.1522 | 20654.332 | 34904.6526 | 43975.0465 | Electricity | Spring | ON | 3 | 12572.1522 | 18000.2239 | 23027.7325 | 28051.5086
Electricity | Summer | ON | 3 | 12650.087 | 16656.0534 | 23910.2341 | 30768.7566 | Electricity | Summer | ON | 3 | 12650.087 | 15163.1782 | 17747.8793 | 21694.417
Electricity | Winter | ON | 3 | 14386.9412 | 25661.7217 | 45360.0039 | 56159.4849 | Electricity | Winter | ON | 3 | 14386.9412 | 22023.8336 | 28893.8596 | 34697.1703
Electricity | Winter Peak | ON | 3 | 16744 | 32630.0166 | 60163.1259 | 73456.4606 | Electricity | Winter Peak | ON | 3 | 16744 | 27491.4407 | 36946.7203 | 43807.0176
Electricity | Fall | ON | 4 | 12123.8681 | 18673.7325 | 30222.06 | 38131.0487 | Electricity | Fall | ON | 4 | 12123.8681 | 16445.6494 | 20509.1508 | 24884.0097
Electricity | Spring | ON | 4 | 12651.8696 | 20577.3773 | 34477.9998 | 43132.5341 | Electricity | Spring | ON | 4 | 12651.8696 | 17936.7978 | 22805.0722 | 27525.6726
Electricity | Summer | ON | 4 | 12590.2935 | 16346.1348 | 23090.8918 | 29482.9147 | Electricity | Summer | ON | 4 | 12590.2935 | 14894.9881 | 17265.9526 | 20885.9803
Electricity | Winter | ON | 4 | 14309.4267 | 25392.9217 | 44681.8575 | 55046.6716 | Electricity | Winter | ON | 4 | 14309.4267 | 21777.8582 | 28467.3689 | 33957.8685
Electricity | Winter Peak | ON | 4 | 16722 | 32596.1532 | 60024.0891 | 72979.7212 | Electricity | Winter Peak | ON | 4 | 16722 | 27420.4174 | 36794.2555 | 43381.4919
Electricity | Fall | ON | 5 | 12426.5275 | 18953.0272 | 30504.3332 | 38343.5077 | Electricity | Fall | ON | 5 | 12426.5275 | 16721.7083 | 20742.5899 | 25048.5273
Electricity | Spring | ON | 5 | 13070.8913 | 20990.68 | 34924.4655 | 43518.75 | Electricity | Spring | ON | 5 | 13070.8913 | 18341.5996 | 23177.6018 | 27833.7382
Electricity | Summer | ON | 5 | 12841.8043 | 16520.4783 | 23176.2876 | 29469.3451 | Electricity | Summer | ON | 5 | 12841.8043 | 15082.4035 | 17379.4389 | 20917.1738
Electricity | Winter | ON | 5 | 14412.3641 | 25465.2939 | 44744.6291 | 55035.6987 | Electricity | Winter | ON | 5 | 14412.3641 | 21848.5271 | 28490.6084 | 33909.8352
Electricity | Winter Peak | ON | 5 | 16969 | 33438.8151 | 61919.0233 | 75139.3642 | Electricity | Winter Peak | ON | 5 | 16969 | 28052.5638 | 37725.287 | 44380.4628
Electricity | Fall | ON | 6 | 13280.7253 | 19796.5678 | 31340.6177 | 39151.6091 | Electricity | Fall | ON | 6 | 13280.7253 | 17566.5513 | 21571.3369 | 25852.2134
Electricity | Spring | ON | 6 | 13951.5 | 21923.5707 | 35957.6433 | 44557.8469 | Electricity | Spring | ON | 6 | 13951.5 | 19256.7311 | 24113.2779 | 28760.0088
Electricity | Summer | ON | 6 | 13496.163 | 17150.774 | 23776.4082 | 30034.0176 | Electricity | Summer | ON | 6 | 13496.163 | 15718.0314 | 17991.1377 | 21500.451
Electricity | Winter | ON | 6 | 14870.3483 | 25938.6505 | 45254.8885 | 55531.8453 | Electricity | Winter | ON | 6 | 14870.3483 | 22314.557 | 28954.9851 | 34354.9811
Electricity | Winter Peak | ON | 6 | 17590 | 35129.5638 | 65433.8322 | 79209.8384 | Electricity | Winter Peak | ON | 6 | 17590 | 29382.7312 | 39635.2914 | 46504.177
Electricity | Fall | ON | 7 | 14361.7363 | 20935.9444 | 32548.004 | 40403.2434 | Electricity | Fall | ON | 7 | 14361.7363 | 18698.6496 | 22749.5368 | 27067.7966
Electricity | Spring | ON | 7 | 14921.0543 | 22863.1864 | 36813.9542 | 45410.5151 | Electricity | Spring | ON | 7 | 14921.0543 | 20214.8005 | 25065.0781 | 29726.3533
Electricity | Summer | ON | 7 | 14472.6087 | 18167.7745 | 24830.893 | 31123.0905 | Electricity | Summer | ON | 7 | 14472.6087 | 16732.9311 | 19041.564 | 22583.6432
Electricity | Winter | ON | 7 | 15849.1279 | 26974.9162 | 46357.451 | 56678.1573 | Electricity | Winter | ON | 7 | 15849.1279 | 23343.3171 | 30028.8646 | 35465.5983
Electricity | Winter Peak | ON | 7 | 18773 | 36089.5787 | 65984.6896 | 79652.8744 | Electricity | Winter Peak | ON | 7 | 18773 | 30429.0716 | 40571.9402 | 47415.4814
Electricity | Fall | ON | 8 | 14970.1538 | 21590.3307 | 33212.5986 | 41128.4032 | Electricity | Fall | ON | 8 | 14970.1538 | 19358.6351 | 23463.1786 | 27847.1283
Electricity | Spring | ON | 8 | 15288.8696 | 23048.5548 | 36619.434 | 45152.8185 | Electricity | Spring | ON | 8 | 15288.8696 | 20475.3987 | 25246.7908 | 29917.3321
Electricity | Summer | ON | 8 | 15294.0109 | 19080.4957 | 25831.9089 | 32209.3062 | Electricity | Summer | ON | 8 | 15294.0109 | 17638.9195 | 20028.946 | 23649.2076
Electricity | Winter | ON | 8 | 16889.4002 | 28141.571 | 47672.0836 | 58096.9641 | Electricity | Winter | ON | 8 | 16889.4002 | 24492.0814 | 31278.9219 | 36802.0944
Electricity | Winter Peak | ON | 8 | 20360 | 37965.1855 | 68282.9565 | 82142.9505 | Electricity | Winter Peak | ON | 8 | 20360 | 32231.7645 | 42564.7525 | 49529.9911
Electricity | Fall | ON | 9 | 15160.1209 | 21174.9105 | 31930.5581 | 39408.561 | Electricity | Fall | ON | 9 | 15160.1209 | 19070.174 | 22739.7258 | 26812.943
Electricity | Spring | ON | 9 | 15249.2609 | 22399.9572 | 35100.479 | 43194.3633 | Electricity | Spring | ON | 9 | 15249.2609 | 19960.5307 | 24300.2452 | 28664.0668
Electricity | Summer | ON | 9 | 15851.9674 | 19397.9898 | 25908.6759 | 32046.244 | Electricity | Summer | ON | 9 | 15851.9674 | 17978.3802 | 20151.1246 | 23556.2015
Electricity | Winter | ON | 9 | 17230.8287 | 28185.6444 | 47378.5783 | 57532.8413 | Electricity | Winter | ON | 9 | 17230.8287 | 24576.1979 | 31113.442 | 36408.0098
Electricity | Winter Peak | ON | 9 | 20534 | 37249.4856 | 66226.0447 | 79495.3623 | Electricity | Winter Peak | ON | 9 | 20534 | 31755.4698 | 41513.0445 | 48119.5953
Electricity | Fall | ON | 10 | 15239.5275 | 21581.6412 | 32656.5208 | 40783.1313 | Electricity | Fall | ON | 10 | 15239.5275 | 19506.1739 | 23552.2101 | 28204.3503
Electricity | Spring | ON | 10 | 15149.2935 | 22574.3747 | 35505.8524 | 44219.8888 | Electricity | Spring | ON | 10 | 15149.2935 | 20185.3748 | 24875.6364 | 29809.6417
Electricity | Summer | ON | 10 | 16331.1848 | 20542.1945 | 27951.8888 | 34921.3148 | Electricity | Summer | ON | 10 | 16331.1848 | 19056.21 | 21808.3182 | 25882.0287
Electricity | Winter | ON | 10 | 17335.6237 | 28700.03 | 48357.4808 | 59205.4199 | Electricity | Winter | ON | 10 | 17335.6237 | 25106.0243 | 32078.2065 | 37981.7415
Electricity | Winter Peak | ON | 10 | 20369 | 37496.3481 | 66942.7396 | 80907.1144 | Electricity | Winter Peak | ON | 10 | 20369 | 32020.4538 | 42217.4988 | 49436.4934
Electricity | Fall | ON | 11 | 15267.9341 | 21627.5683 | 32819.6679 | 41300.0797 | Electricity | Fall | ON | 11 | 15267.9341 | 19589.204 | 23706.685 | 28635.9558
Electricity | Spring | ON | 11 | 15028.7826 | 22452.4042 | 35470.2686 | 44527.9898 | Electricity | Spring | ON | 11 | 15028.7826 | 20110.0102 | 24864.2442 | 30073.9039
Electricity | Summer | ON | 11 | 16690.7391 | 21181.5399 | 29159.1326 | 36624.7317 | Electricity | Summer | ON | 11 | 16690.7391 | 19659.1995 | 22641.1243 | 27062.363
Electricity | Winter | ON | 11 | 17336.0012 | 28626.4421 | 48249.8106 | 59402.5071 | Electricity | Winter | ON | 11 | 17336.0012 | 25109.0393 | 32110.6417 | 38278.743
Electricity | Winter Peak | ON | 11 | 20364 | 36675.8034 | 64832.1307 | 78700.6217 | Electricity | Winter Peak | ON | 11 | 20364 | 31527.2891 | 41346.9833 | 48668.7148
Electricity | Fall | ON | 12 | 15246.5714 | 21772.1007 | 33203.4221 | 42088.6209 | Electricity | Fall | ON | 12 | 15246.5714 | 19740.3071 | 24047.6072 | 29308.8943
Electricity | Spring | ON | 12 | 14892.6522 | 22466.5437 | 35698.5993 | 45152.8158 | Electricity | Spring | ON | 12 | 14892.6522 | 20139.3711 | 25078.061 | 30619.237
Electricity | Summer | ON | 12 | 16930.2174 | 21763.0206 | 30282.5943 | 38248.5936 | Electricity | Summer | ON | 12 | 16930.2174 | 20198.2564 | 23476.6581 | 28277.4693
Electricity | Winter | ON | 12 | 17256.5019 | 28565.9348 | 48181.4436 | 59659.7424 | Electricity | Winter | ON | 12 | 17256.5019 | 25108.8271 | 32223.5247 | 38695.0821
Electricity | Winter Peak | ON | 12 | 20304 | 35752.3027 | 62405.5549 | 76122.8179 | Electricity | Winter Peak | ON | 12 | 20304 | 30961.1627 | 40408.6013 | 47840.0423
Electricity | Fall | ON | 13 | 15240.011 | 21799.5116 | 33381.9145 | 42516.3602 | Electricity | Fall | ON | 13 | 15240.011 | 19792.0396 | 24148.5719 | 29593.6723
Electricity | Spring | ON | 13 | 14784.2717 | 22393.9515 | 35781.0711 | 45485.6111 | Electricity | Spring | ON | 13 | 14784.2717 | 20092.6144 | 25083.5606 | 30810.7856
Electricity | Summer | ON | 13 | 17157.6522 | 22171.4578 | 31094.8494 | 39389.9191 | Electricity | Summer | ON | 13 | 17157.6522 | 20590.0274 | 24006.6304 | 29030.8877
Electricity | Winter | ON | 13 | 17145.4766 | 28402.6898 | 48024.8359 | 59705.9773 | Electricity | Winter | ON | 13 | 17145.4766 | 25002.6555 | 32122.7421 | 38762.4193
Electricity | Winter Peak | ON | 13 | 20103 | 35052.4217 | 60955.2711 | 74634.0088 | Electricity | Winter Peak | ON | 13 | 20103 | 30468.1122 | 39674.7093 | 47175.6847
Electricity | Fall | ON | 14 | 15244.989 | 21923.3415 | 33803.404 | 43246.6208 | Electricity | Fall | ON | 14 | 15244.989 | 19915.2932 | 24376.7217 | 30039.27
Electricity | Spring | ON | 14 | 14675.75 | 22370.611 | 35998.0001 | 45993.0824 | Electricity | Spring | ON | 14 | 14675.75 | 20079.2287 | 25155.7874 | 31092.3736
Electricity | Summer | ON | 14 | 17327.0435 | 22528.7213 | 31868.2872 | 40509.5859 | Electricity | Summer | ON | 14 | 17327.0435 | 20927.1757 | 24490.1555 | 29750.2079
Electricity | Winter | ON | 14 | 17091.0426 | 28383.8346 | 48162.8962 | 60107.8506 | Electricity | Winter | ON | 14 | 17091.0426 | 25012.0699 | 32192.029 | 39031.5747
Electricity | Winter Peak | ON | 14 | 19838 | 34168.7056 | 59117.5102 | 72706.2814 | Electricity | Winter Peak | ON | 14 | 19838 | 29827.327 | 38728.6163 | 46280.9751
Electricity | Fall | ON | 15 | 15356.0879 | 22078.5704 | 33997.6425 | 43527.5216 | Electricity | Fall | ON | 15 | 15356.0879 | 20081.348 | 24592.5722 | 30335.4735
Electricity | Spring | ON | 15 | 14673.1196 | 22418.5635 | 36096.2816 | 46181.5533 | Electricity | Spring | ON | 15 | 14673.1196 | 20136.7421 | 25267.5099 | 31286.6499
Electricity | Summer | ON | 15 | 17497.3587 | 22802.1446 | 32282.0848 | 41042.0635 | Electricity | Summer | ON | 15 | 17497.3587 | 21194.9491 | 24843.3797 | 30199.6532
Electricity | Winter | ON | 15 | 17085.9827 | 28407.4037 | 48199.9213 | 60223.2369 | Electricity | Winter | ON | 15 | 17085.9827 | 25053.3512 | 32276.1701 | 39194.1073
Electricity | Winter Peak | ON | 15 | 19533 | 33656.7608 | 58218.9531 | 71758.7018 | Electricity | Winter Peak | ON | 15 | 19533 | 29410.2033 | 38222.7021 | 45799.8374
Electricity | Fall | ON | 16 | 15753.2418 | 22706.2433 | 34697.2963 | 44313.6394 | Electricity | Fall | ON | 16 | 15753.2418 | 20683.8844 | 25411.4849 | 31284.4691
Electricity | Spring | ON | 16 | 14999.3587 | 22915.1291 | 36561.796 | 46700.8987 | Electricity | Spring | ON | 16 | 14999.3587 | 20625.9732 | 25937.6682 | 32071.5493
Electricity | Summer | ON | 16 | 17893.3696 | 23394.7753 | 32888.5731 | 41716.6274 | Electricity | Summer | ON | 16 | 17893.3696 | 21772.2393 | 25616.8632 | 31094.3809
Electricity | Winter | ON | 16 | 17304.4144 | 28800.332 | 48569.1224 | 60648.5491 | Electricity | Winter | ON | 16 | 17304.4144 | 25438.1483 | 32844.7661 | 39878.8846
Electricity | Winter Peak | ON | 16 | 19584 | 33490.001 | 57361.7654 | 70745.461 | Electricity | Winter Peak | ON | 16 | 19584 | 29362.4325 | 38138.304 | 45741.2442
Electricity | Fall | ON | 17 | 16297.3077 | 23733.4832 | 36096.3607 | 46058.9413 | Electricity | Fall | ON | 17 | 16297.3077 | 21647.948 | 26813.2405 | 33032.3233
Electricity | Spring | ON | 17 | 15458.0652 | 23803.4924 | 37729.4597 | 48185.6896 | Electricity | Spring | ON | 17 | 15458.0652 | 21464.8302 | 27180.6439 | 33645.1183
Electricity | Summer | ON | 17 | 18326.7717 | 24233.2635 | 33964.4054 | 43096.2767 | Electricity | Summer | ON | 17 | 18326.7717 | 22568.7268 | 26803.2264 | 32605.2812
Electricity | Winter | ON | 17 | 17983.8495 | 29974.7715 | 50134.1304 | 62566.0507 | Electricity | Winter | ON | 17 | 17983.8495 | 26542.3737 | 34390.2794 | 41770.4534
Electricity | Winter Peak | ON | 17 | 20356 | 34359.0272 | 57944.4914 | 71465.3749 | Electricity | Winter Peak | ON | 17 | 20356 | 30289.177 | 39281.7019 | 47138.1022
Electricity | Fall | ON | 18 | 16678.4286 | 24532.0379 | 37264.9778 | 47492.7461 | Electricity | Fall | ON | 18 | 16678.4286 | 22386.805 | 27906.4294 | 34381.2944
Electricity | Spring | ON | 18 | 15698.75 | 24464.018 | 38763.5824 | 49486.2436 | Electricity | Spring | ON | 18 | 15698.75 | 22063.5706 | 28133.8232 | 34853.5045
Electricity | Summer | ON | 18 | 18395.9457 | 24596.1281 | 34484.641 | 43814.5212 | Electricity | Summer | ON | 18 | 18395.9457 | 22906.4239 | 27420.4105 | 33444.9216
Electricity | Winter | ON | 18 | 18824.7746 | 31291.3716 | 51918.035 | 64646.4616 | Electricity | Winter | ON | 18 | 18824.7746 | 27776.2941 | 36007.3468 | 43653.172
Electricity | Winter Peak | ON | 18 | 21525 | 36646.7396 | 61791.8775 | 75957.0146 | Electricity | Winter Peak | ON | 18 | 21525 | 32284.4731 | 42020.2153 | 50289.2614
Electricity | Fall | ON | 19 | 16725.0879 | 24953.9439 | 38329.8055 | 48950.263 | Electricity | Fall | ON | 19 | 16725.0879 | 22738.6672 | 28531.4262 | 35274.1619
Electricity | Spring | ON | 19 | 16062.8913 | 25220.4811 | 40191.0601 | 51315.5489 | Electricity | Spring | ON | 19 | 16062.8913 | 22742.2733 | 29093.1761 | 36082.7755
Electricity | Summer | ON | 19 | 18276.1196 | 24673.2613 | 34897.9978 | 44523.7503 | Electricity | Summer | ON | 19 | 18276.1196 | 22962.6648 | 27641.3799 | 33885.2283
Electricity | Winter | ON | 19 | 18853.0879 | 31699.3814 | 52973.42 | 66096.6169 | Electricity | Winter | ON | 19 | 18853.0879 | 28105.5102 | 36605.2362 | 44513.6415
Electricity | Winter Peak | ON | 19 | 21274 | 36905.0765 | 62917.3236 | 77547.2873 | Electricity | Winter Peak | ON | 19 | 21274 | 32420.5696 | 42496.4701 | 51056.7267
Electricity | Fall | ON | 20 | 16472.8242 | 24857.664 | 38696.7841 | 49547.1946 | Electricity | Fall | ON | 20 | 16472.8242 | 22590.6883 | 28462.0265 | 35310.8768
Electricity | Spring | ON | 20 | 16320.75 | 25733.6955 | 41336.6913 | 52744.9088 | Electricity | Spring | ON | 20 | 16320.75 | 23172.1969 | 29658.1035 | 36777.2418
Electricity | Summer | ON | 20 | 18023.5109 | 24417.5734 | 34832.1136 | 44601.4597 | Electricity | Summer | ON | 20 | 18023.5109 | 22699.5352 | 27360.4989 | 33667.5125
Electricity | Winter | ON | 20 | 18598.0657 | 31573.9209 | 53263.5291 | 66602.0964 | Electricity | Winter | ON | 20 | 18598.0657 | 27930.3795 | 36487.6124 | 44490.3978
Electricity | Winter Peak | ON | 20 | 20875 | 36502.9972 | 62705.048 | 77478.6054 | Electricity | Winter Peak | ON | 20 | 20875 | 32011.0487 | 42069.1979 | 50692.6196
Electricity | Fall | ON | 21 | 15880.8132 | 24374.169 | 38579.6841 | 49600.0343 | Electricity | Fall | ON | 21 | 15880.8132 | 22059.0587 | 27976.8877 | 34891.8663
Electricity | Spring | ON | 21 | 15967.0217 | 25545.381 | 41611.5261 | 53220.4632 | Electricity | Spring | ON | 21 | 15967.0217 | 22917.4208 | 29481.8984 | 36680.3713
Electricity | Summer | ON | 21 | 17691.5652 | 24049.309 | 34581.4867 | 44442.1629 | Electricity | Summer | ON | 21 | 17691.5652 | 22323.991 | 26944.2619 | 33278.7771
Electricity | Winter | ON | 21 | 18239.2727 | 31283.1001 | 53267.7872 | 66754.1129 | Electricity | Winter | ON | 21 | 18239.2727 | 27598.9102 | 36174.465 | 44229.1518
Electricity | Winter Peak | ON | 21 | 20574 | 36218.4291 | 62627.7514 | 77521.1681 | Electricity | Winter Peak | ON | 21 | 20574 | 31702.0498 | 41749.0961 | 50412.1251
Electricity | Fall | ON | 22 | 15010.3297 | 23487.0743 | 37795.4735 | 48775.9502 | Electricity | Fall | ON | 22 | 15010.3297 | 21136.1297 | 27004.6117 | 33841.5824
Electricity | Spring | ON | 22 | 15068.3478 | 24637.8918 | 40819.706 | 52392.9375 | Electricity | Spring | ON | 22 | 15068.3478 | 21970.4778 | 28488.948 | 35610.2648
Electricity | Summer | ON | 22 | 16661.0978 | 22864.4326 | 33262.9498 | 43008.9755 | Electricity | Summer | ON | 22 | 16661.0978 | 21142.4479 | 25630.7079 | 31850.7225
Electricity | Winter | ON | 22 | 17630.2312 | 30635.5675 | 52683.826 | 66118.2212 | Electricity | Winter | ON | 22 | 17630.2312 | 26917.6418 | 35426.7985 | 43394.1219
Electricity | Winter Peak | ON | 22 | 20176 | 35932.7916 | 62661.686 | 77584.7246 | Electricity | Winter Peak | ON | 22 | 20176 | 31332.8527 | 41397.3804 | 50006.9938
Electricity | Fall | ON | 23 | 13984.0659 | 22315.8529 | 36584.2898 | 47413.1569 | Electricity | Fall | ON | 23 | 13984.0659 | 19944.3676 | 25656.2059 | 32319.0138
Electricity | Spring | ON | 23 | 14063.9674 | 23544.4628 | 39781.0681 | 51232.9018 | Electricity | Spring | ON | 23 | 14063.9674 | 20837.7479 | 27230.3809 | 34189.8617
Electricity | Summer | ON | 23 | 15318.3587 | 21263.1195 | 31426.4936 | 40959.2396 | Electricity | Summer | ON | 23 | 15318.3587 | 19552.5436 | 23815.6735 | 29831.1384
Electricity | Winter | ON | 23 | 16695.5526 | 29551.4147 | 51550.1644 | 64830.3113 | Electricity | Winter | ON | 23 | 16695.5526 | 25810.0177 | 34155.8062 | 41944.1282
Electricity | Winter Peak | ON | 23 | 19163 | 36497.5397 | 66108.2866 | 81810.8478 | Electricity | Winter Peak | ON | 23 | 19163 | 31304.2273 | 42166.3171 | 50986.1083
Electricity | Fall | ON | 24 | 13130.6154 | 21264.8762 | 35432.9602 | 46047.2404 | Electricity | Fall | ON | 24 | 13130.6154 | 18880.8202 | 24386.596 | 30822.2812
Electricity | Spring | ON | 24 | 13296.7174 | 22600.2638 | 38770.9507 | 50019.2707 | Electricity | Spring | ON | 24 | 13296.7174 | 19873.0419 | 26069.9679 | 32805.9714
Electricity | Summer | ON | 24 | 14180.75 | 19816.4632 | 29688.0607 | 38945.7034 | Electricity | Summer | ON | 24 | 14180.75 | 18125.0502 | 22115.2497 | 27874.088
Electricity | Winter | ON | 24 | 15717.6482 | 28358.3554 | 50225.0793 | 63280.925 | Electricity | Winter | ON | 24 | 15717.6482 | 24606.0821 | 32732.0733 | 40285.738
Electricity | Winter Peak | ON | 24 | 18090 | 34753.0564 | 63457.194 | 78688.7408 | Electricity | Winter Peak | ON | 24 | 18090 | 29699.1424 | 40087.2808 | 48569.3418
Hydrogen | Fall | ON | 1 | 0 | 1458.308 | 4014.3269 | 6797.7877 | Hydrogen | Fall | ON | 1 | 0 | 4203.9361 | 13323.9911 | 23782.1173
Hydrogen | Spring | ON | 1 | 0 | 1858.6692 | 5244.9832 | 8869.7448 | Hydrogen | Spring | ON | 1 | 0 | 4771.9224 | 16434.7587 | 29888.4399
Hydrogen | Summer | ON | 1 | 0 | 1458.308 | 3577.6629 | 5714.8293 | Hydrogen | Summer | ON | 1 | 0 | 4044.0324 | 9804.7176 | 17355.8396
Hydrogen | Winter | ON | 1 | 0 | 2259.0303 | 6676.8292 | 11440.6671 | Hydrogen | Winter | ON | 1 | 0 | 5413.5832 | 21167.006 | 38955.6231
Hydrogen | Winter Peak | ON | 1 | 0 | 3117.4047 | 9296.7368 | 15836.7658 | Hydrogen | Winter Peak | ON | 1 | 0 | 6624.5277 | 27686.4296 | 51773.5617
Hydrogen | Fall | ON | 2 | 0 | 1401.1136 | 3878.9263 | 6602.0072 | Hydrogen | Fall | ON | 2 | 0 | 4137.5922 | 13205.2576 | 23504.4519
Hydrogen | Spring | ON | 2 | 0 | 1772.8775 | 5032.7111 | 8553.329 | Hydrogen | Spring | ON | 2 | 0 | 4669.0481 | 16182.7442 | 29336.9725
Hydrogen | Summer | ON | 2 | 0 | 1401.1136 | 3428.9573 | 5486.0515 | Hydrogen | Summer | ON | 2 | 0 | 3972.8163 | 9578.7533 | 16882.3681
Hydrogen | Winter | ON | 2 | 0 | 2144.6414 | 6384.6356 | 10996.0513 | Hydrogen | Winter | ON | 2 | 0 | 5273.0616 | 20757.1277 | 38085.4651
Hydrogen | Winter Peak | ON | 2 | 0 | 2941.7033 | 8863.6536 | 15192.8379 | Hydrogen | Winter Peak | ON | 2 | 0 | 6414.4452 | 27183.6006 | 50668.4368
Hydrogen | Fall | ON | 3 | 0 | 1343.9191 | 3743.8388 | 6407.0031 | Hydrogen | Fall | ON | 3 | 0 | 4071.3628 | 13089.0472 | 23231.3936
Hydrogen | Spring | ON | 3 | 0 | 1687.0858 | 4822.4003 | 8241.7769 | Hydrogen | Spring | ON | 3 | 0 | 4566.8919 | 15946.5354 | 28814.3668
Hydrogen | Summer | ON | 3 | 0 | 1343.9191 | 3280.2517 | 5257.2737 | Hydrogen | Summer | ON | 3 | 0 | 3901.6001 | 9352.7889 | 16408.8966
Hydrogen | Winter | ON | 3 | 0 | 2030.2525 | 6095.5468 | 10559.1359 | Hydrogen | Winter | ON | 3 | 0 | 5133.6769 | 20372.2732 | 37261.0013
Hydrogen | Winter Peak | ON | 3 | 0 | 2766.002 | 8421.0742 | 14525.359 | Hydrogen | Winter Peak | ON | 3 | 0 | 6200.8853 | 26604.2383 | 49423.5601
Hydrogen | Fall | ON | 4 | 0 | 1286.7247 | 3609.8469 | 6214.7164 | Hydrogen | Fall | ON | 4 | 0 | 4005.5348 | 12981.6675 | 22974.4606
Hydrogen | Spring | ON | 4 | 0 | 1601.2941 | 4611.5217 | 7928.817 | Hydrogen | Spring | ON | 4 | 0 | 4464.5279 | 15705.7513 | 28283.4065
Hydrogen | Summer | ON | 4 | 0 | 1286.7247 | 3131.5462 | 5028.4959 | Hydrogen | Summer | ON | 4 | 0 | 3830.384 | 9126.8246 | 15935.4251
Hydrogen | Winter | ON | 4 | 0 | 1915.8636 | 5803.8227 | 10115.6844 | Hydrogen | Winter | ON | 4 | 0 | 4993.3271 | 19966.1786 | 36397.7524
Hydrogen | Winter Peak | ON | 4 | 0 | 2590.3006 | 7983.2429 | 13869.6556 | Hydrogen | Winter Peak | ON | 4 | 0 | 5989.0641 | 26063.1426 | 48248.5592
Hydrogen | Fall | ON | 5 | 0 | 1286.7247 | 3616.7342 | 6231.7973 | Hydrogen | Fall | ON | 5 | 0 | 4008.0568 | 13037.1753 | 23075.819
Hydrogen | Spring | ON | 5 | 0 | 1601.2941 | 4620.8113 | 7951.856 | Hydrogen | Spring | ON | 5 | 0 | 4467.9297 | 15780.6209 | 28420.1201
Hydrogen | Summer | ON | 5 | 0 | 1286.7247 | 3131.5462 | 5028.4959 | Hydrogen | Summer | ON | 5 | 0 | 3830.384 | 9126.8246 | 15935.4251
Hydrogen | Winter | ON | 5 | 0 | 1915.8636 | 5808.6668 | 10127.6981 | Hydrogen | Winter | ON | 5 | 0 | 4995.101 | 20005.2192 | 36469.0415
Hydrogen | Winter Peak | ON | 5 | 0 | 2590.3006 | 8035.4714 | 13999.1861 | Hydrogen | Winter Peak | ON | 5 | 0 | 6008.1899 | 26484.0762 | 49017.194
Hydrogen | Fall | ON | 6 | 0 | 1286.7247 | 3618.5082 | 6236.197 | Hydrogen | Fall | ON | 6 | 0 | 4008.7065 | 13051.4727 | 23101.9265
Hydrogen | Spring | ON | 6 | 0 | 1601.2941 | 4630.6687 | 7976.303 | Hydrogen | Spring | ON | 6 | 0 | 4471.5394 | 15860.0659 | 28565.1886
Hydrogen | Summer | ON | 6 | 0 | 1286.7247 | 3131.5462 | 5028.4959 | Hydrogen | Summer | ON | 6 | 0 | 3830.384 | 9126.8246 | 15935.4251
Hydrogen | Winter | ON | 6 | 0 | 1915.8636 | 5812.4972 | 10137.1979 | Hydrogen | Winter | ON | 6 | 0 | 4996.5037 | 20036.0906 | 36525.4132
Hydrogen | Winter Peak | ON | 6 | 0 | 2590.3006 | 8116.1882 | 14199.3697 | Hydrogen | Winter Peak | ON | 6 | 0 | 6037.7479 | 27134.6098 | 50205.084
Hydrogen | Fall | ON | 7 | 0 | 1286.7247 | 3621.1692 | 6242.7964 | Hydrogen | Fall | ON | 7 | 0 | 4009.6809 | 13072.9189 | 23141.0877
Hydrogen | Spring | ON | 7 | 0 | 1601.2941 | 4620.2436 | 7950.4481 | Hydrogen | Spring | ON | 7 | 0 | 4467.7218 | 15776.0456 | 28411.7654
Hydrogen | Summer | ON | 7 | 0 | 1286.7247 | 3131.5462 | 5028.4959 | Hydrogen | Summer | ON | 7 | 0 | 3830.384 | 9126.8246 | 15935.4251
Hydrogen | Winter | ON | 7 | 0 | 1915.8636 | 5814.1937 | 10141.4053 | Hydrogen | Winter | ON | 7 | 0 | 4997.1249 | 20049.7634 | 36550.3801
Hydrogen | Winter Peak | ON | 7 | 0 | 2590.3006 | 8097.196 | 14152.2677 | Hydrogen | Winter Peak | ON | 7 | 0 | 6030.793 | 26981.5431 | 49925.5804
Hydrogen | Fall | ON | 8 | 0 | 1286.7247 | 3612.9253 | 6222.3511 | Hydrogen | Fall | ON | 8 | 0 | 4006.6621 | 13006.4778 | 23019.7648
Hydrogen | Spring | ON | 8 | 0 | 1601.2941 | 4583.4463 | 7859.1879 | Hydrogen | Spring | ON | 8 | 0 | 4454.2468 | 15479.4787 | 27870.2273
Hydrogen | Summer | ON | 8 | 0 | 1286.7247 | 3131.5462 | 5028.4959 | Hydrogen | Summer | ON | 8 | 0 | 3830.384 | 9126.8246 | 15935.4251
Hydrogen | Winter | ON | 8 | 0 | 1915.8636 | 5817.7681 | 10150.27 | Hydrogen | Winter | ON | 8 | 0 | 4998.4338 | 20078.5709 | 36602.9833
Hydrogen | Winter Peak | ON | 8 | 0 | 2590.3006 | 8111.4402 | 14187.5942 | Hydrogen | Winter Peak | ON | 8 | 0 | 6036.0092 | 27096.3431 | 50135.2081
Hydrogen | Fall | ON | 9 | 0 | 1286.7247 | 3556.5227 | 6082.4684 | Hydrogen | Fall | ON | 9 | 0 | 3986.0078 | 12551.9032 | 22189.7007
Hydrogen | Spring | ON | 9 | 0 | 1601.2941 | 4536.3786 | 7742.4568 | Hydrogen | Spring | ON | 9 | 0 | 4437.0109 | 15100.1394 | 27177.5446
Hydrogen | Summer | ON | 9 | 0 | 1286.7247 | 3131.5462 | 5028.4959 | Hydrogen | Summer | ON | 9 | 0 | 3830.384 | 9126.8246 | 15935.4251
Hydrogen | Winter | ON | 9 | 0 | 1915.8636 | 5811.921 | 10135.769 | Hydrogen | Winter | ON | 9 | 0 | 4996.2927 | 20031.447 | 36516.9339
Hydrogen | Winter Peak | ON | 9 | 0 | 2590.3006 | 8063.9597 | 14069.8392 | Hydrogen | Winter Peak | ON | 9 | 0 | 6018.6221 | 26713.6763 | 49436.4493
Hydrogen | Fall | ON | 10 | 0 | 1343.9191 | 3650.4431 | 6175.375 | Hydrogen | Fall | ON | 10 | 0 | 4037.1619 | 12336.3289 | 21856.912
Hydrogen | Spring | ON | 10 | 0 | 1687.0858 | 4706.6924 | 7954.813 | Hydrogen | Spring | ON | 10 | 0 | 4524.5204 | 15013.9929 | 27111.5219
Hydrogen | Summer | ON | 10 | 0 | 1343.9191 | 3280.2517 | 5257.2737 | Hydrogen | Summer | ON | 10 | 0 | 3901.6001 | 9352.7889 | 16408.8966
Hydrogen | Winter | ON | 10 | 0 | 2030.2525 | 6084.2369 | 10531.0864 | Hydrogen | Winter | ON | 10 | 0 | 5129.5352 | 20281.1211 | 37094.5553
Hydrogen | Winter Peak | ON | 10 | 0 | 2766.002 | 8501.791 | 14725.5426 | Hydrogen | Winter Peak | ON | 10 | 0 | 6230.4433 | 27254.7719 | 50611.4501
Hydrogen | Fall | ON | 11 | 0 | 1412.5525 | 3784.9051 | 6340.8232 | Hydrogen | Fall | ON | 11 | 0 | 4106.5144 | 12252.9936 | 21777.766
Hydrogen | Spring | ON | 11 | 0 | 1790.0358 | 4934.4169 | 8267.5452 | Hydrogen | Spring | ON | 11 | 0 | 4638.0817 | 15098.7894 | 27375.9017
Hydrogen | Summer | ON | 11 | 0 | 1412.5525 | 3458.6984 | 5531.8071 | Hydrogen | Summer | ON | 11 | 0 | 3987.0595 | 9623.9461 | 16977.0624
Hydrogen | Winter | ON | 11 | 0 | 2167.5192 | 6405.7386 | 10992.3793 | Hydrogen | Winter | ON | 11 | 0 | 5287.4938 | 20538.1982 | 37710.0368
Hydrogen | Winter Peak | ON | 11 | 0 | 2976.8436 | 8964.5144 | 15356.95 | Hydrogen | Winter Peak | ON | 11 | 0 | 6461.6778 | 27398.9665 | 51099.0894
Hydrogen | Fall | ON | 12 | 0 | 1458.308 | 3873.7638 | 6449.1809 | Hydrogen | Fall | ON | 12 | 0 | 4152.4628 | 12191.129 | 21713.484
Hydrogen | Spring | ON | 12 | 0 | 1858.6692 | 5087.5105 | 8479.2012 | Hydrogen | Spring | ON | 12 | 0 | 4714.2569 | 15165.615 | 27570.9531
Hydrogen | Summer | ON | 12 | 0 | 1458.308 | 3577.6629 | 5714.8293 | Hydrogen | Summer | ON | 12 | 0 | 4044.0324 | 9804.7176 | 17355.8396
Hydrogen | Winter | ON | 12 | 0 | 2259.0303 | 6610.6233 | 11276.4716 | Hydrogen | Winter | ON | 12 | 0 | 5389.339 | 20633.4222 | 37981.2864
Hydrogen | Winter Peak | ON | 12 | 0 | 3117.4047 | 9235.0122 | 15683.6842 | Hydrogen | Winter Peak | ON | 12 | 0 | 6601.9245 | 27188.9627 | 50865.1752
Hydrogen | Fall | ON | 13 | 0 | 1515.5025 | 3997.4769 | 6615.9756 | Hydrogen | Fall | ON | 13 | 0 | 4214.5268 | 12215.6676 | 21819.1472
Hydrogen | Spring | ON | 13 | 0 | 1944.4609 | 5289.3704 | 8769.7941 | Hydrogen | Spring | ON | 13 | 0 | 4813.3184 | 15333.7132 | 27969.1872
Hydrogen | Summer | ON | 13 | 0 | 1515.5025 | 3726.3685 | 5943.6071 | Hydrogen | Summer | ON | 13 | 0 | 4115.2486 | 10030.6819 | 17829.311
Hydrogen | Winter | ON | 13 | 0 | 2373.4193 | 6883.4406 | 11673.0327 | Hydrogen | Winter | ON | 13 | 0 | 5522.7652 | 20887.138 | 38566.2879
Hydrogen | Winter Peak | ON | 13 | 0 | 3293.106 | 9634.8591 | 16245.1836 | Hydrogen | Winter Peak | ON | 13 | 0 | 6799.836 | 27423.9249 | 51481.169
Hydrogen | Fall | ON | 14 | 0 | 1572.6969 | 4134.9645 | 6816.9322 | Hydrogen | Fall | ON | 14 | 0 | 4281.635 | 12351.2216 | 22127.5273
Hydrogen | Spring | ON | 14 | 0 | 2030.2525 | 5497.4621 | 9075.8424 | Hydrogen | Spring | ON | 14 | 0 | 4914.6619 | 15552.0365 | 28459.1335
Hydrogen | Summer | ON | 14 | 0 | 1572.6969 | 3875.074 | 6172.385 | Hydrogen | Summer | ON | 14 | 0 | 4186.4647 | 10256.6462 | 18302.7825
Hydrogen | Winter | ON | 14 | 0 | 2487.8082 | 7165.1938 | 12091.7556 | Hydrogen | Winter | ON | 14 | 0 | 5659.4637 | 21212.8726 | 39282.7975
Hydrogen | Winter Peak | ON | 14 | 0 | 3468.8074 | 10020.4619 | 16771.3564 | Hydrogen | Winter Peak | ON | 14 | 0 | 6992.5314 | 27544.087 | 51887.5351
Hydrogen | Fall | ON | 15 | 0 | 1584.1358 | 4154.74 | 6837.9721 | Hydrogen | Fall | ON | 15 | 0 | 4292.2289 | 12316.0965 | 22075.559
Hydrogen | Spring | ON | 15 | 0 | 2047.4109 | 5534.1259 | 9124.7646 | Hydrogen | Spring | ON | 15 | 0 | 4933.1163 | 15555.7707 | 28484.2088
Hydrogen | Summer | ON | 15 | 0 | 1584.1358 | 3904.8152 | 6218.1405 | Hydrogen | Summer | ON | 15 | 0 | 4200.708 | 10301.8391 | 18397.4768
Hydrogen | Winter | ON | 15 | 0 | 2510.6859 | 7216.5004 | 12162.9904 | Hydrogen | Winter | ON | 15 | 0 | 5684.9563 | 21237.3665 | 39351.8661
Hydrogen | Winter Peak | ON | 15 | 0 | 3503.9477 | 10083.3383 | 16841.2644 | Hydrogen | Winter Peak | ON | 15 | 0 | 7025.8544 | 27453.3193 | 51759.1807
Hydrogen | Fall | ON | 16 | 0 | 1538.3803 | 4040.941 | 6667.7606 | Hydrogen | Fall | ON | 16 | 0 | 4237.1475 | 12176.9558 | 21772.8007
Hydrogen | Spring | ON | 16 | 0 | 1978.7775 | 5352.3762 | 8842.0395 | Hydrogen | Spring | ON | 16 | 0 | 4846.4474 | 15257.9932 | 27867.4337
Hydrogen | Summer | ON | 16 | 0 | 1538.3803 | 3785.8507 | 6035.1183 | Hydrogen | Summer | ON | 16 | 0 | 4143.735 | 10121.0676 | 18018.6996
Hydrogen | Winter | ON | 16 | 0 | 2419.1748 | 6976.6082 | 11792.0769 | Hydrogen | Winter | ON | 16 | 0 | 5570.2915 | 20860.001 | 38565.4192
Hydrogen | Winter Peak | ON | 16 | 0 | 3363.3866 | 9679.8951 | 16184.8161 | Hydrogen | Winter Peak | ON | 16 | 0 | 6836.9239 | 26591.8559 | 50036.5701
Hydrogen | Fall | ON | 17 | 0 | 1492.6247 | 3936.2728 | 6520.1942 | Hydrogen | Fall | ON | 17 | 0 | 4185.4098 | 12111.4049 | 21604.419
Hydrogen | Spring | ON | 17 | 0 | 1910.1442 | 5176.9745 | 8575.0579 | Hydrogen | Spring | ON | 17 | 0 | 4762.1031 | 15011.3766 | 27344.0797
Hydrogen | Summer | ON | 17 | 0 | 1492.6247 | 3666.8862 | 5852.096 | Hydrogen | Summer | ON | 17 | 0 | 4086.7621 | 9940.2962 | 17639.9224
Hydrogen | Winter | ON | 17 | 0 | 2327.6637 | 6748.5355 | 11450.4765 | Hydrogen | Winter | ON | 17 | 0 | 5459.9549 | 20577.8937 | 37952.9162
Hydrogen | Winter Peak | ON | 17 | 0 | 3222.8255 | 9285.948 | 15551.9187 | Hydrogen | Winter Peak | ON | 17 | 0 | 6651.4709 | 25806.9259 | 48453.7113
Hydrogen | Fall | ON | 18 | 0 | 1458.308 | 3868.0244 | 6434.9468 | Hydrogen | Fall | ON | 18 | 0 | 4150.361 | 12144.8726 | 21629.0186
Hydrogen | Spring | ON | 18 | 0 | 1858.6692 | 5062.0801 | 8416.1319 | Hydrogen | Spring | ON | 18 | 0 | 4704.9445 | 14960.6595 | 27196.6993
Hydrogen | Summer | ON | 18 | 0 | 1458.308 | 3577.6629 | 5714.8293 | Hydrogen | Summer | ON | 18 | 0 | 4044.0324 | 9804.7176 | 17355.8396
Hydrogen | Winter | ON | 18 | 0 | 2259.0303 | 6589.3264 | 11223.6538 | Hydrogen | Winter | ON | 18 | 0 | 5381.5403 | 20461.7811 | 37667.8655
Hydrogen | Winter Peak | ON | 18 | 0 | 3117.4047 | 9087.8227 | 15318.6435 | Hydrogen | Winter Peak | ON | 18 | 0 | 6548.0246 | 26002.6954 | 48699.0228
Hydrogen | Fall | ON | 19 | 0 | 1492.6247 | 3988.5014 | 6649.7248 | Hydrogen | Fall | ON | 19 | 0 | 4204.5356 | 12532.3385 | 22373.0538
Hydrogen | Spring | ON | 19 | 0 | 1910.1442 | 5224.9711 | 8694.0929 | Hydrogen | Spring | ON | 19 | 0 | 4779.6791 | 15398.2028 | 28050.4337
Hydrogen | Summer | ON | 19 | 0 | 1492.6247 | 3666.8862 | 5852.096 | Hydrogen | Summer | ON | 19 | 0 | 4086.7621 | 9940.2962 | 17639.9224
Hydrogen | Winter | ON | 19 | 0 | 2327.6637 | 6786.8293 | 11545.448 | Hydrogen | Winter | ON | 19 | 0 | 5473.9779 | 20886.5209 | 38516.477
Hydrogen | Winter Peak | ON | 19 | 0 | 3222.8255 | 9390.4051 | 15810.9798 | Hydrogen | Winter Peak | ON | 19 | 0 | 6689.7224 | 26648.793 | 49990.9808
Hydrogen | Fall | ON | 20 | 0 | 1538.3803 | 4134.6497 | 6900.1651 | Hydrogen | Fall | ON | 20 | 0 | 4271.4631 | 12932.1972 | 23151.8896
Hydrogen | Spring | ON | 20 | 0 | 1978.7775 | 5440.7828 | 9061.2943 | Hydrogen | Spring | ON | 20 | 0 | 4878.8214 | 15970.5022 | 29168.4923
Hydrogen | Summer | ON | 20 | 0 | 1538.3803 | 3785.8507 | 6035.1183 | Hydrogen | Summer | ON | 20 | 0 | 4143.735 | 10121.0676 | 18018.6996
Hydrogen | Winter | ON | 20 | 0 | 2419.1748 | 7038.2448 | 11944.9402 | Hydrogen | Winter | ON | 20 | 0 | 5592.8625 | 21356.7584 | 39472.5103
Hydrogen | Winter Peak | ON | 20 | 0 | 3363.3866 | 9755.8639 | 16373.2241 | Hydrogen | Winter Peak | ON | 20 | 0 | 6864.7432 | 27204.1229 | 51154.5843
Hydrogen | Fall | ON | 21 | 0 | 1572.6969 | 4247.6655 | 7096.4387 | Hydrogen | Fall | ON | 21 | 0 | 4322.9054 | 13259.5298 | 23786.1197
Hydrogen | Spring | ON | 21 | 0 | 2030.2525 | 5603.8287 | 9339.6393 | Hydrogen | Spring | ON | 21 | 0 | 4953.6127 | 16409.2934 | 30024.5052
Hydrogen | Summer | ON | 21 | 0 | 1572.6969 | 3875.074 | 6172.385 | Hydrogen | Summer | ON | 21 | 0 | 4186.4647 | 10256.6462 | 18302.7825
Hydrogen | Winter | ON | 21 | 0 | 2487.8082 | 7227.0092 | 12245.0621 | Hydrogen | Winter | ON | 21 | 0 | 5682.1001 | 21711.0704 | 40192.5187
Hydrogen | Winter Peak | ON | 21 | 0 | 3468.8074 | 10034.7061 | 16806.6829 | Hydrogen | Winter Peak | ON | 21 | 0 | 6997.7476 | 27658.887 | 52097.1628
Hydrogen | Fall | ON | 22 | 0 | 1572.6969 | 4269.7883 | 7151.3048 | Hydrogen | Fall | ON | 22 | 0 | 4331.0066 | 13437.8273 | 24111.6953
Hydrogen | Spring | ON | 22 | 0 | 2030.2525 | 5624.782 | 9391.6051 | Hydrogen | Spring | ON | 22 | 0 | 4961.2857 | 16578.1659 | 30332.8705
Hydrogen | Summer | ON | 22 | 0 | 1572.6969 | 3875.074 | 6172.385 | Hydrogen | Summer | ON | 22 | 0 | 4186.4647 | 10256.6462 | 18302.7825
Hydrogen | Winter | ON | 22 | 0 | 2487.8082 | 7238.5112 | 12273.588 | Hydrogen | Winter | ON | 22 | 0 | 5686.3121 | 21803.7704 | 40361.7911
Hydrogen | Winter Peak | ON | 22 | 0 | 3468.8074 | 10058.4463 | 16865.5604 | Hydrogen | Winter Peak | ON | 22 | 0 | 7006.4411 | 27850.2205 | 52446.5422
Hydrogen | Fall | ON | 23 | 0 | 1572.6969 | 4288.6239 | 7198.0186 | Hydrogen | Fall | ON | 23 | 0 | 4337.9042 | 13589.6325 | 24388.8952
Hydrogen | Spring | ON | 23 | 0 | 2030.2525 | 5647.6449 | 9448.3068 | Hydrogen | Spring | ON | 23 | 0 | 4969.658 | 16762.4284 | 30669.3381
Hydrogen | Summer | ON | 23 | 0 | 1572.6969 | 3875.074 | 6172.385 | Hydrogen | Summer | ON | 23 | 0 | 4186.4647 | 10256.6462 | 18302.7825
Hydrogen | Winter | ON | 23 | 0 | 2487.8082 | 7249.3517 | 12300.4732 | Hydrogen | Winter | ON | 23 | 0 | 5690.2818 | 21891.1388 | 40521.3279
Hydrogen | Winter Peak | ON | 23 | 0 | 3468.8074 | 10210.3839 | 17242.3766 | Hydrogen | Winter Peak | ON | 23 | 0 | 7062.0797 | 29074.7544 | 54682.5705
Hydrogen | Fall | ON | 24 | 0 | 1572.6969 | 4306.4682 | 7242.2738 | Hydrogen | Fall | ON | 24 | 0 | 4344.4386 | 13733.448 | 24651.5057
Hydrogen | Spring | ON | 24 | 0 | 2030.2525 | 5665.1921 | 9491.8249 | Hydrogen | Spring | ON | 24 | 0 | 4976.0836 | 16903.8487 | 30927.5751
Hydrogen | Summer | ON | 24 | 0 | 1572.6969 | 3875.074 | 6172.385 | Hydrogen | Summer | ON | 24 | 0 | 4186.4647 | 10256.6462 | 18302.7825
Hydrogen | Winter | ON | 24 | 0 | 2487.8082 | 7258.6451 | 12323.5214 | Hydrogen | Winter | ON | 24 | 0 | 5693.685 | 21966.0383 | 40658.0962
Hydrogen | Winter Peak | ON | 24 | 0 | 3468.8074 | 10181.8956 | 17171.7236 | Hydrogen | Winter Peak | ON | 24 | 0 | 7051.6475 | 28845.1543 | 54263.3152
Methane | Fall | ON | 1 | 24567.7287 | 20732.1253 | 11204.546 | 4243.138 | Methane | Fall | ON | 1 | 24567.729 | 23005.9006 | 16153.6194 | 7878.4213
Methane | Spring | ON | 1 | 35758.1348 | 30295.2682 | 16472.3023 | 6316.7767 | Methane | Spring | ON | 1 | 35758.1351 | 33092.7305 | 23063.5147 | 10810.1572
Methane | Summer | ON | 1 | 8908.9208 | 8479.4942 | 6099.7886 | 3511.7159 | Methane | Summer | ON | 1 | 8908.921 | 9840.4983 | 9382.6195 | 6395.4341
Methane | Winter | ON | 1 | 54163.2224 | 45503.7214 | 24092.0382 | 8727.4127 | Methane | Winter | ON | 1 | 54163.2228 | 49245.4234 | 33093.0987 | 14425.1687
Methane | Winter Peak | ON | 1 | 77487.7598 | 65484.6463 | 35168.4402 | 13142.106 | Methane | Winter Peak | ON | 1 | 77487.7605 | 70310.2126 | 47619.198 | 20647.5758
Methane | Fall | ON | 2 | 24418.1133 | 20499.7798 | 10924.3867 | 4014.5873 | Methane | Fall | ON | 2 | 24418.1135 | 22783.2075 | 15793.0573 | 7596.8326
Methane | Spring | ON | 2 | 35204.8342 | 29689.4114 | 15944.8495 | 5958.5887 | Methane | Spring | ON | 2 | 35204.8345 | 32482.1816 | 22380.4622 | 10356.6274
Methane | Summer | ON | 2 | 8282.1879 | 7873.816 | 5664.0894 | 3260.8791 | Methane | Summer | ON | 2 | 8282.1881 | 9216.6608 | 8815.7478 | 6068.6594
Methane | Winter | ON | 2 | 53096.8573 | 44438.7668 | 23281.6345 | 8234.4785 | Methane | Winter | ON | 2 | 53096.8578 | 48155.0563 | 32040.2593 | 13789.3388
Methane | Winter Peak | ON | 2 | 76413.7637 | 64290.1456 | 34107.5042 | 12411.3007 | Methane | Winter Peak | ON | 2 | 76413.7644 | 69109.5511 | 46245.8893 | 19724.3499
Methane | Fall | ON | 3 | 24279.7242 | 20276.2186 | 10647.8872 | 3786.561 | Methane | Fall | ON | 3 | 24279.7244 | 22569.953 | 15437.3496 | 7316.3071
Methane | Spring | ON | 3 | 34721.8606 | 29138.5837 | 15440.3233 | 5603.6858 | Methane | Spring | ON | 3 | 34721.8609 | 31930.7613 | 21727.8197 | 9909.758
Methane | Summer | ON | 3 | 7655.4551 | 7268.1379 | 5228.3902 | 3010.0422 | Methane | Summer | ON | 3 | 7655.4553 | 8592.8232 | 8248.8762 | 5741.8847
Methane | Winter | ON | 3 | 52141.8344 | 43460.9346 | 22507.5282 | 7746.745 | Methane | Winter | ON | 3 | 52141.8348 | 47158.3019 | 31035.5652 | 13164.0538
Methane | Winter Peak | ON | 3 | 74999.2367 | 62829.1878 | 32935.5555 | 11664.5891 | Methane | Winter Peak | ON | 3 | 74999.2373 | 67622.5827 | 44725.3322 | 18768.8735
Methane | Fall | ON | 4 | 24180.6272 | 20083.4024 | 10384.1968 | 3560.37 | Methane | Fall | ON | 4 | 24180.6273 | 22389.734 | 15098.6321 | 7039.5027
Methane | Spring | ON | 4 | 34218.5292 | 28571.8266 | 14929.1605 | 5247.8319 | Methane | Spring | ON | 4 | 34218.5295 | 31362.2248 | 21066.3743 | 9460.9605
Methane | Summer | ON | 4 | 7028.7222 | 6662.4597 | 4792.691 | 2759.2054 | Methane | Summer | ON | 4 | 7028.7224 | 7968.9857 | 7682.0045 | 5415.1099
Methane | Winter | ON | 4 | 51092.3046 | 42409.1531 | 21702.6128 | 7254.5972 | Methane | Winter | ON | 4 | 51092.305 | 46082.0894 | 29990.0055 | 12529.8183
Methane | Winter Peak | ON | 4 | 73754.9752 | 61501.4586 | 31819.1131 | 10925.8307 | Methane | Winter Peak | ON | 4 | 73754.9757 | 66278.7677 | 43278.3993 | 17829.5224
Methane | Fall | ON | 5 | 24427.6056 | 20276.657 | 10464.7115 | 3571.9063 | Methane | Fall | ON | 5 | 24427.6058 | 22597.3852 | 15205.4277 | 7062.8931
Methane | Spring | ON | 5 | 34551.6572 | 28832.4911 | 15037.7599 | 5263.3923 | Methane | Spring | ON | 5 | 34551.6575 | 31642.3077 | 21210.4216 | 9492.5098
Methane | Summer | ON | 5 | 7028.7222 | 6662.4597 | 4792.691 | 2759.2054 | Methane | Summer | ON | 5 | 7028.7224 | 7968.9857 | 7682.0045 | 5415.1099
Methane | Winter | ON | 5 | 51266.0136 | 42545.0762 | 21759.2418 | 7262.7111 | Methane | Winter | ON | 5 | 51266.014 | 46228.1381 | 30065.1187 | 12546.2697
Methane | Winter Peak | ON | 5 | 75627.8951 | 62966.9722 | 32429.6834 | 11013.3147 | Methane | Winter Peak | ON | 5 | 75627.8956 | 67853.4562 | 44088.2656 | 18006.8996
Methane | Fall | ON | 6 | 24491.2213 | 20326.4347 | 10485.4502 | 3574.8778 | Methane | Fall | ON | 6 | 24491.2214 | 22650.8712 | 15232.9356 | 7068.9179
Methane | Spring | ON | 6 | 34905.1431 | 29109.0851 | 15152.996 | 5279.9036 | Methane | Spring | ON | 6 | 34905.1434 | 31939.5068 | 21363.2719 | 9525.9872
Methane | Summer | ON | 6 | 7028.7222 | 6662.4597 | 4792.691 | 2759.2054 | Methane | Summer | ON | 6 | 7028.7224 | 7968.9857 | 7682.0045 | 5415.1099
Methane | Winter | ON | 6 | 51403.3739 | 42652.5571 | 21804.0211 | 7269.1272 | Methane | Winter | ON | 6 | 51403.3742 | 46343.626 | 30124.5144 | 12559.2785
Methane | Winter Peak | ON | 6 | 78522.4077 | 65231.857 | 33373.2919 | 11148.5172 | Methane | Winter Peak | ON | 6 | 78522.4082 | 70287.0656 | 45339.8771 | 18281.0281
Methane | Fall | ON | 7 | 24586.6448 | 20401.1012 | 10516.5582 | 3579.335 | Methane | Fall | ON | 7 | 24586.6449 | 22731.1 | 15274.1975 | 7077.9551
Methane | Spring | ON | 7 | 34531.2994 | 28816.5616 | 15031.1233 | 5262.4414 | Methane | Spring | ON | 7 | 34531.2997 | 31625.1915 | 21201.6187 | 9490.5818
Methane | Summer | ON | 7 | 7028.7222 | 6662.4597 | 4792.691 | 2759.2054 | Methane | Summer | ON | 7 | 7028.7224 | 7968.9857 | 7682.0045 | 5415.1099
Methane | Winter | ON | 7 | 51464.2103 | 42700.1601 | 21823.8537 | 7271.9688 | Methane | Winter | ON | 7 | 51464.2106 | 46394.7752 | 30150.8206 | 12565.0401
Methane | Winter Peak | ON | 7 | 77841.3459 | 64698.9429 | 33151.2664 | 11116.7049 | Methane | Winter Peak | ON | 7 | 77841.3464 | 69714.4516 | 45045.3803 | 18216.5272
Methane | Fall | ON | 8 | 24291.019 | 20169.7814 | 10420.1844 | 3565.5264 | Methane | Fall | ON | 8 | 24291.0192 | 22482.5478 | 15146.3665 | 7049.9575
Methane | Spring | ON | 8 | 33211.7422 | 27784.0406 | 14600.9488 | 5200.8049 | Methane | Spring | ON | 8 | 33211.7425 | 30515.7519 | 20631.0311 | 9365.6115
Methane | Summer | ON | 8 | 7028.7222 | 6662.4597 | 4792.691 | 2759.2054 | Methane | Summer | ON | 8 | 7028.7224 | 7968.9857 | 7682.0045 | 5415.1099
Methane | Winter | ON | 8 | 51592.3876 | 42800.4558 | 21865.6394 | 7277.956 | Methane | Winter | ON | 8 | 51592.388 | 46502.5424 | 30206.2455 | 12577.1793
Methane | Winter Peak | ON | 8 | 78352.1422 | 65098.6285 | 33317.7855 | 11140.5641 | Methane | Winter Peak | ON | 8 | 78352.1428 | 70143.9121 | 45266.2529 | 18264.9029
Methane | Fall | ON | 9 | 22268.4152 | 18587.1438 | 9760.8174 | 3471.0506 | Methane | Fall | ON | 9 | 22268.4154 | 20782.0101 | 14271.7756 | 6858.4043
Methane | Spring | ON | 9 | 31523.8934 | 26463.3406 | 14050.7116 | 5121.9656 | Methane | Spring | ON | 9 | 31523.8937 | 29096.6651 | 19901.1912 | 9205.7616
Methane | Summer | ON | 9 | 7028.7222 | 6662.4597 | 4792.691 | 2759.2054 | Methane | Summer | ON | 9 | 7028.7224 | 7968.9857 | 7682.0045 | 5415.1099
Methane | Winter | ON | 9 | 51382.7124 | 42636.3901 | 21797.2855 | 7268.1621 | Methane | Winter | ON | 9 | 51382.7128 | 46326.2545 | 30115.5802 | 12557.3218
Methane | Winter Peak | ON | 9 | 76649.4877 | 63766.3433 | 32762.7217 | 11061.0332 | Methane | Winter Peak | ON | 9 | 76649.4883 | 68712.3772 | 44530.0108 | 18103.6508
Methane | Fall | ON | 10 | 20930.5468 | 17655.5698 | 9556.0583 | 3630.1211 | Methane | Fall | ON | 10 | 20930.547 | 19754.0766 | 13989.1372 | 6999.119
Methane | Spring | ON | 10 | 30572.5657 | 25891.8628 | 14087.6569 | 5409.8724 | Methane | Spring | ON | 10 | 30572.566 | 28442.1728 | 19933.6297 | 9516.7938
Methane | Summer | ON | 10 | 7655.4551 | 7268.1379 | 5228.3902 | 3010.0422 | Methane | Summer | ON | 10 | 7655.4553 | 8592.8232 | 8248.8762 | 5741.8847
Methane | Winter | ON | 10 | 51736.2583 | 43143.5813 | 22375.3108 | 7727.8006 | Methane | Winter | ON | 10 | 51736.2587 | 46817.3071 | 30860.1907 | 13125.6432
Methane | Winter Peak | ON | 10 | 77893.7493 | 65094.0726 | 33879.164 | 11799.7917 | Methane | Winter Peak | ON | 10 | 77893.7499 | 70056.1921 | 45976.9437 | 19043.002
Methane | Fall | ON | 11 | 20105.332 | 17148.1898 | 9564.7008 | 3857.45 | Methane | Fall | ON | 11 | 20105.3322 | 19176.5454 | 13987.3479 | 7241.869
Methane | Spring | ON | 11 | 30268.2342 | 25861.2262 | 14404.9378 | 5794.4691 | Methane | Spring | ON | 11 | 30268.2346 | 28360.7238 | 20334.5951 | 9969.3262
Methane | Summer | ON | 11 | 8407.5345 | 7994.9517 | 5751.2292 | 3311.0464 | Methane | Summer | ON | 11 | 8407.5347 | 9341.4283 | 8929.1221 | 6134.0143
Methane | Winter | ON | 11 | 51971.27 | 43604.1325 | 23007.248 | 8270.5272 | Methane | Winter | ON | 11 | 51971.2704 | 47247.4607 | 31671.8927 | 13789.7063
Methane | Winter Peak | ON | 11 | 77139.3593 | 64928.7313 | 34486.2106 | 12581.321 | Methane | Winter Peak | ON | 11 | 77139.3599 | 69779.1439 | 46741.4237 | 19957.3707
Methane | Fall | ON | 12 | 19527.1231 | 16787.9757 | 9561.3131 | 4007.6916 | Methane | Fall | ON | 12 | 19527.1233 | 18767.9279 | 13974.0192 | 7401.0444
Methane | Spring | ON | 12 | 30111.1517 | 25876.6432 | 14631.3908 | 6053.0064 | Methane | Spring | ON | 12 | 30111.152 | 28344.9359 | 20621.7118 | 10275.3526
Methane | Summer | ON | 12 | 8908.9208 | 8479.4942 | 6099.7886 | 3511.7159 | Methane | Summer | ON | 12 | 8908.921 | 9840.4983 | 9382.6195 | 6395.4341
Methane | Winter | ON | 12 | 51789.0716 | 43646.007 | 23318.0672 | 8616.5162 | Methane | Winter | ON | 12 | 51789.0721 | 47249.3168 | 32066.496 | 14200.3217
Methane | Winter Peak | ON | 12 | 75274.309 | 63752.6756 | 34446.8572 | 13038.7158 | Methane | Winter Peak | ON | 12 | 75274.3097 | 68449.2171 | 46662.0833 | 20437.9481
Methane | Fall | ON | 13 | 19257.6235 | 16692.3741 | 9704.8413 | 4216.6655 | Methane | Fall | ON | 13 | 19257.6238 | 18638.2432 | 14153.3525 | 7642.9403
Methane | Spring | ON | 13 | 30291.0713 | 26190.3385 | 15037.1217 | 6393.7537 | Methane | Spring | ON | 13 | 30291.0717 | 28641.5585 | 21143.3112 | 10693.5209
Methane | Summer | ON | 13 | 9535.6536 | 9085.1724 | 6535.4878 | 3762.5528 | Methane | Summer | ON | 13 | 9535.6539 | 10464.3359 | 9949.4911 | 6722.2088
Methane | Winter | ON | 13 | 52160.6006 | 44167.2696 | 23901.955 | 9076.9947 | Methane | Winter | ON | 13 | 52160.6011 | 47755.4889 | 32818.8825 | 14770.3462
Methane | Winter Peak | ON | 13 | 75156.447 | 64014.5768 | 35119.2485 | 13713.8496 | Methane | Winter Peak | ON | 13 | 75156.4478 | 68647.8041 | 47520.0226 | 21248.2977
Methane | Fall | ON | 14 | 19482.0809 | 16983.2816 | 10009.399 | 4448.7121 | Methane | Fall | ON | 14 | 19482.0812 | 18923.8609 | 14546.2768 | 7931.617
Methane | Spring | ON | 14 | 30694.4643 | 26678.8963 | 15515.7047 | 6744.9394 | Methane | Spring | ON | 14 | 30694.4647 | 29126.0701 | 21761.5424 | 11132.8535
Methane | Summer | ON | 14 | 10162.3865 | 9690.8505 | 6971.1869 | 4013.3896 | Methane | Summer | ON | 14 | 10162.3868 | 11088.1734 | 10516.3628 | 7048.9836
Methane | Winter | ON | 14 | 52852.5729 | 44939.2712 | 24590.307 | 9552.4411 | Methane | Winter | ON | 14 | 52852.5734 | 48531.0792 | 33709.8313 | 15370.7188
Methane | Winter Peak | ON | 14 | 74527.7887 | 63876.7924 | 35625.1206 | 14365.124 | Methane | Winter Peak | ON | 14 | 74527.7894 | 68416.9306 | 48157.0892 | 22010.2716
Methane | Fall | ON | 15 | 19250.0571 | 16824.7838 | 9980.0364 | 4482.1867 | Methane | Fall | ON | 15 | 19250.0574 | 18748.1634 | 14505.1212 | 7963.1267
Methane | Spring | ON | 15 | 30597.4746 | 26637.5868 | 15553.5016 | 6806.8777 | Methane | Spring | ON | 15 | 30597.475 | 29073.5948 | 21808.3633 | 11203.8937
Methane | Summer | ON | 15 | 10287.7331 | 9811.9862 | 7058.3268 | 4063.557 | Methane | Summer | ON | 15 | 10287.7333 | 11212.9409 | 10629.7371 | 7114.3385
Methane | Winter | ON | 15 | 52810.0843 | 44952.1349 | 24669.0097 | 9639.0813 | Methane | Winter | ON | 15 | 52810.0848 | 48534.1167 | 33809.8057 | 15473.6625
Methane | Winter Peak | ON | 15 | 73891.2606 | 63449.5499 | 35559.7759 | 14471.5196 | Methane | Winter Peak | ON | 15 | 73891.2614 | 67941.2954 | 48063.6299 | 22114.2907
Methane | Fall | ON | 16 | 18933.9047 | 16485.1821 | 9691.8632 | 4290.1695 | Methane | Fall | ON | 16 | 18933.9049 | 18404.8318 | 14131.7206 | 7719.2498
Methane | Spring | ON | 16 | 29726.9496 | 25818.0923 | 14992.0494 | 6500.3409 | Methane | Spring | ON | 16 | 29726.95 | 28225.4048 | 21076.9005 | 10800.5465
Methane | Summer | ON | 16 | 9786.3468 | 9327.4436 | 6709.7674 | 3862.8875 | Methane | Summer | ON | 16 | 9786.347 | 10713.8709 | 10176.2398 | 6852.9187
Methane | Winter | ON | 16 | 51736.9098 | 43927.9621 | 23948.94 | 9234.4539 | Methane | Winter | ON | 16 | 51736.9103 | 47476.7851 | 32872.3687 | 14944.1554
Methane | Winter Peak | ON | 16 | 70988.8784 | 60895.2072 | 34044.9505 | 13791.4383 | Methane | Winter Peak | ON | 16 | 70988.8792 | 65262.9243 | 46081.4924 | 21182.2075
Methane | Fall | ON | 17 | 18945.1858 | 16401.7892 | 9510.4329 | 4113.4467 | Methane | Fall | ON | 17 | 18945.186 | 18336.7953 | 13899.9049 | 7506.3828
Methane | Spring | ON | 17 | 29084.0622 | 25176.7186 | 14504.8069 | 6204.437 | Methane | Spring | ON | 17 | 29084.0625 | 27568.6047 | 20443.8701 | 10418.758
Methane | Summer | ON | 17 | 9284.9605 | 8842.9011 | 6361.2081 | 3662.218 | Methane | Summer | ON | 17 | 9284.9607 | 10214.8008 | 9722.7425 | 6591.499
Methane | Winter | ON | 17 | 51087.5815 | 43235.4385 | 23367.0438 | 8849.6243 | Methane | Winter | ON | 17 | 51087.582 | 46775.8092 | 32118.2063 | 14454.7893
Methane | Winter Peak | ON | 17 | 68427.027 | 58607.3215 | 32641.1379 | 13127.2631 | Methane | Winter Peak | ON | 17 | 68427.0278 | 62870.8602 | 44246.6034 | 20282.3747
Methane | Fall | ON | 18 | 19321.3077 | 16626.9302 | 9494.2175 | 3998.078 | Methane | Fall | ON | 18 | 19321.3079 | 18594.8852 | 13885.0229 | 7381.5524
Methane | Spring | ON | 18 | 29199.2137 | 25163.0741 | 14334.0998 | 6010.4098 | Methane | Spring | ON | 18 | 29199.214 | 27578.2088 | 20227.3821 | 10188.9863
Methane | Summer | ON | 18 | 8908.9208 | 8479.4942 | 6099.7886 | 3511.7159 | Methane | Summer | ON | 18 | 8908.921 | 9840.4983 | 9382.6195 | 6395.4341
Methane | Winter | ON | 18 | 51025.3641 | 43048.4247 | 23069.0992 | 8580.8435 | Methane | Winter | ON | 18 | 51025.3646 | 46607.217 | 31736.2625 | 14127.9938
Methane | Winter Peak | ON | 18 | 69996.0802 | 59622.5917 | 32726.1593 | 12792.17 | Methane | Winter Peak | ON | 18 | 69996.0809 | 64011.4587 | 44379.7329 | 19938.0668
Methane | Fall | ON | 19 | 20818.1057 | 17867.3029 | 10121.0032 | 4200.9306 | Methane | Fall | ON | 19 | 20818.1059 | 19911.4838 | 14709.7712 | 7683.76
Methane | Spring | ON | 19 | 30805.2238 | 26523.4851 | 15065.904 | 6284.8324 | Methane | Spring | ON | 19 | 30805.2241 | 29015.6998 | 21188.1148 | 10581.7628
Methane | Summer | ON | 19 | 9284.9605 | 8842.9011 | 6361.2081 | 3662.218 | Methane | Summer | ON | 19 | 9284.9607 | 10214.8008 | 9722.7425 | 6591.499
Methane | Winter | ON | 19 | 52460.801 | 44309.9489 | 23814.7122 | 8913.7673 | Methane | Winter | ON | 19 | 52460.8015 | 47930.3662 | 32711.998 | 14584.8418
Methane | Winter Peak | ON | 19 | 72172.8669 | 61538.3488 | 33862.2783 | 13302.2311 | Methane | Winter Peak | ON | 19 | 72172.8676 | 66020.2371 | 45866.336 | 20637.1292
Methane | Fall | ON | 20 | 22294.3085 | 19114.6152 | 10787.3518 | 4447.1338 | Methane | Fall | ON | 20 | 22294.3087 | 21230.1469 | 15584.7874 | 8037.501
Methane | Spring | ON | 20 | 32897.2182 | 28298.7493 | 16025.5541 | 6648.424 | Methane | Spring | ON | 20 | 32897.2186 | 30890.8606 | 22447.7513 | 11100.7908
Methane | Summer | ON | 20 | 9786.3468 | 9327.4436 | 6709.7674 | 3862.8875 | Methane | Summer | ON | 20 | 9786.347 | 10713.8709 | 10176.2398 | 6852.9187
Methane | Winter | ON | 20 | 53947.204 | 45657.4628 | 24669.494 | 9337.6966 | Methane | Winter | ON | 20 | 53947.2045 | 49335.1266 | 33828.1185 | 15153.4841
Methane | Winter Peak | ON | 20 | 73713.1255 | 63026.8634 | 34933.0527 | 13918.6877 | Methane | Winter Peak | ON | 20 | 73713.1263 | 67553.3802 | 47259.4797 | 21440.2108
Methane | Fall | ON | 21 | 23523.5465 | 20145.6287 | 11326.9132 | 4637.4887 | Methane | Fall | ON | 21 | 23523.5467 | 22321.79 | 16293.8404 | 8314.3691
Methane | Spring | ON | 21 | 34508.7804 | 29663.5047 | 16759.1683 | 6923.106 | Methane | Spring | ON | 21 | 34508.7808 | 32333.0196 | 23410.8847 | 11494.0931
Methane | Summer | ON | 21 | 10162.3865 | 9690.8505 | 6971.1869 | 4013.3896 | Methane | Summer | ON | 21 | 10162.3868 | 11088.1734 | 10516.3628 | 7048.9836
Methane | Winter | ON | 21 | 55069.276 | 46673.7867 | 25312.9502 | 9655.9832 | Methane | Winter | ON | 21 | 55069.2765 | 50394.809 | 34668.3524 | 15580.6544
Methane | Winter Peak | ON | 21 | 75038.585 | 64276.4779 | 35791.6398 | 14388.9833 | Methane | Winter Peak | ON | 21 | 75038.5858 | 68846.3911 | 48377.9618 | 22058.6472
Methane | Fall | ON | 22 | 24316.8712 | 20766.3858 | 11585.5363 | 4674.5449 | Methane | Fall | ON | 22 | 24316.8714 | 22988.7909 | 16636.8807 | 8389.5019
Methane | Spring | ON | 22 | 35260.1693 | 30251.4479 | 17004.1204 | 6958.2033 | Methane | Spring | ON | 22 | 35260.1696 | 32964.7622 | 23735.7915 | 11565.2544
Methane | Summer | ON | 22 | 10162.3865 | 9690.8505 | 6971.1869 | 4013.3896 | Methane | Summer | ON | 22 | 10162.3868 | 11088.1734 | 10516.3628 | 7048.9836
Methane | Winter | ON | 22 | 55481.7393 | 46996.529 | 25447.4129 | 9675.2493 | Methane | Winter | ON | 22 | 55481.7398 | 50741.5943 | 34846.7049 | 15619.7173
Methane | Winter Peak | ON | 22 | 75889.9122 | 64942.6205 | 36069.1717 | 14428.7487 | Methane | Winter Peak | ON | 22 | 75889.913 | 69562.1586 | 48746.0828 | 22139.2732
Methane | Fall | ON | 23 | 24992.3198 | 21294.9077 | 11805.732 | 4706.095 | Methane | Fall | ON | 23 | 24992.3201 | 23556.6856 | 16928.9504 | 8453.4711
Methane | Spring | ON | 23 | 36080.0344 | 30892.9721 | 17271.3957 | 6996.4992 | Methane | Spring | ON | 23 | 36080.0348 | 33654.0774 | 24090.3081 | 11642.9007
Methane | Summer | ON | 23 | 10162.3865 | 9690.8505 | 6971.1869 | 4013.3896 | Methane | Summer | ON | 23 | 10162.3868 | 11088.1734 | 10516.3628 | 7048.9836
Methane | Winter | ON | 23 | 55870.4801 | 47300.7091 | 25574.1421 | 9693.4074 | Methane | Winter | ON | 23 | 55870.4807 | 51068.4347 | 35014.7997 | 15656.5335
Methane | Winter Peak | ON | 23 | 81338.4065 | 69205.9329 | 37845.376 | 14683.2476 | Methane | Winter Peak | ON | 23 | 81338.4073 | 74143.0704 | 51102.0575 | 22655.2797
Methane | Fall | ON | 24 | 25632.2185 | 21795.6126 | 12014.3384 | 4735.9847 | Methane | Fall | ON | 24 | 25632.2188 | 24094.691 | 17205.6479 | 8514.0735
Methane | Spring | ON | 24 | 36709.2763 | 31385.3384 | 17476.528 | 7025.891 | Methane | Spring | ON | 24 | 36709.2767 | 34183.1229 | 24362.3975 | 11702.4939
Methane | Summer | ON | 24 | 10162.3865 | 9690.8505 | 6971.1869 | 4013.3896 | Methane | Summer | ON | 24 | 10162.3868 | 11088.1734 | 10516.3628 | 7048.9836
Methane | Winter | ON | 24 | 56203.7413 | 47561.4778 | 25682.7849 | 9708.974 | Methane | Winter | ON | 24 | 56203.7418 | 51348.6295 | 35158.9047 | 15688.0954
Methane | Winter Peak | ON | 24 | 80316.8138 | 68406.5618 | 37512.3377 | 14635.5291 | Methane | Winter Peak | ON | 24 | 80316.8146 | 73284.1494 | 50660.3122 | 22558.5285

## Supply Tech Characteristics
Critical parameters of supply technologies that affects/limits model appliance of each technology and the timepoint of adoption.
SupplyTechnology | InputFuel | OutputFuel | Lifetime | Ramp Up Rate | Ramp Down Rate | Minimum Utilization | TechEfficiency | Source / Note
Wind Onshore | Wind | Electricity | 25 | 100% | 100% | 0% | Varies by season and hour, see "Supply Tech Efficiencies by Szn" tab
Wind Offshore | Wind | Electricity | 25 | 100% | 100% | 0% | Varies by season and hour, see "Supply Tech Efficiencies by Szn" tab
Solar PV | Solar | Electricity | 25 | 100% | 100% | 0% | Varies by season and hour, see "Supply Tech Efficiencies by Szn" tab
Hydro | Water | Electricity | 50 | 100% | 100% | 0% | Varies by season and hour, see "Supply Tech Efficiencies by Szn" tab
Hydro Pumped Storage | Electricity | Electricity | 50 | 100% | 100% | 0% | 80% | U.S. Energy Information Administration - EIA - Independent Statistics and Analysis
Nuclear | Uranium | Electricity | 50 | 10% | 10% | 80% | 35% | Nuclear power plant - Energy Education
O/CCGT - CH4 | Methane | Electricity | 25 | 100% | 100% | 0% | 42% | Our Energy Sources, Natural Gas — The National Academies (nas.edu)
O/CCGT - H2 | Hydrogen | Electricity | 25 | 100% | 100% | 0% | 42% | Our Energy Sources, Natural Gas — The National Academies (nas.edu)
Biomass | Biomass | Electricity | 25 | 100% | 100% | 0% | 27.5% | Biomass for Heat and Power Technology Brief (irena.org)
CH4 Salt Cavern Storage | Methane | Methane | 50 | 100% | 100% | 0% | 99%
H2 Salt Cavern Storage | Hydrogen | Hydrogen | 50 | 100% | 100% | 0% | 99%
Battery Storage | Electricity | Electricity | 15 | 100% | 100% | 0% | 85% | Fact Sheet ¦ Energy Storage (2019) ¦ White Papers ¦ EESI
Electrolyser 2030 | Electricity | Hydrogen | 25 | 100% | 100% | 50% | 71% | Efficiency chosen to match cost of electrolyzer. Source: European Hydrogen Backbone 2020. Link: https://gasforclimate2050.eu/wp-content/uploads/2021/06/EHB_Analysing-the-future-demand-supply-and-transport-of-hydrogen_June-2021_v3.pdf
Electrolyser 2040 | Electricity | Hydrogen | 25 | 100% | 100% | 50% | 76% | Efficiency chosen to match cost of electrolyzer. Source: European Hydrogen Backbone 2020. Link: https://gasforclimate2050.eu/wp-content/uploads/2021/06/EHB_Analysing-the-future-demand-supply-and-transport-of-hydrogen_June-2021_v3.pdf
Electrolyser 2050 | Electricity | Hydrogen | 25 | 100% | 100% | 50% | 80% | Efficiency chosen to match cost of electrolyzer. Source: European Hydrogen Backbone 2020. Link: https://gasforclimate2050.eu/wp-content/uploads/2021/06/EHB_Analysing-the-future-demand-supply-and-transport-of-hydrogen_June-2021_v3.pdf
Anaerobic Digestion | AD Feedstock | Methane | 25 | 100% | 100% | 0% | N/A | Feedstock price is included in the unit energy cost (and therefore the efficiency value is not specified).
SMR CCS | Methane | Hydrogen | 25 | 100% | 100% | 0% | 69%
Biomass + CCS | Biomass | Electricity | 25 | 100% | 100% | 0% | 27.5% | Biomass for Heat and Power Technology Brief (irena.org)
Nuclear SMR | Uranium | Electricity | 50 | 40% | 40% | 80% | 35% | Assumed to have the same efficiency and minimum utilization as conventional nuclear. Ramp up and down rates are assumed to be higher at 40%.

## Emissions Rates
Emissions Source | Emissions Rate (tCO2e/MWh) | Emissions Rate - Alternative Unit | Alternative Unit | Notes
Upstream emissions from methane production & processing | 0.0198 | 0.00021367 | tCO2e/m3 | Source: Senobari Vayghan, E. (2016). Greenhouse Gas Emissions from Natural Gas Development in Western Canada (https://prism.ucalgary.ca/bitstream/handle/11023/3140/ucalgary_2016_senobarivayghan_elnaz.pdf?sequence=3)
Upstream emissions from methane transmission | 0.0049978 | 5.3934e-05 | tCO2e/m3 | This is the sum of GTM Canada Scope 1 & 2 emissions in 2018, sourced from Enbridge (https://www.enbridge.com/~/media/Enb/Documents/Reports/Resilient_Energy_Infrastructure_report_FINAL.pdf)
Fossil methane for end users | 0.18054 | 0.0019484 | tCO2e/m3 | Source for combustion emissions: 116lbs CO2/million BTU. Link: https://www.eia.gov/tools/faqs/faq.php?id=73&t=11.
Fossil methane for power generation | 0.48391 | 0.0052222 | tCO2e/m3 | This is the combustion emissions adjusted for the efficiency of the natural gas turbine. Source for combustion emissions: 116lbs CO2/million BTU. Link: https://www.eia.gov/tools/faqs/faq.php?id=73&t=11. This source is confirmed to be consistent with the NIR 2021 Part 3 Table A13-7 CO2 emission factors for electricity production in Ontario (unweighted to be representative of Ontario's only emitting resource - natural gas turbines).
Anaerobic Digestion | 0.001097 | 1.1838e-05 | tCO2e/m3 | Source: Enbridge ETSA Report
CH4 + CCS | 0.019985 | 0.00021567 | tCO2e/m3 | This includes the combustion emissions based on a 95% capture rate, as well as upstream emissions from methane transmission.
SMR CCS | 0.019985 | 5.4167e-12 | gCO2/MJ of H2 | This includes the combustion emissions based on a 95% capture rate, as well as upstream emissions from methane transmission.
Biomass + CCS | -0.977 | -0.010543 | tCO2e/m3 | Source: Guidehouse Internal Analysis

## Supply Tech Efficiency by Szn
Note: Only applies to wind, solar, and hydro generation. All other supply technologies assumed to have efficiencies that do not vary through time (see Supply Tech Characteristics tab). Note that wind is limited to zero during the "Winter Peak" day to ensure system adequecy and reliability during a peak event.
SupplyTechnology | Region | Season | Hour | Efficiency
Wind Onshore | ON | Winter | 1 | 0.57729
Wind Onshore | ON | Winter | 2 | 0.57658
Wind Onshore | ON | Winter | 3 | 0.55252
Wind Onshore | ON | Winter | 4 | 0.54416
Wind Onshore | ON | Winter | 5 | 0.53956
Wind Onshore | ON | Winter | 6 | 0.54433
Wind Onshore | ON | Winter | 7 | 0.56484
Wind Onshore | ON | Winter | 8 | 0.57767
Wind Onshore | ON | Winter | 9 | 0.58618
Wind Onshore | ON | Winter | 10 | 0.59591
Wind Onshore | ON | Winter | 11 | 0.60515
Wind Onshore | ON | Winter | 12 | 0.61857
Wind Onshore | ON | Winter | 13 | 0.63219
Wind Onshore | ON | Winter | 14 | 0.64541
Wind Onshore | ON | Winter | 15 | 0.65513
Wind Onshore | ON | Winter | 16 | 0.66291
Wind Onshore | ON | Winter | 17 | 0.67688
Wind Onshore | ON | Winter | 18 | 0.66867
Wind Onshore | ON | Winter | 19 | 0.65436
Wind Onshore | ON | Winter | 20 | 0.63583
Wind Onshore | ON | Winter | 21 | 0.6168
Wind Onshore | ON | Winter | 22 | 0.59954
Wind Onshore | ON | Winter | 23 | 0.58327
Wind Onshore | ON | Winter | 24 | 0.56867
Wind Onshore | ON | Winter Peak | 1 | 0
Wind Onshore | ON | Winter Peak | 2 | 0
Wind Onshore | ON | Winter Peak | 3 | 0
Wind Onshore | ON | Winter Peak | 4 | 0
Wind Onshore | ON | Winter Peak | 5 | 0
Wind Onshore | ON | Winter Peak | 6 | 0
Wind Onshore | ON | Winter Peak | 7 | 0
Wind Onshore | ON | Winter Peak | 8 | 0
Wind Onshore | ON | Winter Peak | 9 | 0
Wind Onshore | ON | Winter Peak | 10 | 0
Wind Onshore | ON | Winter Peak | 11 | 0
Wind Onshore | ON | Winter Peak | 12 | 0
Wind Onshore | ON | Winter Peak | 13 | 0
Wind Onshore | ON | Winter Peak | 14 | 0
Wind Onshore | ON | Winter Peak | 15 | 0
Wind Onshore | ON | Winter Peak | 16 | 0
Wind Onshore | ON | Winter Peak | 17 | 0
Wind Onshore | ON | Winter Peak | 18 | 0
Wind Onshore | ON | Winter Peak | 19 | 0
Wind Onshore | ON | Winter Peak | 20 | 0
Wind Onshore | ON | Winter Peak | 21 | 0
Wind Onshore | ON | Winter Peak | 22 | 0
Wind Onshore | ON | Winter Peak | 23 | 0
Wind Onshore | ON | Winter Peak | 24 | 0
Wind Onshore | ON | Spring | 1 | 0.61882
Wind Onshore | ON | Spring | 2 | 0.58443
Wind Onshore | ON | Spring | 3 | 0.55399
Wind Onshore | ON | Spring | 4 | 0.52537
Wind Onshore | ON | Spring | 5 | 0.50643
Wind Onshore | ON | Spring | 6 | 0.48222
Wind Onshore | ON | Spring | 7 | 0.45241
Wind Onshore | ON | Spring | 8 | 0.43135
Wind Onshore | ON | Spring | 9 | 0.42947
Wind Onshore | ON | Spring | 10 | 0.44459
Wind Onshore | ON | Spring | 11 | 0.45753
Wind Onshore | ON | Spring | 12 | 0.45365
Wind Onshore | ON | Spring | 13 | 0.45417
Wind Onshore | ON | Spring | 14 | 0.46477
Wind Onshore | ON | Spring | 15 | 0.4766
Wind Onshore | ON | Spring | 16 | 0.48851
Wind Onshore | ON | Spring | 17 | 0.50772
Wind Onshore | ON | Spring | 18 | 0.5513
Wind Onshore | ON | Spring | 19 | 0.60453
Wind Onshore | ON | Spring | 20 | 0.60657
Wind Onshore | ON | Spring | 21 | 0.57847
Wind Onshore | ON | Spring | 22 | 0.5471
Wind Onshore | ON | Spring | 23 | 0.52851
Wind Onshore | ON | Spring | 24 | 0.50231
Wind Onshore | ON | Summer | 1 | 0.52591
Wind Onshore | ON | Summer | 2 | 0.51811
Wind Onshore | ON | Summer | 3 | 0.47588
Wind Onshore | ON | Summer | 4 | 0.40372
Wind Onshore | ON | Summer | 5 | 0.33024
Wind Onshore | ON | Summer | 6 | 0.27098
Wind Onshore | ON | Summer | 7 | 0.23793
Wind Onshore | ON | Summer | 8 | 0.22831
Wind Onshore | ON | Summer | 9 | 0.23205
Wind Onshore | ON | Summer | 10 | 0.2394
Wind Onshore | ON | Summer | 11 | 0.24387
Wind Onshore | ON | Summer | 12 | 0.24867
Wind Onshore | ON | Summer | 13 | 0.25664
Wind Onshore | ON | Summer | 14 | 0.26799
Wind Onshore | ON | Summer | 15 | 0.27817
Wind Onshore | ON | Summer | 16 | 0.29099
Wind Onshore | ON | Summer | 17 | 0.29727
Wind Onshore | ON | Summer | 18 | 0.29301
Wind Onshore | ON | Summer | 19 | 0.28811
Wind Onshore | ON | Summer | 20 | 0.28378
Wind Onshore | ON | Summer | 21 | 0.29354
Wind Onshore | ON | Summer | 22 | 0.31878
Wind Onshore | ON | Summer | 23 | 0.34633
Wind Onshore | ON | Summer | 24 | 0.36424
Wind Onshore | ON | Fall | 1 | 0.63665
Wind Onshore | ON | Fall | 2 | 0.64197
Wind Onshore | ON | Fall | 3 | 0.64048
Wind Onshore | ON | Fall | 4 | 0.62712
Wind Onshore | ON | Fall | 5 | 0.59452
Wind Onshore | ON | Fall | 6 | 0.54368
Wind Onshore | ON | Fall | 7 | 0.46308
Wind Onshore | ON | Fall | 8 | 0.3797
Wind Onshore | ON | Fall | 9 | 0.32448
Wind Onshore | ON | Fall | 10 | 0.2827
Wind Onshore | ON | Fall | 11 | 0.24728
Wind Onshore | ON | Fall | 12 | 0.22548
Wind Onshore | ON | Fall | 13 | 0.2181
Wind Onshore | ON | Fall | 14 | 0.22583
Wind Onshore | ON | Fall | 15 | 0.25174
Wind Onshore | ON | Fall | 16 | 0.29584
Wind Onshore | ON | Fall | 17 | 0.34704
Wind Onshore | ON | Fall | 18 | 0.40338
Wind Onshore | ON | Fall | 19 | 0.46476
Wind Onshore | ON | Fall | 20 | 0.52303
Wind Onshore | ON | Fall | 21 | 0.56144
Wind Onshore | ON | Fall | 22 | 0.57468
Wind Onshore | ON | Fall | 23 | 0.5798
Wind Onshore | ON | Fall | 24 | 0.57832
Solar PV | ON | Winter | 1 | 0
Solar PV | ON | Winter | 2 | 0
Solar PV | ON | Winter | 3 | 0
Solar PV | ON | Winter | 4 | 0
Solar PV | ON | Winter | 5 | 0
Solar PV | ON | Winter | 6 | 0
Solar PV | ON | Winter | 7 | 0
Solar PV | ON | Winter | 8 | 0.0086139
Solar PV | ON | Winter | 9 | 0.071899
Solar PV | ON | Winter | 10 | 0.14896
Solar PV | ON | Winter | 11 | 0.20161
Solar PV | ON | Winter | 12 | 0.21296
Solar PV | ON | Winter | 13 | 0.19321
Solar PV | ON | Winter | 14 | 0.14357
Solar PV | ON | Winter | 15 | 0.065933
Solar PV | ON | Winter | 16 | 0.016237
Solar PV | ON | Winter | 17 | 0.00053157
Solar PV | ON | Winter | 18 | 0
Solar PV | ON | Winter | 19 | 0
Solar PV | ON | Winter | 20 | 0
Solar PV | ON | Winter | 21 | 0
Solar PV | ON | Winter | 22 | 0
Solar PV | ON | Winter | 23 | 0
Solar PV | ON | Winter | 24 | 0
Solar PV | ON | Winter Peak | 1 | 0
Solar PV | ON | Winter Peak | 2 | 0
Solar PV | ON | Winter Peak | 3 | 0
Solar PV | ON | Winter Peak | 4 | 0
Solar PV | ON | Winter Peak | 5 | 0
Solar PV | ON | Winter Peak | 6 | 0
Solar PV | ON | Winter Peak | 7 | 0
Solar PV | ON | Winter Peak | 8 | 0.0086139
Solar PV | ON | Winter Peak | 9 | 0.071899
Solar PV | ON | Winter Peak | 10 | 0.14896
Solar PV | ON | Winter Peak | 11 | 0.20161
Solar PV | ON | Winter Peak | 12 | 0.21296
Solar PV | ON | Winter Peak | 13 | 0.19321
Solar PV | ON | Winter Peak | 14 | 0.14357
Solar PV | ON | Winter Peak | 15 | 0.065933
Solar PV | ON | Winter Peak | 16 | 0.016237
Solar PV | ON | Winter Peak | 17 | 0.00053157
Solar PV | ON | Winter Peak | 18 | 0
Solar PV | ON | Winter Peak | 19 | 0
Solar PV | ON | Winter Peak | 20 | 0
Solar PV | ON | Winter Peak | 21 | 0
Solar PV | ON | Winter Peak | 22 | 0
Solar PV | ON | Winter Peak | 23 | 0
Solar PV | ON | Winter Peak | 24 | 0
Solar PV | ON | Spring | 1 | 0
Solar PV | ON | Spring | 2 | 0
Solar PV | ON | Spring | 3 | 0
Solar PV | ON | Spring | 4 | 0.0021655
Solar PV | ON | Spring | 5 | 0.017283
Solar PV | ON | Spring | 6 | 0.067153
Solar PV | ON | Spring | 7 | 0.19851
Solar PV | ON | Spring | 8 | 0.36469
Solar PV | ON | Spring | 9 | 0.51769
Solar PV | ON | Spring | 10 | 0.6439
Solar PV | ON | Spring | 11 | 0.74385
Solar PV | ON | Spring | 12 | 0.76977
Solar PV | ON | Spring | 13 | 0.73856
Solar PV | ON | Spring | 14 | 0.65448
Solar PV | ON | Spring | 15 | 0.51754
Solar PV | ON | Spring | 16 | 0.35243
Solar PV | ON | Spring | 17 | 0.18084
Solar PV | ON | Spring | 18 | 0.051262
Solar PV | ON | Spring | 19 | 0.011403
Solar PV | ON | Spring | 20 | 0.00059673
Solar PV | ON | Spring | 21 | 0
Solar PV | ON | Spring | 22 | 0
Solar PV | ON | Spring | 23 | 0
Solar PV | ON | Spring | 24 | 0
Solar PV | ON | Summer | 1 | 0
Solar PV | ON | Summer | 2 | 0
Solar PV | ON | Summer | 3 | 0
Solar PV | ON | Summer | 4 | 0.0050526
Solar PV | ON | Summer | 5 | 0.038851
Solar PV | ON | Summer | 6 | 0.10604
Solar PV | ON | Summer | 7 | 0.21465
Solar PV | ON | Summer | 8 | 0.34602
Solar PV | ON | Summer | 9 | 0.46638
Solar PV | ON | Summer | 10 | 0.55915
Solar PV | ON | Summer | 11 | 0.6073
Solar PV | ON | Summer | 12 | 0.62935
Solar PV | ON | Summer | 13 | 0.62612
Solar PV | ON | Summer | 14 | 0.57781
Solar PV | ON | Summer | 15 | 0.48518
Solar PV | ON | Summer | 16 | 0.3701
Solar PV | ON | Summer | 17 | 0.23676
Solar PV | ON | Summer | 18 | 0.11746
Solar PV | ON | Summer | 19 | 0.04144
Solar PV | ON | Summer | 20 | 0.0050961
Solar PV | ON | Summer | 21 | 0
Solar PV | ON | Summer | 22 | 0
Solar PV | ON | Summer | 23 | 0
Solar PV | ON | Summer | 24 | 0
Solar PV | ON | Fall | 1 | 0
Solar PV | ON | Fall | 2 | 0
Solar PV | ON | Fall | 3 | 0
Solar PV | ON | Fall | 4 | 0
Solar PV | ON | Fall | 5 | 2.4061e-05
Solar PV | ON | Fall | 6 | 0.0087068
Solar PV | ON | Fall | 7 | 0.043964
Solar PV | ON | Fall | 8 | 0.11455
Solar PV | ON | Fall | 9 | 0.21302
Solar PV | ON | Fall | 10 | 0.32404
Solar PV | ON | Fall | 11 | 0.40746
Solar PV | ON | Fall | 12 | 0.44923
Solar PV | ON | Fall | 13 | 0.44805
Solar PV | ON | Fall | 14 | 0.38288
Solar PV | ON | Fall | 15 | 0.2736
Solar PV | ON | Fall | 16 | 0.14458
Solar PV | ON | Fall | 17 | 0.046859
Solar PV | ON | Fall | 18 | 0.005803
Solar PV | ON | Fall | 19 | 0
Solar PV | ON | Fall | 20 | 0
Solar PV | ON | Fall | 21 | 0
Solar PV | ON | Fall | 22 | 0
Solar PV | ON | Fall | 23 | 0
Solar PV | ON | Fall | 24 | 0
Hydro | ON | Winter | 1 | 0.58352
Hydro | ON | Winter | 2 | 0.60567
Hydro | ON | Winter | 3 | 0.5816
Hydro | ON | Winter | 4 | 0.56028
Hydro | ON | Winter | 5 | 0.59698
Hydro | ON | Winter | 6 | 0.61228
Hydro | ON | Winter | 7 | 0.60474
Hydro | ON | Winter | 8 | 0.64566
Hydro | ON | Winter | 9 | 0.59115
Hydro | ON | Winter | 10 | 0.56831
Hydro | ON | Winter | 11 | 0.56724
Hydro | ON | Winter | 12 | 0.61517
Hydro | ON | Winter | 13 | 0.62434
Hydro | ON | Winter | 14 | 0.59621
Hydro | ON | Winter | 15 | 0.57728
Hydro | ON | Winter | 16 | 0.58734
Hydro | ON | Winter | 17 | 0.64625
Hydro | ON | Winter | 18 | 0.64797
Hydro | ON | Winter | 19 | 0.626
Hydro | ON | Winter | 20 | 0.63457
Hydro | ON | Winter | 21 | 0.64047
Hydro | ON | Winter | 22 | 0.63553
Hydro | ON | Winter | 23 | 0.62712
Hydro | ON | Winter | 24 | 0.57459
Hydro | ON | Winter Peak | 1 | 0.58352
Hydro | ON | Winter Peak | 2 | 0.60567
Hydro | ON | Winter Peak | 3 | 0.5816
Hydro | ON | Winter Peak | 4 | 0.56028
Hydro | ON | Winter Peak | 5 | 0.59698
Hydro | ON | Winter Peak | 6 | 0.61228
Hydro | ON | Winter Peak | 7 | 0.60474
Hydro | ON | Winter Peak | 8 | 0.64566
Hydro | ON | Winter Peak | 9 | 0.59115
Hydro | ON | Winter Peak | 10 | 0.56831
Hydro | ON | Winter Peak | 11 | 0.56724
Hydro | ON | Winter Peak | 12 | 0.61517
Hydro | ON | Winter Peak | 13 | 0.62434
Hydro | ON | Winter Peak | 14 | 0.59621
Hydro | ON | Winter Peak | 15 | 0.57728
Hydro | ON | Winter Peak | 16 | 0.58734
Hydro | ON | Winter Peak | 17 | 0.64625
Hydro | ON | Winter Peak | 18 | 0.64797
Hydro | ON | Winter Peak | 19 | 0.626
Hydro | ON | Winter Peak | 20 | 0.63457
Hydro | ON | Winter Peak | 21 | 0.64047
Hydro | ON | Winter Peak | 22 | 0.63553
Hydro | ON | Winter Peak | 23 | 0.62712
Hydro | ON | Winter Peak | 24 | 0.57459
Hydro | ON | Spring | 1 | 0.45296
Hydro | ON | Spring | 2 | 0.47401
Hydro | ON | Spring | 3 | 0.43653
Hydro | ON | Spring | 4 | 0.40959
Hydro | ON | Spring | 5 | 0.44946
Hydro | ON | Spring | 6 | 0.46379
Hydro | ON | Spring | 7 | 0.45271
Hydro | ON | Spring | 8 | 0.48312
Hydro | ON | Spring | 9 | 0.4098
Hydro | ON | Spring | 10 | 0.3702
Hydro | ON | Spring | 11 | 0.34839
Hydro | ON | Spring | 12 | 0.39471
Hydro | ON | Spring | 13 | 0.41173
Hydro | ON | Spring | 14 | 0.38558
Hydro | ON | Spring | 15 | 0.3634
Hydro | ON | Spring | 16 | 0.37395
Hydro | ON | Spring | 17 | 0.4277
Hydro | ON | Spring | 18 | 0.39309
Hydro | ON | Spring | 19 | 0.37873
Hydro | ON | Spring | 20 | 0.41318
Hydro | ON | Spring | 21 | 0.44321
Hydro | ON | Spring | 22 | 0.44362
Hydro | ON | Spring | 23 | 0.47048
Hydro | ON | Spring | 24 | 0.43637
Hydro | ON | Summer | 1 | 0.43949
Hydro | ON | Summer | 2 | 0.46451
Hydro | ON | Summer | 3 | 0.41941
Hydro | ON | Summer | 4 | 0.39814
Hydro | ON | Summer | 5 | 0.4281
Hydro | ON | Summer | 6 | 0.41998
Hydro | ON | Summer | 7 | 0.40127
Hydro | ON | Summer | 8 | 0.41403
Hydro | ON | Summer | 9 | 0.364
Hydro | ON | Summer | 10 | 0.33787
Hydro | ON | Summer | 11 | 0.33736
Hydro | ON | Summer | 12 | 0.37972
Hydro | ON | Summer | 13 | 0.41126
Hydro | ON | Summer | 14 | 0.3897
Hydro | ON | Summer | 15 | 0.37249
Hydro | ON | Summer | 16 | 0.37772
Hydro | ON | Summer | 17 | 0.41867
Hydro | ON | Summer | 18 | 0.41254
Hydro | ON | Summer | 19 | 0.39347
Hydro | ON | Summer | 20 | 0.43467
Hydro | ON | Summer | 21 | 0.47752
Hydro | ON | Summer | 22 | 0.48575
Hydro | ON | Summer | 23 | 0.4916
Hydro | ON | Summer | 24 | 0.44071
Hydro | ON | Fall | 1 | 0.4534
Hydro | ON | Fall | 2 | 0.46221
Hydro | ON | Fall | 3 | 0.43635
Hydro | ON | Fall | 4 | 0.40924
Hydro | ON | Fall | 5 | 0.44879
Hydro | ON | Fall | 6 | 0.46419
Hydro | ON | Fall | 7 | 0.45977
Hydro | ON | Fall | 8 | 0.50609
Hydro | ON | Fall | 9 | 0.45852
Hydro | ON | Fall | 10 | 0.41919
Hydro | ON | Fall | 11 | 0.40376
Hydro | ON | Fall | 12 | 0.44009
Hydro | ON | Fall | 13 | 0.4581
Hydro | ON | Fall | 14 | 0.4401
Hydro | ON | Fall | 15 | 0.42575
Hydro | ON | Fall | 16 | 0.43426
Hydro | ON | Fall | 17 | 0.50115
Hydro | ON | Fall | 18 | 0.48527
Hydro | ON | Fall | 19 | 0.47325
Hydro | ON | Fall | 20 | 0.48847
Hydro | ON | Fall | 21 | 0.48609
Hydro | ON | Fall | 22 | 0.46936
Hydro | ON | Fall | 23 | 0.45647
Hydro | ON | Fall | 24 | 0.42332
Wind Offshore | ON | Winter | 1 | 0.57729
Wind Offshore | ON | Winter | 2 | 0.57658
Wind Offshore | ON | Winter | 3 | 0.55252
Wind Offshore | ON | Winter | 4 | 0.54416
Wind Offshore | ON | Winter | 5 | 0.53956
Wind Offshore | ON | Winter | 6 | 0.54433
Wind Offshore | ON | Winter | 7 | 0.56484
Wind Offshore | ON | Winter | 8 | 0.57767
Wind Offshore | ON | Winter | 9 | 0.58618
Wind Offshore | ON | Winter | 10 | 0.59591
Wind Offshore | ON | Winter | 11 | 0.60515
Wind Offshore | ON | Winter | 12 | 0.61857
Wind Offshore | ON | Winter | 13 | 0.63219
Wind Offshore | ON | Winter | 14 | 0.64541
Wind Offshore | ON | Winter | 15 | 0.65513
Wind Offshore | ON | Winter | 16 | 0.66291
Wind Offshore | ON | Winter | 17 | 0.67688
Wind Offshore | ON | Winter | 18 | 0.66867
Wind Offshore | ON | Winter | 19 | 0.65436
Wind Offshore | ON | Winter | 20 | 0.63583
Wind Offshore | ON | Winter | 21 | 0.6168
Wind Offshore | ON | Winter | 22 | 0.59954
Wind Offshore | ON | Winter | 23 | 0.58327
Wind Offshore | ON | Winter | 24 | 0.56867
Wind Offshore | ON | Winter Peak | 1 | 0
Wind Offshore | ON | Winter Peak | 2 | 0
Wind Offshore | ON | Winter Peak | 3 | 0
Wind Offshore | ON | Winter Peak | 4 | 0
Wind Offshore | ON | Winter Peak | 5 | 0
Wind Offshore | ON | Winter Peak | 6 | 0
Wind Offshore | ON | Winter Peak | 7 | 0
Wind Offshore | ON | Winter Peak | 8 | 0
Wind Offshore | ON | Winter Peak | 9 | 0
Wind Offshore | ON | Winter Peak | 10 | 0
Wind Offshore | ON | Winter Peak | 11 | 0
Wind Offshore | ON | Winter Peak | 12 | 0
Wind Offshore | ON | Winter Peak | 13 | 0
Wind Offshore | ON | Winter Peak | 14 | 0
Wind Offshore | ON | Winter Peak | 15 | 0
Wind Offshore | ON | Winter Peak | 16 | 0
Wind Offshore | ON | Winter Peak | 17 | 0
Wind Offshore | ON | Winter Peak | 18 | 0
Wind Offshore | ON | Winter Peak | 19 | 0
Wind Offshore | ON | Winter Peak | 20 | 0
Wind Offshore | ON | Winter Peak | 21 | 0
Wind Offshore | ON | Winter Peak | 22 | 0
Wind Offshore | ON | Winter Peak | 23 | 0
Wind Offshore | ON | Winter Peak | 24 | 0
Wind Offshore | ON | Spring | 1 | 0.61882
Wind Offshore | ON | Spring | 2 | 0.58443
Wind Offshore | ON | Spring | 3 | 0.55399
Wind Offshore | ON | Spring | 4 | 0.52537
Wind Offshore | ON | Spring | 5 | 0.50643
Wind Offshore | ON | Spring | 6 | 0.48222
Wind Offshore | ON | Spring | 7 | 0.45241
Wind Offshore | ON | Spring | 8 | 0.43135
Wind Offshore | ON | Spring | 9 | 0.42947
Wind Offshore | ON | Spring | 10 | 0.44459
Wind Offshore | ON | Spring | 11 | 0.45753
Wind Offshore | ON | Spring | 12 | 0.45365
Wind Offshore | ON | Spring | 13 | 0.45417
Wind Offshore | ON | Spring | 14 | 0.46477
Wind Offshore | ON | Spring | 15 | 0.4766
Wind Offshore | ON | Spring | 16 | 0.48851
Wind Offshore | ON | Spring | 17 | 0.50772
Wind Offshore | ON | Spring | 18 | 0.5513
Wind Offshore | ON | Spring | 19 | 0.60453
Wind Offshore | ON | Spring | 20 | 0.60657
Wind Offshore | ON | Spring | 21 | 0.57847
Wind Offshore | ON | Spring | 22 | 0.5471
Wind Offshore | ON | Spring | 23 | 0.52851
Wind Offshore | ON | Spring | 24 | 0.50231
Wind Offshore | ON | Summer | 1 | 0.52591
Wind Offshore | ON | Summer | 2 | 0.51811
Wind Offshore | ON | Summer | 3 | 0.47588
Wind Offshore | ON | Summer | 4 | 0.40372
Wind Offshore | ON | Summer | 5 | 0.33024
Wind Offshore | ON | Summer | 6 | 0.27098
Wind Offshore | ON | Summer | 7 | 0.23793
Wind Offshore | ON | Summer | 8 | 0.22831
Wind Offshore | ON | Summer | 9 | 0.23205
Wind Offshore | ON | Summer | 10 | 0.2394
Wind Offshore | ON | Summer | 11 | 0.24387
Wind Offshore | ON | Summer | 12 | 0.24867
Wind Offshore | ON | Summer | 13 | 0.25664
Wind Offshore | ON | Summer | 14 | 0.26799
Wind Offshore | ON | Summer | 15 | 0.27817
Wind Offshore | ON | Summer | 16 | 0.29099
Wind Offshore | ON | Summer | 17 | 0.29727
Wind Offshore | ON | Summer | 18 | 0.29301
Wind Offshore | ON | Summer | 19 | 0.28811
Wind Offshore | ON | Summer | 20 | 0.28378
Wind Offshore | ON | Summer | 21 | 0.29354
Wind Offshore | ON | Summer | 22 | 0.31878
Wind Offshore | ON | Summer | 23 | 0.34633
Wind Offshore | ON | Summer | 24 | 0.36424
Wind Offshore | ON | Fall | 1 | 0.63665
Wind Offshore | ON | Fall | 2 | 0.64197
Wind Offshore | ON | Fall | 3 | 0.64048
Wind Offshore | ON | Fall | 4 | 0.62712
Wind Offshore | ON | Fall | 5 | 0.59452
Wind Offshore | ON | Fall | 6 | 0.54368
Wind Offshore | ON | Fall | 7 | 0.46308
Wind Offshore | ON | Fall | 8 | 0.3797
Wind Offshore | ON | Fall | 9 | 0.32448
Wind Offshore | ON | Fall | 10 | 0.2827
Wind Offshore | ON | Fall | 11 | 0.24728
Wind Offshore | ON | Fall | 12 | 0.22548
Wind Offshore | ON | Fall | 13 | 0.2181
Wind Offshore | ON | Fall | 14 | 0.22583
Wind Offshore | ON | Fall | 15 | 0.25174
Wind Offshore | ON | Fall | 16 | 0.29584
Wind Offshore | ON | Fall | 17 | 0.34704
Wind Offshore | ON | Fall | 18 | 0.40338
Wind Offshore | ON | Fall | 19 | 0.46476
Wind Offshore | ON | Fall | 20 | 0.52303
Wind Offshore | ON | Fall | 21 | 0.56144
Wind Offshore | ON | Fall | 22 | 0.57468
Wind Offshore | ON | Fall | 23 | 0.5798
Wind Offshore | ON | Fall | 24 | 0.57832

## Existing ON Supply
Existing Capacity in Ontario (MW)
SupplyTechnology | Existing Generation Capacity (MW) | Source
Wind Onshore | 5533.94 | Canadian Wind Energy Association
Wind Offshore | 0
Solar PV | 478 | Transmission-Connected Generation (ieso.ca)
Hydro | 9254.9 | Guidehouse Internal Source (Confidential & Proprietary)
Hydro Pumped Storage | 174.6 | Guidehouse Internal Markets Modeling Team (confidential forecast)
Nuclear | 13089 | Transmission-Connected Generation (ieso.ca)
Fossil Fuel Thermal (Coal, Peat, Oil) | 45.5 | Guidehouse Internal Markets Modeling Team (confidential forecast)
O/CCGT - CH4 | 10769.59 | Guidehouse Internal Markets Modeling Team (confidential forecast)
O/CCGT - H2 | 0
Biomass | 561.45 | Guidehouse Internal Markets Modeling Team (confidential forecast)
Battery Storage | 0
CH4 Salt Cavern Storage | 36000 | Based on 281 bcf storage volume. Source: https://www.enbridge.com/about-us/natural-gas-transmission-and-midstream/natural-gas-storage
H2 Salt Cavern Storage | 0
Electrolyser | 0
Anaerobic Digestion | 0
SMR CCS | 0
Biomass + CCS | 0
Nuclear SMR | 0

## Existing Infrastructure
Existing Transmission Infrastructure (MW)
InfraTechnology | Region1 | Region2 | Fuel | Capacity (MW) | Notes
Electricity Transmission Line | ON | ON | Electricity | 23000 | Source: IESO, Fall 2021 Reliability Outlook, link: https://www.ieso.ca/en/Sector-Participants/Planning-and-Forecasting/Reliability-Outlook
Electricity Transmission Line | ON | QC | Electricity | 2350 | Source: IESO, Fall 2021 Reliability Outlook, link: https://www.ieso.ca/en/Sector-Participants/Planning-and-Forecasting/Reliability-Outlook
Electricity Transmission Line | ON | WC | Electricity | 300 | Source: IESO, Fall 2021 Reliability Outlook, link: https://www.ieso.ca/en/Sector-Participants/Planning-and-Forecasting/Reliability-Outlook
Electricity Transmission Line | ON | NY | Electricity | 2100 | Source: IESO, Fall 2021 Reliability Outlook, link: https://www.ieso.ca/en/Sector-Participants/Planning-and-Forecasting/Reliability-Outlook
Electricity Transmission Line | ON | MI | Electricity | 1700 | Source: IESO, Fall 2021 Reliability Outlook, link: https://www.ieso.ca/en/Sector-Participants/Planning-and-Forecasting/Reliability-Outlook
Electricity Transmission Line | ON | PJ | Electricity | 0 | Source: IESO, Fall 2021 Reliability Outlook, link: https://www.ieso.ca/en/Sector-Participants/Planning-and-Forecasting/Reliability-Outlook
Electricity Transmission Line | QC | NY | Electricity | 2500 | Source: IESO, Fall 2021 Reliability Outlook, link: https://www.ieso.ca/en/Sector-Participants/Planning-and-Forecasting/Reliability-Outlook
Electricity Transmission Line | WC | MI | Electricity | 1000 | Source: IESO, Fall 2021 Reliability Outlook, link: https://www.ieso.ca/en/Sector-Participants/Planning-and-Forecasting/Reliability-Outlook
New Dedicated H2 Transmission Pipeline | ON | ON | Hydrogen | 0
New Dedicated H2 Transmission Pipeline | ON | QC | Hydrogen | 0
New Dedicated H2 Transmission Pipeline | ON | WC | Hydrogen | 0
New Dedicated H2 Transmission Pipeline | ON | NY | Hydrogen | 0
New Dedicated H2 Transmission Pipeline | ON | MI | Hydrogen | 0
New Dedicated H2 Transmission Pipeline | ON | PJ | Hydrogen | 0
Repurposed Dedicated H2 Transmission Pipeline | ON | ON | Hydrogen | 0
Repurposed Dedicated H2 Transmission Pipeline | ON | QC | Hydrogen | 0
Repurposed Dedicated H2 Transmission Pipeline | ON | WC | Hydrogen | 0
Repurposed Dedicated H2 Transmission Pipeline | ON | NY | Hydrogen | 0
Repurposed Dedicated H2 Transmission Pipeline | ON | MI | Hydrogen | 0
Repurposed Dedicated H2 Transmission Pipeline | ON | PJ | Hydrogen | 0
Methane Transmission Pipeline | ON | ON | Methane | 120000 | Based on a 11 million m3 peak demand in 2020 from Enbridge ETSA Report and rounded up to 120 GW.
Methane Transmission Pipeline | ON | QC | Methane | 14000 | Based on a capacity of approximately 1.21 bcf/day. Source: CER, link: https://www.cer-rec.gc.ca/en/data-analysis/facilities-we-regulate/pipeline-profiles/index.html
Methane Transmission Pipeline | ON | WC | Methane | 61500 | Based on the Northern Ontario Line and the Vector Pipeline with a combined capacity of approximately 5.3 bcf/day. Source: CER, link: https://www.cer-rec.gc.ca/en/data-analysis/facilities-we-regulate/pipeline-profiles/index.html
Methane Transmission Pipeline | ON | NY | Methane | 12000 | Based on the Niagara and Chippawa interconnection pipelines with a combined utilization of approximately 1 bcf/day. Source: CER.
Methane Transmission Pipeline | ON | MI | Methane | 0
Methane Transmission Pipeline | ON | PJ | Methane | 0

## Planned ON Retirements
Planned Capacity Retirements in Ontario (MW)
SupplyTechnology | 2020 | 2030 | 2040 | 2050 | Source
Wind Onshore | 0 | 0 | 0 | 0
Wind Offshore | 0 | 0 | 0 | 0
Solar PV | 0 | 0 | 0 | 0
Hydro | 0 | 0 | 0 | 0
Hydro Pumped Storage | 0 | 0 | 0 | 0
Nuclear | 0 | 8042 | 817 | 0 | Guidehouse Internal Markets Modeling Team (confidential forecast)
Fossil Fuel Thermal (Coal, Peat, Oil) | 0 | 45.5 | 0 | 0 | Guidehouse Internal Markets Modeling Team (confidential forecast)
O/CCGT - CH4 Existing | 0 | 3589.8633 | 3589.8633 | 3589.8633 | Guidehouse Internal Markets Modeling Team (confidential forecast)
O/CCGT - CH4 New | 0 | 0 | 0 | 1600 | Guidehouse Internal Markets Modeling Team (confidential forecast)
O/CCGT - H2 New | 0 | 0 | 0 | 0 | Guidehouse Internal Markets Modeling Team (confidential forecast)
Biomass | 0 | 0 | 11.2 | 0 | Guidehouse Internal Markets Modeling Team (confidential forecast)
Battery Storage | 0 | 0 | 0 | 0
CH4 Salt Cavern Storage | 0 | 0 | 0 | 0
H2 Salt Cavern Storage | 0 | 0 | 0 | 0
Electrolyser | 0 | 0 | 0 | 0
Anaerobic Digestion | 0 | 0 | 0 | 0
SMR CCS | 0 | 0 | 0 | 0
Biomass + CCS | 0 | 0 | 0 | 0
Nuclear SMR | 0 | 0 | 0 | 0

## Planned ON New Supply
Planned New Capacity in Ontario (MW)
SupplyTechnology | SupplyCapacityUnit | 2020 | 2030 | 2040 | 2050 | Source
Wind Onshore | FuelCapacityUnit | 0 | 150 | 2250 | 2400 | Guidehouse Internal Markets Modeling Team (confidential forecast)
Wind Offshore | FuelCapacityUnit | 0 | 0 | 0 | 0
Solar PV | FuelCapacityUnit | 0 | 211 | 2118 | 2542 | Guidehouse Internal Markets Modeling Team (confidential forecast)
Hydro | FuelCapacityUnit | 0 | 17 | 0 | 0 | Guidehouse Internal Markets Modeling Team (confidential forecast)
Hydro Pumped Storage | FuelCapacityUnit | 0 | 0 | 0 | 0
Nuclear | FuelCapacityUnit | 0 | 4960 | 2451 | 0 | Guidehouse Internal Markets Modeling Team (confidential forecast)
Fossil Fuel Thermal (Coal, Peat, Oil) | FuelCapacityUnit | 0 | 0 | 0 | 0
O/CCGT - CH4 | FuelCapacityUnit | 0 | 1000 | 600 | 0 | Guidehouse Internal Markets Modeling Team (confidential forecast)
O/CCGT - H2 | FuelCapacityUnit | 0 | 0 | 0 | 0
Biomass | FuelCapacityUnit | 0 | 0 | 0 | 0
Battery Storage | FuelCapacityUnit | 0 | 1298 | 2402 | 2600 | Guidehouse Internal Markets Modeling Team (confidential forecast)
CH4 Salt Cavern Storage | FuelCapacityUnit | 0 | 0 | 0 | 0
H2 Salt Cavern Storage | FuelCapacityUnit | 0 | 0 | 0 | 0
Electrolyser | FuelCapacityUnit | 0 | 0 | 0 | 0
Anaerobic Digestion | FuelCapacityUnit | 0 | 0 | 0 | 0
SMR CCS | FuelCapacityUnit | 0 | 0 | 0 | 0
Biomass + CCS | FuelCapacityUnit | 0 | 0 | 0 | 0
Nuclear SMR | FuelCapacityUnit | 0 | 300 | 0 | 0 | Ontario Power Generation Media Release (2021), link: https://www.opg.com/media_releases/opg-advances-clean-energy-generation-project/

## Planned ON New Infrastructure
Planned New Infrastructure To or From Ontario (MW).
InfraTechnology | SubRegion To | SubRegion From | 2020 | 2030 | 2040 | 2050 | Source
Electricity Transmission Line | ON | ON | 0 | 0 | 0 | 0
Electricity Transmission Line | ON | QC | 0 | 0 | 0 | 0
Electricity Transmission Line | ON | WC | 0 | 0 | 0 | 0
Electricity Transmission Line | ON | NY | 0 | 0 | 0 | 0
Electricity Transmission Line | ON | MI | 0 | 0 | 0 | 0
Electricity Transmission Line | ON | PJ | 0 | 1000 | 0 | 0 | Source: Lake Erie Connector Project (2022), link: https://www.itclakeerieconnector.com/
H2 Pipeline - New | ON | ON | 0 | 0 | 0 | 0
H2 Pipeline - New | ON | QC | 0 | 0 | 0 | 0
H2 Pipeline - New | ON | WC | 0 | 0 | 0 | 0
H2 Pipeline - New | ON | NY | 0 | 0 | 0 | 0
H2 Pipeline - New | ON | MI | 0 | 0 | 0 | 0
H2 Pipeline - New | ON | PJ | 0 | 0 | 0 | 0
H2 Pipeline - Repurposed | ON | ON | 0 | 0 | 0 | 0
H2 Pipeline - Repurposed | ON | QC | 0 | 0 | 0 | 0
H2 Pipeline - Repurposed | ON | WC | 0 | 0 | 0 | 0
H2 Pipeline - Repurposed | ON | NY | 0 | 0 | 0 | 0
H2 Pipeline - Repurposed | ON | MI | 0 | 0 | 0 | 0
H2 Pipeline - Repurposed | ON | PJ | 0 | 0 | 0 | 0
CH4 Pipeline | ON | ON | 0 | 0 | 0 | 0
CH4 Pipeline | ON | QC | 0 | 0 | 0 | 0
CH4 Pipeline | ON | WC | 0 | 0 | 0 | 0
CH4 Pipeline | ON | NY | 0 | 0 | 0 | 0
CH4 Pipeline | ON | MI | 0 | 0 | 0 | 0
CH4 Pipeline | ON | PJ | 0 | 0 | 0 | 0

## Planned ON Infra Retirements
Planned Infrastructure Retirements in Ontario (MW).
InfraTechnology | 2020 | 2030 | 2040 | 2050 | Notes
Electricity Transmission Line | 0 | 0 | 0 | 0 | No infrastructure retirements are planned prior to the lifetime of the infrastructure. Infrastructure lifetimes are accounted for separately.
H2 Pipeline - New | 0 | 0 | 0 | 0 | No infrastructure retirements are planned prior to the lifetime of the infrastructure. Infrastructure lifetimes are accounted for separatley.
H2 Pipeline - Repurposed | 0 | 0 | 0 | 0 | No infrastructure retirements are planned prior to the lifetime of the infrastructure. Infrastructure lifetimes are accounted for separatley.
CH4 Pipeline | 0 | 0 | 0 | 0 | No infrastructure retirements are planned prior to the lifetime of the infrastructure. Infrastructure lifetimes are accounted for separatley.

## Maximum ON New Supply
Maximum new supply allowed to be built in each simulation year (MW) |  |  |  |  | Maximum total supply (MW)
SupplyTechnology | 2020 | 2030 | 2040 | 2050 | SupplyTechnology
Wind Onshore | 0 | 15000 | 20000 | 30000 | Wind Onshore | Limited to 15.8 GW (not including existing capacity). Source: IESO Pathways to Decarbonization Report (2022)
Wind Offshore | 0 | 0 | 15000 | 20000 | Wind Offshore | No total maximum assumed, constrained instead by maximum annual new supply
Solar PV | 0 | 5000 | 10000 | 10000 | Solar PV | No total maximum assumed, constrained instead by maximum annual new supply
Hydro | 0 | 0 | 10000 | 10000 | Hydro | Limited to 4 GW (not including existing capacity). Source: IESO Pathways to Decarbonization Report (2022)
Hydro Pumped Storage | 0 | 0 | 0 | 0 | Hydro Pumped Storage | No total maximum assumed, constrained instead by maximum annual new supply
Nuclear | 0 | 0 | 50000 | 50000 | Nuclear | No total maximum assumed, constrained instead by maximum annual new supply
Fossil Fuel Thermal (Coal, Peat, Oil) | 0 | 0 | 0 | 0 | Fossil Fuel Thermal (Coal, Peat, Oil) | No total maximum assumed, constrained instead by maximum annual new supply
O/CCGT - CH4 Existing | 0 | 0 | 0 | 0 | O/CCGT - CH4 Existing | No total maximum assumed, constrained instead by maximum annual new supply
O/CCGT - CH4 New | 0 | 0 | 0 | 0 | O/CCGT - CH4 New | No total maximum assumed, constrained instead by maximum annual new supply
O/CCGT - H2 New | 0 | 15000 | 15000 | 15000 | O/CCGT - H2 New | No total maximum assumed, constrained instead by maximum annual new supply
Biomass | 0 | 0 | 0 | 0 | Biomass | No total maximum assumed, constrained instead by maximum annual new supply
Battery Storage | 0 | 10000 | 10000 | 10000 | Battery Storage | No total maximum assumed, constrained instead by maximum annual new supply
CH4 Salt Cavern Storage | 0 | 0 | 0 | 0 | CH4 Salt Cavern Storage | No total maximum assumed, constrained instead by maximum annual new supply
H2 Salt Cavern Storage | 0 | 5000 | 20000 | 20000 | H2 Salt Cavern Storage | Limited to 36 GW total (maximum available at Dawn gas storage site)
Electrolyser | 0 | Maximum not constrained |  |  | Electrolyser | Maximum not constrained
Anaerobic Digestion | 0 | Maximum not constrained by capacity, but instead constrained by energy output (see Annual Fuel Limits tab) |  |  | Anaerobic Digestion | Maximum not constrained by capacity, but instead constrained by energy output (see Annual Fuel Limits tab)
CH4 + CCS | 0 | Maximum not constrained by capacity, but instead constrained by energy output (see Annual Fuel Limits tab) |  |  | CH4 + CCS | Maximum not constrained by capacity, but instead constrained by energy output (see Annual Fuel Limits tab)
SMR CCS | 0 | Maximum not constrained |  |  | SMR CCS | Maximum not constrained
Biomass + CCS | 0 | 0 | 280.725 | 280.725 | Biomass + CCS | No total maximum assumed, constrained instead by maximum annual new supply
Nuclear SMR | 0 | 0 | 3000 | 6000 | Nuclear SMR | No total maximum assumed, constrained instead by maximum annual new supply
Source: | Note that the assumptions for wind, solar, hydro, nuclear (all types), and O/CCGT H2 come from the IESO Pathways to Decarbonization Report (2022). Link: https://www.ieso.ca/-/media/Files/IESO/Document-Library/gas-phase-out/Pathways-to-Decarbonization-Appendix-A.ashx

## Maximum ON New Infrastructure
Maximum new transmission infrastructure allowed to be built in each simulation year (MW)
InfraTechnology | SubRegion1 | SubRegion2 | Fuel | 2020 | 2030 | 2040 | 2050
Electricity Transmission Line | ON | ON | Electricity | Not limited
Electricity Transmission Line | QC | QC | Electricity | Not limited
Electricity Transmission Line | WC | WC | Electricity | Not limited
Electricity Transmission Line | NY | NY | Electricity | Not limited
Electricity Transmission Line | MI | MI | Electricity | Not limited
Electricity Transmission Line | PJ | PJ | Electricity | Not limited
Electricity Transmission Line | ON | QC | Electricity | 0 | 1500 | 1500 | 1500
Electricity Transmission Line | ON | WC | Electricity | 0 | 1500 | 1500 | 1500
Electricity Transmission Line | ON | NY | Electricity | 0 | 1500 | 1500 | 1500
Electricity Transmission Line | ON | MI | Electricity | 0 | 1500 | 1500 | 1500
Electricity Transmission Line | ON | PJ | Electricity | 0 | 0 | 1500 | 1500
Electricity Transmission Line | QC | NY | Electricity | Not limited
Electricity Transmission Line | WC | MI | Electricity | Not limited
H2 Pipeline - New | ON | ON | Hydrogen | 0 | Not limited
H2 Pipeline - New | QC | QC | Hydrogen | 0 | Not limited
H2 Pipeline - New | WC | WC | Hydrogen | 0 | Not limited
H2 Pipeline - New | NY | NY | Hydrogen | 0 | Not limited
H2 Pipeline - New | MI | MI | Hydrogen | 0 | Not limited
H2 Pipeline - New | PJ | PJ | Hydrogen | 0 | Not limited
H2 Pipeline - New | ON | QC | Hydrogen | 0 | 0 | 0 | Not limited
H2 Pipeline - New | ON | WC | Hydrogen | 0 | 0 | Not limited
H2 Pipeline - New | ON | NY | Hydrogen | 0 | 0 | 0 | 0
H2 Pipeline - New | ON | MI | Hydrogen | 0 | 0 | 0 | 0
H2 Pipeline - New | ON | PJ | Hydrogen | 0 | 0 | 0 | 0
H2 Pipeline - Repurposed | ON | ON | Hydrogen | 0 | Not limited
H2 Pipeline - Repurposed | QC | QC | Hydrogen | 0 | Not limited
H2 Pipeline - Repurposed | WC | WC | Hydrogen | 0 | Not limited
H2 Pipeline - Repurposed | NY | NY | Hydrogen | 0 | Not limited
H2 Pipeline - Repurposed | MI | MI | Hydrogen | 0 | Not limited
H2 Pipeline - Repurposed | PJ | PJ | Hydrogen | 0 | Not limited
H2 Pipeline - Repurposed | ON | QC | Hydrogen | 0 | 0 | 0 | Not limited
H2 Pipeline - Repurposed | ON | WC | Hydrogen | 0 | 0 | Not limited
H2 Pipeline - Repurposed | ON | NY | Hydrogen | 0 | 0 | 0 | 0
H2 Pipeline - Repurposed | ON | MI | Hydrogen | 0 | 0 | 0 | 0
H2 Pipeline - Repurposed | ON | PJ | Hydrogen | 0 | 0 | 0 | 0
CH4 Pipeline | ON | ON | Methane | Not limited
CH4 Pipeline | QC | QC | Methane | Not limited
CH4 Pipeline | WC | WC | Methane | Not limited
CH4 Pipeline | NY | NY | Methane | Not limited
CH4 Pipeline | MI | MI | Methane | Not limited
CH4 Pipeline | PJ | PJ | Methane | Not limited
CH4 Pipeline | ON | QC | Methane | Not limited
CH4 Pipeline | ON | WC | Methane | Not limited
CH4 Pipeline | ON | NY | Methane | Not limited
CH4 Pipeline | ON | MI | Methane | Not limited
CH4 Pipeline | ON | PJ | Methane | Not limited

## Infrastructure Characteristics
Critical parameters of transmission infrastructures that affects/limits model's choice to of energy resource to dispatch and the timepoint of dispatch.
InfraTechnology | Region1 | Region2 | Fuel | Losses | Length (km) | Lifetime (years) | Notes
Electricity Transmission Line | ON | ON | Electricity | 6% | 1 | 70 | A 6% loss factor is assumed for all intra-regional electricity transmission. Note that the length is 1 because losses are not calculated in terms of length.
Electricity Transmission Line | QC | QC | Electricity | 6% | 1 | 70 | A 6% loss factor is assumed for all intra-regional electricity transmission. Note that the length is 1 because losses are not calculated in terms of length.
Electricity Transmission Line | WC | WC | Electricity | 6% | 1 | 70 | A 6% loss factor is assumed for all intra-regional electricity transmission. Note that the length is 1 because losses are not calculated in terms of length.
Electricity Transmission Line | NY | NY | Electricity | 6% | 1 | 70 | A 6% loss factor is assumed for all intra-regional electricity transmission. Note that the length is 1 because losses are not calculated in terms of length.
Electricity Transmission Line | MI | MI | Electricity | 6% | 1 | 70 | A 6% loss factor is assumed for all intra-regional electricity transmission. Note that the length is 1 because losses are not calculated in terms of length.
Electricity Transmission Line | PJ | PJ | Electricity | 6% | 1 | 70 | A 6% loss factor is assumed for all intra-regional electricity transmission. Note that the length is 1 because losses are not calculated in terms of length.
Electricity Transmission Line | ON | QC | Electricity | 0.011% | 700 | 70 | A 0.011% loss factor is assumed for all inter-regional electricity transmissions based on the standard 1.1%/100-km.
Electricity Transmission Line | ON | WC | Electricity | 0.011% | 2000 | 70 | A 0.011% loss factor is assumed for all inter-regional electricity transmissions based on the standard 1.1%/100-km.
Electricity Transmission Line | ON | NY | Electricity | 0.011% | 500 | 70 | A 0.011% loss factor is assumed for all inter-regional electricity transmissions based on the standard 1.1%/100-km.
Electricity Transmission Line | ON | MI | Electricity | 0.011% | 500 | 70 | A 0.011% loss factor is assumed for all inter-regional electricity transmissions based on the standard 1.1%/100-km.
Electricity Transmission Line | ON | PJ | Electricity | 0.011% | 200 | 70 | A 0.011% loss factor is assumed for all inter-regional electricity transmissions based on the standard 1.1%/100-km.
Electricity Transmission Line | QC | NY | Electricity | 0.011% | 500 | 70 | A 0.011% loss factor is assumed for all inter-regional electricity transmissions based on the standard 1.1%/100-km.
Electricity Transmission Line | WC | MI | Electricity | 0.011% | 500 | 70 | A 0.011% loss factor is assumed for all inter-regional electricity transmissions based on the standard 1.1%/100-km.
New Dedicated H2 Transmission Pipeline | ON | ON | Hydrogen | 0.392% | 1 | 70 | Source: Enbridge. Link: https://www.rds.oeb.ca/CMWebDrawer/Record/728474/File/document
New Dedicated H2 Transmission Pipeline | QC | QC | Hydrogen | 3% | 1 | 70 | Applying high-level assumption of 3% based on: "In the PHMSA database, which lists more than 1,400 gas companies, 72 companies reported lost and unaccounted for rates of 10 percent or higher. Two-hundred-and-seventy-five companies had a rate between 3 and 9.9 percent." Source: https://www.scientificamerican.com/article/how-much-natural-gas-leaks/
New Dedicated H2 Transmission Pipeline | WC | WC | Hydrogen | 3% | 1 | 70 | Applying high-level assumption of 3% based on: "In the PHMSA database, which lists more than 1,400 gas companies, 72 companies reported lost and unaccounted for rates of 10 percent or higher. Two-hundred-and-seventy-five companies had a rate between 3 and 9.9 percent." Source: https://www.scientificamerican.com/article/how-much-natural-gas-leaks/
New Dedicated H2 Transmission Pipeline | NY | NY | Hydrogen | 3% | 1 | 70 | Applying high-level assumption of 3% based on: "In the PHMSA database, which lists more than 1,400 gas companies, 72 companies reported lost and unaccounted for rates of 10 percent or higher. Two-hundred-and-seventy-five companies had a rate between 3 and 9.9 percent." Source: https://www.scientificamerican.com/article/how-much-natural-gas-leaks/
New Dedicated H2 Transmission Pipeline | MI | MI | Hydrogen | 3% | 1 | 70 | Applying high-level assumption of 3% based on: "In the PHMSA database, which lists more than 1,400 gas companies, 72 companies reported lost and unaccounted for rates of 10 percent or higher. Two-hundred-and-seventy-five companies had a rate between 3 and 9.9 percent." Source: https://www.scientificamerican.com/article/how-much-natural-gas-leaks/
New Dedicated H2 Transmission Pipeline | PJ | PJ | Hydrogen | 3% | 1 | 70 | Applying high-level assumption of 3% based on: "In the PHMSA database, which lists more than 1,400 gas companies, 72 companies reported lost and unaccounted for rates of 10 percent or higher. Two-hundred-and-seventy-five companies had a rate between 3 and 9.9 percent." Source: https://www.scientificamerican.com/article/how-much-natural-gas-leaks/
New Dedicated H2 Transmission Pipeline | ON | QC | Hydrogen | 0.005% | 100 | 70 | Assuming 0.005%/km losses based on comparison with electricity losses. For electricity, interconnection losses are 0.011%/km, where losses in intra-region are 6%. If gas losses are 3% (equivalent to ~50% of electricity losses), assume also 50% x 0.011%/km = 0.005%/km for gas.
New Dedicated H2 Transmission Pipeline | ON | WC | Hydrogen | 0.005% | 1400 | 70 | Assuming 0.005%/km losses based on comparison with electricity losses. For electricity, interconnection losses are 0.011%/km, where losses in intra-region are 6%. If gas losses are 3% (equivalent to ~50% of electricity losses), assume also 50% x 0.011%/km = 0.005%/km for gas.
New Dedicated H2 Transmission Pipeline | ON | NY | Hydrogen | 0.005% | 500 | 70 | Assuming 0.005%/km losses based on comparison with electricity losses. For electricity, interconnection losses are 0.011%/km, where losses in intra-region are 6%. If gas losses are 3% (equivalent to ~50% of electricity losses), assume also 50% x 0.011%/km = 0.005%/km for gas.
New Dedicated H2 Transmission Pipeline | ON | MI | Hydrogen | 0.005% | 500 | 70 | Assuming 0.005%/km losses based on comparison with electricity losses. For electricity, interconnection losses are 0.011%/km, where losses in intra-region are 6%. If gas losses are 3% (equivalent to ~50% of electricity losses), assume also 50% x 0.011%/km = 0.005%/km for gas.
New Dedicated H2 Transmission Pipeline | ON | PJ | Hydrogen | 0.005% | 200 | 70 | Assuming 0.005%/km losses based on comparison with electricity losses. For electricity, interconnection losses are 0.011%/km, where losses in intra-region are 6%. If gas losses are 3% (equivalent to ~50% of electricity losses), assume also 50% x 0.011%/km = 0.005%/km for gas.
Repurposed Dedicated H2 Transmission Pipeline | ON | ON | Hydrogen | 0.392% | 1 | 70 | Source: Enbridge. Link: https://www.rds.oeb.ca/CMWebDrawer/Record/728474/File/document
Repurposed Dedicated H2 Transmission Pipeline | QC | QC | Hydrogen | 3% | 1 | 70 | Applying high-level assumption of 3% based on: "In the PHMSA database, which lists more than 1,400 gas companies, 72 companies reported lost and unaccounted for rates of 10 percent or higher. Two-hundred-and-seventy-five companies had a rate between 3 and 9.9 percent." Source: https://www.scientificamerican.com/article/how-much-natural-gas-leaks/
Repurposed Dedicated H2 Transmission Pipeline | WC | WC | Hydrogen | 3% | 1 | 70 | Applying high-level assumption of 3% based on: "In the PHMSA database, which lists more than 1,400 gas companies, 72 companies reported lost and unaccounted for rates of 10 percent or higher. Two-hundred-and-seventy-five companies had a rate between 3 and 9.9 percent." Source: https://www.scientificamerican.com/article/how-much-natural-gas-leaks/
Repurposed Dedicated H2 Transmission Pipeline | NY | NY | Hydrogen | 3% | 1 | 70 | Applying high-level assumption of 3% based on: "In the PHMSA database, which lists more than 1,400 gas companies, 72 companies reported lost and unaccounted for rates of 10 percent or higher. Two-hundred-and-seventy-five companies had a rate between 3 and 9.9 percent." Source: https://www.scientificamerican.com/article/how-much-natural-gas-leaks/
Repurposed Dedicated H2 Transmission Pipeline | MI | MI | Hydrogen | 3% | 1 | 70 | Applying high-level assumption of 3% based on: "In the PHMSA database, which lists more than 1,400 gas companies, 72 companies reported lost and unaccounted for rates of 10 percent or higher. Two-hundred-and-seventy-five companies had a rate between 3 and 9.9 percent." Source: https://www.scientificamerican.com/article/how-much-natural-gas-leaks/
Repurposed Dedicated H2 Transmission Pipeline | PJ | PJ | Hydrogen | 3% | 1 | 70 | Applying high-level assumption of 3% based on: "In the PHMSA database, which lists more than 1,400 gas companies, 72 companies reported lost and unaccounted for rates of 10 percent or higher. Two-hundred-and-seventy-five companies had a rate between 3 and 9.9 percent." Source: https://www.scientificamerican.com/article/how-much-natural-gas-leaks/
Repurposed Dedicated H2 Transmission Pipeline | ON | QC | Hydrogen | 0.005% | 100 | 70 | Assuming 0.005%/km losses based on comparison with electricity losses. For electricity, interconnection losses are 0.011%/km, where losses in intra-region are 6%. If gas losses are 3% (equivalent to ~50% of electricity losses), assume also 50% x 0.011%/km = 0.005%/km for gas.
Repurposed Dedicated H2 Transmission Pipeline | ON | WC | Hydrogen | 0.005% | 1400 | 70 | Assuming 0.005%/km losses based on comparison with electricity losses. For electricity, interconnection losses are 0.011%/km, where losses in intra-region are 6%. If gas losses are 3% (equivalent to ~50% of electricity losses), assume also 50% x 0.011%/km = 0.005%/km for gas.
Repurposed Dedicated H2 Transmission Pipeline | ON | NY | Hydrogen | 0.005% | 500 | 70 | Assuming 0.005%/km losses based on comparison with electricity losses. For electricity, interconnection losses are 0.011%/km, where losses in intra-region are 6%. If gas losses are 3% (equivalent to ~50% of electricity losses), assume also 50% x 0.011%/km = 0.005%/km for gas.
Repurposed Dedicated H2 Transmission Pipeline | ON | MI | Hydrogen | 0.005% | 500 | 70 | Assuming 0.005%/km losses based on comparison with electricity losses. For electricity, interconnection losses are 0.011%/km, where losses in intra-region are 6%. If gas losses are 3% (equivalent to ~50% of electricity losses), assume also 50% x 0.011%/km = 0.005%/km for gas.
Repurposed Dedicated H2 Transmission Pipeline | ON | PJ | Hydrogen | 0.005% | 200 | 70 | Assuming 0.005%/km losses based on comparison with electricity losses. For electricity, interconnection losses are 0.011%/km, where losses in intra-region are 6%. If gas losses are 3% (equivalent to ~50% of electricity losses), assume also 50% x 0.011%/km = 0.005%/km for gas.
Methane Transmission Pipeline | ON | ON | Methane | 0.392% | 1 | 70 | Source: Enbridge. Link: https://www.rds.oeb.ca/CMWebDrawer/Record/728474/File/document
Methane Transmission Pipeline | QC | QC | Methane | 3% | 1 | 70 | Applying high-level assumption of 3% based on: "In the PHMSA database, which lists more than 1,400 gas companies, 72 companies reported lost and unaccounted for rates of 10 percent or higher. Two-hundred-and-seventy-five companies had a rate between 3 and 9.9 percent." Source: https://www.scientificamerican.com/article/how-much-natural-gas-leaks/
Methane Transmission Pipeline | WC | WC | Methane | 3% | 1 | 70 | Applying high-level assumption of 3% based on: "In the PHMSA database, which lists more than 1,400 gas companies, 72 companies reported lost and unaccounted for rates of 10 percent or higher. Two-hundred-and-seventy-five companies had a rate between 3 and 9.9 percent." Source: https://www.scientificamerican.com/article/how-much-natural-gas-leaks/
Methane Transmission Pipeline | NY | NY | Methane | 3% | 1 | 70 | Applying high-level assumption of 3% based on: "In the PHMSA database, which lists more than 1,400 gas companies, 72 companies reported lost and unaccounted for rates of 10 percent or higher. Two-hundred-and-seventy-five companies had a rate between 3 and 9.9 percent." Source: https://www.scientificamerican.com/article/how-much-natural-gas-leaks/
Methane Transmission Pipeline | MI | MI | Methane | 3% | 1 | 70 | Applying high-level assumption of 3% based on: "In the PHMSA database, which lists more than 1,400 gas companies, 72 companies reported lost and unaccounted for rates of 10 percent or higher. Two-hundred-and-seventy-five companies had a rate between 3 and 9.9 percent." Source: https://www.scientificamerican.com/article/how-much-natural-gas-leaks/
Methane Transmission Pipeline | PJ | PJ | Methane | 3% | 1 | 70 | Applying high-level assumption of 3% based on: "In the PHMSA database, which lists more than 1,400 gas companies, 72 companies reported lost and unaccounted for rates of 10 percent or higher. Two-hundred-and-seventy-five companies had a rate between 3 and 9.9 percent." Source: https://www.scientificamerican.com/article/how-much-natural-gas-leaks/
Methane Transmission Pipeline | ON | QC | Methane | 0.005% | 700 | 70 | Assuming 0.005%/km losses based on comparison with electricity losses. For electricity, interconnection losses are 0.011%/km, where losses in intra-region are 6%. If gas losses are 3% (equivalent to ~50% of electricity losses), assume also 50% x 0.011%/km = 0.005%/km for gas.
Methane Transmission Pipeline | ON | WC | Methane | 0.005% | 2000 | 70 | Assuming 0.005%/km losses based on comparison with electricity losses. For electricity, interconnection losses are 0.011%/km, where losses in intra-region are 6%. If gas losses are 3% (equivalent to ~50% of electricity losses), assume also 50% x 0.011%/km = 0.005%/km for gas.
Methane Transmission Pipeline | ON | NY | Methane | 0.005% | 500 | 70 | Assuming 0.005%/km losses based on comparison with electricity losses. For electricity, interconnection losses are 0.011%/km, where losses in intra-region are 6%. If gas losses are 3% (equivalent to ~50% of electricity losses), assume also 50% x 0.011%/km = 0.005%/km for gas.
Methane Transmission Pipeline | ON | MI | Methane | 0.005% | 500 | 70 | Assuming 0.005%/km losses based on comparison with electricity losses. For electricity, interconnection losses are 0.011%/km, where losses in intra-region are 6%. If gas losses are 3% (equivalent to ~50% of electricity losses), assume also 50% x 0.011%/km = 0.005%/km for gas.
Methane Transmission Pipeline | ON | PJ | Methane | 0.005% | 200 | 70 | Assuming 0.005%/km losses based on comparison with electricity losses. For electricity, interconnection losses are 0.011%/km, where losses in intra-region are 6%. If gas losses are 3% (equivalent to ~50% of electricity losses), assume also 50% x 0.011%/km = 0.005%/km for gas.

## Infrastructure Costs
Intra-regional (within Ontario) infrastructure costs
InfraTechnology | Fuel | Cost Type | Units | 2020 | 2030 | 2040 | 2050 | Notes
Electricity Transmission Line | Electricity | CAPEX | $/MW | 181490.0776 | 181490.0776 | 181490.0776 | 181490.0776 | This is the levelized avoided cost de-annualized to be an overnight capital cost. Includes transmission and distribution
Electricity Transmission Line | Electricity | Fixed O&M | $/MW | 0 | 0 | 0 | 0
Electricity Transmission Line | Electricity | Variable O&M | $/MWh | 0 | 0 | 0 | 0
H2 Pipeline - New | Hydrogen | CAPEX | $/MW-km | 124267.5 | 124267.5 | 124267.5 | 124267.5 | Source: The Role of Gas and Gas Infrastructure in Swedish Decarbonization Pathways 2020-2045 (2021). https://energiforsk.se/media/29966/the-role-of-gas-and-gas-infrastructure-in-swedish-decarbonisation-pathways-energiforskrapport-2021-788.pdf
H2 Pipeline - New | Hydrogen | Fixed O&M | $/MW | 0 | 0 | 0 | 0
H2 Pipeline - New | Hydrogen | Variable O&M | $/MWh | 7.2412 | 7.2412 | 7.2412 | 7.2412 | Source: Guidehouse Internal Analysis
H2 Pipeline - Repurposed | Hydrogen | CAPEX | $/MW-km | 22368.15 | 22368.15 | 22368.15 | 22368.15 | Assumed to be 18% of the new hydrogen pipeline cost.
H2 Pipeline - Repurposed | Hydrogen | Fixed O&M | $/MW | 0 | 0 | 0 | 0
H2 Pipeline - Repurposed | Hydrogen | Variable O&M | $/MWh | 7.2412 | 7.2412 | 7.2412 | 7.2412 | Source: Guidehouse Internal Analysis
CH4 Pipeline | Methane | CAPEX | $/MW | 0 | 0 | 0 | 0 | No CAPEX is assumed because there are no new methane pipelines built i.e. no CAPEX is incurred
CH4 Pipeline | Methane | Fixed O&M | $/MW | 0 | 0 | 0 | 0
CH4 Pipeline | Methane | Variable O&M | $/MWh | 3 | 3 | 3 | 3 | Source: Guidehouse Internal Analysis
Inter-regional infrastructure costs
InfraTechnology | SubRegion1 | SubRegion2 | Fuel | Cost Type | Units | 2020 | 2030 | 2040 | 2050
Electricity Transmission Line | ON | QC | Electricity | CAPEX | $/MW-km | 376.25 | 376.25 | 376.25 | 376.25 | Source: Guidehouse Internal Analysis
Electricity Transmission Line | ON | WC | Electricity | CAPEX | $/MW-km | 376.25 | 376.25 | 376.25 | 376.25 | Source: Guidehouse Internal Analysis
Electricity Transmission Line | ON | NY | Electricity | CAPEX | $/MW-km | 376.25 | 376.25 | 376.25 | 376.25 | Source: Guidehouse Internal Analysis
Electricity Transmission Line | ON | MI | Electricity | CAPEX | $/MW-km | 376.25 | 376.25 | 376.25 | 376.25 | Source: Guidehouse Internal Analysis
Electricity Transmission Line | ON | PJ | Electricity | CAPEX | $/MW-km | 376.25 | 376.25 | 376.25 | 376.25 | Source: Guidehouse Internal Analysis
Electricity Transmission Line | ON | QC | Electricity | Fixed O&M | $/MW-km | 3.7625 | 3.7625 | 3.7625 | 3.7625
Electricity Transmission Line | ON | WC | Electricity | Fixed O&M | $/MW-km | 3.7625 | 3.7625 | 3.7625 | 3.7625
Electricity Transmission Line | ON | NY | Electricity | Fixed O&M | $/MW-km | 3.7625 | 3.7625 | 3.7625 | 3.7625
Electricity Transmission Line | ON | MI | Electricity | Fixed O&M | $/MW-km | 3.7625 | 3.7625 | 3.7625 | 3.7625
Electricity Transmission Line | ON | PJ | Electricity | Fixed O&M | $/MW-km | 3.7625 | 3.7625 | 3.7625 | 3.7625
Electricity Transmission Line | ON | QC | Electricity | Variable O&M | $/MWh-km | 0.0042857 | 0.0042857 | 0.0042857 | 0.0042857
Electricity Transmission Line | ON | WC | Electricity | Variable O&M | $/MWh-km | 0.0015 | 0.0015 | 0.0015 | 0.0015
Electricity Transmission Line | ON | NY | Electricity | Variable O&M | $/MWh-km | 0.006 | 0.006 | 0.006 | 0.006
Electricity Transmission Line | ON | MI | Electricity | Variable O&M | $/MWh-km | 0.006 | 0.006 | 0.006 | 0.006
Electricity Transmission Line | ON | PJ | Electricity | Variable O&M | $/MWh-km | 0.015 | 0.015 | 0.015 | 0.015
H2 Pipeline - New | ON | QC | Hydrogen | CAPEX | $/MW-km | 394.6154 | 394.6154 | 394.6154 | 394.6154 | Source: The Role of Gas and Gas Infrastructure in Swedish Decarbonization Pathways 2020-2045 (2021). https://energiforsk.se/media/29966/the-role-of-gas-and-gas-infrastructure-in-swedish-decarbonisation-pathways-energiforskrapport-2021-788.pdf
H2 Pipeline - New | ON | WC | Hydrogen | CAPEX | $/MW-km | 394.6154 | 394.6154 | 394.6154 | 394.6154 | Source: The Role of Gas and Gas Infrastructure in Swedish Decarbonization Pathways 2020-2045 (2021). https://energiforsk.se/media/29966/the-role-of-gas-and-gas-infrastructure-in-swedish-decarbonisation-pathways-energiforskrapport-2021-788.pdf
H2 Pipeline - New | ON | NY | Hydrogen | CAPEX | $/MW-km | 394.6154 | 394.6154 | 394.6154 | 394.6154 | Source: The Role of Gas and Gas Infrastructure in Swedish Decarbonization Pathways 2020-2045 (2021). https://energiforsk.se/media/29966/the-role-of-gas-and-gas-infrastructure-in-swedish-decarbonisation-pathways-energiforskrapport-2021-788.pdf
H2 Pipeline - New | ON | MI | Hydrogen | CAPEX | $/MW-km | 394.6154 | 394.6154 | 394.6154 | 394.6154 | Source: The Role of Gas and Gas Infrastructure in Swedish Decarbonization Pathways 2020-2045 (2021). https://energiforsk.se/media/29966/the-role-of-gas-and-gas-infrastructure-in-swedish-decarbonisation-pathways-energiforskrapport-2021-788.pdf
H2 Pipeline - New | ON | PJ | Hydrogen | CAPEX | $/MW-km | 394.6154 | 394.6154 | 394.6154 | 394.6154 | Source: The Role of Gas and Gas Infrastructure in Swedish Decarbonization Pathways 2020-2045 (2021). https://energiforsk.se/media/29966/the-role-of-gas-and-gas-infrastructure-in-swedish-decarbonisation-pathways-energiforskrapport-2021-788.pdf
H2 Pipeline - New | ON | QC | Hydrogen | Fixed O&M | $/MW-km | 3.9462 | 3.9462 | 3.9462 | 3.9462
H2 Pipeline - New | ON | WC | Hydrogen | Fixed O&M | $/MW-km | 3.9462 | 3.9462 | 3.9462 | 3.9462
H2 Pipeline - New | ON | NY | Hydrogen | Fixed O&M | $/MW-km | 3.9462 | 3.9462 | 3.9462 | 3.9462
H2 Pipeline - New | ON | MI | Hydrogen | Fixed O&M | $/MW-km | 3.9462 | 3.9462 | 3.9462 | 3.9462
H2 Pipeline - New | ON | PJ | Hydrogen | Fixed O&M | $/MW-km | 3.9462 | 3.9462 | 3.9462 | 3.9462
H2 Pipeline - New | ON | QC | Hydrogen | Variable O&M | $/MWh-km | 0 | 0 | 0 | 0
H2 Pipeline - New | ON | WC | Hydrogen | Variable O&M | $/MWh-km | 0 | 0 | 0 | 0
H2 Pipeline - New | ON | NY | Hydrogen | Variable O&M | $/MWh-km | 0 | 0 | 0 | 0
H2 Pipeline - New | ON | MI | Hydrogen | Variable O&M | $/MWh-km | 0 | 0 | 0 | 0
H2 Pipeline - New | ON | PJ | Hydrogen | Variable O&M | $/MWh-km | 0 | 0 | 0 | 0
H2 Pipeline - Repurposed | ON | QC | Hydrogen | CAPEX | $/MW-km | 71.0308 | 71.0308 | 71.0308 | 71.0308
H2 Pipeline - Repurposed | ON | WC | Hydrogen | CAPEX | $/MW-km | 71.0308 | 71.0308 | 71.0308 | 71.0308
H2 Pipeline - Repurposed | ON | NY | Hydrogen | CAPEX | $/MW-km | 71.0308 | 71.0308 | 71.0308 | 71.0308
H2 Pipeline - Repurposed | ON | MI | Hydrogen | CAPEX | $/MW-km | 71.0308 | 71.0308 | 71.0308 | 71.0308
H2 Pipeline - Repurposed | ON | PJ | Hydrogen | CAPEX | $/MW-km | 71.0308 | 71.0308 | 71.0308 | 71.0308
H2 Pipeline - Repurposed | ON | QC | Hydrogen | Fixed O&M | $/MW-km | 3.9462 | 3.9462 | 3.9462 | 3.9462
H2 Pipeline - Repurposed | ON | WC | Hydrogen | Fixed O&M | $/MW-km | 3.9462 | 3.9462 | 3.9462 | 3.9462
H2 Pipeline - Repurposed | ON | NY | Hydrogen | Fixed O&M | $/MW-km | 3.9462 | 3.9462 | 3.9462 | 3.9462
H2 Pipeline - Repurposed | ON | MI | Hydrogen | Fixed O&M | $/MW-km | 3.9462 | 3.9462 | 3.9462 | 3.9462
H2 Pipeline - Repurposed | ON | PJ | Hydrogen | Fixed O&M | $/MW-km | 3.9462 | 3.9462 | 3.9462 | 3.9462
H2 Pipeline - Repurposed | ON | QC | Hydrogen | Variable O&M | $/MWh-km | 0 | 0 | 0 | 0
H2 Pipeline - Repurposed | ON | WC | Hydrogen | Variable O&M | $/MWh-km | 0 | 0 | 0 | 0
H2 Pipeline - Repurposed | ON | NY | Hydrogen | Variable O&M | $/MWh-km | 0 | 0 | 0 | 0
H2 Pipeline - Repurposed | ON | MI | Hydrogen | Variable O&M | $/MWh-km | 0 | 0 | 0 | 0
H2 Pipeline - Repurposed | ON | PJ | Hydrogen | Variable O&M | $/MWh-km | 0 | 0 | 0 | 0
CH4 Pipeline | ON | QC | Methane | CAPEX | $/MW-km | 565 | 565 | 565 | 565 | Source: European Hydrogen Backbone 2020. Link: https://ehb.eu/files/downloads/2020_European-Hydrogen-Backbone_Report.pdf
CH4 Pipeline | ON | WC | Methane | CAPEX | $/MW-km | 565 | 565 | 565 | 565 | Source: European Hydrogen Backbone 2020. Link: https://ehb.eu/files/downloads/2020_European-Hydrogen-Backbone_Report.pdf
CH4 Pipeline | ON | NY | Methane | CAPEX | $/MW-km | 565 | 565 | 565 | 565 | Source: European Hydrogen Backbone 2020. Link: https://ehb.eu/files/downloads/2020_European-Hydrogen-Backbone_Report.pdf
CH4 Pipeline | ON | MI | Methane | CAPEX | $/MW-km | 565 | 565 | 565 | 565 | Source: European Hydrogen Backbone 2020. Link: https://ehb.eu/files/downloads/2020_European-Hydrogen-Backbone_Report.pdf
CH4 Pipeline | ON | PJ | Methane | CAPEX | $/MW-km | 565 | 565 | 565 | 565 | Source: European Hydrogen Backbone 2020. Link: https://ehb.eu/files/downloads/2020_European-Hydrogen-Backbone_Report.pdf
CH4 Pipeline | ON | QC | Methane | Fixed O&M | $/MW-km | 5.65 | 5.65 | 5.65 | 5.65
CH4 Pipeline | ON | WC | Methane | Fixed O&M | $/MW-km | 5.65 | 5.65 | 5.65 | 5.65
CH4 Pipeline | ON | NY | Methane | Fixed O&M | $/MW-km | 5.65 | 5.65 | 5.65 | 5.65
CH4 Pipeline | ON | MI | Methane | Fixed O&M | $/MW-km | 5.65 | 5.65 | 5.65 | 5.65
CH4 Pipeline | ON | PJ | Methane | Fixed O&M | $/MW-km | 5.65 | 5.65 | 5.65 | 5.65
CH4 Pipeline | ON | QC | Methane | Variable O&M | $/MWh-km | 0 | 0 | 0 | 0
CH4 Pipeline | ON | WC | Methane | Variable O&M | $/MWh-km | 0 | 0 | 0 | 0
CH4 Pipeline | ON | NY | Methane | Variable O&M | $/MWh-km | 0 | 0 | 0 | 0
CH4 Pipeline | ON | MI | Methane | Variable O&M | $/MWh-km | 0 | 0 | 0 | 0
CH4 Pipeline | ON | PJ | Methane | Variable O&M | $/MWh-km | 0 | 0 | 0 | 0

## Import Limit
The allowable fraction of imported energy relative to the energy produced within the system.
InfraTechnology | SubRegion_To | Fuel | 2020 | 2030 | 2040 | 2050
Electricity Transmission Line | ON | Electricity | 10% | 10% | 10% | 10%