## Supply Capacity
Supply Capacity (GW)
Summary: Percent of Local Ontario Capacity by Fuel
|  | GW |  | 2020 | 2030 | 2040 | 2050
|  | ON | Hydrogen | 0% | 8.035% | 15.13% | 16.62%
|  | ON | Electricity | 100% | 83.75% | 75.38% | 72.46%
|  | ON | Methane | 0% | 8.216% | 9.483% | 10.92%
|  | Total |  | 39.8615 | 61.5251 | 110.0793 | 178.4265
Hydrogen Supply Capacity
|  | MW |  | 2020 | 2030 | 2040 | 2050 | Mapping
| Hydrogen | ON | Electrolyser 2020/2030 | 0 | 0 | 0 | 0 | Electrolyser
| Hydrogen | ON | Electrolyser 2040 | 0 | 0 | 7319.8012 | 7319.8012 | Electrolyser
| Hydrogen | ON | Electrolyser 2050 | 0 | 0 | 0 | 12998.6467 | Electrolyser
| Hydrogen | ON | SMR CCS | 0 | 4943.724 | 9338.9946 | 9338.9946 | SMR + CCS
|  | GW |  | 2020 | 2025 | 2030 | 2035
|  | ON | Electrolyser | 0 | 0 | 7.3198 | 20.3184
|  | ON | SMR + CCS | 0 | 4.9437 | 9.339 | 9.339
|  | Total |  | 0 | 4.9437 | 16.6588 | 29.6574
Hydrogen Supply Capacity
|  | GW |  | 2020 | 2030 | 2040 | 2050 |  | Hydrogen Supply Capacity
|  |  | Electrolyser | 0 | 0 | 7.3198 | 20.3184 |  | TJ/hour
|  |  | SMR + CCS | 0 | 4.9437 | 9.339 | 9.339
|  | Total |  | 0 | 4.9437 | 16.6588 | 29.6574
|  | TJ/hour |  | 2020 | 2030 | 2040 | 2050
|  |  | Electrolyser | 0 | 0 | 26.3513 | 73.1464
|  |  | SMR + CCS | 0 | 17.7974 | 33.6204 | 33.6204
|  | Total |  | 0 | 17.7974 | 59.9717 | 106.7668
Electricity Supply Capacity
|  | GW |  | 2020 | 2030 | 2040 | 2050 | Mapping
| Electricity | ON | Battery Storage | 0 | 1.298 | 3.7 | 6.3 | Storage
| Electricity | ON | Hydro Pumped Storage | 0.1746 | 0.1746 | 0.1746 | 0.1746 | Storage
| Electricity | ON | O/CCGT - CH4 Existing | 10.7696 | 7.1797 | 3.5899 | 0 | CH4 GT
| Electricity | ON | O/CCGT - CH4 New | 0 | 1 | 1.6 | 0 | CH4 GT
| Electricity | ON | O/CCGT - H2 New | 0 | 0.36101 | 3.0881 | 13.4586 | H2 GT
| Electricity | ON | Biomass | 0.56145 | 0.56145 | 0.55025 | 0.55025 | Biomass
| Electricity | ON | Fossil Fuel Thermal (Coal, Peat, Oil) | 0.0455 | 0 | 0 | 0 | Not included in totals
| Electricity | ON | Generic - Generator | 0 | 0 | 0 | 0 | Not included in totals
| Electricity | ON | Hydro | 9.2549 | 9.2719 | 9.2719 | 9.2719 | Hydro
| Electricity | ON | Nuclear | 13.089 | 10.007 | 11.641 | 11.641 | Nuclear
| Electricity | ON | Solar PV | 0.478 | 0.689 | 6.1325 | 8.6745 | Solar
| Electricity | ON | Wind Offshore | 0 | 0 | 0 | 0 | Wind
| Electricity | ON | Wind Onshore | 5.5339 | 20.6839 | 42.9339 | 75.3339 | Wind
| Electricity | ON | Electricity Transmission Line | 0 | 0 | 0 | 0 | Not included in totals
| Electricity | ON | Biomass + CCS | 0 | 0 | 0 | 0.28073 | Biomass
| Electricity | ON | Nuclear SMR | 0 | 0.3 | 0.3 | 3.6041 | Nuclear
|  |  |  | 2020 | 2030 | 2040 | 2050 |  |  | Electricity Supply Capacity
|  | 1 | Nuclear | 13.089 | 10.307 | 11.941 | 15.2451
|  | 2 | CH4 GT | 10.7696 | 8.1797 | 5.1899 | 0
|  | 3 | Hydro | 9.2549 | 9.2719 | 9.2719 | 9.2719
|  | 4 | Wind | 5.5339 | 20.6839 | 42.9339 | 75.3339
|  | 5 | Solar | 0.478 | 0.689 | 6.1325 | 8.6745
|  | 6 | Biomass | 0.56145 | 0.56145 | 0.55025 | 0.83098
|  | 7 | Storage | 0.1746 | 1.4726 | 3.8746 | 6.4746
|  | 7 | H2 GT | 0 | 0.36101 | 3.0881 | 13.4586
|  | Total |  | 39.8615 | 51.5266 | 82.9822 | 129.2896
|  |  | Increase 2020-2050 | 3.2435
Methane Supply Capacity
|  | GW |  | 2020 | 2030 | 2040 | 2050 | Mapping
| Methane | ON | Anaerobic Digestion | 0 | 1.4041 | 2.8995 | 5.411 | Anaerobic Digestion |  | Methane Supply Capacity (TJ/hour) | Gas Supply Capacity (PJ/hour)
|  | TJ/hour |  | 2020 | 2030 | 2040 | 2050
|  | ON | Anaerobic Digestion | 0 | 5.0548 | 10.4384 | 19.4795
|  | TJ/hour |  | 2020 | 2030 | 2040 | 2050
|  | ON | Anaerobic Digestion | 0 | 5.0548 | 10.4384 | 19.4795
|  | Total | Total | 0 | 5.0548 | 10.4384 | 19.4795
|  | Total including Hydrogen |  | 0 | 22.8522 | 70.41 | 126.2462
All charts include electricity generation capacity and annual electricity supply needed for H2 production

## Supply Energy
Energy Supply (TWh) | [14 empty] | Conversion
Summary: Percent of Ontario Energy Supply including Net Imports/Exports by Fuel | [14 empty] | PJ/TWh | 3.6
|  | TWh |  | 2020 | 2030 | 2040 | 2050 |  |  |  |  | Total Gas Supply (PJ)
|  | ON | Hydrogen | 0% | 10.78% | 26.6% | 41.51% |  |  |  |  | 1158.9993
|  | ON | Electricity | 13.46% | 13.56% | 16.8% | 23.3%
|  | ON | Methane | 86.54% | 75.67% | 56.59% | 35.19%
|  | Total |  | 1069.2631 | 1446.4155 | 1854.2336 | 2056.8778
Hydrogen Supply
|  | PJ |  | 2020 | 2030 | 2040 | 2050 | Efficiency |  | Mapping
| Hydrogen | ON | Electrolyser 2020/2030 | 0 | 0 | 0 | 0 | 0.7 |  | Electrolyser |  |  | Hydrogen Energy Supply (PJ)
| Hydrogen | ON | Electrolyser 2040 | 0 | 0 | 181.838 | 176.8425 | 0.75 |  | Electrolyser
| Hydrogen | ON | Electrolyser 2050 | 0 | 0 | 0 | 334.3962 | 0.8 |  | Electrolyser
| Hydrogen | ON | SMR CCS | 0 | 155.9053 | 294.5145 | 288.8679 |  |  | SMR
|  | Total |  | 0 | 155.9053 | 476.3526 | 800.1066
|  | PJ |  | 2020 | 2030 | 2040 | 2050
| Hydrogen |  | Electrolyser | 0 | 0 | 181.838 | 511.2387
| Hydrogen |  | SMR | 0 | 155.9053 | 294.5145 | 288.8679
| Hydrogen | Total |  | 0 | 155.9053 | 476.3526 | 800.1066
|  |  | % of green H2 of total gas supply |  |  |  | 44.11%
Total Hydrogen Supply
|  | (Domestic+Imports) |  | 0 | 155.9053 | 493.2824 | 853.8041
Imports / Exports
|  | PJ |  | 2020 | 2030 | 2040 | 2050 |  |  | From | To
| Hydrogen | ON | Imports (ON-WC) | 0 | 0 | 0 | 0 |  | H2 Pipeline - Repurposed | ON | WC | ON-WC
| Hydrogen | ON | Imports (ON-QC) | 0 | 0 | 0 | 0 |  | H2 Pipeline - Repurposed | ON | QC | ON-QC
| Hydrogen | ON | Exports (WC-ON) | 0 | 0 | 16.9298 | 1.4937 |  | H2 Pipeline - Repurposed | WC | ON | WC-ON
| Hydrogen | ON | Exports (QC-ON) | 0 | 0 | 0 | 52.2037 |  | H2 Pipeline - Repurposed | QC | ON | QC-ON
| Hydrogen | ON | Imports (ON-WC) | 0 | 0 | 0 | 0 |  | H2 Pipeline - New | ON | WC | ON-WC
| Hydrogen | ON | Imports (ON-QC) | 0 | 0 | 0 | 0 |  | H2 Pipeline - New | ON | QC | ON-QC
| Hydrogen | ON | Exports (WC-ON) | 0 | 0 | 0 | 0 |  | H2 Pipeline - New | WC | ON | WC-ON
| Hydrogen | ON | Exports (QC-ON) | 0 | 0 | 0 | 0 |  | H2 Pipeline - New | QC | ON | QC-ON
|  |  | Exports (flow both ways) | 0 | 0 | 0 | 0
|  |  | Imports (flow both ways) | 0 | 0 | 16.9298 | 53.6975
|  |  | Exports | 0 | 0 | 0 | 0
|  |  | Imports | 0 | 0 | 16.9298 | 53.6975
|  |  | Net Flow | 0 | 0 | 16.9298 | 53.6975
H2 Storage
|  | TWh |  | 2020 | 2030 | 2040 | 2050
Winter | Hydrogen | ON | H2 Salt Cavern Storage - ON | 0 | 0.96085 | 4.5322 | 6.3337
Winter Peak | Hydrogen | ON | H2 Salt Cavern Storage - ON | 0 | 0.039151 | 0.46784 | 0.864
Spring | Hydrogen | ON | H2 Salt Cavern Storage - ON | 0 | -0.26552 | -1.919 | -2.1436
Summer | Hydrogen | ON | H2 Salt Cavern Storage - ON | 0 | -0.33051 | -1.8408 | -5.1306
Fall | Hydrogen | ON | H2 Salt Cavern Storage - ON | 0 | -0.41825 | -1.2981 | -0.018641
| Hydrogen | Charging | H2 Salt Cavern Storage - ON | 0 | -1.4279 | -5.7892 | -9.5162
| Hydrogen | Discharging | H2 Salt Cavern Storage - ON | 0 | 1.4137 | 5.7313 | 9.421
|  | Implied Storage Volume |  | 0 | 2.8559 | 11.5785 | 19.0324
|  | Implied Storage Volume (Rounded) [TWh] |  | 0 | 2.9 | 11.6 | 19.05
|  | Implied Storage Volume (Rounded) [PJs] |  | 0 | 10.44 | 41.76 | 68.58
|  |  | Assumed Cushion Gas | 50%
Electricity Supply
|  | TWh |  | 2020 | 2030 | 2040 | 2050 |  |  | Mapping
| Electricity | ON | Battery Storage | 0 | -0.36243 | -0.55272 | -0.92055 |  |  | Storage
| Electricity | ON | Hydro Pumped Storage | -0.048014 | -0.080483 | -0.046871 | -0.054021 |  |  | Storage
| Electricity | ON | O/CCGT - CH4 Existing | 0 | 0.10072 | 0.086157 | 0 |  |  | CH4 GT
| Electricity | ON | O/CCGT - CH4 New | 0 | 0.0051793 | 0.0384 | 0 |  |  | CH4 GT
| Electricity | ON | O/CCGT - H2 New | 0 | 1.2975 | 2.8899 | 0.71892 |  |  | H2 GT
| Electricity | ON | Biomass | 0 | 0 | 0.013206 | 0.013206 |  |  | Biomass
| Electricity | ON | Fossil Fuel Thermal (Coal, Peat, Oil) | 0 | 0 | 0 | 0 |  |  | Not included in totals
| Electricity | ON | Generic - Generator | 0 | 0 | 0 | 0 |  |  | Not included in totals
| Electricity | ON | Hydro | 38.38 | 38.4828 | 38.4828 | 38.4828 |  |  | Hydro
| Electricity | ON | Nuclear | 91.7277 | 70.1771 | 81.636 | 81.636 |  |  | Nuclear
| Electricity | ON | Solar PV | 0.66129 | 0.9532 | 8.4841 | 12.0008 |  |  | Solar
| Electricity | ON | Wind Offshore | 0 | 0 | 0 | 0 |  |  | Wind
| Electricity | ON | Wind Onshore | 22.6102 | 84.2858 | 175.4169 | 307.7949 |  |  | Wind
| Electricity | ON | Electricity Transmission Line | -9.4543 | -1.2406 | 2.7912 | 5.5265 |  |  | Not included in totals
| Electricity | ON | Nuclear SMR | 0 | 2.4533 | 2.3441 | 31.5717 |  |  | Nuclear
| Electricity | ON | Biomass + CCS | 0 | 0 | 0 | 2.4592 |  |  | Biomass
|  | TWh |  | 2020 | 2030 | 2040 | 2050 |  |  |  |  | Electricity Energy Supply (TWh)
|  | 1 | Nuclear | 91.7277 | 72.6304 | 83.9801 | 113.2077
|  | 2 | CH4 GT | 0 | 0.1059 | 0.12456 | 0
|  | 3 | Hydro | 38.38 | 38.4828 | 38.4828 | 38.4828
|  | 4 | Wind | 22.6102 | 84.2858 | 175.4169 | 307.7949
|  | 5 | Solar | 0.66129 | 0.9532 | 8.4841 | 12.0008
|  | 6 | Biomass | 0 | 0 | 0.013206 | 2.4724
|  | 7 | Storage | -0.048014 | -0.44291 | -0.59959 | -0.97457
|  | 8 | H2 GT | 0 | 1.2975 | 2.8899 | 0.71892
|  | Total |  | 153.3312 | 197.3126 | 308.7919 | 473.7029
Exports
|  | TWh |  | 2020 | 2030 | 2040 | 2050 |  | SubRegion_To
| Electricity | ON | Electricity Transmission Line | -0.037463 | 0 | 0 | -0.037463 |  | WC
| Electricity | ON | Electricity Transmission Line | -1.1757 | -4.8203 | -4.1465 | -4.6365 |  | QC
| Electricity | ON | Electricity Transmission Line | -6.4509 | -7.1743 | -6.1852 | -6.5418 |  | NY
| Electricity | ON | Electricity Transmission Line | -6.0661 | -0.66506 | -3.6983 | -3.2306 |  | MI
| Electricity | ON | Electricity Transmission Line | 0 | -4.3846 | -7.6911 | -9.8755 |  | PJ
|  | Total |  | -13.7301 | -17.0444 | -21.721 | -24.3219
Imports
|  | TWh |  | 2020 | 2030 | 2040 | 2050 |  | SubRegion_From
| Electricity | ON | Electricity Transmission Line | 0.15101 | 1.0737 | 3.8404 | 2.768 |  | WC
| Electricity | ON | Electricity Transmission Line | 2.0079 | 1.1692 | 2.5837 | 2.1883 |  | QC
| Electricity | ON | Electricity Transmission Line | 1.8931 | 3.8879 | 3.1362 | 5.5095 |  | NY
| Electricity | ON | Electricity Transmission Line | 0.2238 | 6.4276 | 8.3751 | 10.2054 |  | MI
| Electricity | ON | Electricity Transmission Line | 0 | 3.2453 | 6.5768 | 9.1772 |  | PJ
|  |  |  | 4.2758 | 15.8038 | 24.5122 | 29.8484
|  |  | Exports | -13.7301 | -17.0444 | -21.721 | -24.3219
|  |  | Imports | 4.2758 | 15.8038 | 24.5122 | 29.8484
|  |  | Exports | -9.4543 | -1.2406 | 2.7912 | 5.5265
|  |  | Exports | -9.4543 | -1.2406 | 0 | 0
|  |  | Imports | 0 | 0 | 2.7912 | 5.5265
|  |  | Net | -9.4543 | -1.2406 | 2.7912 | 5.5265
Supply Mix for Direct vs. indirect Demand
|  | TWh |  | 2020 | 2030 | 2040 | 2050 |  | Indirect Demand in 2050 as percent of direct demand today
|  |  | Direct Demand | 143.877 | 196.072 | 245.1218 | 298.4842 |  | 125.6%
|  |  | Indirect Demand | 0 | 0 | 66.4613 | 180.7452
|  | Total |  | 143.877 | 196.072 | 311.5831 | 479.2294
Methane Supply
|  | PJ |  | 2020 | 2030 | 2040 | 2050 |  |  | Mapping |  |  |  | Methane Supply Mix (PJ) |  |  | Methane Supply Mix (PJ)
| Methane | ON | Anaerobic Digestion | 0 | 44.28 | 91.44 | 170.64 |  |  | Anaerobic Digestion
|  |  | % of RNG of total gas supply |  |  |  | 14.72%
| Methane | ON | CH4 Pipeline | 925.3862 | 776.3285 | 416.2556 | 0 |  |  | CH4 Imports
| Hydrogen | ON | SMR CCS | 0 | 225.9497 | 426.8327 | 418.6491 |  |  | CH4 Imports
| Hydrogen | ON | O/CCGT - CH4 | 0 | 0.9077 | 1.0676 | 0
| Methane | ON | CH4 + CCS | 0 | 47.88 | 114.84 | 134.5553
|  | PJ |  | 2020 | 2030 | 2040 | 2050
|  | ON | Anaerobic Digestion | 0 | 44.28 | 91.44 | 170.64
|  | Total |  | 0 | 44.28 | 91.44 | 170.64
|  | Total including H2 |  | 0 | 200.1853 | 567.7926 | 970.7466
Imports / Exports
|  | PJ |  | 2020 | 2030 | 2040 | 2050 |  | SubRegion_From
| Methane | ON | CH4 Pipeline | 749.8862 | 600.8285 | 240.7556 | 0 |  | WC
| Methane | ON | CH4 Pipeline | 175.5 | 175.5 | 175.5 | 0 |  | NY
Imports
|  |  | NG | 925.3862 | 776.3285 | 416.2556 | 0
|  |  | NG Feedstock for SMR | 0 | 225.9497 | 426.8327 | 418.6491
|  |  | NG+CCS | 0 | 47.88 | 114.84 | 134.5553
|  |  | Total | 925.3862 | 1050.1582 | 957.9282 | 553.2043
|  |  | Natural Gas (less SMR+CCS) | 925.3862 | 824.2085 | 531.0956 | 134.5553
|  |  | Imports (Unabated) | 925.3862 | 776.3285 | 416.2556 | 0
|  |  | Imports (Abated) | 0 | 273.8297 | 541.6727 | 553.2043
|  |  | Total | 925.3862 | 1050.1582 | 957.9282 | 553.2043
|  |  | Total including H2 | 925.3862 | 1050.1582 | 974.858 | 606.9018
|  |  | % of NG that is abated | 0% | 26.08% | 56.55% | 100%
Supply Mix for Direct vs. indirect Demand
|  | PJ |  | 2020 | 2030 | 2040 | 2050
|  |  | Direct Demand | 925.3862 | 824.2085 | 531.0956 | 134.5553
|  |  | Indirect Demand | 0 | 226.8574 | 427.9003 | 418.6491
|  | Total |  | 925.3862 | 1051.0659 | 958.9959 | 553.2043
Imports/Exports
ON Supply
(excl. imports/exports)
ON Supply
(excl. imports)
Imports
ON Supply
(excl. imports/exports)
Imports
ON Supply
(excl. imports)
Imports
Supply Mix for
Direct & Indirect Gas Demand
Imports

## Energy Demand
Annual Energy Demand
[6 empty] | Direct Demand (TWh) | Direct + Indirect Demand (TWh)
| Electricity Demand (TWh) | [6 empty] | Electricity Demand (TWh) |  |  |  |  | Electricity Demand (TWh)
|  | 2020 | 2030 | 2040 | 2050 |  |  |  | 2020 | 2030 | 2040 | 2050 |  | 2020 | 2030 | 2040 | 2050
Electricity | ON | 135.2444 | 184.3077 | 230.4145 | 280.5751 |  |  | Final | 135.2444 | 184.3077 | 230.4145 | 280.5751 | End-User | 135.2444 | 184.3077 | 230.4145 | 280.5751
[8 empty] | Hydrogen | 0 | 0 | 66.4613 | 180.7452
[8 empty] | Total | 135.2444 | 184.3077 | 296.8757 | 461.3203 | Total | 135.2444 | 184.3077 | 230.4145 | 280.5751
| Total | 135.2444 | 184.3077 | 230.4145 | 280.5751
| Hydrogen Demand (TWh) | [6 empty] | Hydrogen Demand (TWh) |  |  |  |  | Hydrogen Demand (TWh)
|  | 2020 | 2030 | 2040 | 2050 |  |  |  | 2020 | 2030 | 2040 | 2050 |  | 2020 | 2030 | 2040 | 2050
Hydrogen | ON | 0 | 40.0459 | 129.5744 | 234.4383 |  |  | Final | 0 | 40.0459 | 129.5744 | 234.4383 | End-User | 0 | 40.0459 | 129.5744 | 234.4383
[8 empty] | Power | 0 | 3.0893 | 6.8807 | 1.7117
[8 empty] | Total | 0 | 43.1351 | 136.4551 | 236.15 | Total | 0 | 40.0459 | 129.5744 | 234.4383
| Total | 0 | 40.0459 | 129.5744 | 234.4383
|  |  | 144.1651 | 466.4678 | 843.9779
| Methane Demand (TWh) | [6 empty] | Methane Demand (TWh) |  |  |  |  | Methane Demand (TWh)
|  | 2020 | 2030 | 2040 | 2050 |  |  |  | 2020 | 2030 | 2040 | 2050 |  | 2020 | 2030 | 2040 | 2050
Methane | ON | 256.0434 | 240.05 | 171.9533 | 84.4441 |  |  | Final | 256.0434 | 240.05 | 171.9533 | 84.4441 | End-User | 256.0434 | 240.05 | 171.9533 | 84.4441
Methane | [7 empty] | Power | 0 | 0.25214 | 0.29656 | 0
Methane | [7 empty] | Hydrogen | 0 | 62.7638 | 118.5646 | 116.2914
Methane | [7 empty] | Total | 256.0434 | 303.0659 | 290.8145 | 200.7356 | Total | 256.0434 | 240.05 | 171.9533 | 84.4441
| Total | 256.0434 | 240.05 | 171.9533 | 84.4441
|  | 921.7563 | 864.1799 | 619.0318 | 303.9989
|  | 921.7563 | 1008.345 | 1085.4996 | 1147.9768

## Indirect Dmd
Annual Indirect Energy Demand
Electricity Demand (TWh)
|  | 2020 | 2030 | 2040 | 2050
Electricity | ON | 0 | 0 | 66.4613 | 180.7452
| Total | 0 | 0 | 66.4613 | 180.7452
Hydrogen Demand (TWh)
|  | 2020 | 2030 | 2040 | 2050
Hydrogen | ON | 0 | 3.0893 | 6.8807 | 1.7117
| Total | 0 | 3.0893 | 6.8807 | 1.7117
Methane Demand (TWh)
|  | 2020 | 2030 | 2040 | 2050
Methane | ON | 0 | 0.25214 | 0.29656 | 0 | Power
Methane | ON | 0 | 62.7638 | 118.5646 | 116.2914 | Hydrogen
| Total | 0 | 0.25214 | 0.29656 | 0
Indirect Energy Demand (by Supply Tech)
Electricity
|  |  |  | 2020 | 2030 | 2040 | 2050
Electricity | ON | Dispatch-Crossload | Electrolyser 2020/2030 | 0 | 0 | 0 | 0
Electricity | ON | Dispatch-Crossload | Electrolyser 2040 | 0 | 0 | 66.4613 | 64.6354
Electricity | ON | Dispatch-Crossload | Electrolyser 2050 | 0 | 0 | 0 | 116.1098
| Total |  |  | 0 | 0 | 66.4613 | 180.7452
|  |  |  | 2020 | 2030 | 2040 | 2050
| ON |  |  | 0 | 0 | 66.4613 | 180.7452
| Total |  |  | 0 | 0 | 66.4613 | 180.7452
Hydrogen
|  |  |  | 2020 | 2030 | 2040 | 2050
Hydrogen | ON | Dispatch-Crossload | O/CCGT - H2 New | 0 | 3.0893 | 6.8807 | 1.7117
Hydrogen
| Total |  |  | 0 | 3.0893 | 6.8807 | 1.7117
|  |  |  | 2020 | 2030 | 2040 | 2050
| ON |  |  | 0 | 3.0893 | 6.8807 | 1.7117
| Total |  |  | 0 | 3.0893 | 6.8807 | 1.7117
Methane
|  |  |  | 2020 | 2030 | 2040 | 2050
Methane | ON | Dispatch-Crossload | O/CCGT - CH4 Existing | 0 | 0.23981 | 0.20514 | 0
Methane | ON | Dispatch-Crossload | O/CCGT - CH4 New | 0 | 0.012332 | 0.091429 | 0
Efficiency
Hydrogen | ON | Dispatch-Crossload | SMR CCS | 0 | 62.7638 | 118.5646 | 116.2914 | SMR CCS | 0.69
| Total |  |  | 0 | 63.0159 | 118.8612 | 116.2914

## Direct Dmd
Annual Energy Demand
Electricity Demand (TWh)
|  | 2020 | 2030 | 2040 | 2050
Electricity | ON | 135.2444 | 184.3077 | 230.4145 | 280.5751
| Total | 135.2444 | 184.3077 | 230.4145 | 280.5751
Hydrogen Demand (TWh)
|  | 2020 | 2025 | 2030 | 2035
Hydrogen | ON | 0 | 40.0459 | 129.5744 | 234.4383
| Total | 0 | 40.0459 | 129.5744 | 234.4383
Methane Demand (TWh)
|  | 2020 | 2025 | 2030 | 2035
Methane | ON | 256.0434 | 240.05 | 171.9533 | 84.4441
| Total | 256.0434 | 240.05 | 171.9533 | 84.4441

## Infra_Cumulative
Cumulative Infrastructure
Electricity
| From | To | 2020 | 2030 | 2040 | 2050
Electricity | ON | WC | 0.3 | 1.8 | 3.3 | 4.8
Electricity | ON | QC | 2.35 | 3.85 | 5.35 | 6.85
Electricity | ON | NY | 2.1 | 3.6 | 5.1 | 6.6
Electricity | ON | MI | 1.7 | 3.2 | 4.7 | 6.2
Electricity | ON | PJ | 0 | 1 | 2.5 | 4
Hydrogen
| From | To | 2020 | 2030 | 2040 | 2050
Hydrogen | ON | WC | 0 | 0 | 2.1299 | 18.5734
Hydrogen | ON | QC | 0 | 0 | 0 | 9.95
Hydrogen | ON | NY | 0 | 0 | 0 | 0
Hydrogen | ON | MI | 0 | 0 | 0 | 0
Hydrogen | ON | PJ | 0 | 0 | 0 | 0
Methane
| From | To | 2020 | 2030 | 2040 | 2050
Methane | ON | WC | 61.5 | 61.5 | 61.5 | 0
Methane | ON | QC | 14 | 14 | 14 | 0
Methane | ON | NY | 12 | 12 | 12 | 0
Methane | ON | MI | 0 | 0 | 0 | 0
Methane | ON | PJ | 0 | 0 | 0 | 0

## Infra_Annual
Annual New Infrastructure
Electricity
| From | To | 2020 | 2030 | 2040 | 2050
Electricity | ON | WC |  | 1.5 | 1.5 | 1.5
Electricity | ON | QC |  | 1.5 | 1.5 | 1.5
Electricity | ON | NY |  | 1 | 1.5 | 1.5
Electricity | ON | MI |  | 0 | 0 | 0
Electricity | ON | PJ |  | 1 | 1.5 | 1.5
Hydrogen
| From | To | 2020 | 2030 | 2040 | 2050
Hydrogen | ON | WC |  | 0 | 2.1299 | 16.4435
Hydrogen | ON | QC |  | 0 | 0 | 9.95
Hydrogen | ON | NY |  | 0 | 0 | 0
Hydrogen | ON | MI |  | 0 | 0 | 0
Hydrogen | ON | PJ |  | 0 | 0 | 0
Methane
| From | To | 2020 | 2030 | 2040 | 2050
Methane | ON | WC |  | 0 | 0 | -61.5
Methane | ON | QC |  | 0 | 0 | -14
Methane | ON | NY |  | 0 | 0 | 0
Methane | ON | MI |  | 0 | 0 | 0
Methane | ON | PJ |  | 0 | 0 | 0

## comp_demand_granular_annual
ScenarioName | EnergyCarrier | SubRegion | SimYr | Season | DemandSector | DemandSubSector | SupplyTechnology | EnergyDemand
LCP_Inputs_ON_Diverse_2023_04_03 | Electricity | MI | 2020 | Fall | Total | Total | Forecasted Demand | 64388643.3848
LCP_Inputs_ON_Diverse_2023_04_03 | Electricity | MI | 2020 | Spring | Total | Total | Forecasted Demand | 65547600.0734
LCP_Inputs_ON_Diverse_2023_04_03 | Electricity | MI | 2020 | Summer | Total | Total | Forecasted Demand | 60004368.5649
LCP_Inputs_ON_Diverse_2023_04_03 | Electricity | MI | 2020 | Winter | Total | Total | Forecasted Demand | 73524657.4113
LCP_Inputs_ON_Diverse_2023_04_03 | Electricity | MI | 2020 | Winter Peak | Total | Total | Forecasted Demand | 748965.1391
LCP_Inputs_ON_Diverse_2023_04_03 | Electricity | MI | 2030 | Fall | Total | Total | Forecasted Demand | 69369909.5686
LCP_Inputs_ON_Diverse_2023_04_03 | Electricity | MI | 2030 | Spring | Total | Total | Forecasted Demand | 70531519.0739
LCP_Inputs_ON_Diverse_2023_04_03 | Electricity | MI | 2030 | Summer | Total | Total | Forecasted Demand | 64615401.7324
LCP_Inputs_ON_Diverse_2023_04_03 | Electricity | MI | 2030 | Winter | Total | Total | Forecasted Demand | 79109185.3699
LCP_Inputs_ON_Diverse_2023_04_03 | Electricity | MI | 2030 | Winter Peak | Total | Total | Forecasted Demand | 806516.6719
LCP_Inputs_ON_Diverse_2023_04_03 | Electricity | MI | 2040 | Fall | Total | Total | Forecasted Demand | 74229685.4108
LCP_Inputs_ON_Diverse_2023_04_03 | Electricity | MI | 2040 | Spring | Total | Total | Forecasted Demand | 75440955.7092
LCP_Inputs_ON_Diverse_2023_04_03 | Electricity | MI | 2040 | Summer | Total | Total | Forecasted Demand | 69869852.5851
LCP_Inputs_ON_Diverse_2023_04_03 | Electricity | MI | 2040 | Winter | Total | Total | Forecasted Demand | 84317362.7016
LCP_Inputs_ON_Diverse_2023_04_03 | Electricity | MI | 2040 | Winter Peak | Total | Total | Forecasted Demand | 856450.3747
LCP_Inputs_ON_Diverse_2023_04_03 | Electricity | MI | 2050 | Fall | Total | Total | Forecasted Demand | 78907897.8528
LCP_Inputs_ON_Diverse_2023_04_03 | Electricity | MI | 2050 | Spring | Total | Total | Forecasted Demand | 80195506.61
LCP_Inputs_ON_Diverse_2023_04_03 | Electricity | MI | 2050 | Summer | Total | Total | Forecasted Demand | 74273293.2285
LCP_Inputs_ON_Diverse_2023_04_03 | Electricity | MI | 2050 | Winter | Total | Total | Forecasted Demand | 89631335.583
LCP_Inputs_ON_Diverse_2023_04_03 | Electricity | MI | 2050 | Winter Peak | Total | Total | Forecasted Demand | 910426.8502
LCP_Inputs_ON_Diverse_2023_04_03 | Electricity | NY | 2020 | Fall | Total | Total | Forecasted Demand | 37709522.2605
LCP_Inputs_ON_Diverse_2023_04_03 | Electricity | NY | 2020 | Spring | Total | Total | Forecasted Demand | 38388270.8838
LCP_Inputs_ON_Diverse_2023_04_03 | Electricity | NY | 2020 | Summer | Total | Total | Forecasted Demand | 35141850.382
LCP_Inputs_ON_Diverse_2023_04_03 | Electricity | NY | 2020 | Winter | Total | Total | Forecasted Demand | 43060073.3235
LCP_Inputs_ON_Diverse_2023_04_03 | Electricity | NY | 2020 | Winter Peak | Total | Total | Forecasted Demand | 438635.0775
LCP_Inputs_ON_Diverse_2023_04_03 | Electricity | NY | 2030 | Fall | Total | Total | Forecasted Demand | 37457881.3121
LCP_Inputs_ON_Diverse_2023_04_03 | Electricity | NY | 2030 | Spring | Total | Total | Forecasted Demand | 38085119.134
LCP_Inputs_ON_Diverse_2023_04_03 | Electricity | NY | 2030 | Summer | Total | Total | Forecasted Demand | 34890575.2376
LCP_Inputs_ON_Diverse_2023_04_03 | Electricity | NY | 2030 | Winter | Total | Total | Forecasted Demand | 42716827.7242
LCP_Inputs_ON_Diverse_2023_04_03 | Electricity | NY | 2030 | Winter Peak | Total | Total | Forecasted Demand | 435497.2633
LCP_Inputs_ON_Diverse_2023_04_03 | Electricity | NY | 2040 | Fall | Total | Total | Forecasted Demand | 40268515.7269
LCP_Inputs_ON_Diverse_2023_04_03 | Electricity | NY | 2040 | Spring | Total | Total | Forecasted Demand | 40925612.1
LCP_Inputs_ON_Diverse_2023_04_03 | Electricity | NY | 2040 | Summer | Total | Total | Forecasted Demand | 37903370.3577
LCP_Inputs_ON_Diverse_2023_04_03 | Electricity | NY | 2040 | Winter | Total | Total | Forecasted Demand | 45740932.7173
LCP_Inputs_ON_Diverse_2023_04_03 | Electricity | NY | 2040 | Winter Peak | Total | Total | Forecasted Demand | 464611.7681
LCP_Inputs_ON_Diverse_2023_04_03 | Electricity | NY | 2050 | Fall | Total | Total | Forecasted Demand | 43312474.573
LCP_Inputs_ON_Diverse_2023_04_03 | Electricity | NY | 2050 | Spring | Total | Total | Forecasted Demand | 44019241.8685
LCP_Inputs_ON_Diverse_2023_04_03 | Electricity | NY | 2050 | Summer | Total | Total | Forecasted Demand | 40768544.2389
LCP_Inputs_ON_Diverse_2023_04_03 | Electricity | NY | 2050 | Winter | Total | Total | Forecasted Demand | 49198559.9543
LCP_Inputs_ON_Diverse_2023_04_03 | Electricity | NY | 2050 | Winter Peak | Total | Total | Forecasted Demand | 499732.484
LCP_Inputs_ON_Diverse_2023_04_03 | Electricity | ON | 2020 | Fall | Total | Total | Forecasted Demand | 31924908
LCP_Inputs_ON_Diverse_2023_04_03 | Electricity | ON | 2020 | Spring | Total | Total | Forecasted Demand | 31793365.3587
LCP_Inputs_ON_Diverse_2023_04_03 | Electricity | ON | 2020 | Summer | Total | Total | Forecasted Demand | 34603182.25
LCP_Inputs_ON_Diverse_2023_04_03 | Electricity | ON | 2020 | Winter | Total | Total | Forecasted Demand | 36458902.1613
LCP_Inputs_ON_Diverse_2023_04_03 | Electricity | ON | 2020 | Winter Peak | Total | Total | Forecasted Demand | 464000
LCP_Inputs_ON_Diverse_2023_04_03 | Electricity | ON | 2030 | Fall | Total | Total | Forecasted Demand | 42776106.3043
LCP_Inputs_ON_Diverse_2023_04_03 | Electricity | ON | 2030 | Spring | Total | Total | Forecasted Demand | 44419274.0606
LCP_Inputs_ON_Diverse_2023_04_03 | Electricity | ON | 2030 | Summer | Total | Total | Forecasted Demand | 42006488.8028
LCP_Inputs_ON_Diverse_2023_04_03 | Electricity | ON | 2030 | Winter | Total | Total | Forecasted Demand | 54377872.01
LCP_Inputs_ON_Diverse_2023_04_03 | Electricity | ON | 2030 | Winter Peak | Total | Total | Forecasted Demand | 727949.5653
LCP_Inputs_ON_Diverse_2023_04_03 | Electricity | ON | 2040 | Fall | Total | Total | Forecasted Demand | 53120299.6356
LCP_Inputs_ON_Diverse_2023_04_03 | Electricity | ON | 2040 | Spring | Total | Total | Forecasted Demand | 56249049.9361
LCP_Inputs_ON_Diverse_2023_04_03 | Electricity | ON | 2040 | Summer | Total | Total | Forecasted Demand | 49456978.9833
LCP_Inputs_ON_Diverse_2023_04_03 | Electricity | ON | 2040 | Winter | Total | Total | Forecasted Demand | 70625918.2742
LCP_Inputs_ON_Diverse_2023_04_03 | Electricity | ON | 2040 | Winter Peak | Total | Total | Forecasted Demand | 962232.131
LCP_Inputs_ON_Diverse_2023_04_03 | Electricity | ON | 2050 | Fall | Total | Total | Forecasted Demand | 65143379.8427
LCP_Inputs_ON_Diverse_2023_04_03 | Electricity | ON | 2050 | Spring | Total | Total | Forecasted Demand | 68920826.9911
LCP_Inputs_ON_Diverse_2023_04_03 | Electricity | ON | 2050 | Summer | Total | Total | Forecasted Demand | 60187301.4094
LCP_Inputs_ON_Diverse_2023_04_03 | Electricity | ON | 2050 | Winter | Total | Total | Forecasted Demand | 85178627.663
LCP_Inputs_ON_Diverse_2023_04_03 | Electricity | ON | 2050 | Winter Peak | Total | Total | Forecasted Demand | 1145000.2435
LCP_Inputs_ON_Diverse_2023_04_03 | Electricity | PJ | 2020 | Fall | Total | Total | Forecasted Demand | 190271614.5584
LCP_Inputs_ON_Diverse_2023_04_03 | Electricity | PJ | 2020 | Spring | Total | Total | Forecasted Demand | 193696388.6918
LCP_Inputs_ON_Diverse_2023_04_03 | Electricity | PJ | 2020 | Summer | Total | Total | Forecasted Demand | 177315866.3892
LCP_Inputs_ON_Diverse_2023_04_03 | Electricity | PJ | 2020 | Winter | Total | Total | Forecasted Demand | 217268986.2696
LCP_Inputs_ON_Diverse_2023_04_03 | Electricity | PJ | 2020 | Winter Peak | Total | Total | Forecasted Demand | 2213228.8982
LCP_Inputs_ON_Diverse_2023_04_03 | Electricity | PJ | 2030 | Fall | Total | Total | Forecasted Demand | 196387739.8979
LCP_Inputs_ON_Diverse_2023_04_03 | Electricity | PJ | 2030 | Spring | Total | Total | Forecasted Demand | 199676281.9589
LCP_Inputs_ON_Diverse_2023_04_03 | Electricity | PJ | 2030 | Summer | Total | Total | Forecasted Demand | 182927623.6301
LCP_Inputs_ON_Diverse_2023_04_03 | Electricity | PJ | 2030 | Winter | Total | Total | Forecasted Demand | 223959843.9232
LCP_Inputs_ON_Diverse_2023_04_03 | Electricity | PJ | 2030 | Winter Peak | Total | Total | Forecasted Demand | 2283266.4389
LCP_Inputs_ON_Diverse_2023_04_03 | Electricity | PJ | 2040 | Fall | Total | Total | Forecasted Demand | 201542746.0526
LCP_Inputs_ON_Diverse_2023_04_03 | Electricity | PJ | 2040 | Spring | Total | Total | Forecasted Demand | 204831494.2239
LCP_Inputs_ON_Diverse_2023_04_03 | Electricity | PJ | 2040 | Summer | Total | Total | Forecasted Demand | 189705262.5019
LCP_Inputs_ON_Diverse_2023_04_03 | Electricity | PJ | 2040 | Winter | Total | Total | Forecasted Demand | 228932033.3873
LCP_Inputs_ON_Diverse_2023_04_03 | Electricity | PJ | 2040 | Winter Peak | Total | Total | Forecasted Demand | 2325368.3404
LCP_Inputs_ON_Diverse_2023_04_03 | Electricity | PJ | 2050 | Fall | Total | Total | Forecasted Demand | 206703213.2481
LCP_Inputs_ON_Diverse_2023_04_03 | Electricity | PJ | 2050 | Spring | Total | Total | Forecasted Demand | 210076169.2482
LCP_Inputs_ON_Diverse_2023_04_03 | Electricity | PJ | 2050 | Summer | Total | Total | Forecasted Demand | 194562632.976
LCP_Inputs_ON_Diverse_2023_04_03 | Electricity | PJ | 2050 | Winter | Total | Total | Forecasted Demand | 234793798.5534
LCP_Inputs_ON_Diverse_2023_04_03 | Electricity | PJ | 2050 | Winter Peak | Total | Total | Forecasted Demand | 2384908.995
LCP_Inputs_ON_Diverse_2023_04_03 | Electricity | QC | 2020 | Fall | Total | Total | Forecasted Demand | 41432497
LCP_Inputs_ON_Diverse_2023_04_03 | Electricity | QC | 2020 | Spring | Total | Total | Forecasted Demand | 44603911.1304
LCP_Inputs_ON_Diverse_2023_04_03 | Electricity | QC | 2020 | Summer | Total | Total | Forecasted Demand | 36902986.6739
LCP_Inputs_ON_Diverse_2023_04_03 | Electricity | QC | 2020 | Winter | Total | Total | Forecasted Demand | 56211261.3371
LCP_Inputs_ON_Diverse_2023_04_03 | Electricity | QC | 2020 | Winter Peak | Total | Total | Forecasted Demand | 710048
LCP_Inputs_ON_Diverse_2023_04_03 | Electricity | QC | 2030 | Fall | Total | Total | Forecasted Demand | 45697359.5598
LCP_Inputs_ON_Diverse_2023_04_03 | Electricity | QC | 2030 | Spring | Total | Total | Forecasted Demand | 49195223.8529
LCP_Inputs_ON_Diverse_2023_04_03 | Electricity | QC | 2030 | Summer | Total | Total | Forecasted Demand | 40701603.1611
LCP_Inputs_ON_Diverse_2023_04_03 | Electricity | QC | 2030 | Winter | Total | Total | Forecasted Demand | 61997379.029
LCP_Inputs_ON_Diverse_2023_04_03 | Electricity | QC | 2030 | Winter Peak | Total | Total | Forecasted Demand | 783136.9362
LCP_Inputs_ON_Diverse_2023_04_03 | Electricity | QC | 2040 | Fall | Total | Total | Forecasted Demand | 45697359.5598
LCP_Inputs_ON_Diverse_2023_04_03 | Electricity | QC | 2040 | Spring | Total | Total | Forecasted Demand | 49195223.8529
LCP_Inputs_ON_Diverse_2023_04_03 | Electricity | QC | 2040 | Summer | Total | Total | Forecasted Demand | 40701603.1611
LCP_Inputs_ON_Diverse_2023_04_03 | Electricity | QC | 2040 | Winter | Total | Total | Forecasted Demand | 61997379.029
LCP_Inputs_ON_Diverse_2023_04_03 | Electricity | QC | 2040 | Winter Peak | Total | Total | Forecasted Demand | 783136.9362
LCP_Inputs_ON_Diverse_2023_04_03 | Electricity | QC | 2050 | Fall | Total | Total | Forecasted Demand | 45697359.5598
LCP_Inputs_ON_Diverse_2023_04_03 | Electricity | QC | 2050 | Spring | Total | Total | Forecasted Demand | 49195223.8529
LCP_Inputs_ON_Diverse_2023_04_03 | Electricity | QC | 2050 | Summer | Total | Total | Forecasted Demand | 40701603.1611
LCP_Inputs_ON_Diverse_2023_04_03 | Electricity | QC | 2050 | Winter | Total | Total | Forecasted Demand | 61997379.029
LCP_Inputs_ON_Diverse_2023_04_03 | Electricity | QC | 2050 | Winter Peak | Total | Total | Forecasted Demand | 783136.9362
LCP_Inputs_ON_Diverse_2023_04_03 | Electricity | WC | 2020 | Fall | Total | Total | Forecasted Demand | 6526967.0516
LCP_Inputs_ON_Diverse_2023_04_03 | Electricity | WC | 2020 | Spring | Total | Total | Forecasted Demand | 6644448.516
LCP_Inputs_ON_Diverse_2023_04_03 | Electricity | WC | 2020 | Summer | Total | Total | Forecasted Demand | 6082540.5845
LCP_Inputs_ON_Diverse_2023_04_03 | Electricity | WC | 2020 | Winter | Total | Total | Forecasted Demand | 7453069.2242
LCP_Inputs_ON_Diverse_2023_04_03 | Electricity | WC | 2020 | Winter Peak | Total | Total | Forecasted Demand | 75921.3198
LCP_Inputs_ON_Diverse_2023_04_03 | Electricity | WC | 2030 | Fall | Total | Total | Forecasted Demand | 7232872.3112
LCP_Inputs_ON_Diverse_2023_04_03 | Electricity | WC | 2030 | Spring | Total | Total | Forecasted Demand | 7353987.8392
LCP_Inputs_ON_Diverse_2023_04_03 | Electricity | WC | 2030 | Summer | Total | Total | Forecasted Demand | 6737142.2707
LCP_Inputs_ON_Diverse_2023_04_03 | Electricity | WC | 2030 | Winter | Total | Total | Forecasted Demand | 8248340.5266
LCP_Inputs_ON_Diverse_2023_04_03 | Electricity | WC | 2030 | Winter Peak | Total | Total | Forecasted Demand | 84091.6781
LCP_Inputs_ON_Diverse_2023_04_03 | Electricity | WC | 2040 | Fall | Total | Total | Forecasted Demand | 8153713.7116
LCP_Inputs_ON_Diverse_2023_04_03 | Electricity | WC | 2040 | Spring | Total | Total | Forecasted Demand | 8286764.9455
LCP_Inputs_ON_Diverse_2023_04_03 | Electricity | WC | 2040 | Summer | Total | Total | Forecasted Demand | 7674810.5814
LCP_Inputs_ON_Diverse_2023_04_03 | Electricity | WC | 2040 | Winter | Total | Total | Forecasted Demand | 9261788.3611
LCP_Inputs_ON_Diverse_2023_04_03 | Electricity | WC | 2040 | Winter Peak | Total | Total | Forecasted Demand | 94076.2597
LCP_Inputs_ON_Diverse_2023_04_03 | Electricity | WC | 2050 | Fall | Total | Total | Forecasted Demand | 9096280.3835
LCP_Inputs_ON_Diverse_2023_04_03 | Electricity | WC | 2050 | Spring | Total | Total | Forecasted Demand | 9244712.2971
LCP_Inputs_ON_Diverse_2023_04_03 | Electricity | WC | 2050 | Summer | Total | Total | Forecasted Demand | 8562016.2062
LCP_Inputs_ON_Diverse_2023_04_03 | Electricity | WC | 2050 | Winter | Total | Total | Forecasted Demand | 10332448.1046
LCP_Inputs_ON_Diverse_2023_04_03 | Electricity | WC | 2050 | Winter Peak | Total | Total | Forecasted Demand | 104951.445
LCP_Inputs_ON_Diverse_2023_04_03 | Hydrogen | ON | 2020 | Fall | Total | Total | Forecasted Demand | 0
LCP_Inputs_ON_Diverse_2023_04_03 | Hydrogen | ON | 2020 | Spring | Total | Total | Forecasted Demand | 0
LCP_Inputs_ON_Diverse_2023_04_03 | Hydrogen | ON | 2020 | Summer | Total | Total | Forecasted Demand | 0
LCP_Inputs_ON_Diverse_2023_04_03 | Hydrogen | ON | 2020 | Winter | Total | Total | Forecasted Demand | 0
LCP_Inputs_ON_Diverse_2023_04_03 | Hydrogen | ON | 2020 | Winter Peak | Total | Total | Forecasted Demand | 0
LCP_Inputs_ON_Diverse_2023_04_03 | Hydrogen | ON | 2030 | Fall | Total | Total | Forecasted Demand | 9091558.9878
LCP_Inputs_ON_Diverse_2023_04_03 | Hydrogen | ON | 2030 | Spring | Total | Total | Forecasted Demand | 10295870.1321
LCP_Inputs_ON_Diverse_2023_04_03 | Hydrogen | ON | 2030 | Summer | Total | Total | Forecasted Demand | 8789394.4137
LCP_Inputs_ON_Diverse_2023_04_03 | Hydrogen | ON | 2030 | Winter | Total | Total | Forecasted Demand | 11711851.4397
LCP_Inputs_ON_Diverse_2023_04_03 | Hydrogen | ON | 2030 | Winter Peak | Total | Total | Forecasted Demand | 157181.3524
LCP_Inputs_ON_Diverse_2023_04_03 | Hydrogen | ON | 2040 | Fall | Total | Total | Forecasted Demand | 27928041.5238
LCP_Inputs_ON_Diverse_2023_04_03 | Hydrogen | ON | 2040 | Spring | Total | Total | Forecasted Demand | 34328706.1027
LCP_Inputs_ON_Diverse_2023_04_03 | Hydrogen | ON | 2040 | Summer | Total | Total | Forecasted Demand | 21277789.0511
LCP_Inputs_ON_Diverse_2023_04_03 | Hydrogen | ON | 2040 | Winter | Total | Total | Forecasted Demand | 45387957.9139
LCP_Inputs_ON_Diverse_2023_04_03 | Hydrogen | ON | 2040 | Winter Peak | Total | Total | Forecasted Demand | 651895.1012
LCP_Inputs_ON_Diverse_2023_04_03 | Hydrogen | ON | 2050 | Fall | Total | Total | Forecasted Demand | 49764306.8813
LCP_Inputs_ON_Diverse_2023_04_03 | Hydrogen | ON | 2050 | Spring | Total | Total | Forecasted Demand | 62364153.2739
LCP_Inputs_ON_Diverse_2023_04_03 | Hydrogen | ON | 2050 | Summer | Total | Total | Forecasted Demand | 37620786.6392
LCP_Inputs_ON_Diverse_2023_04_03 | Hydrogen | ON | 2050 | Winter | Total | Total | Forecasted Demand | 83470691.4934
LCP_Inputs_ON_Diverse_2023_04_03 | Hydrogen | ON | 2050 | Winter Peak | Total | Total | Forecasted Demand | 1218361.693
LCP_Inputs_ON_Diverse_2023_04_03 | Methane | ON | 2020 | Fall | Total | Total | Forecasted Demand | 48670588.9167
LCP_Inputs_ON_Diverse_2023_04_03 | Methane | ON | 2020 | Spring | Total | Total | Forecasted Demand | 71474402.259
LCP_Inputs_ON_Diverse_2023_04_03 | Methane | ON | 2020 | Summer | Total | Total | Forecasted Demand | 19080667.7211
LCP_Inputs_ON_Diverse_2023_04_03 | Methane | ON | 2020 | Winter | Total | Total | Forecasted Demand | 115006335.2713
LCP_Inputs_ON_Diverse_2023_04_03 | Methane | ON | 2020 | Winter Peak | Total | Total | Forecasted Demand | 1811413.6399
LCP_Inputs_ON_Diverse_2023_04_03 | Methane | ON | 2030 | Fall | Total | Total | Forecasted Demand | 45995188.0921
LCP_Inputs_ON_Diverse_2023_04_03 | Methane | ON | 2030 | Spring | Total | Total | Forecasted Demand | 66620202.535
LCP_Inputs_ON_Diverse_2023_04_03 | Methane | ON | 2030 | Summer | Total | Total | Forecasted Demand | 21116971.4865
LCP_Inputs_ON_Diverse_2023_04_03 | Methane | ON | 2030 | Winter | Total | Total | Forecasted Demand | 104672727.0941
LCP_Inputs_ON_Diverse_2023_04_03 | Methane | ON | 2030 | Winter Peak | Total | Total | Forecasted Demand | 1644877.5899
LCP_Inputs_ON_Diverse_2023_04_03 | Methane | ON | 2040 | Fall | Total | Total | Forecasted Demand | 32946107.9923
LCP_Inputs_ON_Diverse_2023_04_03 | Methane | ON | 2040 | Spring | Total | Total | Forecasted Demand | 47241035.6015
LCP_Inputs_ON_Diverse_2023_04_03 | Methane | ON | 2040 | Summer | Total | Total | Forecasted Demand | 20151177.7964
LCP_Inputs_ON_Diverse_2023_04_03 | Methane | ON | 2040 | Winter | Total | Total | Forecasted Demand | 70498976.0729
LCP_Inputs_ON_Diverse_2023_04_03 | Methane | ON | 2040 | Winter Peak | Total | Total | Forecasted Demand | 1115979.8567
LCP_Inputs_ON_Diverse_2023_04_03 | Methane | ON | 2050 | Fall | Total | Total | Forecasted Demand | 16573718.0413
LCP_Inputs_ON_Diverse_2023_04_03 | Methane | ON | 2050 | Spring | Total | Total | Forecasted Demand | 22741380.696
LCP_Inputs_ON_Diverse_2023_04_03 | Methane | ON | 2050 | Summer | Total | Total | Forecasted Demand | 13771367.2162
LCP_Inputs_ON_Diverse_2023_04_03 | Methane | ON | 2050 | Winter | Total | Total | Forecasted Demand | 30872126.08
LCP_Inputs_ON_Diverse_2023_04_03 | Methane | ON | 2050 | Winter Peak | Total | Total | Forecasted Demand | 485546.2284

## supply_disp_annual
ScenarioName | GENtoDISFuel | var_type | SubRegion | SimYr | Season | SupplyTechnology | SubRegion_To | SubRegion_From | SupplyDispatch | SubRegion
LCP_Inputs_ON_Diverse_2023_04_03 | Electricity | Charging-Storage | MI | 2020 | Fall | Battery Storage |  |  | 0 | MI
LCP_Inputs_ON_Diverse_2023_04_03 | Electricity | Charging-Storage | MI | 2020 | Fall | Hydro Pumped Storage |  |  | 0 | MI
LCP_Inputs_ON_Diverse_2023_04_03 | Electricity | Charging-Storage | MI | 2020 | Spring | Battery Storage |  |  | 0 | MI
LCP_Inputs_ON_Diverse_2023_04_03 | Electricity | Charging-Storage | MI | 2020 | Spring | Hydro Pumped Storage |  |  | 0 | MI
LCP_Inputs_ON_Diverse_2023_04_03 | Electricity | Charging-Storage | MI | 2020 | Summer | Battery Storage |  |  | 0 | MI
LCP_Inputs_ON_Diverse_2023_04_03 | Electricity | Charging-Storage | MI | 2020 | Summer | Hydro Pumped Storage |  |  | 0 | MI
LCP_Inputs_ON_Diverse_2023_04_03 | Electricity | Charging-Storage | MI | 2020 | Winter | Battery Storage |  |  | 0 | MI
LCP_Inputs_ON_Diverse_2023_04_03 | Electricity | Charging-Storage | MI | 2020 | Winter | Hydro Pumped Storage |  |  | 0 | MI
LCP_Inputs_ON_Diverse_2023_04_03 | Electricity | Charging-Storage | MI | 2020 | Winter Peak | Battery Storage |  |  | 0 | MI
LCP_Inputs_ON_Diverse_2023_04_03 | Electricity | Charging-Storage | MI | 2020 | Winter Peak | Hydro Pumped Storage |  |  | 0 | MI
LCP_Inputs_ON_Diverse_2023_04_03 | Electricity | Charging-Storage | MI | 2030 | Fall | Battery Storage |  |  | -809968.8649 | MI
LCP_Inputs_ON_Diverse_2023_04_03 | Electricity | Charging-Storage | MI | 2030 | Fall | Hydro Pumped Storage |  |  | -1380542.8 | MI
LCP_Inputs_ON_Diverse_2023_04_03 | Electricity | Charging-Storage | MI | 2030 | Spring | Battery Storage |  |  | -1092900.8155 | MI
LCP_Inputs_ON_Diverse_2023_04_03 | Electricity | Charging-Storage | MI | 2030 | Spring | Hydro Pumped Storage |  |  | -2127670.4672 | MI
LCP_Inputs_ON_Diverse_2023_04_03 | Electricity | Charging-Storage | MI | 2030 | Summer | Battery Storage |  |  | -587624.4706 | MI
LCP_Inputs_ON_Diverse_2023_04_03 | Electricity | Charging-Storage | MI | 2030 | Summer | Hydro Pumped Storage |  |  | -665118.7506 | MI
LCP_Inputs_ON_Diverse_2023_04_03 | Electricity | Charging-Storage | MI | 2030 | Winter | Battery Storage |  |  | -993893.5005 | MI
LCP_Inputs_ON_Diverse_2023_04_03 | Electricity | Charging-Storage | MI | 2030 | Winter | Hydro Pumped Storage |  |  | -1080424.8 | MI
LCP_Inputs_ON_Diverse_2023_04_03 | Electricity | Charging-Storage | MI | 2030 | Winter Peak | Battery Storage |  |  | -0.75875 | MI
LCP_Inputs_ON_Diverse_2023_04_03 | Electricity | Charging-Storage | MI | 2030 | Winter Peak | Hydro Pumped Storage |  |  | 0 | MI
LCP_Inputs_ON_Diverse_2023_04_03 | Electricity | Charging-Storage | MI | 2040 | Fall | Battery Storage |  |  | -2451838.6344 | MI
LCP_Inputs_ON_Diverse_2023_04_03 | Electricity | Charging-Storage | MI | 2040 | Fall | Hydro Pumped Storage |  |  | -1507760.7398 | MI
LCP_Inputs_ON_Diverse_2023_04_03 | Electricity | Charging-Storage | MI | 2040 | Spring | Battery Storage |  |  | -5283768.9081 | MI
LCP_Inputs_ON_Diverse_2023_04_03 | Electricity | Charging-Storage | MI | 2040 | Spring | Hydro Pumped Storage |  |  | -2400944 | MI
LCP_Inputs_ON_Diverse_2023_04_03 | Electricity | Charging-Storage | MI | 2040 | Summer | Battery Storage |  |  | -1916661.2706 | MI
LCP_Inputs_ON_Diverse_2023_04_03 | Electricity | Charging-Storage | MI | 2040 | Summer | Hydro Pumped Storage |  |  | -720283.2 | MI
LCP_Inputs_ON_Diverse_2023_04_03 | Electricity | Charging-Storage | MI | 2040 | Winter | Battery Storage |  |  | -5283768.9081 | MI
LCP_Inputs_ON_Diverse_2023_04_03 | Electricity | Charging-Storage | MI | 2040 | Winter | Hydro Pumped Storage |  |  | -2400944 | MI
LCP_Inputs_ON_Diverse_2023_04_03 | Electricity | Charging-Storage | MI | 2040 | Winter Peak | Battery Storage |  |  | 0 | MI
LCP_Inputs_ON_Diverse_2023_04_03 | Electricity | Charging-Storage | MI | 2040 | Winter Peak | Hydro Pumped Storage |  |  | 0 | MI
LCP_Inputs_ON_Diverse_2023_04_03 | Electricity | Charging-Storage | MI | 2050 | Fall | Battery Storage |  |  | -6055088.8121 | MI
LCP_Inputs_ON_Diverse_2023_04_03 | Electricity | Charging-Storage | MI | 2050 | Fall | Hydro Pumped Storage |  |  | -1455149.3423 | MI
LCP_Inputs_ON_Diverse_2023_04_03 | Electricity | Charging-Storage | MI | 2050 | Spring | Battery Storage |  |  | -13351819.0703 | MI
LCP_Inputs_ON_Diverse_2023_04_03 | Electricity | Charging-Storage | MI | 2050 | Spring | Hydro Pumped Storage |  |  | -2303027.6037 | MI
LCP_Inputs_ON_Diverse_2023_04_03 | Electricity | Charging-Storage | MI | 2050 | Summer | Battery Storage |  |  | -4843306.9176 | MI
LCP_Inputs_ON_Diverse_2023_04_03 | Electricity | Charging-Storage | MI | 2050 | Summer | Hydro Pumped Storage |  |  | -1742543.0089 | MI
LCP_Inputs_ON_Diverse_2023_04_03 | Electricity | Charging-Storage | MI | 2050 | Winter | Battery Storage |  |  | -13351819.0703 | MI
LCP_Inputs_ON_Diverse_2023_04_03 | Electricity | Charging-Storage | MI | 2050 | Winter | Hydro Pumped Storage |  |  | -2400944 | MI
LCP_Inputs_ON_Diverse_2023_04_03 | Electricity | Charging-Storage | MI | 2050 | Winter Peak | Battery Storage |  |  | 0 | MI
LCP_Inputs_ON_Diverse_2023_04_03 | Electricity | Charging-Storage | MI | 2050 | Winter Peak | Hydro Pumped Storage |  |  | 0 | MI
LCP_Inputs_ON_Diverse_2023_04_03 | Electricity | Charging-Storage | NY | 2020 | Fall | Battery Storage |  |  | 0 | NY
LCP_Inputs_ON_Diverse_2023_04_03 | Electricity | Charging-Storage | NY | 2020 | Fall | Hydro Pumped Storage |  |  | 0 | NY
LCP_Inputs_ON_Diverse_2023_04_03 | Electricity | Charging-Storage | NY | 2020 | Spring | Battery Storage |  |  | 0 | NY
LCP_Inputs_ON_Diverse_2023_04_03 | Electricity | Charging-Storage | NY | 2020 | Spring | Hydro Pumped Storage |  |  | 0 | NY
LCP_Inputs_ON_Diverse_2023_04_03 | Electricity | Charging-Storage | NY | 2020 | Summer | Battery Storage |  |  | 0 | NY
LCP_Inputs_ON_Diverse_2023_04_03 | Electricity | Charging-Storage | NY | 2020 | Summer | Hydro Pumped Storage |  |  | 0 | NY
LCP_Inputs_ON_Diverse_2023_04_03 | Electricity | Charging-Storage | NY | 2020 | Winter | Battery Storage |  |  | 0 | NY
LCP_Inputs_ON_Diverse_2023_04_03 | Electricity | Charging-Storage | NY | 2020 | Winter | Hydro Pumped Storage |  |  | 0 | NY
LCP_Inputs_ON_Diverse_2023_04_03 | Electricity | Charging-Storage | NY | 2020 | Winter Peak | Battery Storage |  |  | 0 | NY
LCP_Inputs_ON_Diverse_2023_04_03 | Electricity | Charging-Storage | NY | 2020 | Winter Peak | Hydro Pumped Storage |  |  | 0 | NY
LCP_Inputs_ON_Diverse_2023_04_03 | Electricity | Charging-Storage | NY | 2030 | Fall | Battery Storage |  |  | -915995.2941 | NY
LCP_Inputs_ON_Diverse_2023_04_03 | Electricity | Charging-Storage | NY | 2030 | Fall | Hydro Pumped Storage |  |  | -477964.2982 | NY
LCP_Inputs_ON_Diverse_2023_04_03 | Electricity | Charging-Storage | NY | 2030 | Spring | Battery Storage |  |  | -1270607.1769 | NY
LCP_Inputs_ON_Diverse_2023_04_03 | Electricity | Charging-Storage | NY | 2030 | Spring | Hydro Pumped Storage |  |  | -1125021.625 | NY
LCP_Inputs_ON_Diverse_2023_04_03 | Electricity | Charging-Storage | NY | 2030 | Summer | Battery Storage |  |  | -805237.5479 | NY
LCP_Inputs_ON_Diverse_2023_04_03 | Electricity | Charging-Storage | NY | 2030 | Summer | Hydro Pumped Storage |  |  | -387905.2517 | NY
LCP_Inputs_ON_Diverse_2023_04_03 | Electricity | Charging-Storage | NY | 2030 | Winter | Battery Storage |  |  | -1446010.5686 | NY
LCP_Inputs_ON_Diverse_2023_04_03 | Electricity | Charging-Storage | NY | 2030 | Winter | Hydro Pumped Storage |  |  | -653946.9595 | NY
LCP_Inputs_ON_Diverse_2023_04_03 | Electricity | Charging-Storage | NY | 2030 | Winter Peak | Battery Storage |  |  | 0 | NY
LCP_Inputs_ON_Diverse_2023_04_03 | Electricity | Charging-Storage | NY | 2030 | Winter Peak | Hydro Pumped Storage |  |  | 0 | NY
LCP_Inputs_ON_Diverse_2023_04_03 | Electricity | Charging-Storage | NY | 2040 | Fall | Battery Storage |  |  | -2893022.7524 | NY
LCP_Inputs_ON_Diverse_2023_04_03 | Electricity | Charging-Storage | NY | 2040 | Fall | Hydro Pumped Storage |  |  | -312208.0484 | NY
LCP_Inputs_ON_Diverse_2023_04_03 | Electricity | Charging-Storage | NY | 2040 | Spring | Battery Storage |  |  | -4528446.9847 | NY
LCP_Inputs_ON_Diverse_2023_04_03 | Electricity | Charging-Storage | NY | 2040 | Spring | Hydro Pumped Storage |  |  | -1171451.0889 | NY
LCP_Inputs_ON_Diverse_2023_04_03 | Electricity | Charging-Storage | NY | 2040 | Summer | Battery Storage |  |  | -2776781.7892 | NY
LCP_Inputs_ON_Diverse_2023_04_03 | Electricity | Charging-Storage | NY | 2040 | Summer | Hydro Pumped Storage |  |  | -1362580.3671 | NY
LCP_Inputs_ON_Diverse_2023_04_03 | Electricity | Charging-Storage | NY | 2040 | Winter | Battery Storage |  |  | -7145811.8919 | NY
LCP_Inputs_ON_Diverse_2023_04_03 | Electricity | Charging-Storage | NY | 2040 | Winter | Hydro Pumped Storage |  |  | -1642888.7222 | NY
LCP_Inputs_ON_Diverse_2023_04_03 | Electricity | Charging-Storage | NY | 2040 | Winter Peak | Battery Storage |  |  | 0 | NY
LCP_Inputs_ON_Diverse_2023_04_03 | Electricity | Charging-Storage | NY | 2040 | Winter Peak | Hydro Pumped Storage |  |  | 0 | NY
LCP_Inputs_ON_Diverse_2023_04_03 | Electricity | Charging-Storage | NY | 2050 | Fall | Battery Storage |  |  | -3000644.7059 | NY
LCP_Inputs_ON_Diverse_2023_04_03 | Electricity | Charging-Storage | NY | 2050 | Fall | Hydro Pumped Storage |  |  | -818768.6962 | NY
LCP_Inputs_ON_Diverse_2023_04_03 | Electricity | Charging-Storage | NY | 2050 | Spring | Battery Storage |  |  | -5965756.5756 | NY
LCP_Inputs_ON_Diverse_2023_04_03 | Electricity | Charging-Storage | NY | 2050 | Spring | Hydro Pumped Storage |  |  | -1285739 | NY
LCP_Inputs_ON_Diverse_2023_04_03 | Electricity | Charging-Storage | NY | 2050 | Summer | Battery Storage |  |  | -3043855.9307 | NY
LCP_Inputs_ON_Diverse_2023_04_03 | Electricity | Charging-Storage | NY | 2050 | Summer | Hydro Pumped Storage |  |  | -1446456.375 | NY
LCP_Inputs_ON_Diverse_2023_04_03 | Electricity | Charging-Storage | NY | 2050 | Winter | Battery Storage |  |  | -6629763.9366 | NY
LCP_Inputs_ON_Diverse_2023_04_03 | Electricity | Charging-Storage | NY | 2050 | Winter | Hydro Pumped Storage |  |  | -1517886.3194 | NY
LCP_Inputs_ON_Diverse_2023_04_03 | Electricity | Charging-Storage | NY | 2050 | Winter Peak | Battery Storage |  |  | 0 | NY
LCP_Inputs_ON_Diverse_2023_04_03 | Electricity | Charging-Storage | NY | 2050 | Winter Peak | Hydro Pumped Storage |  |  | 0 | NY
LCP_Inputs_ON_Diverse_2023_04_03 | Electricity | Charging-Storage | ON | 2020 | Fall | Battery Storage |  |  | 0 | ON
LCP_Inputs_ON_Diverse_2023_04_03 | Electricity | Charging-Storage | ON | 2020 | Fall | Hydro Pumped Storage |  |  | -79443 | ON
LCP_Inputs_ON_Diverse_2023_04_03 | Electricity | Charging-Storage | ON | 2020 | Spring | Battery Storage |  |  | 0 | ON
LCP_Inputs_ON_Diverse_2023_04_03 | Electricity | Charging-Storage | ON | 2020 | Spring | Hydro Pumped Storage |  |  | -47665.8 | ON
LCP_Inputs_ON_Diverse_2023_04_03 | Electricity | Charging-Storage | ON | 2020 | Summer | Battery Storage |  |  | 0 | ON
LCP_Inputs_ON_Diverse_2023_04_03 | Electricity | Charging-Storage | ON | 2020 | Summer | Hydro Pumped Storage |  |  | -111220.2 | ON
LCP_Inputs_ON_Diverse_2023_04_03 | Electricity | Charging-Storage | ON | 2020 | Winter | Battery Storage |  |  | 0 | ON
LCP_Inputs_ON_Diverse_2023_04_03 | Electricity | Charging-Storage | ON | 2020 | Winter | Hydro Pumped Storage |  |  | -1738.9615 | ON
LCP_Inputs_ON_Diverse_2023_04_03 | Electricity | Charging-Storage | ON | 2020 | Winter Peak | Battery Storage |  |  | 0 | ON
LCP_Inputs_ON_Diverse_2023_04_03 | Electricity | Charging-Storage | ON | 2020 | Winter Peak | Hydro Pumped Storage |  |  | 0 | ON
LCP_Inputs_ON_Diverse_2023_04_03 | Electricity | Charging-Storage | ON | 2030 | Fall | Battery Storage |  |  | -555849.4118 | ON
LCP_Inputs_ON_Diverse_2023_04_03 | Electricity | Charging-Storage | ON | 2030 | Fall | Hydro Pumped Storage |  |  | -112985.6 | ON
LCP_Inputs_ON_Diverse_2023_04_03 | Electricity | Charging-Storage | ON | 2030 | Spring | Battery Storage |  |  | -555849.4118 | ON
LCP_Inputs_ON_Diverse_2023_04_03 | Electricity | Charging-Storage | ON | 2030 | Spring | Hydro Pumped Storage |  |  | -114652.3517 | ON
LCP_Inputs_ON_Diverse_2023_04_03 | Electricity | Charging-Storage | ON | 2030 | Summer | Battery Storage |  |  | -555849.4118 | ON
LCP_Inputs_ON_Diverse_2023_04_03 | Electricity | Charging-Storage | ON | 2030 | Summer | Hydro Pumped Storage |  |  | -79443 | ON
LCP_Inputs_ON_Diverse_2023_04_03 | Electricity | Charging-Storage | ON | 2030 | Winter | Battery Storage |  |  | -747849.0106 | ON
LCP_Inputs_ON_Diverse_2023_04_03 | Electricity | Charging-Storage | ON | 2030 | Winter | Hydro Pumped Storage |  |  | -95331.6 | ON
LCP_Inputs_ON_Diverse_2023_04_03 | Electricity | Charging-Storage | ON | 2030 | Winter Peak | Battery Storage |  |  | -776.7823 | ON
LCP_Inputs_ON_Diverse_2023_04_03 | Electricity | Charging-Storage | ON | 2030 | Winter Peak | Hydro Pumped Storage |  |  | 0 | ON
LCP_Inputs_ON_Diverse_2023_04_03 | Electricity | Charging-Storage | ON | 2040 | Fall | Battery Storage |  |  | -1584470.5882 | ON
LCP_Inputs_ON_Diverse_2023_04_03 | Electricity | Charging-Storage | ON | 2040 | Fall | Hydro Pumped Storage |  |  | -95331.6 | ON
LCP_Inputs_ON_Diverse_2023_04_03 | Electricity | Charging-Storage | ON | 2040 | Spring | Battery Storage |  |  | -399152.2191 | ON
LCP_Inputs_ON_Diverse_2023_04_03 | Electricity | Charging-Storage | ON | 2040 | Spring | Hydro Pumped Storage |  |  | 0 | ON
LCP_Inputs_ON_Diverse_2023_04_03 | Electricity | Charging-Storage | ON | 2040 | Summer | Battery Storage |  |  | -1679362.2104 | ON
LCP_Inputs_ON_Diverse_2023_04_03 | Electricity | Charging-Storage | ON | 2040 | Summer | Hydro Pumped Storage |  |  | -139025.25 | ON
LCP_Inputs_ON_Diverse_2023_04_03 | Electricity | Charging-Storage | ON | 2040 | Winter | Battery Storage |  |  | 0 | ON
LCP_Inputs_ON_Diverse_2023_04_03 | Electricity | Charging-Storage | ON | 2040 | Winter | Hydro Pumped Storage |  |  | 0 | ON
LCP_Inputs_ON_Diverse_2023_04_03 | Electricity | Charging-Storage | ON | 2040 | Winter Peak | Battery Storage |  |  | -21816.3888 | ON
LCP_Inputs_ON_Diverse_2023_04_03 | Electricity | Charging-Storage | ON | 2040 | Winter Peak | Hydro Pumped Storage |  |  | 0 | ON
LCP_Inputs_ON_Diverse_2023_04_03 | Electricity | Charging-Storage | ON | 2050 | Fall | Battery Storage |  |  | -2697882.3529 | ON
LCP_Inputs_ON_Diverse_2023_04_03 | Electricity | Charging-Storage | ON | 2050 | Fall | Hydro Pumped Storage |  |  | -111220.2 | ON
LCP_Inputs_ON_Diverse_2023_04_03 | Electricity | Charging-Storage | ON | 2050 | Spring | Battery Storage |  |  | -40746.9062 | ON
LCP_Inputs_ON_Diverse_2023_04_03 | Electricity | Charging-Storage | ON | 2050 | Spring | Hydro Pumped Storage |  |  | 0 | ON
LCP_Inputs_ON_Diverse_2023_04_03 | Electricity | Charging-Storage | ON | 2050 | Summer | Battery Storage |  |  | -3007675.6421 | ON
LCP_Inputs_ON_Diverse_2023_04_03 | Electricity | Charging-Storage | ON | 2050 | Summer | Hydro Pumped Storage |  |  | -158886 | ON
LCP_Inputs_ON_Diverse_2023_04_03 | Electricity | Charging-Storage | ON | 2050 | Winter | Battery Storage |  |  | -362549.1908 | ON
LCP_Inputs_ON_Diverse_2023_04_03 | Electricity | Charging-Storage | ON | 2050 | Winter | Hydro Pumped Storage |  |  | 0 | ON
LCP_Inputs_ON_Diverse_2023_04_03 | Electricity | Charging-Storage | ON | 2050 | Winter Peak | Battery Storage |  |  | -28160.189 | ON
LCP_Inputs_ON_Diverse_2023_04_03 | Electricity | Charging-Storage | ON | 2050 | Winter Peak | Hydro Pumped Storage |  |  | 0 | ON
LCP_Inputs_ON_Diverse_2023_04_03 | Electricity | Charging-Storage | PJ | 2020 | Fall | Battery Storage |  |  | 0 | PJ
LCP_Inputs_ON_Diverse_2023_04_03 | Electricity | Charging-Storage | PJ | 2020 | Fall | Hydro Pumped Storage |  |  | 0 | PJ
LCP_Inputs_ON_Diverse_2023_04_03 | Electricity | Charging-Storage | PJ | 2020 | Spring | Battery Storage |  |  | 0 | PJ
LCP_Inputs_ON_Diverse_2023_04_03 | Electricity | Charging-Storage | PJ | 2020 | Spring | Hydro Pumped Storage |  |  | 0 | PJ
LCP_Inputs_ON_Diverse_2023_04_03 | Electricity | Charging-Storage | PJ | 2020 | Summer | Battery Storage |  |  | 0 | PJ
LCP_Inputs_ON_Diverse_2023_04_03 | Electricity | Charging-Storage | PJ | 2020 | Summer | Hydro Pumped Storage |  |  | 0 | PJ
LCP_Inputs_ON_Diverse_2023_04_03 | Electricity | Charging-Storage | PJ | 2020 | Winter | Battery Storage |  |  | 0 | PJ
LCP_Inputs_ON_Diverse_2023_04_03 | Electricity | Charging-Storage | PJ | 2020 | Winter | Hydro Pumped Storage |  |  | 0 | PJ
LCP_Inputs_ON_Diverse_2023_04_03 | Electricity | Charging-Storage | PJ | 2020 | Winter Peak | Battery Storage |  |  | 0 | PJ
LCP_Inputs_ON_Diverse_2023_04_03 | Electricity | Charging-Storage | PJ | 2020 | Winter Peak | Hydro Pumped Storage |  |  | 0 | PJ
LCP_Inputs_ON_Diverse_2023_04_03 | Electricity | Charging-Storage | PJ | 2030 | Fall | Battery Storage |  |  | 0 | PJ
LCP_Inputs_ON_Diverse_2023_04_03 | Electricity | Charging-Storage | PJ | 2030 | Fall | Hydro Pumped Storage |  |  | 0 | PJ
LCP_Inputs_ON_Diverse_2023_04_03 | Electricity | Charging-Storage | PJ | 2030 | Spring | Battery Storage |  |  | -1148518.3784 | PJ
LCP_Inputs_ON_Diverse_2023_04_03 | Electricity | Charging-Storage | PJ | 2030 | Spring | Hydro Pumped Storage |  |  | -4354004.2511 | PJ
LCP_Inputs_ON_Diverse_2023_04_03 | Electricity | Charging-Storage | PJ | 2030 | Summer | Battery Storage |  |  | 0 | PJ
LCP_Inputs_ON_Diverse_2023_04_03 | Electricity | Charging-Storage | PJ | 2030 | Summer | Hydro Pumped Storage |  |  | 0 | PJ
LCP_Inputs_ON_Diverse_2023_04_03 | Electricity | Charging-Storage | PJ | 2030 | Winter | Battery Storage |  |  | -849370.8126 | PJ
LCP_Inputs_ON_Diverse_2023_04_03 | Electricity | Charging-Storage | PJ | 2030 | Winter | Hydro Pumped Storage |  |  | -1588601.8307 | PJ
LCP_Inputs_ON_Diverse_2023_04_03 | Electricity | Charging-Storage | PJ | 2030 | Winter Peak | Battery Storage |  |  | -14177.6811 | PJ
LCP_Inputs_ON_Diverse_2023_04_03 | Electricity | Charging-Storage | PJ | 2030 | Winter Peak | Hydro Pumped Storage |  |  | -42311.6171 | PJ
LCP_Inputs_ON_Diverse_2023_04_03 | Electricity | Charging-Storage | PJ | 2040 | Fall | Battery Storage |  |  | -746119.9319 | PJ
LCP_Inputs_ON_Diverse_2023_04_03 | Electricity | Charging-Storage | PJ | 2040 | Fall | Hydro Pumped Storage |  |  | 0 | PJ
LCP_Inputs_ON_Diverse_2023_04_03 | Electricity | Charging-Storage | PJ | 2040 | Spring | Battery Storage |  |  | -5295590.0541 | PJ
LCP_Inputs_ON_Diverse_2023_04_03 | Electricity | Charging-Storage | PJ | 2040 | Spring | Hydro Pumped Storage |  |  | -4780503 | PJ
LCP_Inputs_ON_Diverse_2023_04_03 | Electricity | Charging-Storage | PJ | 2040 | Summer | Battery Storage |  |  | 0 | PJ
LCP_Inputs_ON_Diverse_2023_04_03 | Electricity | Charging-Storage | PJ | 2040 | Summer | Hydro Pumped Storage |  |  | 0 | PJ
LCP_Inputs_ON_Diverse_2023_04_03 | Electricity | Charging-Storage | PJ | 2040 | Winter | Battery Storage |  |  | -6288513.1892 | PJ
LCP_Inputs_ON_Diverse_2023_04_03 | Electricity | Charging-Storage | PJ | 2040 | Winter | Hydro Pumped Storage |  |  | -6108420.5 | PJ
LCP_Inputs_ON_Diverse_2023_04_03 | Electricity | Charging-Storage | PJ | 2040 | Winter Peak | Battery Storage |  |  | -50373.573 | PJ
LCP_Inputs_ON_Diverse_2023_04_03 | Electricity | Charging-Storage | PJ | 2040 | Winter Peak | Hydro Pumped Storage |  |  | -5253.3 | PJ
LCP_Inputs_ON_Diverse_2023_04_03 | Electricity | Charging-Storage | PJ | 2050 | Fall | Battery Storage |  |  | -4894410.7147 | PJ
LCP_Inputs_ON_Diverse_2023_04_03 | Electricity | Charging-Storage | PJ | 2050 | Fall | Hydro Pumped Storage |  |  | -764771.9356 | PJ
LCP_Inputs_ON_Diverse_2023_04_03 | Electricity | Charging-Storage | PJ | 2050 | Spring | Battery Storage |  |  | -9718790.7814 | PJ
LCP_Inputs_ON_Diverse_2023_04_03 | Electricity | Charging-Storage | PJ | 2050 | Spring | Hydro Pumped Storage |  |  | -4514919.5 | PJ
LCP_Inputs_ON_Diverse_2023_04_03 | Electricity | Charging-Storage | PJ | 2050 | Summer | Battery Storage |  |  | -1338482.6 | PJ
LCP_Inputs_ON_Diverse_2023_04_03 | Electricity | Charging-Storage | PJ | 2050 | Summer | Hydro Pumped Storage |  |  | -478050.3 | PJ
LCP_Inputs_ON_Diverse_2023_04_03 | Electricity | Charging-Storage | PJ | 2050 | Winter | Battery Storage |  |  | -9099592.2405 | PJ
LCP_Inputs_ON_Diverse_2023_04_03 | Electricity | Charging-Storage | PJ | 2050 | Winter | Hydro Pumped Storage |  |  | -2525334.8652 | PJ
LCP_Inputs_ON_Diverse_2023_04_03 | Electricity | Charging-Storage | PJ | 2050 | Winter Peak | Battery Storage |  |  | -118869.2064 | PJ
LCP_Inputs_ON_Diverse_2023_04_03 | Electricity | Charging-Storage | PJ | 2050 | Winter Peak | Hydro Pumped Storage |  |  | -61288.5 | PJ
LCP_Inputs_ON_Diverse_2023_04_03 | Electricity | Charging-Storage | QC | 2020 | Fall | Battery Storage |  |  | 0 | QC
LCP_Inputs_ON_Diverse_2023_04_03 | Electricity | Charging-Storage | QC | 2020 | Fall | Hydro Pumped Storage |  |  | 0 | QC
LCP_Inputs_ON_Diverse_2023_04_03 | Electricity | Charging-Storage | QC | 2020 | Spring | Battery Storage |  |  | 0 | QC
LCP_Inputs_ON_Diverse_2023_04_03 | Electricity | Charging-Storage | QC | 2020 | Spring | Hydro Pumped Storage |  |  | 0 | QC
LCP_Inputs_ON_Diverse_2023_04_03 | Electricity | Charging-Storage | QC | 2020 | Summer | Battery Storage |  |  | 0 | QC
LCP_Inputs_ON_Diverse_2023_04_03 | Electricity | Charging-Storage | QC | 2020 | Summer | Hydro Pumped Storage |  |  | 0 | QC
LCP_Inputs_ON_Diverse_2023_04_03 | Electricity | Charging-Storage | QC | 2020 | Winter | Battery Storage |  |  | 0 | QC
LCP_Inputs_ON_Diverse_2023_04_03 | Electricity | Charging-Storage | QC | 2020 | Winter | Hydro Pumped Storage |  |  | 0 | QC
LCP_Inputs_ON_Diverse_2023_04_03 | Electricity | Charging-Storage | QC | 2020 | Winter Peak | Battery Storage |  |  | 0 | QC
LCP_Inputs_ON_Diverse_2023_04_03 | Electricity | Charging-Storage | QC | 2020 | Winter Peak | Hydro Pumped Storage |  |  | 0 | QC
LCP_Inputs_ON_Diverse_2023_04_03 | Electricity | Charging-Storage | QC | 2030 | Fall | Battery Storage |  |  | 0 | QC
LCP_Inputs_ON_Diverse_2023_04_03 | Electricity | Charging-Storage | QC | 2030 | Fall | Hydro Pumped Storage |  |  | 0 | QC
LCP_Inputs_ON_Diverse_2023_04_03 | Electricity | Charging-Storage | QC | 2030 | Spring | Battery Storage |  |  | 0 | QC
LCP_Inputs_ON_Diverse_2023_04_03 | Electricity | Charging-Storage | QC | 2030 | Spring | Hydro Pumped Storage |  |  | 0 | QC
LCP_Inputs_ON_Diverse_2023_04_03 | Electricity | Charging-Storage | QC | 2030 | Summer | Battery Storage |  |  | 0 | QC
LCP_Inputs_ON_Diverse_2023_04_03 | Electricity | Charging-Storage | QC | 2030 | Summer | Hydro Pumped Storage |  |  | 0 | QC
LCP_Inputs_ON_Diverse_2023_04_03 | Electricity | Charging-Storage | QC | 2030 | Winter | Battery Storage |  |  | 0 | QC
LCP_Inputs_ON_Diverse_2023_04_03 | Electricity | Charging-Storage | QC | 2030 | Winter | Hydro Pumped Storage |  |  | 0 | QC
LCP_Inputs_ON_Diverse_2023_04_03 | Electricity | Charging-Storage | QC | 2030 | Winter Peak | Battery Storage |  |  | 0 | QC
LCP_Inputs_ON_Diverse_2023_04_03 | Electricity | Charging-Storage | QC | 2030 | Winter Peak | Hydro Pumped Storage |  |  | 0 | QC
LCP_Inputs_ON_Diverse_2023_04_03 | Electricity | Charging-Storage | QC | 2040 | Fall | Battery Storage |  |  | 0 | QC
LCP_Inputs_ON_Diverse_2023_04_03 | Electricity | Charging-Storage | QC | 2040 | Fall | Hydro Pumped Storage |  |  | 0 | QC
LCP_Inputs_ON_Diverse_2023_04_03 | Electricity | Charging-Storage | QC | 2040 | Spring | Battery Storage |  |  | 0 | QC
LCP_Inputs_ON_Diverse_2023_04_03 | Electricity | Charging-Storage | QC | 2040 | Spring | Hydro Pumped Storage |  |  | 0 | QC
LCP_Inputs_ON_Diverse_2023_04_03 | Electricity | Charging-Storage | QC | 2040 | Summer | Battery Storage |  |  | 0 | QC
LCP_Inputs_ON_Diverse_2023_04_03 | Electricity | Charging-Storage | QC | 2040 | Summer | Hydro Pumped Storage |  |  | 0 | QC
LCP_Inputs_ON_Diverse_2023_04_03 | Electricity | Charging-Storage | QC | 2040 | Winter | Battery Storage |  |  | 0 | QC
LCP_Inputs_ON_Diverse_2023_04_03 | Electricity | Charging-Storage | QC | 2040 | Winter | Hydro Pumped Storage |  |  | 0 | QC
LCP_Inputs_ON_Diverse_2023_04_03 | Electricity | Charging-Storage | QC | 2040 | Winter Peak | Battery Storage |  |  | 0 | QC
LCP_Inputs_ON_Diverse_2023_04_03 | Electricity | Charging-Storage | QC | 2040 | Winter Peak | Hydro Pumped Storage |  |  | 0 | QC
LCP_Inputs_ON_Diverse_2023_04_03 | Electricity | Charging-Storage | QC | 2050 | Fall | Battery Storage |  |  | 0 | QC
LCP_Inputs_ON_Diverse_2023_04_03 | Electricity | Charging-Storage | QC | 2050 | Fall | Hydro Pumped Storage |  |  | 0 | QC
LCP_Inputs_ON_Diverse_2023_04_03 | Electricity | Charging-Storage | QC | 2050 | Spring | Battery Storage |  |  | 0 | QC
LCP_Inputs_ON_Diverse_2023_04_03 | Electricity | Charging-Storage | QC | 2050 | Spring | Hydro Pumped Storage |  |  | 0 | QC
LCP_Inputs_ON_Diverse_2023_04_03 | Electricity | Charging-Storage | QC | 2050 | Summer | Battery Storage |  |  | 0 | QC
LCP_Inputs_ON_Diverse_2023_04_03 | Electricity | Charging-Storage | QC | 2050 | Summer | Hydro Pumped Storage |  |  | 0 | QC
LCP_Inputs_ON_Diverse_2023_04_03 | Electricity | Charging-Storage | QC | 2050 | Winter | Battery Storage |  |  | 0 | QC
LCP_Inputs_ON_Diverse_2023_04_03 | Electricity | Charging-Storage | QC | 2050 | Winter | Hydro Pumped Storage |  |  | 0 | QC
LCP_Inputs_ON_Diverse_2023_04_03 | Electricity | Charging-Storage | QC | 2050 | Winter Peak | Battery Storage |  |  | 0 | QC
LCP_Inputs_ON_Diverse_2023_04_03 | Electricity | Charging-Storage | QC | 2050 | Winter Peak | Hydro Pumped Storage |  |  | 0 | QC
LCP_Inputs_ON_Diverse_2023_04_03 | Electricity | Charging-Storage | WC | 2020 | Fall | Battery Storage |  |  | 0 | WC
LCP_Inputs_ON_Diverse_2023_04_03 | Electricity | Charging-Storage | WC | 2020 | Fall | Hydro Pumped Storage |  |  | 0 | WC
LCP_Inputs_ON_Diverse_2023_04_03 | Electricity | Charging-Storage | WC | 2020 | Spring | Battery Storage |  |  | 0 | WC
LCP_Inputs_ON_Diverse_2023_04_03 | Electricity | Charging-Storage | WC | 2020 | Spring | Hydro Pumped Storage |  |  | 0 | WC
LCP_Inputs_ON_Diverse_2023_04_03 | Electricity | Charging-Storage | WC | 2020 | Summer | Battery Storage |  |  | 0 | WC
LCP_Inputs_ON_Diverse_2023_04_03 | Electricity | Charging-Storage | WC | 2020 | Summer | Hydro Pumped Storage |  |  | 0 | WC
LCP_Inputs_ON_Diverse_2023_04_03 | Electricity | Charging-Storage | WC | 2020 | Winter | Battery Storage |  |  | 0 | WC
LCP_Inputs_ON_Diverse_2023_04_03 | Electricity | Charging-Storage | WC | 2020 | Winter | Hydro Pumped Storage |  |  | 0 | WC
LCP_Inputs_ON_Diverse_2023_04_03 | Electricity | Charging-Storage | WC | 2020 | Winter Peak | Battery Storage |  |  | 0 | WC
LCP_Inputs_ON_Diverse_2023_04_03 | Electricity | Charging-Storage | WC | 2020 | Winter Peak | Hydro Pumped Storage |  |  | 0 | WC
LCP_Inputs_ON_Diverse_2023_04_03 | Electricity | Charging-Storage | WC | 2030 | Fall | Battery Storage |  |  | 0 | WC
LCP_Inputs_ON_Diverse_2023_04_03 | Electricity | Charging-Storage | WC | 2030 | Fall | Hydro Pumped Storage |  |  | 0 | WC
LCP_Inputs_ON_Diverse_2023_04_03 | Electricity | Charging-Storage | WC | 2030 | Spring | Battery Storage |  |  | 0 | WC
LCP_Inputs_ON_Diverse_2023_04_03 | Electricity | Charging-Storage | WC | 2030 | Spring | Hydro Pumped Storage |  |  | 0 | WC
LCP_Inputs_ON_Diverse_2023_04_03 | Electricity | Charging-Storage | WC | 2030 | Summer | Battery Storage |  |  | 0 | WC
LCP_Inputs_ON_Diverse_2023_04_03 | Electricity | Charging-Storage | WC | 2030 | Summer | Hydro Pumped Storage |  |  | 0 | WC
LCP_Inputs_ON_Diverse_2023_04_03 | Electricity | Charging-Storage | WC | 2030 | Winter | Battery Storage |  |  | 0 | WC
LCP_Inputs_ON_Diverse_2023_04_03 | Electricity | Charging-Storage | WC | 2030 | Winter | Hydro Pumped Storage |  |  | 0 | WC
LCP_Inputs_ON_Diverse_2023_04_03 | Electricity | Charging-Storage | WC | 2030 | Winter Peak | Battery Storage |  |  | 0 | WC
LCP_Inputs_ON_Diverse_2023_04_03 | Electricity | Charging-Storage | WC | 2030 | Winter Peak | Hydro Pumped Storage |  |  | 0 | WC
LCP_Inputs_ON_Diverse_2023_04_03 | Electricity | Charging-Storage | WC | 2040 | Fall | Battery Storage |  |  | 0 | WC
LCP_Inputs_ON_Diverse_2023_04_03 | Electricity | Charging-Storage | WC | 2040 | Fall | Hydro Pumped Storage |  |  | 0 | WC
LCP_Inputs_ON_Diverse_2023_04_03 | Electricity | Charging-Storage | WC | 2040 | Spring | Battery Storage |  |  | 0 | WC
LCP_Inputs_ON_Diverse_2023_04_03 | Electricity | Charging-Storage | WC | 2040 | Spring | Hydro Pumped Storage |  |  | 0 | WC
LCP_Inputs_ON_Diverse_2023_04_03 | Electricity | Charging-Storage | WC | 2040 | Summer | Battery Storage |  |  | 0 | WC
LCP_Inputs_ON_Diverse_2023_04_03 | Electricity | Charging-Storage | WC | 2040 | Summer | Hydro Pumped Storage |  |  | 0 | WC
LCP_Inputs_ON_Diverse_2023_04_03 | Electricity | Charging-Storage | WC | 2040 | Winter | Battery Storage |  |  | 0 | WC
LCP_Inputs_ON_Diverse_2023_04_03 | Electricity | Charging-Storage | WC | 2040 | Winter | Hydro Pumped Storage |  |  | 0 | WC
LCP_Inputs_ON_Diverse_2023_04_03 | Electricity | Charging-Storage | WC | 2040 | Winter Peak | Battery Storage |  |  | 0 | WC
LCP_Inputs_ON_Diverse_2023_04_03 | Electricity | Charging-Storage | WC | 2040 | Winter Peak | Hydro Pumped Storage |  |  | 0 | WC
LCP_Inputs_ON_Diverse_2023_04_03 | Electricity | Charging-Storage | WC | 2050 | Fall | Battery Storage |  |  | 0 | WC
LCP_Inputs_ON_Diverse_2023_04_03 | Electricity | Charging-Storage | WC | 2050 | Fall | Hydro Pumped Storage |  |  | 0 | WC
LCP_Inputs_ON_Diverse_2023_04_03 | Electricity | Charging-Storage | WC | 2050 | Spring | Battery Storage |  |  | 0 | WC
LCP_Inputs_ON_Diverse_2023_04_03 | Electricity | Charging-Storage | WC | 2050 | Spring | Hydro Pumped Storage |  |  | 0 | WC
LCP_Inputs_ON_Diverse_2023_04_03 | Electricity | Charging-Storage | WC | 2050 | Summer | Battery Storage |  |  | 0 | WC
LCP_Inputs_ON_Diverse_2023_04_03 | Electricity | Charging-Storage | WC | 2050 | Summer | Hydro Pumped Storage |  |  | 0 | WC
LCP_Inputs_ON_Diverse_2023_04_03 | Electricity | Charging-Storage | WC | 2050 | Winter | Battery Storage |  |  | 0 | WC
LCP_Inputs_ON_Diverse_2023_04_03 | Electricity | Charging-Storage | WC | 2050 | Winter | Hydro Pumped Storage |  |  | 0 | WC
LCP_Inputs_ON_Diverse_2023_04_03 | Electricity | Charging-Storage | WC | 2050 | Winter Peak | Battery Storage |  |  | 0 | WC
LCP_Inputs_ON_Diverse_2023_04_03 | Electricity | Charging-Storage | WC | 2050 | Winter Peak | Hydro Pumped Storage |  |  | 0 | WC
LCP_Inputs_ON_Diverse_2023_04_03 | Electricity | Dispatch-Crossload | MI | 2020 | Fall | Electrolyser 2020/2030 |  |  | 0 | MI
LCP_Inputs_ON_Diverse_2023_04_03 | Electricity | Dispatch-Crossload | MI | 2020 | Fall | Electrolyser 2040 |  |  | 0 | MI
LCP_Inputs_ON_Diverse_2023_04_03 | Electricity | Dispatch-Crossload | MI | 2020 | Fall | Electrolyser 2050 |  |  | 0 | MI
LCP_Inputs_ON_Diverse_2023_04_03 | Electricity | Dispatch-Crossload | MI | 2020 | Fall | O/CCGT - CH4 Existing |  |  | 0 | MI
LCP_Inputs_ON_Diverse_2023_04_03 | Electricity | Dispatch-Crossload | MI | 2020 | Fall | O/CCGT - CH4 New |  |  | 0 | MI
LCP_Inputs_ON_Diverse_2023_04_03 | Electricity | Dispatch-Crossload | MI | 2020 | Fall | O/CCGT - H2 New |  |  | 0 | MI
LCP_Inputs_ON_Diverse_2023_04_03 | Electricity | Dispatch-Crossload | MI | 2020 | Spring | Electrolyser 2020/2030 |  |  | 0 | MI
LCP_Inputs_ON_Diverse_2023_04_03 | Electricity | Dispatch-Crossload | MI | 2020 | Spring | Electrolyser 2040 |  |  | 0 | MI
LCP_Inputs_ON_Diverse_2023_04_03 | Electricity | Dispatch-Crossload | MI | 2020 | Spring | Electrolyser 2050 |  |  | 0 | MI
LCP_Inputs_ON_Diverse_2023_04_03 | Electricity | Dispatch-Crossload | MI | 2020 | Spring | O/CCGT - CH4 Existing |  |  | 0 | MI
LCP_Inputs_ON_Diverse_2023_04_03 | Electricity | Dispatch-Crossload | MI | 2020 | Spring | O/CCGT - CH4 New |  |  | 0 | MI
LCP_Inputs_ON_Diverse_2023_04_03 | Electricity | Dispatch-Crossload | MI | 2020 | Spring | O/CCGT - H2 New |  |  | 0 | MI
LCP_Inputs_ON_Diverse_2023_04_03 | Electricity | Dispatch-Crossload | MI | 2020 | Summer | Electrolyser 2020/2030 |  |  | 0 | MI
LCP_Inputs_ON_Diverse_2023_04_03 | Electricity | Dispatch-Crossload | MI | 2020 | Summer | Electrolyser 2040 |  |  | 0 | MI
LCP_Inputs_ON_Diverse_2023_04_03 | Electricity | Dispatch-Crossload | MI | 2020 | Summer | Electrolyser 2050 |  |  | 0 | MI
LCP_Inputs_ON_Diverse_2023_04_03 | Electricity | Dispatch-Crossload | MI | 2020 | Summer | O/CCGT - CH4 Existing |  |  | 0 | MI
LCP_Inputs_ON_Diverse_2023_04_03 | Electricity | Dispatch-Crossload | MI | 2020 | Summer | O/CCGT - CH4 New |  |  | 0 | MI
LCP_Inputs_ON_Diverse_2023_04_03 | Electricity | Dispatch-Crossload | MI | 2020 | Summer | O/CCGT - H2 New |  |  | 0 | MI
LCP_Inputs_ON_Diverse_2023_04_03 | Electricity | Dispatch-Crossload | MI | 2020 | Winter | Electrolyser 2020/2030 |  |  | 0 | MI
LCP_Inputs_ON_Diverse_2023_04_03 | Electricity | Dispatch-Crossload | MI | 2020 | Winter | Electrolyser 2040 |  |  | 0 | MI
LCP_Inputs_ON_Diverse_2023_04_03 | Electricity | Dispatch-Crossload | MI | 2020 | Winter | Electrolyser 2050 |  |  | 0 | MI
LCP_Inputs_ON_Diverse_2023_04_03 | Electricity | Dispatch-Crossload | MI | 2020 | Winter | O/CCGT - CH4 Existing |  |  | 0 | MI
LCP_Inputs_ON_Diverse_2023_04_03 | Electricity | Dispatch-Crossload | MI | 2020 | Winter | O/CCGT - CH4 New |  |  | 0 | MI
LCP_Inputs_ON_Diverse_2023_04_03 | Electricity | Dispatch-Crossload | MI | 2020 | Winter | O/CCGT - H2 New |  |  | 0 | MI
LCP_Inputs_ON_Diverse_2023_04_03 | Electricity | Dispatch-Crossload | MI | 2020 | Winter Peak | Electrolyser 2020/2030 |  |  | 0 | MI
LCP_Inputs_ON_Diverse_2023_04_03 | Electricity | Dispatch-Crossload | MI | 2020 | Winter Peak | Electrolyser 2040 |  |  | 0 | MI
LCP_Inputs_ON_Diverse_2023_04_03 | Electricity | Dispatch-Crossload | MI | 2020 | Winter Peak | Electrolyser 2050 |  |  | 0 | MI
LCP_Inputs_ON_Diverse_2023_04_03 | Electricity | Dispatch-Crossload | MI | 2020 | Winter Peak | O/CCGT - CH4 Existing |  |  | 0 | MI
LCP_Inputs_ON_Diverse_2023_04_03 | Electricity | Dispatch-Crossload | MI | 2020 | Winter Peak | O/CCGT - CH4 New |  |  | 0 | MI
LCP_Inputs_ON_Diverse_2023_04_03 | Electricity | Dispatch-Crossload | MI | 2020 | Winter Peak | O/CCGT - H2 New |  |  | 0 | MI
LCP_Inputs_ON_Diverse_2023_04_03 | Electricity | Dispatch-Crossload | MI | 2030 | Fall | Electrolyser 2020/2030 |  |  | 0 | MI
LCP_Inputs_ON_Diverse_2023_04_03 | Electricity | Dispatch-Crossload | MI | 2030 | Fall | Electrolyser 2040 |  |  | 0 | MI
LCP_Inputs_ON_Diverse_2023_04_03 | Electricity | Dispatch-Crossload | MI | 2030 | Fall | Electrolyser 2050 |  |  | 0 | MI
LCP_Inputs_ON_Diverse_2023_04_03 | Electricity | Dispatch-Crossload | MI | 2030 | Fall | O/CCGT - CH4 Existing |  |  | 0 | MI
LCP_Inputs_ON_Diverse_2023_04_03 | Electricity | Dispatch-Crossload | MI | 2030 | Fall | O/CCGT - CH4 New |  |  | 0 | MI
LCP_Inputs_ON_Diverse_2023_04_03 | Electricity | Dispatch-Crossload | MI | 2030 | Fall | O/CCGT - H2 New |  |  | 0 | MI
LCP_Inputs_ON_Diverse_2023_04_03 | Electricity | Dispatch-Crossload | MI | 2030 | Spring | Electrolyser 2020/2030 |  |  | 0 | MI
LCP_Inputs_ON_Diverse_2023_04_03 | Electricity | Dispatch-Crossload | MI | 2030 | Spring | Electrolyser 2040 |  |  | 0 | MI
LCP_Inputs_ON_Diverse_2023_04_03 | Electricity | Dispatch-Crossload | MI | 2030 | Spring | Electrolyser 2050 |  |  | 0 | MI
LCP_Inputs_ON_Diverse_2023_04_03 | Electricity | Dispatch-Crossload | MI | 2030 | Spring | O/CCGT - CH4 Existing |  |  | 0 | MI
LCP_Inputs_ON_Diverse_2023_04_03 | Electricity | Dispatch-Crossload | MI | 2030 | Spring | O/CCGT - CH4 New |  |  | 0 | MI
LCP_Inputs_ON_Diverse_2023_04_03 | Electricity | Dispatch-Crossload | MI | 2030 | Spring | O/CCGT - H2 New |  |  | 0 | MI
LCP_Inputs_ON_Diverse_2023_04_03 | Electricity | Dispatch-Crossload | MI | 2030 | Summer | Electrolyser 2020/2030 |  |  | 0 | MI
LCP_Inputs_ON_Diverse_2023_04_03 | Electricity | Dispatch-Crossload | MI | 2030 | Summer | Electrolyser 2040 |  |  | 0 | MI
LCP_Inputs_ON_Diverse_2023_04_03 | Electricity | Dispatch-Crossload | MI | 2030 | Summer | Electrolyser 2050 |  |  | 0 | MI
LCP_Inputs_ON_Diverse_2023_04_03 | Electricity | Dispatch-Crossload | MI | 2030 | Summer | O/CCGT - CH4 Existing |  |  | 0 | MI
LCP_Inputs_ON_Diverse_2023_04_03 | Electricity | Dispatch-Crossload | MI | 2030 | Summer | O/CCGT - CH4 New |  |  | 0 | MI
LCP_Inputs_ON_Diverse_2023_04_03 | Electricity | Dispatch-Crossload | MI | 2030 | Summer | O/CCGT - H2 New |  |  | 0 | MI
LCP_Inputs_ON_Diverse_2023_04_03 | Electricity | Dispatch-Crossload | MI | 2030 | Winter | Electrolyser 2020/2030 |  |  | 0 | MI
LCP_Inputs_ON_Diverse_2023_04_03 | Electricity | Dispatch-Crossload | MI | 2030 | Winter | Electrolyser 2040 |  |  | 0 | MI
LCP_Inputs_ON_Diverse_2023_04_03 | Electricity | Dispatch-Crossload | MI | 2030 | Winter | Electrolyser 2050 |  |  | 0 | MI
LCP_Inputs_ON_Diverse_2023_04_03 | Electricity | Dispatch-Crossload | MI | 2030 | Winter | O/CCGT - CH4 Existing |  |  | 0 | MI
LCP_Inputs_ON_Diverse_2023_04_03 | Electricity | Dispatch-Crossload | MI | 2030 | Winter | O/CCGT - CH4 New |  |  | 0 | MI
LCP_Inputs_ON_Diverse_2023_04_03 | Electricity | Dispatch-Crossload | MI | 2030 | Winter | O/CCGT - H2 New |  |  | 0 | MI
LCP_Inputs_ON_Diverse_2023_04_03 | Electricity | Dispatch-Crossload | MI | 2030 | Winter Peak | Electrolyser 2020/2030 |  |  | 0 | MI
LCP_Inputs_ON_Diverse_2023_04_03 | Electricity | Dispatch-Crossload | MI | 2030 | Winter Peak | Electrolyser 2040 |  |  | 0 | MI
LCP_Inputs_ON_Diverse_2023_04_03 | Electricity | Dispatch-Crossload | MI | 2030 | Winter Peak | Electrolyser 2050 |  |  | 0 | MI
LCP_Inputs_ON_Diverse_2023_04_03 | Electricity | Dispatch-Crossload | MI | 2030 | Winter Peak | O/CCGT - CH4 Existing |  |  | 0 | MI
LCP_Inputs_ON_Diverse_2023_04_03 | Electricity | Dispatch-Crossload | MI | 2030 | Winter Peak | O/CCGT - CH4 New |  |  | 0 | MI
LCP_Inputs_ON_Diverse_2023_04_03 | Electricity | Dispatch-Crossload | MI | 2030 | Winter Peak | O/CCGT - H2 New |  |  | 0 | MI
LCP_Inputs_ON_Diverse_2023_04_03 | Electricity | Dispatch-Crossload | MI | 2040 | Fall | Electrolyser 2020/2030 |  |  | 0 | MI
LCP_Inputs_ON_Diverse_2023_04_03 | Electricity | Dispatch-Crossload | MI | 2040 | Fall | Electrolyser 2040 |  |  | 0 | MI
LCP_Inputs_ON_Diverse_2023_04_03 | Electricity | Dispatch-Crossload | MI | 2040 | Fall | Electrolyser 2050 |  |  | 0 | MI
LCP_Inputs_ON_Diverse_2023_04_03 | Electricity | Dispatch-Crossload | MI | 2040 | Fall | O/CCGT - CH4 Existing |  |  | 0 | MI
LCP_Inputs_ON_Diverse_2023_04_03 | Electricity | Dispatch-Crossload | MI | 2040 | Fall | O/CCGT - CH4 New |  |  | 0 | MI
LCP_Inputs_ON_Diverse_2023_04_03 | Electricity | Dispatch-Crossload | MI | 2040 | Fall | O/CCGT - H2 New |  |  | 0 | MI
LCP_Inputs_ON_Diverse_2023_04_03 | Electricity | Dispatch-Crossload | MI | 2040 | Spring | Electrolyser 2020/2030 |  |  | 0 | MI
LCP_Inputs_ON_Diverse_2023_04_03 | Electricity | Dispatch-Crossload | MI | 2040 | Spring | Electrolyser 2040 |  |  | 0 | MI
LCP_Inputs_ON_Diverse_2023_04_03 | Electricity | Dispatch-Crossload | MI | 2040 | Spring | Electrolyser 2050 |  |  | 0 | MI
LCP_Inputs_ON_Diverse_2023_04_03 | Electricity | Dispatch-Crossload | MI | 2040 | Spring | O/CCGT - CH4 Existing |  |  | 0 | MI
LCP_Inputs_ON_Diverse_2023_04_03 | Electricity | Dispatch-Crossload | MI | 2040 | Spring | O/CCGT - CH4 New |  |  | 0 | MI
LCP_Inputs_ON_Diverse_2023_04_03 | Electricity | Dispatch-Crossload | MI | 2040 | Spring | O/CCGT - H2 New |  |  | 0 | MI
LCP_Inputs_ON_Diverse_2023_04_03 | Electricity | Dispatch-Crossload | MI | 2040 | Summer | Electrolyser 2020/2030 |  |  | 0 | MI
LCP_Inputs_ON_Diverse_2023_04_03 | Electricity | Dispatch-Crossload | MI | 2040 | Summer | Electrolyser 2040 |  |  | 0 | MI
LCP_Inputs_ON_Diverse_2023_04_03 | Electricity | Dispatch-Crossload | MI | 2040 | Summer | Electrolyser 2050 |  |  | 0 | MI
LCP_Inputs_ON_Diverse_2023_04_03 | Electricity | Dispatch-Crossload | MI | 2040 | Summer | O/CCGT - CH4 Existing |  |  | 0 | MI
LCP_Inputs_ON_Diverse_2023_04_03 | Electricity | Dispatch-Crossload | MI | 2040 | Summer | O/CCGT - CH4 New |  |  | 0 | MI
LCP_Inputs_ON_Diverse_2023_04_03 | Electricity | Dispatch-Crossload | MI | 2040 | Summer | O/CCGT - H2 New |  |  | 0 | MI
LCP_Inputs_ON_Diverse_2023_04_03 | Electricity | Dispatch-Crossload | MI | 2040 | Winter | Electrolyser 2020/2030 |  |  | 0 | MI
LCP_Inputs_ON_Diverse_2023_04_03 | Electricity | Dispatch-Crossload | MI | 2040 | Winter | Electrolyser 2040 |  |  | 0 | MI
LCP_Inputs_ON_Diverse_2023_04_03 | Electricity | Dispatch-Crossload | MI | 2040 | Winter | Electrolyser 2050 |  |  | 0 | MI
LCP_Inputs_ON_Diverse_2023_04_03 | Electricity | Dispatch-Crossload | MI | 2040 | Winter | O/CCGT - CH4 Existing |  |  | 0 | MI
LCP_Inputs_ON_Diverse_2023_04_03 | Electricity | Dispatch-Crossload | MI | 2040 | Winter | O/CCGT - CH4 New |  |  | 0 | MI
LCP_Inputs_ON_Diverse_2023_04_03 | Electricity | Dispatch-Crossload | MI | 2040 | Winter | O/CCGT - H2 New |  |  | 0 | MI
LCP_Inputs_ON_Diverse_2023_04_03 | Electricity | Dispatch-Crossload | MI | 2040 | Winter Peak | Electrolyser 2020/2030 |  |  | 0 | MI
LCP_Inputs_ON_Diverse_2023_04_03 | Electricity | Dispatch-Crossload | MI | 2040 | Winter Peak | Electrolyser 2040 |  |  | 0 | MI
LCP_Inputs_ON_Diverse_2023_04_03 | Electricity | Dispatch-Crossload | MI | 2040 | Winter Peak | Electrolyser 2050 |  |  | 0 | MI
LCP_Inputs_ON_Diverse_2023_04_03 | Electricity | Dispatch-Crossload | MI | 2040 | Winter Peak | O/CCGT - CH4 Existing |  |  | 0 | MI
LCP_Inputs_ON_Diverse_2023_04_03 | Electricity | Dispatch-Crossload | MI | 2040 | Winter Peak | O/CCGT - CH4 New |  |  | 0 | MI
LCP_Inputs_ON_Diverse_2023_04_03 | Electricity | Dispatch-Crossload | MI | 2040 | Winter Peak | O/CCGT - H2 New |  |  | 0 | MI
LCP_Inputs_ON_Diverse_2023_04_03 | Electricity | Dispatch-Crossload | MI | 2050 | Fall | Electrolyser 2020/2030 |  |  | 0 | MI
LCP_Inputs_ON_Diverse_2023_04_03 | Electricity | Dispatch-Crossload | MI | 2050 | Fall | Electrolyser 2040 |  |  | 0 | MI
LCP_Inputs_ON_Diverse_2023_04_03 | Electricity | Dispatch-Crossload | MI | 2050 | Fall | Electrolyser 2050 |  |  | 0 | MI
LCP_Inputs_ON_Diverse_2023_04_03 | Electricity | Dispatch-Crossload | MI | 2050 | Fall | O/CCGT - CH4 Existing |  |  | 0 | MI
LCP_Inputs_ON_Diverse_2023_04_03 | Electricity | Dispatch-Crossload | MI | 2050 | Fall | O/CCGT - CH4 New |  |  | 0 | MI
LCP_Inputs_ON_Diverse_2023_04_03 | Electricity | Dispatch-Crossload | MI | 2050 | Fall | O/CCGT - H2 New |  |  | 0 | MI
LCP_Inputs_ON_Diverse_2023_04_03 | Electricity | Dispatch-Crossload | MI | 2050 | Spring | Electrolyser 2020/2030 |  |  | 0 | MI
LCP_Inputs_ON_Diverse_2023_04_03 | Electricity | Dispatch-Crossload | MI | 2050 | Spring | Electrolyser 2040 |  |  | 0 | MI
LCP_Inputs_ON_Diverse_2023_04_03 | Electricity | Dispatch-Crossload | MI | 2050 | Spring | Electrolyser 2050 |  |  | 0 | MI
LCP_Inputs_ON_Diverse_2023_04_03 | Electricity | Dispatch-Crossload | MI | 2050 | Spring | O/CCGT - CH4 Existing |  |  | 0 | MI
LCP_Inputs_ON_Diverse_2023_04_03 | Electricity | Dispatch-Crossload | MI | 2050 | Spring | O/CCGT - CH4 New |  |  | 0 | MI
LCP_Inputs_ON_Diverse_2023_04_03 | Electricity | Dispatch-Crossload | MI | 2050 | Spring | O/CCGT - H2 New |  |  | 0 | MI
LCP_Inputs_ON_Diverse_2023_04_03 | Electricity | Dispatch-Crossload | MI | 2050 | Summer | Electrolyser 2020/2030 |  |  | 0 | MI
LCP_Inputs_ON_Diverse_2023_04_03 | Electricity | Dispatch-Crossload | MI | 2050 | Summer | Electrolyser 2040 |  |  | 0 | MI
LCP_Inputs_ON_Diverse_2023_04_03 | Electricity | Dispatch-Crossload | MI | 2050 | Summer | Electrolyser 2050 |  |  | 0 | MI
LCP_Inputs_ON_Diverse_2023_04_03 | Electricity | Dispatch-Crossload | MI | 2050 | Summer | O/CCGT - CH4 Existing |  |  | 0 | MI
LCP_Inputs_ON_Diverse_2023_04_03 | Electricity | Dispatch-Crossload | MI | 2050 | Summer | O/CCGT - CH4 New |  |  | 0 | MI
LCP_Inputs_ON_Diverse_2023_04_03 | Electricity | Dispatch-Crossload | MI | 2050 | Summer | O/CCGT - H2 New |  |  | 0 | MI
LCP_Inputs_ON_Diverse_2023_04_03 | Electricity | Dispatch-Crossload | MI | 2050 | Winter | Electrolyser 2020/2030 |  |  | 0 | MI
LCP_Inputs_ON_Diverse_2023_04_03 | Electricity | Dispatch-Crossload | MI | 2050 | Winter | Electrolyser 2040 |  |  | 0 | MI
LCP_Inputs_ON_Diverse_2023_04_03 | Electricity | Dispatch-Crossload | MI | 2050 | Winter | Electrolyser 2050 |  |  | 0 | MI
LCP_Inputs_ON_Diverse_2023_04_03 | Electricity | Dispatch-Crossload | MI | 2050 | Winter | O/CCGT - CH4 Existing |  |  | 0 | MI
LCP_Inputs_ON_Diverse_2023_04_03 | Electricity | Dispatch-Crossload | MI | 2050 | Winter | O/CCGT - CH4 New |  |  | 0 | MI
LCP_Inputs_ON_Diverse_2023_04_03 | Electricity | Dispatch-Crossload | MI | 2050 | Winter | O/CCGT - H2 New |  |  | 0 | MI
LCP_Inputs_ON_Diverse_2023_04_03 | Electricity | Dispatch-Crossload | MI | 2050 | Winter Peak | Electrolyser 2020/2030 |  |  | 0 | MI
LCP_Inputs_ON_Diverse_2023_04_03 | Electricity | Dispatch-Crossload | MI | 2050 | Winter Peak | Electrolyser 2040 |  |  | 0 | MI
LCP_Inputs_ON_Diverse_2023_04_03 | Electricity | Dispatch-Crossload | MI | 2050 | Winter Peak | Electrolyser 2050 |  |  | 0 | MI
LCP_Inputs_ON_Diverse_2023_04_03 | Electricity | Dispatch-Crossload | MI | 2050 | Winter Peak | O/CCGT - CH4 Existing |  |  | 0 | MI
LCP_Inputs_ON_Diverse_2023_04_03 | Electricity | Dispatch-Crossload | MI | 2050 | Winter Peak | O/CCGT - CH4 New |  |  | 0 | MI
LCP_Inputs_ON_Diverse_2023_04_03 | Electricity | Dispatch-Crossload | MI | 2050 | Winter Peak | O/CCGT - H2 New |  |  | 0 | MI
LCP_Inputs_ON_Diverse_2023_04_03 | Electricity | Dispatch-Crossload | NY | 2020 | Fall | Electrolyser 2020/2030 |  |  | 0 | NY
LCP_Inputs_ON_Diverse_2023_04_03 | Electricity | Dispatch-Crossload | NY | 2020 | Fall | Electrolyser 2040 |  |  | 0 | NY
LCP_Inputs_ON_Diverse_2023_04_03 | Electricity | Dispatch-Crossload | NY | 2020 | Fall | Electrolyser 2050 |  |  | 0 | NY
LCP_Inputs_ON_Diverse_2023_04_03 | Electricity | Dispatch-Crossload | NY | 2020 | Fall | O/CCGT - CH4 Existing |  |  | 0 | NY
LCP_Inputs_ON_Diverse_2023_04_03 | Electricity | Dispatch-Crossload | NY | 2020 | Fall | O/CCGT - CH4 New |  |  | 0 | NY
LCP_Inputs_ON_Diverse_2023_04_03 | Electricity | Dispatch-Crossload | NY | 2020 | Fall | O/CCGT - H2 New |  |  | 0 | NY
LCP_Inputs_ON_Diverse_2023_04_03 | Electricity | Dispatch-Crossload | NY | 2020 | Spring | Electrolyser 2020/2030 |  |  | 0 | NY
LCP_Inputs_ON_Diverse_2023_04_03 | Electricity | Dispatch-Crossload | NY | 2020 | Spring | Electrolyser 2040 |  |  | 0 | NY
LCP_Inputs_ON_Diverse_2023_04_03 | Electricity | Dispatch-Crossload | NY | 2020 | Spring | Electrolyser 2050 |  |  | 0 | NY
LCP_Inputs_ON_Diverse_2023_04_03 | Electricity | Dispatch-Crossload | NY | 2020 | Spring | O/CCGT - CH4 Existing |  |  | 0 | NY
LCP_Inputs_ON_Diverse_2023_04_03 | Electricity | Dispatch-Crossload | NY | 2020 | Spring | O/CCGT - CH4 New |  |  | 0 | NY
LCP_Inputs_ON_Diverse_2023_04_03 | Electricity | Dispatch-Crossload | NY | 2020 | Spring | O/CCGT - H2 New |  |  | 0 | NY
LCP_Inputs_ON_Diverse_2023_04_03 | Electricity | Dispatch-Crossload | NY | 2020 | Summer | Electrolyser 2020/2030 |  |  | 0 | NY
LCP_Inputs_ON_Diverse_2023_04_03 | Electricity | Dispatch-Crossload | NY | 2020 | Summer | Electrolyser 2040 |  |  | 0 | NY
LCP_Inputs_ON_Diverse_2023_04_03 | Electricity | Dispatch-Crossload | NY | 2020 | Summer | Electrolyser 2050 |  |  | 0 | NY
LCP_Inputs_ON_Diverse_2023_04_03 | Electricity | Dispatch-Crossload | NY | 2020 | Summer | O/CCGT - CH4 Existing |  |  | 0 | NY
LCP_Inputs_ON_Diverse_2023_04_03 | Electricity | Dispatch-Crossload | NY | 2020 | Summer | O/CCGT - CH4 New |  |  | 0 | NY
LCP_Inputs_ON_Diverse_2023_04_03 | Electricity | Dispatch-Crossload | NY | 2020 | Summer | O/CCGT - H2 New |  |  | 0 | NY
LCP_Inputs_ON_Diverse_2023_04_03 | Electricity | Dispatch-Crossload | NY | 2020 | Winter | Electrolyser 2020/2030 |  |  | 0 | NY
LCP_Inputs_ON_Diverse_2023_04_03 | Electricity | Dispatch-Crossload | NY | 2020 | Winter | Electrolyser 2040 |  |  | 0 | NY
LCP_Inputs_ON_Diverse_2023_04_03 | Electricity | Dispatch-Crossload | NY | 2020 | Winter | Electrolyser 2050 |  |  | 0 | NY
LCP_Inputs_ON_Diverse_2023_04_03 | Electricity | Dispatch-Crossload | NY | 2020 | Winter | O/CCGT - CH4 Existing |  |  | 0 | NY
LCP_Inputs_ON_Diverse_2023_04_03 | Electricity | Dispatch-Crossload | NY | 2020 | Winter | O/CCGT - CH4 New |  |  | 0 | NY
LCP_Inputs_ON_Diverse_2023_04_03 | Electricity | Dispatch-Crossload | NY | 2020 | Winter | O/CCGT - H2 New |  |  | 0 | NY
LCP_Inputs_ON_Diverse_2023_04_03 | Electricity | Dispatch-Crossload | NY | 2020 | Winter Peak | Electrolyser 2020/2030 |  |  | 0 | NY
LCP_Inputs_ON_Diverse_2023_04_03 | Electricity | Dispatch-Crossload | NY | 2020 | Winter Peak | Electrolyser 2040 |  |  | 0 | NY
LCP_Inputs_ON_Diverse_2023_04_03 | Electricity | Dispatch-Crossload | NY | 2020 | Winter Peak | Electrolyser 2050 |  |  | 0 | NY
LCP_Inputs_ON_Diverse_2023_04_03 | Electricity | Dispatch-Crossload | NY | 2020 | Winter Peak | O/CCGT - CH4 Existing |  |  | 0 | NY
LCP_Inputs_ON_Diverse_2023_04_03 | Electricity | Dispatch-Crossload | NY | 2020 | Winter Peak | O/CCGT - CH4 New |  |  | 0 | NY
LCP_Inputs_ON_Diverse_2023_04_03 | Electricity | Dispatch-Crossload | NY | 2020 | Winter Peak | O/CCGT - H2 New |  |  | 0 | NY
LCP_Inputs_ON_Diverse_2023_04_03 | Electricity | Dispatch-Crossload | NY | 2030 | Fall | Electrolyser 2020/2030 |  |  | 0 | NY
LCP_Inputs_ON_Diverse_2023_04_03 | Electricity | Dispatch-Crossload | NY | 2030 | Fall | Electrolyser 2040 |  |  | 0 | NY
LCP_Inputs_ON_Diverse_2023_04_03 | Electricity | Dispatch-Crossload | NY | 2030 | Fall | Electrolyser 2050 |  |  | 0 | NY
LCP_Inputs_ON_Diverse_2023_04_03 | Electricity | Dispatch-Crossload | NY | 2030 | Fall | O/CCGT - CH4 Existing |  |  | 0 | NY
LCP_Inputs_ON_Diverse_2023_04_03 | Electricity | Dispatch-Crossload | NY | 2030 | Fall | O/CCGT - CH4 New |  |  | 0 | NY
LCP_Inputs_ON_Diverse_2023_04_03 | Electricity | Dispatch-Crossload | NY | 2030 | Fall | O/CCGT - H2 New |  |  | 0 | NY
LCP_Inputs_ON_Diverse_2023_04_03 | Electricity | Dispatch-Crossload | NY | 2030 | Spring | Electrolyser 2020/2030 |  |  | 0 | NY
LCP_Inputs_ON_Diverse_2023_04_03 | Electricity | Dispatch-Crossload | NY | 2030 | Spring | Electrolyser 2040 |  |  | 0 | NY
LCP_Inputs_ON_Diverse_2023_04_03 | Electricity | Dispatch-Crossload | NY | 2030 | Spring | Electrolyser 2050 |  |  | 0 | NY
LCP_Inputs_ON_Diverse_2023_04_03 | Electricity | Dispatch-Crossload | NY | 2030 | Spring | O/CCGT - CH4 Existing |  |  | 0 | NY
LCP_Inputs_ON_Diverse_2023_04_03 | Electricity | Dispatch-Crossload | NY | 2030 | Spring | O/CCGT - CH4 New |  |  | 0 | NY
LCP_Inputs_ON_Diverse_2023_04_03 | Electricity | Dispatch-Crossload | NY | 2030 | Spring | O/CCGT - H2 New |  |  | 0 | NY
LCP_Inputs_ON_Diverse_2023_04_03 | Electricity | Dispatch-Crossload | NY | 2030 | Summer | Electrolyser 2020/2030 |  |  | 0 | NY
LCP_Inputs_ON_Diverse_2023_04_03 | Electricity | Dispatch-Crossload | NY | 2030 | Summer | Electrolyser 2040 |  |  | 0 | NY
LCP_Inputs_ON_Diverse_2023_04_03 | Electricity | Dispatch-Crossload | NY | 2030 | Summer | Electrolyser 2050 |  |  | 0 | NY
LCP_Inputs_ON_Diverse_2023_04_03 | Electricity | Dispatch-Crossload | NY | 2030 | Summer | O/CCGT - CH4 Existing |  |  | 0 | NY
LCP_Inputs_ON_Diverse_2023_04_03 | Electricity | Dispatch-Crossload | NY | 2030 | Summer | O/CCGT - CH4 New |  |  | 0 | NY
LCP_Inputs_ON_Diverse_2023_04_03 | Electricity | Dispatch-Crossload | NY | 2030 | Summer | O/CCGT - H2 New |  |  | 0 | NY
LCP_Inputs_ON_Diverse_2023_04_03 | Electricity | Dispatch-Crossload | NY | 2030 | Winter | Electrolyser 2020/2030 |  |  | 0 | NY
LCP_Inputs_ON_Diverse_2023_04_03 | Electricity | Dispatch-Crossload | NY | 2030 | Winter | Electrolyser 2040 |  |  | 0 | NY
LCP_Inputs_ON_Diverse_2023_04_03 | Electricity | Dispatch-Crossload | NY | 2030 | Winter | Electrolyser 2050 |  |  | 0 | NY
LCP_Inputs_ON_Diverse_2023_04_03 | Electricity | Dispatch-Crossload | NY | 2030 | Winter | O/CCGT - CH4 Existing |  |  | 0 | NY
LCP_Inputs_ON_Diverse_2023_04_03 | Electricity | Dispatch-Crossload | NY | 2030 | Winter | O/CCGT - CH4 New |  |  | 0 | NY
LCP_Inputs_ON_Diverse_2023_04_03 | Electricity | Dispatch-Crossload | NY | 2030 | Winter | O/CCGT - H2 New |  |  | 0 | NY
LCP_Inputs_ON_Diverse_2023_04_03 | Electricity | Dispatch-Crossload | NY | 2030 | Winter Peak | Electrolyser 2020/2030 |  |  | 0 | NY
LCP_Inputs_ON_Diverse_2023_04_03 | Electricity | Dispatch-Crossload | NY | 2030 | Winter Peak | Electrolyser 2040 |  |  | 0 | NY
LCP_Inputs_ON_Diverse_2023_04_03 | Electricity | Dispatch-Crossload | NY | 2030 | Winter Peak | Electrolyser 2050 |  |  | 0 | NY
LCP_Inputs_ON_Diverse_2023_04_03 | Electricity | Dispatch-Crossload | NY | 2030 | Winter Peak | O/CCGT - CH4 Existing |  |  | 0 | NY
LCP_Inputs_ON_Diverse_2023_04_03 | Electricity | Dispatch-Crossload | NY | 2030 | Winter Peak | O/CCGT - CH4 New |  |  | 0 | NY
LCP_Inputs_ON_Diverse_2023_04_03 | Electricity | Dispatch-Crossload | NY | 2030 | Winter Peak | O/CCGT - H2 New |  |  | 0 | NY
LCP_Inputs_ON_Diverse_2023_04_03 | Electricity | Dispatch-Crossload | NY | 2040 | Fall | Electrolyser 2020/2030 |  |  | 0 | NY
LCP_Inputs_ON_Diverse_2023_04_03 | Electricity | Dispatch-Crossload | NY | 2040 | Fall | Electrolyser 2040 |  |  | 0 | NY
LCP_Inputs_ON_Diverse_2023_04_03 | Electricity | Dispatch-Crossload | NY | 2040 | Fall | Electrolyser 2050 |  |  | 0 | NY
LCP_Inputs_ON_Diverse_2023_04_03 | Electricity | Dispatch-Crossload | NY | 2040 | Fall | O/CCGT - CH4 Existing |  |  | 0 | NY
LCP_Inputs_ON_Diverse_2023_04_03 | Electricity | Dispatch-Crossload | NY | 2040 | Fall | O/CCGT - CH4 New |  |  | 0 | NY
LCP_Inputs_ON_Diverse_2023_04_03 | Electricity | Dispatch-Crossload | NY | 2040 | Fall | O/CCGT - H2 New |  |  | 0 | NY
LCP_Inputs_ON_Diverse_2023_04_03 | Electricity | Dispatch-Crossload | NY | 2040 | Spring | Electrolyser 2020/2030 |  |  | 0 | NY
LCP_Inputs_ON_Diverse_2023_04_03 | Electricity | Dispatch-Crossload | NY | 2040 | Spring | Electrolyser 2040 |  |  | 0 | NY
LCP_Inputs_ON_Diverse_2023_04_03 | Electricity | Dispatch-Crossload | NY | 2040 | Spring | Electrolyser 2050 |  |  | 0 | NY
LCP_Inputs_ON_Diverse_2023_04_03 | Electricity | Dispatch-Crossload | NY | 2040 | Spring | O/CCGT - CH4 Existing |  |  | 0 | NY
LCP_Inputs_ON_Diverse_2023_04_03 | Electricity | Dispatch-Crossload | NY | 2040 | Spring | O/CCGT - CH4 New |  |  | 0 | NY
LCP_Inputs_ON_Diverse_2023_04_03 | Electricity | Dispatch-Crossload | NY | 2040 | Spring | O/CCGT - H2 New |  |  | 0 | NY
LCP_Inputs_ON_Diverse_2023_04_03 | Electricity | Dispatch-Crossload | NY | 2040 | Summer | Electrolyser 2020/2030 |  |  | 0 | NY
LCP_Inputs_ON_Diverse_2023_04_03 | Electricity | Dispatch-Crossload | NY | 2040 | Summer | Electrolyser 2040 |  |  | 0 | NY
LCP_Inputs_ON_Diverse_2023_04_03 | Electricity | Dispatch-Crossload | NY | 2040 | Summer | Electrolyser 2050 |  |  | 0 | NY
LCP_Inputs_ON_Diverse_2023_04_03 | Electricity | Dispatch-Crossload | NY | 2040 | Summer | O/CCGT - CH4 Existing |  |  | 0 | NY
LCP_Inputs_ON_Diverse_2023_04_03 | Electricity | Dispatch-Crossload | NY | 2040 | Summer | O/CCGT - CH4 New |  |  | 0 | NY
LCP_Inputs_ON_Diverse_2023_04_03 | Electricity | Dispatch-Crossload | NY | 2040 | Summer | O/CCGT - H2 New |  |  | 0 | NY
LCP_Inputs_ON_Diverse_2023_04_03 | Electricity | Dispatch-Crossload | NY | 2040 | Winter | Electrolyser 2020/2030 |  |  | 0 | NY
LCP_Inputs_ON_Diverse_2023_04_03 | Electricity | Dispatch-Crossload | NY | 2040 | Winter | Electrolyser 2040 |  |  | 0 | NY
LCP_Inputs_ON_Diverse_2023_04_03 | Electricity | Dispatch-Crossload | NY | 2040 | Winter | Electrolyser 2050 |  |  | 0 | NY
LCP_Inputs_ON_Diverse_2023_04_03 | Electricity | Dispatch-Crossload | NY | 2040 | Winter | O/CCGT - CH4 Existing |  |  | 0 | NY
LCP_Inputs_ON_Diverse_2023_04_03 | Electricity | Dispatch-Crossload | NY | 2040 | Winter | O/CCGT - CH4 New |  |  | 0 | NY
LCP_Inputs_ON_Diverse_2023_04_03 | Electricity | Dispatch-Crossload | NY | 2040 | Winter | O/CCGT - H2 New |  |  | 0 | NY
LCP_Inputs_ON_Diverse_2023_04_03 | Electricity | Dispatch-Crossload | NY | 2040 | Winter Peak | Electrolyser 2020/2030 |  |  | 0 | NY
LCP_Inputs_ON_Diverse_2023_04_03 | Electricity | Dispatch-Crossload | NY | 2040 | Winter Peak | Electrolyser 2040 |  |  | 0 | NY
LCP_Inputs_ON_Diverse_2023_04_03 | Electricity | Dispatch-Crossload | NY | 2040 | Winter Peak | Electrolyser 2050 |  |  | 0 | NY
LCP_Inputs_ON_Diverse_2023_04_03 | Electricity | Dispatch-Crossload | NY | 2040 | Winter Peak | O/CCGT - CH4 Existing |  |  | 0 | NY
LCP_Inputs_ON_Diverse_2023_04_03 | Electricity | Dispatch-Crossload | NY | 2040 | Winter Peak | O/CCGT - CH4 New |  |  | 0 | NY
LCP_Inputs_ON_Diverse_2023_04_03 | Electricity | Dispatch-Crossload | NY | 2040 | Winter Peak | O/CCGT - H2 New |  |  | 0 | NY
LCP_Inputs_ON_Diverse_2023_04_03 | Electricity | Dispatch-Crossload | NY | 2050 | Fall | Electrolyser 2020/2030 |  |  | 0 | NY
LCP_Inputs_ON_Diverse_2023_04_03 | Electricity | Dispatch-Crossload | NY | 2050 | Fall | Electrolyser 2040 |  |  | 0 | NY
LCP_Inputs_ON_Diverse_2023_04_03 | Electricity | Dispatch-Crossload | NY | 2050 | Fall | Electrolyser 2050 |  |  | 0 | NY
LCP_Inputs_ON_Diverse_2023_04_03 | Electricity | Dispatch-Crossload | NY | 2050 | Fall | O/CCGT - CH4 Existing |  |  | 0 | NY
LCP_Inputs_ON_Diverse_2023_04_03 | Electricity | Dispatch-Crossload | NY | 2050 | Fall | O/CCGT - CH4 New |  |  | 0 | NY
LCP_Inputs_ON_Diverse_2023_04_03 | Electricity | Dispatch-Crossload | NY | 2050 | Fall | O/CCGT - H2 New |  |  | 0 | NY
LCP_Inputs_ON_Diverse_2023_04_03 | Electricity | Dispatch-Crossload | NY | 2050 | Spring | Electrolyser 2020/2030 |  |  | 0 | NY
LCP_Inputs_ON_Diverse_2023_04_03 | Electricity | Dispatch-Crossload | NY | 2050 | Spring | Electrolyser 2040 |  |  | 0 | NY
LCP_Inputs_ON_Diverse_2023_04_03 | Electricity | Dispatch-Crossload | NY | 2050 | Spring | Electrolyser 2050 |  |  | 0 | NY
LCP_Inputs_ON_Diverse_2023_04_03 | Electricity | Dispatch-Crossload | NY | 2050 | Spring | O/CCGT - CH4 Existing |  |  | 0 | NY
LCP_Inputs_ON_Diverse_2023_04_03 | Electricity | Dispatch-Crossload | NY | 2050 | Spring | O/CCGT - CH4 New |  |  | 0 | NY
LCP_Inputs_ON_Diverse_2023_04_03 | Electricity | Dispatch-Crossload | NY | 2050 | Spring | O/CCGT - H2 New |  |  | 0 | NY
LCP_Inputs_ON_Diverse_2023_04_03 | Electricity | Dispatch-Crossload | NY | 2050 | Summer | Electrolyser 2020/2030 |  |  | 0 | NY
LCP_Inputs_ON_Diverse_2023_04_03 | Electricity | Dispatch-Crossload | NY | 2050 | Summer | Electrolyser 2040 |  |  | 0 | NY
LCP_Inputs_ON_Diverse_2023_04_03 | Electricity | Dispatch-Crossload | NY | 2050 | Summer | Electrolyser 2050 |  |  | 0 | NY
LCP_Inputs_ON_Diverse_2023_04_03 | Electricity | Dispatch-Crossload | NY | 2050 | Summer | O/CCGT - CH4 Existing |  |  | 0 | NY
LCP_Inputs_ON_Diverse_2023_04_03 | Electricity | Dispatch-Crossload | NY | 2050 | Summer | O/CCGT - CH4 New |  |  | 0 | NY
LCP_Inputs_ON_Diverse_2023_04_03 | Electricity | Dispatch-Crossload | NY | 2050 | Summer | O/CCGT - H2 New |  |  | 0 | NY
LCP_Inputs_ON_Diverse_2023_04_03 | Electricity | Dispatch-Crossload | NY | 2050 | Winter | Electrolyser 2020/2030 |  |  | 0 | NY
LCP_Inputs_ON_Diverse_2023_04_03 | Electricity | Dispatch-Crossload | NY | 2050 | Winter | Electrolyser 2040 |  |  | 0 | NY
LCP_Inputs_ON_Diverse_2023_04_03 | Electricity | Dispatch-Crossload | NY | 2050 | Winter | Electrolyser 2050 |  |  | 0 | NY
LCP_Inputs_ON_Diverse_2023_04_03 | Electricity | Dispatch-Crossload | NY | 2050 | Winter | O/CCGT - CH4 Existing |  |  | 0 | NY
LCP_Inputs_ON_Diverse_2023_04_03 | Electricity | Dispatch-Crossload | NY | 2050 | Winter | O/CCGT - CH4 New |  |  | 0 | NY
LCP_Inputs_ON_Diverse_2023_04_03 | Electricity | Dispatch-Crossload | NY | 2050 | Winter | O/CCGT - H2 New |  |  | 0 | NY
LCP_Inputs_ON_Diverse_2023_04_03 | Electricity | Dispatch-Crossload | NY | 2050 | Winter Peak | Electrolyser 2020/2030 |  |  | 0 | NY
LCP_Inputs_ON_Diverse_2023_04_03 | Electricity | Dispatch-Crossload | NY | 2050 | Winter Peak | Electrolyser 2040 |  |  | 0 | NY
LCP_Inputs_ON_Diverse_2023_04_03 | Electricity | Dispatch-Crossload | NY | 2050 | Winter Peak | Electrolyser 2050 |  |  | 0 | NY
LCP_Inputs_ON_Diverse_2023_04_03 | Electricity | Dispatch-Crossload | NY | 2050 | Winter Peak | O/CCGT - CH4 Existing |  |  | 0 | NY
LCP_Inputs_ON_Diverse_2023_04_03 | Electricity | Dispatch-Crossload | NY | 2050 | Winter Peak | O/CCGT - CH4 New |  |  | 0 | NY
LCP_Inputs_ON_Diverse_2023_04_03 | Electricity | Dispatch-Crossload | NY | 2050 | Winter Peak | O/CCGT - H2 New |  |  | 0 | NY
LCP_Inputs_ON_Diverse_2023_04_03 | Electricity | Dispatch-Crossload | ON | 2020 | Fall | Electrolyser 2020/2030 |  |  | 0 | ON
LCP_Inputs_ON_Diverse_2023_04_03 | Electricity | Dispatch-Crossload | ON | 2020 | Fall | Electrolyser 2040 |  |  | 0 | ON
LCP_Inputs_ON_Diverse_2023_04_03 | Electricity | Dispatch-Crossload | ON | 2020 | Fall | Electrolyser 2050 |  |  | 0 | ON
LCP_Inputs_ON_Diverse_2023_04_03 | Electricity | Dispatch-Crossload | ON | 2020 | Fall | O/CCGT - CH4 Existing |  |  | 0 | ON
LCP_Inputs_ON_Diverse_2023_04_03 | Electricity | Dispatch-Crossload | ON | 2020 | Fall | O/CCGT - CH4 New |  |  | 0 | ON
LCP_Inputs_ON_Diverse_2023_04_03 | Electricity | Dispatch-Crossload | ON | 2020 | Fall | O/CCGT - H2 New |  |  | 0 | ON
LCP_Inputs_ON_Diverse_2023_04_03 | Electricity | Dispatch-Crossload | ON | 2020 | Spring | Electrolyser 2020/2030 |  |  | 0 | ON
LCP_Inputs_ON_Diverse_2023_04_03 | Electricity | Dispatch-Crossload | ON | 2020 | Spring | Electrolyser 2040 |  |  | 0 | ON
LCP_Inputs_ON_Diverse_2023_04_03 | Electricity | Dispatch-Crossload | ON | 2020 | Spring | Electrolyser 2050 |  |  | 0 | ON
LCP_Inputs_ON_Diverse_2023_04_03 | Electricity | Dispatch-Crossload | ON | 2020 | Spring | O/CCGT - CH4 Existing |  |  | 0 | ON
LCP_Inputs_ON_Diverse_2023_04_03 | Electricity | Dispatch-Crossload | ON | 2020 | Spring | O/CCGT - CH4 New |  |  | 0 | ON
LCP_Inputs_ON_Diverse_2023_04_03 | Electricity | Dispatch-Crossload | ON | 2020 | Spring | O/CCGT - H2 New |  |  | 0 | ON
LCP_Inputs_ON_Diverse_2023_04_03 | Electricity | Dispatch-Crossload | ON | 2020 | Summer | Electrolyser 2020/2030 |  |  | 0 | ON
LCP_Inputs_ON_Diverse_2023_04_03 | Electricity | Dispatch-Crossload | ON | 2020 | Summer | Electrolyser 2040 |  |  | 0 | ON
LCP_Inputs_ON_Diverse_2023_04_03 | Electricity | Dispatch-Crossload | ON | 2020 | Summer | Electrolyser 2050 |  |  | 0 | ON
LCP_Inputs_ON_Diverse_2023_04_03 | Electricity | Dispatch-Crossload | ON | 2020 | Summer | O/CCGT - CH4 Existing |  |  | 0 | ON
LCP_Inputs_ON_Diverse_2023_04_03 | Electricity | Dispatch-Crossload | ON | 2020 | Summer | O/CCGT - CH4 New |  |  | 0 | ON
LCP_Inputs_ON_Diverse_2023_04_03 | Electricity | Dispatch-Crossload | ON | 2020 | Summer | O/CCGT - H2 New |  |  | 0 | ON
LCP_Inputs_ON_Diverse_2023_04_03 | Electricity | Dispatch-Crossload | ON | 2020 | Winter | Electrolyser 2020/2030 |  |  | 0 | ON
LCP_Inputs_ON_Diverse_2023_04_03 | Electricity | Dispatch-Crossload | ON | 2020 | Winter | Electrolyser 2040 |  |  | 0 | ON
LCP_Inputs_ON_Diverse_2023_04_03 | Electricity | Dispatch-Crossload | ON | 2020 | Winter | Electrolyser 2050 |  |  | 0 | ON
LCP_Inputs_ON_Diverse_2023_04_03 | Electricity | Dispatch-Crossload | ON | 2020 | Winter | O/CCGT - CH4 Existing |  |  | 0 | ON
LCP_Inputs_ON_Diverse_2023_04_03 | Electricity | Dispatch-Crossload | ON | 2020 | Winter | O/CCGT - CH4 New |  |  | 0 | ON
LCP_Inputs_ON_Diverse_2023_04_03 | Electricity | Dispatch-Crossload | ON | 2020 | Winter | O/CCGT - H2 New |  |  | 0 | ON
LCP_Inputs_ON_Diverse_2023_04_03 | Electricity | Dispatch-Crossload | ON | 2020 | Winter Peak | Electrolyser 2020/2030 |  |  | 0 | ON
LCP_Inputs_ON_Diverse_2023_04_03 | Electricity | Dispatch-Crossload | ON | 2020 | Winter Peak | Electrolyser 2040 |  |  | 0 | ON
LCP_Inputs_ON_Diverse_2023_04_03 | Electricity | Dispatch-Crossload | ON | 2020 | Winter Peak | Electrolyser 2050 |  |  | 0 | ON
LCP_Inputs_ON_Diverse_2023_04_03 | Electricity | Dispatch-Crossload | ON | 2020 | Winter Peak | O/CCGT - CH4 Existing |  |  | 0 | ON
LCP_Inputs_ON_Diverse_2023_04_03 | Electricity | Dispatch-Crossload | ON | 2020 | Winter Peak | O/CCGT - CH4 New |  |  | 0 | ON
LCP_Inputs_ON_Diverse_2023_04_03 | Electricity | Dispatch-Crossload | ON | 2020 | Winter Peak | O/CCGT - H2 New |  |  | 0 | ON
LCP_Inputs_ON_Diverse_2023_04_03 | Electricity | Dispatch-Crossload | ON | 2030 | Fall | Electrolyser 2020/2030 |  |  | 0 | ON
LCP_Inputs_ON_Diverse_2023_04_03 | Electricity | Dispatch-Crossload | ON | 2030 | Fall | Electrolyser 2040 |  |  | 0 | ON
LCP_Inputs_ON_Diverse_2023_04_03 | Electricity | Dispatch-Crossload | ON | 2030 | Fall | Electrolyser 2050 |  |  | 0 | ON
LCP_Inputs_ON_Diverse_2023_04_03 | Electricity | Dispatch-Crossload | ON | 2030 | Fall | O/CCGT - CH4 Existing |  |  | 0 | ON
LCP_Inputs_ON_Diverse_2023_04_03 | Electricity | Dispatch-Crossload | ON | 2030 | Fall | O/CCGT - CH4 New |  |  | 0 | ON
LCP_Inputs_ON_Diverse_2023_04_03 | Electricity | Dispatch-Crossload | ON | 2030 | Fall | O/CCGT - H2 New |  |  | 525631.2469 | ON
LCP_Inputs_ON_Diverse_2023_04_03 | Electricity | Dispatch-Crossload | ON | 2030 | Spring | Electrolyser 2020/2030 |  |  | 0 | ON
LCP_Inputs_ON_Diverse_2023_04_03 | Electricity | Dispatch-Crossload | ON | 2030 | Spring | Electrolyser 2040 |  |  | 0 | ON
LCP_Inputs_ON_Diverse_2023_04_03 | Electricity | Dispatch-Crossload | ON | 2030 | Spring | Electrolyser 2050 |  |  | 0 | ON
LCP_Inputs_ON_Diverse_2023_04_03 | Electricity | Dispatch-Crossload | ON | 2030 | Spring | O/CCGT - CH4 Existing |  |  | 0 | ON
LCP_Inputs_ON_Diverse_2023_04_03 | Electricity | Dispatch-Crossload | ON | 2030 | Spring | O/CCGT - CH4 New |  |  | 0 | ON
LCP_Inputs_ON_Diverse_2023_04_03 | Electricity | Dispatch-Crossload | ON | 2030 | Spring | O/CCGT - H2 New |  |  | 81979.0054 | ON
LCP_Inputs_ON_Diverse_2023_04_03 | Electricity | Dispatch-Crossload | ON | 2030 | Summer | Electrolyser 2020/2030 |  |  | 0 | ON
LCP_Inputs_ON_Diverse_2023_04_03 | Electricity | Dispatch-Crossload | ON | 2030 | Summer | Electrolyser 2040 |  |  | 0 | ON
LCP_Inputs_ON_Diverse_2023_04_03 | Electricity | Dispatch-Crossload | ON | 2030 | Summer | Electrolyser 2050 |  |  | 0 | ON
LCP_Inputs_ON_Diverse_2023_04_03 | Electricity | Dispatch-Crossload | ON | 2030 | Summer | O/CCGT - CH4 Existing |  |  | 0 | ON
LCP_Inputs_ON_Diverse_2023_04_03 | Electricity | Dispatch-Crossload | ON | 2030 | Summer | O/CCGT - CH4 New |  |  | 0 | ON
LCP_Inputs_ON_Diverse_2023_04_03 | Electricity | Dispatch-Crossload | ON | 2030 | Summer | O/CCGT - H2 New |  |  | 689891.0115 | ON
LCP_Inputs_ON_Diverse_2023_04_03 | Electricity | Dispatch-Crossload | ON | 2030 | Winter | Electrolyser 2020/2030 |  |  | 0 | ON
LCP_Inputs_ON_Diverse_2023_04_03 | Electricity | Dispatch-Crossload | ON | 2030 | Winter | Electrolyser 2040 |  |  | 0 | ON
LCP_Inputs_ON_Diverse_2023_04_03 | Electricity | Dispatch-Crossload | ON | 2030 | Winter | Electrolyser 2050 |  |  | 0 | ON
LCP_Inputs_ON_Diverse_2023_04_03 | Electricity | Dispatch-Crossload | ON | 2030 | Winter | O/CCGT - CH4 Existing |  |  | 0 | ON
LCP_Inputs_ON_Diverse_2023_04_03 | Electricity | Dispatch-Crossload | ON | 2030 | Winter | O/CCGT - CH4 New |  |  | 0 | ON
LCP_Inputs_ON_Diverse_2023_04_03 | Electricity | Dispatch-Crossload | ON | 2030 | Winter | O/CCGT - H2 New |  |  | 0 | ON
LCP_Inputs_ON_Diverse_2023_04_03 | Electricity | Dispatch-Crossload | ON | 2030 | Winter Peak | Electrolyser 2020/2030 |  |  | 0 | ON
LCP_Inputs_ON_Diverse_2023_04_03 | Electricity | Dispatch-Crossload | ON | 2030 | Winter Peak | Electrolyser 2040 |  |  | 0 | ON
LCP_Inputs_ON_Diverse_2023_04_03 | Electricity | Dispatch-Crossload | ON | 2030 | Winter Peak | Electrolyser 2050 |  |  | 0 | ON
LCP_Inputs_ON_Diverse_2023_04_03 | Electricity | Dispatch-Crossload | ON | 2030 | Winter Peak | O/CCGT - CH4 Existing |  |  | 100718.9594 | ON
LCP_Inputs_ON_Diverse_2023_04_03 | Electricity | Dispatch-Crossload | ON | 2030 | Winter Peak | O/CCGT - CH4 New |  |  | 5179.2553 | ON
LCP_Inputs_ON_Diverse_2023_04_03 | Electricity | Dispatch-Crossload | ON | 2030 | Winter Peak | O/CCGT - H2 New |  |  | 0 | ON
LCP_Inputs_ON_Diverse_2023_04_03 | Electricity | Dispatch-Crossload | ON | 2040 | Fall | Electrolyser 2020/2030 |  |  | 0 | ON
LCP_Inputs_ON_Diverse_2023_04_03 | Electricity | Dispatch-Crossload | ON | 2040 | Fall | Electrolyser 2040 |  |  | -13320472.1467 | ON
LCP_Inputs_ON_Diverse_2023_04_03 | Electricity | Dispatch-Crossload | ON | 2040 | Fall | Electrolyser 2050 |  |  | 0 | ON
LCP_Inputs_ON_Diverse_2023_04_03 | Electricity | Dispatch-Crossload | ON | 2040 | Fall | O/CCGT - CH4 Existing |  |  | 0 | ON
LCP_Inputs_ON_Diverse_2023_04_03 | Electricity | Dispatch-Crossload | ON | 2040 | Fall | O/CCGT - CH4 New |  |  | 0 | ON
LCP_Inputs_ON_Diverse_2023_04_03 | Electricity | Dispatch-Crossload | ON | 2040 | Fall | O/CCGT - H2 New |  |  | 497236.6334 | ON
LCP_Inputs_ON_Diverse_2023_04_03 | Electricity | Dispatch-Crossload | ON | 2040 | Spring | Electrolyser 2020/2030 |  |  | 0 | ON
LCP_Inputs_ON_Diverse_2023_04_03 | Electricity | Dispatch-Crossload | ON | 2040 | Spring | Electrolyser 2040 |  |  | -21034797.0885 | ON
LCP_Inputs_ON_Diverse_2023_04_03 | Electricity | Dispatch-Crossload | ON | 2040 | Spring | Electrolyser 2050 |  |  | 0 | ON
LCP_Inputs_ON_Diverse_2023_04_03 | Electricity | Dispatch-Crossload | ON | 2040 | Spring | O/CCGT - CH4 Existing |  |  | 0 | ON
LCP_Inputs_ON_Diverse_2023_04_03 | Electricity | Dispatch-Crossload | ON | 2040 | Spring | O/CCGT - CH4 New |  |  | 0 | ON
LCP_Inputs_ON_Diverse_2023_04_03 | Electricity | Dispatch-Crossload | ON | 2040 | Spring | O/CCGT - H2 New |  |  | 0 | ON
LCP_Inputs_ON_Diverse_2023_04_03 | Electricity | Dispatch-Crossload | ON | 2040 | Summer | Electrolyser 2020/2030 |  |  | 0 | ON
LCP_Inputs_ON_Diverse_2023_04_03 | Electricity | Dispatch-Crossload | ON | 2040 | Summer | Electrolyser 2040 |  |  | -10955623.4836 | ON
LCP_Inputs_ON_Diverse_2023_04_03 | Electricity | Dispatch-Crossload | ON | 2040 | Summer | Electrolyser 2050 |  |  | 0 | ON
LCP_Inputs_ON_Diverse_2023_04_03 | Electricity | Dispatch-Crossload | ON | 2040 | Summer | O/CCGT - CH4 Existing |  |  | 0 | ON
LCP_Inputs_ON_Diverse_2023_04_03 | Electricity | Dispatch-Crossload | ON | 2040 | Summer | O/CCGT - CH4 New |  |  | 0 | ON
LCP_Inputs_ON_Diverse_2023_04_03 | Electricity | Dispatch-Crossload | ON | 2040 | Summer | O/CCGT - H2 New |  |  | 2318526.5805 | ON
LCP_Inputs_ON_Diverse_2023_04_03 | Electricity | Dispatch-Crossload | ON | 2040 | Winter | Electrolyser 2020/2030 |  |  | 0 | ON
LCP_Inputs_ON_Diverse_2023_04_03 | Electricity | Dispatch-Crossload | ON | 2040 | Winter | Electrolyser 2040 |  |  | -21034797.0885 | ON
LCP_Inputs_ON_Diverse_2023_04_03 | Electricity | Dispatch-Crossload | ON | 2040 | Winter | Electrolyser 2050 |  |  | 0 | ON
LCP_Inputs_ON_Diverse_2023_04_03 | Electricity | Dispatch-Crossload | ON | 2040 | Winter | O/CCGT - CH4 Existing |  |  | 0 | ON
LCP_Inputs_ON_Diverse_2023_04_03 | Electricity | Dispatch-Crossload | ON | 2040 | Winter | O/CCGT - CH4 New |  |  | 0 | ON
LCP_Inputs_ON_Diverse_2023_04_03 | Electricity | Dispatch-Crossload | ON | 2040 | Winter | O/CCGT - H2 New |  |  | 0 | ON
LCP_Inputs_ON_Diverse_2023_04_03 | Electricity | Dispatch-Crossload | ON | 2040 | Winter Peak | Electrolyser 2020/2030 |  |  | 0 | ON
LCP_Inputs_ON_Diverse_2023_04_03 | Electricity | Dispatch-Crossload | ON | 2040 | Winter Peak | Electrolyser 2040 |  |  | -115575.8082 | ON
LCP_Inputs_ON_Diverse_2023_04_03 | Electricity | Dispatch-Crossload | ON | 2040 | Winter Peak | Electrolyser 2050 |  |  | 0 | ON
LCP_Inputs_ON_Diverse_2023_04_03 | Electricity | Dispatch-Crossload | ON | 2040 | Winter Peak | O/CCGT - CH4 Existing |  |  | 86156.72 | ON
LCP_Inputs_ON_Diverse_2023_04_03 | Electricity | Dispatch-Crossload | ON | 2040 | Winter Peak | O/CCGT - CH4 New |  |  | 38400 | ON
LCP_Inputs_ON_Diverse_2023_04_03 | Electricity | Dispatch-Crossload | ON | 2040 | Winter Peak | O/CCGT - H2 New |  |  | 74115.361 | ON
LCP_Inputs_ON_Diverse_2023_04_03 | Electricity | Dispatch-Crossload | ON | 2050 | Fall | Electrolyser 2020/2030 |  |  | 0 | ON
LCP_Inputs_ON_Diverse_2023_04_03 | Electricity | Dispatch-Crossload | ON | 2050 | Fall | Electrolyser 2040 |  |  | -11932849.1113 | ON
LCP_Inputs_ON_Diverse_2023_04_03 | Electricity | Dispatch-Crossload | ON | 2050 | Fall | Electrolyser 2050 |  |  | -23681090.7331 | ON
LCP_Inputs_ON_Diverse_2023_04_03 | Electricity | Dispatch-Crossload | ON | 2050 | Fall | O/CCGT - CH4 Existing |  |  | 0 | ON
LCP_Inputs_ON_Diverse_2023_04_03 | Electricity | Dispatch-Crossload | ON | 2050 | Fall | O/CCGT - CH4 New |  |  | 0 | ON
LCP_Inputs_ON_Diverse_2023_04_03 | Electricity | Dispatch-Crossload | ON | 2050 | Fall | O/CCGT - H2 New |  |  | 0 | ON
LCP_Inputs_ON_Diverse_2023_04_03 | Electricity | Dispatch-Crossload | ON | 2050 | Spring | Electrolyser 2020/2030 |  |  | 0 | ON
LCP_Inputs_ON_Diverse_2023_04_03 | Electricity | Dispatch-Crossload | ON | 2050 | Spring | Electrolyser 2040 |  |  | -21034797.0885 | ON
LCP_Inputs_ON_Diverse_2023_04_03 | Electricity | Dispatch-Crossload | ON | 2050 | Spring | Electrolyser 2050 |  |  | -35486305.3748 | ON
LCP_Inputs_ON_Diverse_2023_04_03 | Electricity | Dispatch-Crossload | ON | 2050 | Spring | O/CCGT - CH4 Existing |  |  | 0 | ON
LCP_Inputs_ON_Diverse_2023_04_03 | Electricity | Dispatch-Crossload | ON | 2050 | Spring | O/CCGT - CH4 New |  |  | 0 | ON
LCP_Inputs_ON_Diverse_2023_04_03 | Electricity | Dispatch-Crossload | ON | 2050 | Spring | O/CCGT - H2 New |  |  | 0 | ON
LCP_Inputs_ON_Diverse_2023_04_03 | Electricity | Dispatch-Crossload | ON | 2050 | Summer | Electrolyser 2020/2030 |  |  | 0 | ON
LCP_Inputs_ON_Diverse_2023_04_03 | Electricity | Dispatch-Crossload | ON | 2050 | Summer | Electrolyser 2040 |  |  | -10517398.5442 | ON
LCP_Inputs_ON_Diverse_2023_04_03 | Electricity | Dispatch-Crossload | ON | 2050 | Summer | Electrolyser 2050 |  |  | -21261112.8284 | ON
LCP_Inputs_ON_Diverse_2023_04_03 | Electricity | Dispatch-Crossload | ON | 2050 | Summer | O/CCGT - CH4 Existing |  |  | 0 | ON
LCP_Inputs_ON_Diverse_2023_04_03 | Electricity | Dispatch-Crossload | ON | 2050 | Summer | O/CCGT - CH4 New |  |  | 0 | ON
LCP_Inputs_ON_Diverse_2023_04_03 | Electricity | Dispatch-Crossload | ON | 2050 | Summer | O/CCGT - H2 New |  |  | 398659.6419 | ON
LCP_Inputs_ON_Diverse_2023_04_03 | Electricity | Dispatch-Crossload | ON | 2050 | Winter | Electrolyser 2020/2030 |  |  | 0 | ON
LCP_Inputs_ON_Diverse_2023_04_03 | Electricity | Dispatch-Crossload | ON | 2050 | Winter | Electrolyser 2040 |  |  | -21034797.0885 | ON
LCP_Inputs_ON_Diverse_2023_04_03 | Electricity | Dispatch-Crossload | ON | 2050 | Winter | Electrolyser 2050 |  |  | -35486305.3748 | ON
LCP_Inputs_ON_Diverse_2023_04_03 | Electricity | Dispatch-Crossload | ON | 2050 | Winter | O/CCGT - CH4 Existing |  |  | 0 | ON
LCP_Inputs_ON_Diverse_2023_04_03 | Electricity | Dispatch-Crossload | ON | 2050 | Winter | O/CCGT - CH4 New |  |  | 0 | ON
LCP_Inputs_ON_Diverse_2023_04_03 | Electricity | Dispatch-Crossload | ON | 2050 | Winter | O/CCGT - H2 New |  |  | 0 | ON
LCP_Inputs_ON_Diverse_2023_04_03 | Electricity | Dispatch-Crossload | ON | 2050 | Winter Peak | Electrolyser 2020/2030 |  |  | 0 | ON
LCP_Inputs_ON_Diverse_2023_04_03 | Electricity | Dispatch-Crossload | ON | 2050 | Winter Peak | Electrolyser 2040 |  |  | -115575.8082 | ON
LCP_Inputs_ON_Diverse_2023_04_03 | Electricity | Dispatch-Crossload | ON | 2050 | Winter Peak | Electrolyser 2050 |  |  | -194979.6999 | ON
LCP_Inputs_ON_Diverse_2023_04_03 | Electricity | Dispatch-Crossload | ON | 2050 | Winter Peak | O/CCGT - CH4 Existing |  |  | 0 | ON
LCP_Inputs_ON_Diverse_2023_04_03 | Electricity | Dispatch-Crossload | ON | 2050 | Winter Peak | O/CCGT - CH4 New |  |  | 0 | ON
LCP_Inputs_ON_Diverse_2023_04_03 | Electricity | Dispatch-Crossload | ON | 2050 | Winter Peak | O/CCGT - H2 New |  |  | 320261.8835 | ON
LCP_Inputs_ON_Diverse_2023_04_03 | Electricity | Dispatch-Crossload | PJ | 2020 | Fall | Electrolyser 2020/2030 |  |  | 0 | PJ
LCP_Inputs_ON_Diverse_2023_04_03 | Electricity | Dispatch-Crossload | PJ | 2020 | Fall | Electrolyser 2040 |  |  | 0 | PJ
LCP_Inputs_ON_Diverse_2023_04_03 | Electricity | Dispatch-Crossload | PJ | 2020 | Fall | Electrolyser 2050 |  |  | 0 | PJ
LCP_Inputs_ON_Diverse_2023_04_03 | Electricity | Dispatch-Crossload | PJ | 2020 | Fall | O/CCGT - CH4 Existing |  |  | 0 | PJ
LCP_Inputs_ON_Diverse_2023_04_03 | Electricity | Dispatch-Crossload | PJ | 2020 | Fall | O/CCGT - CH4 New |  |  | 0 | PJ
LCP_Inputs_ON_Diverse_2023_04_03 | Electricity | Dispatch-Crossload | PJ | 2020 | Fall | O/CCGT - H2 New |  |  | 0 | PJ
LCP_Inputs_ON_Diverse_2023_04_03 | Electricity | Dispatch-Crossload | PJ | 2020 | Spring | Electrolyser 2020/2030 |  |  | 0 | PJ
LCP_Inputs_ON_Diverse_2023_04_03 | Electricity | Dispatch-Crossload | PJ | 2020 | Spring | Electrolyser 2040 |  |  | 0 | PJ
LCP_Inputs_ON_Diverse_2023_04_03 | Electricity | Dispatch-Crossload | PJ | 2020 | Spring | Electrolyser 2050 |  |  | 0 | PJ
LCP_Inputs_ON_Diverse_2023_04_03 | Electricity | Dispatch-Crossload | PJ | 2020 | Spring | O/CCGT - CH4 Existing |  |  | 0 | PJ
LCP_Inputs_ON_Diverse_2023_04_03 | Electricity | Dispatch-Crossload | PJ | 2020 | Spring | O/CCGT - CH4 New |  |  | 0 | PJ
LCP_Inputs_ON_Diverse_2023_04_03 | Electricity | Dispatch-Crossload | PJ | 2020 | Spring | O/CCGT - H2 New |  |  | 0 | PJ
LCP_Inputs_ON_Diverse_2023_04_03 | Electricity | Dispatch-Crossload | PJ | 2020 | Summer | Electrolyser 2020/2030 |  |  | 0 | PJ
LCP_Inputs_ON_Diverse_2023_04_03 | Electricity | Dispatch-Crossload | PJ | 2020 | Summer | Electrolyser 2040 |  |  | 0 | PJ
LCP_Inputs_ON_Diverse_2023_04_03 | Electricity | Dispatch-Crossload | PJ | 2020 | Summer | Electrolyser 2050 |  |  | 0 | PJ
LCP_Inputs_ON_Diverse_2023_04_03 | Electricity | Dispatch-Crossload | PJ | 2020 | Summer | O/CCGT - CH4 Existing |  |  | 0 | PJ
LCP_Inputs_ON_Diverse_2023_04_03 | Electricity | Dispatch-Crossload | PJ | 2020 | Summer | O/CCGT - CH4 New |  |  | 0 | PJ
LCP_Inputs_ON_Diverse_2023_04_03 | Electricity | Dispatch-Crossload | PJ | 2020 | Summer | O/CCGT - H2 New |  |  | 0 | PJ
LCP_Inputs_ON_Diverse_2023_04_03 | Electricity | Dispatch-Crossload | PJ | 2020 | Winter | Electrolyser 2020/2030 |  |  | 0 | PJ
LCP_Inputs_ON_Diverse_2023_04_03 | Electricity | Dispatch-Crossload | PJ | 2020 | Winter | Electrolyser 2040 |  |  | 0 | PJ
LCP_Inputs_ON_Diverse_2023_04_03 | Electricity | Dispatch-Crossload | PJ | 2020 | Winter | Electrolyser 2050 |  |  | 0 | PJ
LCP_Inputs_ON_Diverse_2023_04_03 | Electricity | Dispatch-Crossload | PJ | 2020 | Winter | O/CCGT - CH4 Existing |  |  | 0 | PJ
LCP_Inputs_ON_Diverse_2023_04_03 | Electricity | Dispatch-Crossload | PJ | 2020 | Winter | O/CCGT - CH4 New |  |  | 0 | PJ
LCP_Inputs_ON_Diverse_2023_04_03 | Electricity | Dispatch-Crossload | PJ | 2020 | Winter | O/CCGT - H2 New |  |  | 0 | PJ
LCP_Inputs_ON_Diverse_2023_04_03 | Electricity | Dispatch-Crossload | PJ | 2020 | Winter Peak | Electrolyser 2020/2030 |  |  | 0 | PJ
LCP_Inputs_ON_Diverse_2023_04_03 | Electricity | Dispatch-Crossload | PJ | 2020 | Winter Peak | Electrolyser 2040 |  |  | 0 | PJ
LCP_Inputs_ON_Diverse_2023_04_03 | Electricity | Dispatch-Crossload | PJ | 2020 | Winter Peak | Electrolyser 2050 |  |  | 0 | PJ
LCP_Inputs_ON_Diverse_2023_04_03 | Electricity | Dispatch-Crossload | PJ | 2020 | Winter Peak | O/CCGT - CH4 Existing |  |  | 0 | PJ
LCP_Inputs_ON_Diverse_2023_04_03 | Electricity | Dispatch-Crossload | PJ | 2020 | Winter Peak | O/CCGT - CH4 New |  |  | 0 | PJ
LCP_Inputs_ON_Diverse_2023_04_03 | Electricity | Dispatch-Crossload | PJ | 2020 | Winter Peak | O/CCGT - H2 New |  |  | 0 | PJ
LCP_Inputs_ON_Diverse_2023_04_03 | Electricity | Dispatch-Crossload | PJ | 2030 | Fall | Electrolyser 2020/2030 |  |  | 0 | PJ
LCP_Inputs_ON_Diverse_2023_04_03 | Electricity | Dispatch-Crossload | PJ | 2030 | Fall | Electrolyser 2040 |  |  | 0 | PJ
LCP_Inputs_ON_Diverse_2023_04_03 | Electricity | Dispatch-Crossload | PJ | 2030 | Fall | Electrolyser 2050 |  |  | 0 | PJ
LCP_Inputs_ON_Diverse_2023_04_03 | Electricity | Dispatch-Crossload | PJ | 2030 | Fall | O/CCGT - CH4 Existing |  |  | 0 | PJ
LCP_Inputs_ON_Diverse_2023_04_03 | Electricity | Dispatch-Crossload | PJ | 2030 | Fall | O/CCGT - CH4 New |  |  | 0 | PJ
LCP_Inputs_ON_Diverse_2023_04_03 | Electricity | Dispatch-Crossload | PJ | 2030 | Fall | O/CCGT - H2 New |  |  | 0 | PJ
LCP_Inputs_ON_Diverse_2023_04_03 | Electricity | Dispatch-Crossload | PJ | 2030 | Spring | Electrolyser 2020/2030 |  |  | 0 | PJ
LCP_Inputs_ON_Diverse_2023_04_03 | Electricity | Dispatch-Crossload | PJ | 2030 | Spring | Electrolyser 2040 |  |  | 0 | PJ
LCP_Inputs_ON_Diverse_2023_04_03 | Electricity | Dispatch-Crossload | PJ | 2030 | Spring | Electrolyser 2050 |  |  | 0 | PJ
LCP_Inputs_ON_Diverse_2023_04_03 | Electricity | Dispatch-Crossload | PJ | 2030 | Spring | O/CCGT - CH4 Existing |  |  | 0 | PJ
LCP_Inputs_ON_Diverse_2023_04_03 | Electricity | Dispatch-Crossload | PJ | 2030 | Spring | O/CCGT - CH4 New |  |  | 0 | PJ
LCP_Inputs_ON_Diverse_2023_04_03 | Electricity | Dispatch-Crossload | PJ | 2030 | Spring | O/CCGT - H2 New |  |  | 0 | PJ
LCP_Inputs_ON_Diverse_2023_04_03 | Electricity | Dispatch-Crossload | PJ | 2030 | Summer | Electrolyser 2020/2030 |  |  | 0 | PJ
LCP_Inputs_ON_Diverse_2023_04_03 | Electricity | Dispatch-Crossload | PJ | 2030 | Summer | Electrolyser 2040 |  |  | 0 | PJ
LCP_Inputs_ON_Diverse_2023_04_03 | Electricity | Dispatch-Crossload | PJ | 2030 | Summer | Electrolyser 2050 |  |  | 0 | PJ
LCP_Inputs_ON_Diverse_2023_04_03 | Electricity | Dispatch-Crossload | PJ | 2030 | Summer | O/CCGT - CH4 Existing |  |  | 0 | PJ
LCP_Inputs_ON_Diverse_2023_04_03 | Electricity | Dispatch-Crossload | PJ | 2030 | Summer | O/CCGT - CH4 New |  |  | 0 | PJ
LCP_Inputs_ON_Diverse_2023_04_03 | Electricity | Dispatch-Crossload | PJ | 2030 | Summer | O/CCGT - H2 New |  |  | 0 | PJ
LCP_Inputs_ON_Diverse_2023_04_03 | Electricity | Dispatch-Crossload | PJ | 2030 | Winter | Electrolyser 2020/2030 |  |  | 0 | PJ
LCP_Inputs_ON_Diverse_2023_04_03 | Electricity | Dispatch-Crossload | PJ | 2030 | Winter | Electrolyser 2040 |  |  | 0 | PJ
LCP_Inputs_ON_Diverse_2023_04_03 | Electricity | Dispatch-Crossload | PJ | 2030 | Winter | Electrolyser 2050 |  |  | 0 | PJ
LCP_Inputs_ON_Diverse_2023_04_03 | Electricity | Dispatch-Crossload | PJ | 2030 | Winter | O/CCGT - CH4 Existing |  |  | 0 | PJ
LCP_Inputs_ON_Diverse_2023_04_03 | Electricity | Dispatch-Crossload | PJ | 2030 | Winter | O/CCGT - CH4 New |  |  | 0 | PJ
LCP_Inputs_ON_Diverse_2023_04_03 | Electricity | Dispatch-Crossload | PJ | 2030 | Winter | O/CCGT - H2 New |  |  | 0 | PJ
LCP_Inputs_ON_Diverse_2023_04_03 | Electricity | Dispatch-Crossload | PJ | 2030 | Winter Peak | Electrolyser 2020/2030 |  |  | 0 | PJ
LCP_Inputs_ON_Diverse_2023_04_03 | Electricity | Dispatch-Crossload | PJ | 2030 | Winter Peak | Electrolyser 2040 |  |  | 0 | PJ
LCP_Inputs_ON_Diverse_2023_04_03 | Electricity | Dispatch-Crossload | PJ | 2030 | Winter Peak | Electrolyser 2050 |  |  | 0 | PJ
LCP_Inputs_ON_Diverse_2023_04_03 | Electricity | Dispatch-Crossload | PJ | 2030 | Winter Peak | O/CCGT - CH4 Existing |  |  | 0 | PJ
LCP_Inputs_ON_Diverse_2023_04_03 | Electricity | Dispatch-Crossload | PJ | 2030 | Winter Peak | O/CCGT - CH4 New |  |  | 0 | PJ
LCP_Inputs_ON_Diverse_2023_04_03 | Electricity | Dispatch-Crossload | PJ | 2030 | Winter Peak | O/CCGT - H2 New |  |  | 0 | PJ
LCP_Inputs_ON_Diverse_2023_04_03 | Electricity | Dispatch-Crossload | PJ | 2040 | Fall | Electrolyser 2020/2030 |  |  | 0 | PJ
LCP_Inputs_ON_Diverse_2023_04_03 | Electricity | Dispatch-Crossload | PJ | 2040 | Fall | Electrolyser 2040 |  |  | 0 | PJ
LCP_Inputs_ON_Diverse_2023_04_03 | Electricity | Dispatch-Crossload | PJ | 2040 | Fall | Electrolyser 2050 |  |  | 0 | PJ
LCP_Inputs_ON_Diverse_2023_04_03 | Electricity | Dispatch-Crossload | PJ | 2040 | Fall | O/CCGT - CH4 Existing |  |  | 0 | PJ
LCP_Inputs_ON_Diverse_2023_04_03 | Electricity | Dispatch-Crossload | PJ | 2040 | Fall | O/CCGT - CH4 New |  |  | 0 | PJ
LCP_Inputs_ON_Diverse_2023_04_03 | Electricity | Dispatch-Crossload | PJ | 2040 | Fall | O/CCGT - H2 New |  |  | 0 | PJ
LCP_Inputs_ON_Diverse_2023_04_03 | Electricity | Dispatch-Crossload | PJ | 2040 | Spring | Electrolyser 2020/2030 |  |  | 0 | PJ
LCP_Inputs_ON_Diverse_2023_04_03 | Electricity | Dispatch-Crossload | PJ | 2040 | Spring | Electrolyser 2040 |  |  | 0 | PJ
LCP_Inputs_ON_Diverse_2023_04_03 | Electricity | Dispatch-Crossload | PJ | 2040 | Spring | Electrolyser 2050 |  |  | 0 | PJ
LCP_Inputs_ON_Diverse_2023_04_03 | Electricity | Dispatch-Crossload | PJ | 2040 | Spring | O/CCGT - CH4 Existing |  |  | 0 | PJ
LCP_Inputs_ON_Diverse_2023_04_03 | Electricity | Dispatch-Crossload | PJ | 2040 | Spring | O/CCGT - CH4 New |  |  | 0 | PJ
LCP_Inputs_ON_Diverse_2023_04_03 | Electricity | Dispatch-Crossload | PJ | 2040 | Spring | O/CCGT - H2 New |  |  | 0 | PJ
LCP_Inputs_ON_Diverse_2023_04_03 | Electricity | Dispatch-Crossload | PJ | 2040 | Summer | Electrolyser 2020/2030 |  |  | 0 | PJ
LCP_Inputs_ON_Diverse_2023_04_03 | Electricity | Dispatch-Crossload | PJ | 2040 | Summer | Electrolyser 2040 |  |  | 0 | PJ
LCP_Inputs_ON_Diverse_2023_04_03 | Electricity | Dispatch-Crossload | PJ | 2040 | Summer | Electrolyser 2050 |  |  | 0 | PJ
LCP_Inputs_ON_Diverse_2023_04_03 | Electricity | Dispatch-Crossload | PJ | 2040 | Summer | O/CCGT - CH4 Existing |  |  | 0 | PJ
LCP_Inputs_ON_Diverse_2023_04_03 | Electricity | Dispatch-Crossload | PJ | 2040 | Summer | O/CCGT - CH4 New |  |  | 0 | PJ
LCP_Inputs_ON_Diverse_2023_04_03 | Electricity | Dispatch-Crossload | PJ | 2040 | Summer | O/CCGT - H2 New |  |  | 0 | PJ
LCP_Inputs_ON_Diverse_2023_04_03 | Electricity | Dispatch-Crossload | PJ | 2040 | Winter | Electrolyser 2020/2030 |  |  | 0 | PJ
LCP_Inputs_ON_Diverse_2023_04_03 | Electricity | Dispatch-Crossload | PJ | 2040 | Winter | Electrolyser 2040 |  |  | 0 | PJ
LCP_Inputs_ON_Diverse_2023_04_03 | Electricity | Dispatch-Crossload | PJ | 2040 | Winter | Electrolyser 2050 |  |  | 0 | PJ
LCP_Inputs_ON_Diverse_2023_04_03 | Electricity | Dispatch-Crossload | PJ | 2040 | Winter | O/CCGT - CH4 Existing |  |  | 0 | PJ
LCP_Inputs_ON_Diverse_2023_04_03 | Electricity | Dispatch-Crossload | PJ | 2040 | Winter | O/CCGT - CH4 New |  |  | 0 | PJ
LCP_Inputs_ON_Diverse_2023_04_03 | Electricity | Dispatch-Crossload | PJ | 2040 | Winter | O/CCGT - H2 New |  |  | 0 | PJ
LCP_Inputs_ON_Diverse_2023_04_03 | Electricity | Dispatch-Crossload | PJ | 2040 | Winter Peak | Electrolyser 2020/2030 |  |  | 0 | PJ
LCP_Inputs_ON_Diverse_2023_04_03 | Electricity | Dispatch-Crossload | PJ | 2040 | Winter Peak | Electrolyser 2040 |  |  | 0 | PJ
LCP_Inputs_ON_Diverse_2023_04_03 | Electricity | Dispatch-Crossload | PJ | 2040 | Winter Peak | Electrolyser 2050 |  |  | 0 | PJ
LCP_Inputs_ON_Diverse_2023_04_03 | Electricity | Dispatch-Crossload | PJ | 2040 | Winter Peak | O/CCGT - CH4 Existing |  |  | 0 | PJ
LCP_Inputs_ON_Diverse_2023_04_03 | Electricity | Dispatch-Crossload | PJ | 2040 | Winter Peak | O/CCGT - CH4 New |  |  | 0 | PJ
LCP_Inputs_ON_Diverse_2023_04_03 | Electricity | Dispatch-Crossload | PJ | 2040 | Winter Peak | O/CCGT - H2 New |  |  | 0 | PJ
LCP_Inputs_ON_Diverse_2023_04_03 | Electricity | Dispatch-Crossload | PJ | 2050 | Fall | Electrolyser 2020/2030 |  |  | 0 | PJ
LCP_Inputs_ON_Diverse_2023_04_03 | Electricity | Dispatch-Crossload | PJ | 2050 | Fall | Electrolyser 2040 |  |  | 0 | PJ
LCP_Inputs_ON_Diverse_2023_04_03 | Electricity | Dispatch-Crossload | PJ | 2050 | Fall | Electrolyser 2050 |  |  | 0 | PJ
LCP_Inputs_ON_Diverse_2023_04_03 | Electricity | Dispatch-Crossload | PJ | 2050 | Fall | O/CCGT - CH4 Existing |  |  | 0 | PJ
LCP_Inputs_ON_Diverse_2023_04_03 | Electricity | Dispatch-Crossload | PJ | 2050 | Fall | O/CCGT - CH4 New |  |  | 0 | PJ
LCP_Inputs_ON_Diverse_2023_04_03 | Electricity | Dispatch-Crossload | PJ | 2050 | Fall | O/CCGT - H2 New |  |  | 0 | PJ
LCP_Inputs_ON_Diverse_2023_04_03 | Electricity | Dispatch-Crossload | PJ | 2050 | Spring | Electrolyser 2020/2030 |  |  | 0 | PJ
LCP_Inputs_ON_Diverse_2023_04_03 | Electricity | Dispatch-Crossload | PJ | 2050 | Spring | Electrolyser 2040 |  |  | 0 | PJ
LCP_Inputs_ON_Diverse_2023_04_03 | Electricity | Dispatch-Crossload | PJ | 2050 | Spring | Electrolyser 2050 |  |  | 0 | PJ
LCP_Inputs_ON_Diverse_2023_04_03 | Electricity | Dispatch-Crossload | PJ | 2050 | Spring | O/CCGT - CH4 Existing |  |  | 0 | PJ
LCP_Inputs_ON_Diverse_2023_04_03 | Electricity | Dispatch-Crossload | PJ | 2050 | Spring | O/CCGT - CH4 New |  |  | 0 | PJ
LCP_Inputs_ON_Diverse_2023_04_03 | Electricity | Dispatch-Crossload | PJ | 2050 | Spring | O/CCGT - H2 New |  |  | 0 | PJ
LCP_Inputs_ON_Diverse_2023_04_03 | Electricity | Dispatch-Crossload | PJ | 2050 | Summer | Electrolyser 2020/2030 |  |  | 0 | PJ
LCP_Inputs_ON_Diverse_2023_04_03 | Electricity | Dispatch-Crossload | PJ | 2050 | Summer | Electrolyser 2040 |  |  | 0 | PJ
LCP_Inputs_ON_Diverse_2023_04_03 | Electricity | Dispatch-Crossload | PJ | 2050 | Summer | Electrolyser 2050 |  |  | 0 | PJ
LCP_Inputs_ON_Diverse_2023_04_03 | Electricity | Dispatch-Crossload | PJ | 2050 | Summer | O/CCGT - CH4 Existing |  |  | 0 | PJ
LCP_Inputs_ON_Diverse_2023_04_03 | Electricity | Dispatch-Crossload | PJ | 2050 | Summer | O/CCGT - CH4 New |  |  | 0 | PJ
LCP_Inputs_ON_Diverse_2023_04_03 | Electricity | Dispatch-Crossload | PJ | 2050 | Summer | O/CCGT - H2 New |  |  | 0 | PJ
LCP_Inputs_ON_Diverse_2023_04_03 | Electricity | Dispatch-Crossload | PJ | 2050 | Winter | Electrolyser 2020/2030 |  |  | 0 | PJ
LCP_Inputs_ON_Diverse_2023_04_03 | Electricity | Dispatch-Crossload | PJ | 2050 | Winter | Electrolyser 2040 |  |  | 0 | PJ
LCP_Inputs_ON_Diverse_2023_04_03 | Electricity | Dispatch-Crossload | PJ | 2050 | Winter | Electrolyser 2050 |  |  | 0 | PJ
LCP_Inputs_ON_Diverse_2023_04_03 | Electricity | Dispatch-Crossload | PJ | 2050 | Winter | O/CCGT - CH4 Existing |  |  | 0 | PJ
LCP_Inputs_ON_Diverse_2023_04_03 | Electricity | Dispatch-Crossload | PJ | 2050 | Winter | O/CCGT - CH4 New |  |  | 0 | PJ
LCP_Inputs_ON_Diverse_2023_04_03 | Electricity | Dispatch-Crossload | PJ | 2050 | Winter | O/CCGT - H2 New |  |  | 0 | PJ
LCP_Inputs_ON_Diverse_2023_04_03 | Electricity | Dispatch-Crossload | PJ | 2050 | Winter Peak | Electrolyser 2020/2030 |  |  | 0 | PJ
LCP_Inputs_ON_Diverse_2023_04_03 | Electricity | Dispatch-Crossload | PJ | 2050 | Winter Peak | Electrolyser 2040 |  |  | 0 | PJ
LCP_Inputs_ON_Diverse_2023_04_03 | Electricity | Dispatch-Crossload | PJ | 2050 | Winter Peak | Electrolyser 2050 |  |  | 0 | PJ
LCP_Inputs_ON_Diverse_2023_04_03 | Electricity | Dispatch-Crossload | PJ | 2050 | Winter Peak | O/CCGT - CH4 Existing |  |  | 0 | PJ
LCP_Inputs_ON_Diverse_2023_04_03 | Electricity | Dispatch-Crossload | PJ | 2050 | Winter Peak | O/CCGT - CH4 New |  |  | 0 | PJ
LCP_Inputs_ON_Diverse_2023_04_03 | Electricity | Dispatch-Crossload | PJ | 2050 | Winter Peak | O/CCGT - H2 New |  |  | 0 | PJ
LCP_Inputs_ON_Diverse_2023_04_03 | Electricity | Dispatch-Crossload | QC | 2020 | Fall | Electrolyser 2020/2030 |  |  | 0 | QC
LCP_Inputs_ON_Diverse_2023_04_03 | Electricity | Dispatch-Crossload | QC | 2020 | Fall | Electrolyser 2040 |  |  | 0 | QC
LCP_Inputs_ON_Diverse_2023_04_03 | Electricity | Dispatch-Crossload | QC | 2020 | Fall | Electrolyser 2050 |  |  | 0 | QC
LCP_Inputs_ON_Diverse_2023_04_03 | Electricity | Dispatch-Crossload | QC | 2020 | Fall | O/CCGT - CH4 Existing |  |  | 0 | QC
LCP_Inputs_ON_Diverse_2023_04_03 | Electricity | Dispatch-Crossload | QC | 2020 | Fall | O/CCGT - CH4 New |  |  | 0 | QC
LCP_Inputs_ON_Diverse_2023_04_03 | Electricity | Dispatch-Crossload | QC | 2020 | Fall | O/CCGT - H2 New |  |  | 0 | QC
LCP_Inputs_ON_Diverse_2023_04_03 | Electricity | Dispatch-Crossload | QC | 2020 | Spring | Electrolyser 2020/2030 |  |  | 0 | QC
LCP_Inputs_ON_Diverse_2023_04_03 | Electricity | Dispatch-Crossload | QC | 2020 | Spring | Electrolyser 2040 |  |  | 0 | QC
LCP_Inputs_ON_Diverse_2023_04_03 | Electricity | Dispatch-Crossload | QC | 2020 | Spring | Electrolyser 2050 |  |  | 0 | QC
LCP_Inputs_ON_Diverse_2023_04_03 | Electricity | Dispatch-Crossload | QC | 2020 | Spring | O/CCGT - CH4 Existing |  |  | 0 | QC
LCP_Inputs_ON_Diverse_2023_04_03 | Electricity | Dispatch-Crossload | QC | 2020 | Spring | O/CCGT - CH4 New |  |  | 0 | QC
LCP_Inputs_ON_Diverse_2023_04_03 | Electricity | Dispatch-Crossload | QC | 2020 | Spring | O/CCGT - H2 New |  |  | 0 | QC
LCP_Inputs_ON_Diverse_2023_04_03 | Electricity | Dispatch-Crossload | QC | 2020 | Summer | Electrolyser 2020/2030 |  |  | 0 | QC
LCP_Inputs_ON_Diverse_2023_04_03 | Electricity | Dispatch-Crossload | QC | 2020 | Summer | Electrolyser 2040 |  |  | 0 | QC
LCP_Inputs_ON_Diverse_2023_04_03 | Electricity | Dispatch-Crossload | QC | 2020 | Summer | Electrolyser 2050 |  |  | 0 | QC
LCP_Inputs_ON_Diverse_2023_04_03 | Electricity | Dispatch-Crossload | QC | 2020 | Summer | O/CCGT - CH4 Existing |  |  | 0 | QC
LCP_Inputs_ON_Diverse_2023_04_03 | Electricity | Dispatch-Crossload | QC | 2020 | Summer | O/CCGT - CH4 New |  |  | 0 | QC
LCP_Inputs_ON_Diverse_2023_04_03 | Electricity | Dispatch-Crossload | QC | 2020 | Summer | O/CCGT - H2 New |  |  | 0 | QC
LCP_Inputs_ON_Diverse_2023_04_03 | Electricity | Dispatch-Crossload | QC | 2020 | Winter | Electrolyser 2020/2030 |  |  | 0 | QC
LCP_Inputs_ON_Diverse_2023_04_03 | Electricity | Dispatch-Crossload | QC | 2020 | Winter | Electrolyser 2040 |  |  | 0 | QC
LCP_Inputs_ON_Diverse_2023_04_03 | Electricity | Dispatch-Crossload | QC | 2020 | Winter | Electrolyser 2050 |  |  | 0 | QC
LCP_Inputs_ON_Diverse_2023_04_03 | Electricity | Dispatch-Crossload | QC | 2020 | Winter | O/CCGT - CH4 Existing |  |  | 0 | QC
LCP_Inputs_ON_Diverse_2023_04_03 | Electricity | Dispatch-Crossload | QC | 2020 | Winter | O/CCGT - CH4 New |  |  | 0 | QC
LCP_Inputs_ON_Diverse_2023_04_03 | Electricity | Dispatch-Crossload | QC | 2020 | Winter | O/CCGT - H2 New |  |  | 0 | QC
LCP_Inputs_ON_Diverse_2023_04_03 | Electricity | Dispatch-Crossload | QC | 2020 | Winter Peak | Electrolyser 2020/2030 |  |  | 0 | QC
LCP_Inputs_ON_Diverse_2023_04_03 | Electricity | Dispatch-Crossload | QC | 2020 | Winter Peak | Electrolyser 2040 |  |  | 0 | QC
LCP_Inputs_ON_Diverse_2023_04_03 | Electricity | Dispatch-Crossload | QC | 2020 | Winter Peak | Electrolyser 2050 |  |  | 0 | QC
LCP_Inputs_ON_Diverse_2023_04_03 | Electricity | Dispatch-Crossload | QC | 2020 | Winter Peak | O/CCGT - CH4 Existing |  |  | 0 | QC
LCP_Inputs_ON_Diverse_2023_04_03 | Electricity | Dispatch-Crossload | QC | 2020 | Winter Peak | O/CCGT - CH4 New |  |  | 0 | QC
LCP_Inputs_ON_Diverse_2023_04_03 | Electricity | Dispatch-Crossload | QC | 2020 | Winter Peak | O/CCGT - H2 New |  |  | 0 | QC
LCP_Inputs_ON_Diverse_2023_04_03 | Electricity | Dispatch-Crossload | QC | 2030 | Fall | Electrolyser 2020/2030 |  |  | 0 | QC
LCP_Inputs_ON_Diverse_2023_04_03 | Electricity | Dispatch-Crossload | QC | 2030 | Fall | Electrolyser 2040 |  |  | 0 | QC
LCP_Inputs_ON_Diverse_2023_04_03 | Electricity | Dispatch-Crossload | QC | 2030 | Fall | Electrolyser 2050 |  |  | 0 | QC
LCP_Inputs_ON_Diverse_2023_04_03 | Electricity | Dispatch-Crossload | QC | 2030 | Fall | O/CCGT - CH4 Existing |  |  | 0 | QC
LCP_Inputs_ON_Diverse_2023_04_03 | Electricity | Dispatch-Crossload | QC | 2030 | Fall | O/CCGT - CH4 New |  |  | 0 | QC
LCP_Inputs_ON_Diverse_2023_04_03 | Electricity | Dispatch-Crossload | QC | 2030 | Fall | O/CCGT - H2 New |  |  | 0 | QC
LCP_Inputs_ON_Diverse_2023_04_03 | Electricity | Dispatch-Crossload | QC | 2030 | Spring | Electrolyser 2020/2030 |  |  | 0 | QC
LCP_Inputs_ON_Diverse_2023_04_03 | Electricity | Dispatch-Crossload | QC | 2030 | Spring | Electrolyser 2040 |  |  | 0 | QC
LCP_Inputs_ON_Diverse_2023_04_03 | Electricity | Dispatch-Crossload | QC | 2030 | Spring | Electrolyser 2050 |  |  | 0 | QC
LCP_Inputs_ON_Diverse_2023_04_03 | Electricity | Dispatch-Crossload | QC | 2030 | Spring | O/CCGT - CH4 Existing |  |  | 0 | QC
LCP_Inputs_ON_Diverse_2023_04_03 | Electricity | Dispatch-Crossload | QC | 2030 | Spring | O/CCGT - CH4 New |  |  | 0 | QC
LCP_Inputs_ON_Diverse_2023_04_03 | Electricity | Dispatch-Crossload | QC | 2030 | Spring | O/CCGT - H2 New |  |  | 0 | QC
LCP_Inputs_ON_Diverse_2023_04_03 | Electricity | Dispatch-Crossload | QC | 2030 | Summer | Electrolyser 2020/2030 |  |  | 0 | QC
LCP_Inputs_ON_Diverse_2023_04_03 | Electricity | Dispatch-Crossload | QC | 2030 | Summer | Electrolyser 2040 |  |  | 0 | QC
LCP_Inputs_ON_Diverse_2023_04_03 | Electricity | Dispatch-Crossload | QC | 2030 | Summer | Electrolyser 2050 |  |  | 0 | QC
LCP_Inputs_ON_Diverse_2023_04_03 | Electricity | Dispatch-Crossload | QC | 2030 | Summer | O/CCGT - CH4 Existing |  |  | 0 | QC
LCP_Inputs_ON_Diverse_2023_04_03 | Electricity | Dispatch-Crossload | QC | 2030 | Summer | O/CCGT - CH4 New |  |  | 0 | QC
LCP_Inputs_ON_Diverse_2023_04_03 | Electricity | Dispatch-Crossload | QC | 2030 | Summer | O/CCGT - H2 New |  |  | 0 | QC
LCP_Inputs_ON_Diverse_2023_04_03 | Electricity | Dispatch-Crossload | QC | 2030 | Winter | Electrolyser 2020/2030 |  |  | 0 | QC
LCP_Inputs_ON_Diverse_2023_04_03 | Electricity | Dispatch-Crossload | QC | 2030 | Winter | Electrolyser 2040 |  |  | 0 | QC
LCP_Inputs_ON_Diverse_2023_04_03 | Electricity | Dispatch-Crossload | QC | 2030 | Winter | Electrolyser 2050 |  |  | 0 | QC
LCP_Inputs_ON_Diverse_2023_04_03 | Electricity | Dispatch-Crossload | QC | 2030 | Winter | O/CCGT - CH4 Existing |  |  | 0 | QC
LCP_Inputs_ON_Diverse_2023_04_03 | Electricity | Dispatch-Crossload | QC | 2030 | Winter | O/CCGT - CH4 New |  |  | 0 | QC
LCP_Inputs_ON_Diverse_2023_04_03 | Electricity | Dispatch-Crossload | QC | 2030 | Winter | O/CCGT - H2 New |  |  | 0 | QC
LCP_Inputs_ON_Diverse_2023_04_03 | Electricity | Dispatch-Crossload | QC | 2030 | Winter Peak | Electrolyser 2020/2030 |  |  | 0 | QC
LCP_Inputs_ON_Diverse_2023_04_03 | Electricity | Dispatch-Crossload | QC | 2030 | Winter Peak | Electrolyser 2040 |  |  | 0 | QC
LCP_Inputs_ON_Diverse_2023_04_03 | Electricity | Dispatch-Crossload | QC | 2030 | Winter Peak | Electrolyser 2050 |  |  | 0 | QC
LCP_Inputs_ON_Diverse_2023_04_03 | Electricity | Dispatch-Crossload | QC | 2030 | Winter Peak | O/CCGT - CH4 Existing |  |  | 0 | QC
LCP_Inputs_ON_Diverse_2023_04_03 | Electricity | Dispatch-Crossload | QC | 2030 | Winter Peak | O/CCGT - CH4 New |  |  | 0 | QC
LCP_Inputs_ON_Diverse_2023_04_03 | Electricity | Dispatch-Crossload | QC | 2030 | Winter Peak | O/CCGT - H2 New |  |  | 0 | QC
LCP_Inputs_ON_Diverse_2023_04_03 | Electricity | Dispatch-Crossload | QC | 2040 | Fall | Electrolyser 2020/2030 |  |  | 0 | QC
LCP_Inputs_ON_Diverse_2023_04_03 | Electricity | Dispatch-Crossload | QC | 2040 | Fall | Electrolyser 2040 |  |  | 0 | QC
LCP_Inputs_ON_Diverse_2023_04_03 | Electricity | Dispatch-Crossload | QC | 2040 | Fall | Electrolyser 2050 |  |  | 0 | QC
LCP_Inputs_ON_Diverse_2023_04_03 | Electricity | Dispatch-Crossload | QC | 2040 | Fall | O/CCGT - CH4 Existing |  |  | 0 | QC
LCP_Inputs_ON_Diverse_2023_04_03 | Electricity | Dispatch-Crossload | QC | 2040 | Fall | O/CCGT - CH4 New |  |  | 0 | QC
LCP_Inputs_ON_Diverse_2023_04_03 | Electricity | Dispatch-Crossload | QC | 2040 | Fall | O/CCGT - H2 New |  |  | 0 | QC
LCP_Inputs_ON_Diverse_2023_04_03 | Electricity | Dispatch-Crossload | QC | 2040 | Spring | Electrolyser 2020/2030 |  |  | 0 | QC
LCP_Inputs_ON_Diverse_2023_04_03 | Electricity | Dispatch-Crossload | QC | 2040 | Spring | Electrolyser 2040 |  |  | 0 | QC
LCP_Inputs_ON_Diverse_2023_04_03 | Electricity | Dispatch-Crossload | QC | 2040 | Spring | Electrolyser 2050 |  |  | 0 | QC
LCP_Inputs_ON_Diverse_2023_04_03 | Electricity | Dispatch-Crossload | QC | 2040 | Spring | O/CCGT - CH4 Existing |  |  | 0 | QC
LCP_Inputs_ON_Diverse_2023_04_03 | Electricity | Dispatch-Crossload | QC | 2040 | Spring | O/CCGT - CH4 New |  |  | 0 | QC
LCP_Inputs_ON_Diverse_2023_04_03 | Electricity | Dispatch-Crossload | QC | 2040 | Spring | O/CCGT - H2 New |  |  | 0 | QC
LCP_Inputs_ON_Diverse_2023_04_03 | Electricity | Dispatch-Crossload | QC | 2040 | Summer | Electrolyser 2020/2030 |  |  | 0 | QC
LCP_Inputs_ON_Diverse_2023_04_03 | Electricity | Dispatch-Crossload | QC | 2040 | Summer | Electrolyser 2040 |  |  | 0 | QC
LCP_Inputs_ON_Diverse_2023_04_03 | Electricity | Dispatch-Crossload | QC | 2040 | Summer | Electrolyser 2050 |  |  | 0 | QC
LCP_Inputs_ON_Diverse_2023_04_03 | Electricity | Dispatch-Crossload | QC | 2040 | Summer | O/CCGT - CH4 Existing |  |  | 0 | QC
LCP_Inputs_ON_Diverse_2023_04_03 | Electricity | Dispatch-Crossload | QC | 2040 | Summer | O/CCGT - CH4 New |  |  | 0 | QC
LCP_Inputs_ON_Diverse_2023_04_03 | Electricity | Dispatch-Crossload | QC | 2040 | Summer | O/CCGT - H2 New |  |  | 0 | QC
LCP_Inputs_ON_Diverse_2023_04_03 | Electricity | Dispatch-Crossload | QC | 2040 | Winter | Electrolyser 2020/2030 |  |  | 0 | QC
LCP_Inputs_ON_Diverse_2023_04_03 | Electricity | Dispatch-Crossload | QC | 2040 | Winter | Electrolyser 2040 |  |  | 0 | QC
LCP_Inputs_ON_Diverse_2023_04_03 | Electricity | Dispatch-Crossload | QC | 2040 | Winter | Electrolyser 2050 |  |  | 0 | QC
LCP_Inputs_ON_Diverse_2023_04_03 | Electricity | Dispatch-Crossload | QC | 2040 | Winter | O/CCGT - CH4 Existing |  |  | 0 | QC
LCP_Inputs_ON_Diverse_2023_04_03 | Electricity | Dispatch-Crossload | QC | 2040 | Winter | O/CCGT - CH4 New |  |  | 0 | QC
LCP_Inputs_ON_Diverse_2023_04_03 | Electricity | Dispatch-Crossload | QC | 2040 | Winter | O/CCGT - H2 New |  |  | 0 | QC
LCP_Inputs_ON_Diverse_2023_04_03 | Electricity | Dispatch-Crossload | QC | 2040 | Winter Peak | Electrolyser 2020/2030 |  |  | 0 | QC
LCP_Inputs_ON_Diverse_2023_04_03 | Electricity | Dispatch-Crossload | QC | 2040 | Winter Peak | Electrolyser 2040 |  |  | 0 | QC
LCP_Inputs_ON_Diverse_2023_04_03 | Electricity | Dispatch-Crossload | QC | 2040 | Winter Peak | Electrolyser 2050 |  |  | 0 | QC
LCP_Inputs_ON_Diverse_2023_04_03 | Electricity | Dispatch-Crossload | QC | 2040 | Winter Peak | O/CCGT - CH4 Existing |  |  | 0 | QC
LCP_Inputs_ON_Diverse_2023_04_03 | Electricity | Dispatch-Crossload | QC | 2040 | Winter Peak | O/CCGT - CH4 New |  |  | 0 | QC
LCP_Inputs_ON_Diverse_2023_04_03 | Electricity | Dispatch-Crossload | QC | 2040 | Winter Peak | O/CCGT - H2 New |  |  | 0 | QC
LCP_Inputs_ON_Diverse_2023_04_03 | Electricity | Dispatch-Crossload | QC | 2050 | Fall | Electrolyser 2020/2030 |  |  | 0 | QC
LCP_Inputs_ON_Diverse_2023_04_03 | Electricity | Dispatch-Crossload | QC | 2050 | Fall | Electrolyser 2040 |  |  | 0 | QC
LCP_Inputs_ON_Diverse_2023_04_03 | Electricity | Dispatch-Crossload | QC | 2050 | Fall | Electrolyser 2050 |  |  | 0 | QC
LCP_Inputs_ON_Diverse_2023_04_03 | Electricity | Dispatch-Crossload | QC | 2050 | Fall | O/CCGT - CH4 Existing |  |  | 0 | QC
LCP_Inputs_ON_Diverse_2023_04_03 | Electricity | Dispatch-Crossload | QC | 2050 | Fall | O/CCGT - CH4 New |  |  | 0 | QC
LCP_Inputs_ON_Diverse_2023_04_03 | Electricity | Dispatch-Crossload | QC | 2050 | Fall | O/CCGT - H2 New |  |  | 0 | QC
LCP_Inputs_ON_Diverse_2023_04_03 | Electricity | Dispatch-Crossload | QC | 2050 | Spring | Electrolyser 2020/2030 |  |  | 0 | QC
LCP_Inputs_ON_Diverse_2023_04_03 | Electricity | Dispatch-Crossload | QC | 2050 | Spring | Electrolyser 2040 |  |  | 0 | QC
LCP_Inputs_ON_Diverse_2023_04_03 | Electricity | Dispatch-Crossload | QC | 2050 | Spring | Electrolyser 2050 |  |  | 0 | QC
LCP_Inputs_ON_Diverse_2023_04_03 | Electricity | Dispatch-Crossload | QC | 2050 | Spring | O/CCGT - CH4 Existing |  |  | 0 | QC
LCP_Inputs_ON_Diverse_2023_04_03 | Electricity | Dispatch-Crossload | QC | 2050 | Spring | O/CCGT - CH4 New |  |  | 0 | QC
LCP_Inputs_ON_Diverse_2023_04_03 | Electricity | Dispatch-Crossload | QC | 2050 | Spring | O/CCGT - H2 New |  |  | 0 | QC
LCP_Inputs_ON_Diverse_2023_04_03 | Electricity | Dispatch-Crossload | QC | 2050 | Summer | Electrolyser 2020/2030 |  |  | 0 | QC
LCP_Inputs_ON_Diverse_2023_04_03 | Electricity | Dispatch-Crossload | QC | 2050 | Summer | Electrolyser 2040 |  |  | 0 | QC
LCP_Inputs_ON_Diverse_2023_04_03 | Electricity | Dispatch-Crossload | QC | 2050 | Summer | Electrolyser 2050 |  |  | 0 | QC
LCP_Inputs_ON_Diverse_2023_04_03 | Electricity | Dispatch-Crossload | QC | 2050 | Summer | O/CCGT - CH4 Existing |  |  | 0 | QC
LCP_Inputs_ON_Diverse_2023_04_03 | Electricity | Dispatch-Crossload | QC | 2050 | Summer | O/CCGT - CH4 New |  |  | 0 | QC
LCP_Inputs_ON_Diverse_2023_04_03 | Electricity | Dispatch-Crossload | QC | 2050 | Summer | O/CCGT - H2 New |  |  | 0 | QC
LCP_Inputs_ON_Diverse_2023_04_03 | Electricity | Dispatch-Crossload | QC | 2050 | Winter | Electrolyser 2020/2030 |  |  | 0 | QC
LCP_Inputs_ON_Diverse_2023_04_03 | Electricity | Dispatch-Crossload | QC | 2050 | Winter | Electrolyser 2040 |  |  | 0 | QC
LCP_Inputs_ON_Diverse_2023_04_03 | Electricity | Dispatch-Crossload | QC | 2050 | Winter | Electrolyser 2050 |  |  | 0 | QC
LCP_Inputs_ON_Diverse_2023_04_03 | Electricity | Dispatch-Crossload | QC | 2050 | Winter | O/CCGT - CH4 Existing |  |  | 0 | QC
LCP_Inputs_ON_Diverse_2023_04_03 | Electricity | Dispatch-Crossload | QC | 2050 | Winter | O/CCGT - CH4 New |  |  | 0 | QC
LCP_Inputs_ON_Diverse_2023_04_03 | Electricity | Dispatch-Crossload | QC | 2050 | Winter | O/CCGT - H2 New |  |  | 0 | QC
LCP_Inputs_ON_Diverse_2023_04_03 | Electricity | Dispatch-Crossload | QC | 2050 | Winter Peak | Electrolyser 2020/2030 |  |  | 0 | QC
LCP_Inputs_ON_Diverse_2023_04_03 | Electricity | Dispatch-Crossload | QC | 2050 | Winter Peak | Electrolyser 2040 |  |  | 0 | QC
LCP_Inputs_ON_Diverse_2023_04_03 | Electricity | Dispatch-Crossload | QC | 2050 | Winter Peak | Electrolyser 2050 |  |  | 0 | QC
LCP_Inputs_ON_Diverse_2023_04_03 | Electricity | Dispatch-Crossload | QC | 2050 | Winter Peak | O/CCGT - CH4 Existing |  |  | 0 | QC
LCP_Inputs_ON_Diverse_2023_04_03 | Electricity | Dispatch-Crossload | QC | 2050 | Winter Peak | O/CCGT - CH4 New |  |  | 0 | QC
LCP_Inputs_ON_Diverse_2023_04_03 | Electricity | Dispatch-Crossload | QC | 2050 | Winter Peak | O/CCGT - H2 New |  |  | 0 | QC
LCP_Inputs_ON_Diverse_2023_04_03 | Electricity | Dispatch-Crossload | WC | 2020 | Fall | Electrolyser 2020/2030 |  |  | 0 | WC
LCP_Inputs_ON_Diverse_2023_04_03 | Electricity | Dispatch-Crossload | WC | 2020 | Fall | Electrolyser 2040 |  |  | 0 | WC
LCP_Inputs_ON_Diverse_2023_04_03 | Electricity | Dispatch-Crossload | WC | 2020 | Fall | Electrolyser 2050 |  |  | 0 | WC
LCP_Inputs_ON_Diverse_2023_04_03 | Electricity | Dispatch-Crossload | WC | 2020 | Fall | O/CCGT - CH4 Existing |  |  | 0 | WC
LCP_Inputs_ON_Diverse_2023_04_03 | Electricity | Dispatch-Crossload | WC | 2020 | Fall | O/CCGT - CH4 New |  |  | 0 | WC
LCP_Inputs_ON_Diverse_2023_04_03 | Electricity | Dispatch-Crossload | WC | 2020 | Fall | O/CCGT - H2 New |  |  | 0 | WC
LCP_Inputs_ON_Diverse_2023_04_03 | Electricity | Dispatch-Crossload | WC | 2020 | Spring | Electrolyser 2020/2030 |  |  | 0 | WC
LCP_Inputs_ON_Diverse_2023_04_03 | Electricity | Dispatch-Crossload | WC | 2020 | Spring | Electrolyser 2040 |  |  | 0 | WC
LCP_Inputs_ON_Diverse_2023_04_03 | Electricity | Dispatch-Crossload | WC | 2020 | Spring | Electrolyser 2050 |  |  | 0 | WC
LCP_Inputs_ON_Diverse_2023_04_03 | Electricity | Dispatch-Crossload | WC | 2020 | Spring | O/CCGT - CH4 Existing |  |  | 0 | WC
LCP_Inputs_ON_Diverse_2023_04_03 | Electricity | Dispatch-Crossload | WC | 2020 | Spring | O/CCGT - CH4 New |  |  | 0 | WC
LCP_Inputs_ON_Diverse_2023_04_03 | Electricity | Dispatch-Crossload | WC | 2020 | Spring | O/CCGT - H2 New |  |  | 0 | WC
LCP_Inputs_ON_Diverse_2023_04_03 | Electricity | Dispatch-Crossload | WC | 2020 | Summer | Electrolyser 2020/2030 |  |  | 0 | WC
LCP_Inputs_ON_Diverse_2023_04_03 | Electricity | Dispatch-Crossload | WC | 2020 | Summer | Electrolyser 2040 |  |  | 0 | WC
LCP_Inputs_ON_Diverse_2023_04_03 | Electricity | Dispatch-Crossload | WC | 2020 | Summer | Electrolyser 2050 |  |  | 0 | WC
LCP_Inputs_ON_Diverse_2023_04_03 | Electricity | Dispatch-Crossload | WC | 2020 | Summer | O/CCGT - CH4 Existing |  |  | 0 | WC
LCP_Inputs_ON_Diverse_2023_04_03 | Electricity | Dispatch-Crossload | WC | 2020 | Summer | O/CCGT - CH4 New |  |  | 0 | WC
LCP_Inputs_ON_Diverse_2023_04_03 | Electricity | Dispatch-Crossload | WC | 2020 | Summer | O/CCGT - H2 New |  |  | 0 | WC
LCP_Inputs_ON_Diverse_2023_04_03 | Electricity | Dispatch-Crossload | WC | 2020 | Winter | Electrolyser 2020/2030 |  |  | 0 | WC
LCP_Inputs_ON_Diverse_2023_04_03 | Electricity | Dispatch-Crossload | WC | 2020 | Winter | Electrolyser 2040 |  |  | 0 | WC
LCP_Inputs_ON_Diverse_2023_04_03 | Electricity | Dispatch-Crossload | WC | 2020 | Winter | Electrolyser 2050 |  |  | 0 | WC
LCP_Inputs_ON_Diverse_2023_04_03 | Electricity | Dispatch-Crossload | WC | 2020 | Winter | O/CCGT - CH4 Existing |  |  | 0 | WC
LCP_Inputs_ON_Diverse_2023_04_03 | Electricity | Dispatch-Crossload | WC | 2020 | Winter | O/CCGT - CH4 New |  |  | 0 | WC
LCP_Inputs_ON_Diverse_2023_04_03 | Electricity | Dispatch-Crossload | WC | 2020 | Winter | O/CCGT - H2 New |  |  | 0 | WC
LCP_Inputs_ON_Diverse_2023_04_03 | Electricity | Dispatch-Crossload | WC | 2020 | Winter Peak | Electrolyser 2020/2030 |  |  | 0 | WC
LCP_Inputs_ON_Diverse_2023_04_03 | Electricity | Dispatch-Crossload | WC | 2020 | Winter Peak | Electrolyser 2040 |  |  | 0 | WC
LCP_Inputs_ON_Diverse_2023_04_03 | Electricity | Dispatch-Crossload | WC | 2020 | Winter Peak | Electrolyser 2050 |  |  | 0 | WC
LCP_Inputs_ON_Diverse_2023_04_03 | Electricity | Dispatch-Crossload | WC | 2020 | Winter Peak | O/CCGT - CH4 Existing |  |  | 0 | WC
LCP_Inputs_ON_Diverse_2023_04_03 | Electricity | Dispatch-Crossload | WC | 2020 | Winter Peak | O/CCGT - CH4 New |  |  | 0 | WC
LCP_Inputs_ON_Diverse_2023_04_03 | Electricity | Dispatch-Crossload | WC | 2020 | Winter Peak | O/CCGT - H2 New |  |  | 0 | WC
LCP_Inputs_ON_Diverse_2023_04_03 | Electricity | Dispatch-Crossload | WC | 2030 | Fall | Electrolyser 2020/2030 |  |  | 0 | WC
LCP_Inputs_ON_Diverse_2023_04_03 | Electricity | Dispatch-Crossload | WC | 2030 | Fall | Electrolyser 2040 |  |  | 0 | WC
LCP_Inputs_ON_Diverse_2023_04_03 | Electricity | Dispatch-Crossload | WC | 2030 | Fall | Electrolyser 2050 |  |  | 0 | WC
LCP_Inputs_ON_Diverse_2023_04_03 | Electricity | Dispatch-Crossload | WC | 2030 | Fall | O/CCGT - CH4 Existing |  |  | 0 | WC
LCP_Inputs_ON_Diverse_2023_04_03 | Electricity | Dispatch-Crossload | WC | 2030 | Fall | O/CCGT - CH4 New |  |  | 0 | WC
LCP_Inputs_ON_Diverse_2023_04_03 | Electricity | Dispatch-Crossload | WC | 2030 | Fall | O/CCGT - H2 New |  |  | 0 | WC
LCP_Inputs_ON_Diverse_2023_04_03 | Electricity | Dispatch-Crossload | WC | 2030 | Spring | Electrolyser 2020/2030 |  |  | 0 | WC
LCP_Inputs_ON_Diverse_2023_04_03 | Electricity | Dispatch-Crossload | WC | 2030 | Spring | Electrolyser 2040 |  |  | 0 | WC
LCP_Inputs_ON_Diverse_2023_04_03 | Electricity | Dispatch-Crossload | WC | 2030 | Spring | Electrolyser 2050 |  |  | 0 | WC
LCP_Inputs_ON_Diverse_2023_04_03 | Electricity | Dispatch-Crossload | WC | 2030 | Spring | O/CCGT - CH4 Existing |  |  | 0 | WC
LCP_Inputs_ON_Diverse_2023_04_03 | Electricity | Dispatch-Crossload | WC | 2030 | Spring | O/CCGT - CH4 New |  |  | 0 | WC
LCP_Inputs_ON_Diverse_2023_04_03 | Electricity | Dispatch-Crossload | WC | 2030 | Spring | O/CCGT - H2 New |  |  | 0 | WC
LCP_Inputs_ON_Diverse_2023_04_03 | Electricity | Dispatch-Crossload | WC | 2030 | Summer | Electrolyser 2020/2030 |  |  | 0 | WC
LCP_Inputs_ON_Diverse_2023_04_03 | Electricity | Dispatch-Crossload | WC | 2030 | Summer | Electrolyser 2040 |  |  | 0 | WC
LCP_Inputs_ON_Diverse_2023_04_03 | Electricity | Dispatch-Crossload | WC | 2030 | Summer | Electrolyser 2050 |  |  | 0 | WC
LCP_Inputs_ON_Diverse_2023_04_03 | Electricity | Dispatch-Crossload | WC | 2030 | Summer | O/CCGT - CH4 Existing |  |  | 0 | WC
LCP_Inputs_ON_Diverse_2023_04_03 | Electricity | Dispatch-Crossload | WC | 2030 | Summer | O/CCGT - CH4 New |  |  | 0 | WC
LCP_Inputs_ON_Diverse_2023_04_03 | Electricity | Dispatch-Crossload | WC | 2030 | Summer | O/CCGT - H2 New |  |  | 0 | WC
LCP_Inputs_ON_Diverse_2023_04_03 | Electricity | Dispatch-Crossload | WC | 2030 | Winter | Electrolyser 2020/2030 |  |  | 0 | WC
LCP_Inputs_ON_Diverse_2023_04_03 | Electricity | Dispatch-Crossload | WC | 2030 | Winter | Electrolyser 2040 |  |  | 0 | WC
LCP_Inputs_ON_Diverse_2023_04_03 | Electricity | Dispatch-Crossload | WC | 2030 | Winter | Electrolyser 2050 |  |  | 0 | WC
LCP_Inputs_ON_Diverse_2023_04_03 | Electricity | Dispatch-Crossload | WC | 2030 | Winter | O/CCGT - CH4 Existing |  |  | 0 | WC
LCP_Inputs_ON_Diverse_2023_04_03 | Electricity | Dispatch-Crossload | WC | 2030 | Winter | O/CCGT - CH4 New |  |  | 0 | WC
LCP_Inputs_ON_Diverse_2023_04_03 | Electricity | Dispatch-Crossload | WC | 2030 | Winter | O/CCGT - H2 New |  |  | 0 | WC
LCP_Inputs_ON_Diverse_2023_04_03 | Electricity | Dispatch-Crossload | WC | 2030 | Winter Peak | Electrolyser 2020/2030 |  |  | 0 | WC
LCP_Inputs_ON_Diverse_2023_04_03 | Electricity | Dispatch-Crossload | WC | 2030 | Winter Peak | Electrolyser 2040 |  |  | 0 | WC
LCP_Inputs_ON_Diverse_2023_04_03 | Electricity | Dispatch-Crossload | WC | 2030 | Winter Peak | Electrolyser 2050 |  |  | 0 | WC
LCP_Inputs_ON_Diverse_2023_04_03 | Electricity | Dispatch-Crossload | WC | 2030 | Winter Peak | O/CCGT - CH4 Existing |  |  | 0 | WC
LCP_Inputs_ON_Diverse_2023_04_03 | Electricity | Dispatch-Crossload | WC | 2030 | Winter Peak | O/CCGT - CH4 New |  |  | 0 | WC
LCP_Inputs_ON_Diverse_2023_04_03 | Electricity | Dispatch-Crossload | WC | 2030 | Winter Peak | O/CCGT - H2 New |  |  | 0 | WC
LCP_Inputs_ON_Diverse_2023_04_03 | Electricity | Dispatch-Crossload | WC | 2040 | Fall | Electrolyser 2020/2030 |  |  | 0 | WC
LCP_Inputs_ON_Diverse_2023_04_03 | Electricity | Dispatch-Crossload | WC | 2040 | Fall | Electrolyser 2040 |  |  | 0 | WC
LCP_Inputs_ON_Diverse_2023_04_03 | Electricity | Dispatch-Crossload | WC | 2040 | Fall | Electrolyser 2050 |  |  | 0 | WC
LCP_Inputs_ON_Diverse_2023_04_03 | Electricity | Dispatch-Crossload | WC | 2040 | Fall | O/CCGT - CH4 Existing |  |  | 0 | WC
LCP_Inputs_ON_Diverse_2023_04_03 | Electricity | Dispatch-Crossload | WC | 2040 | Fall | O/CCGT - CH4 New |  |  | 0 | WC
LCP_Inputs_ON_Diverse_2023_04_03 | Electricity | Dispatch-Crossload | WC | 2040 | Fall | O/CCGT - H2 New |  |  | 0 | WC
LCP_Inputs_ON_Diverse_2023_04_03 | Electricity | Dispatch-Crossload | WC | 2040 | Spring | Electrolyser 2020/2030 |  |  | 0 | WC
LCP_Inputs_ON_Diverse_2023_04_03 | Electricity | Dispatch-Crossload | WC | 2040 | Spring | Electrolyser 2040 |  |  | 0 | WC
LCP_Inputs_ON_Diverse_2023_04_03 | Electricity | Dispatch-Crossload | WC | 2040 | Spring | Electrolyser 2050 |  |  | 0 | WC
LCP_Inputs_ON_Diverse_2023_04_03 | Electricity | Dispatch-Crossload | WC | 2040 | Spring | O/CCGT - CH4 Existing |  |  | 0 | WC
LCP_Inputs_ON_Diverse_2023_04_03 | Electricity | Dispatch-Crossload | WC | 2040 | Spring | O/CCGT - CH4 New |  |  | 0 | WC
LCP_Inputs_ON_Diverse_2023_04_03 | Electricity | Dispatch-Crossload | WC | 2040 | Spring | O/CCGT - H2 New |  |  | 0 | WC
LCP_Inputs_ON_Diverse_2023_04_03 | Electricity | Dispatch-Crossload | WC | 2040 | Summer | Electrolyser 2020/2030 |  |  | 0 | WC
LCP_Inputs_ON_Diverse_2023_04_03 | Electricity | Dispatch-Crossload | WC | 2040 | Summer | Electrolyser 2040 |  |  | 0 | WC
LCP_Inputs_ON_Diverse_2023_04_03 | Electricity | Dispatch-Crossload | WC | 2040 | Summer | Electrolyser 2050 |  |  | 0 | WC
LCP_Inputs_ON_Diverse_2023_04_03 | Electricity | Dispatch-Crossload | WC | 2040 | Summer | O/CCGT - CH4 Existing |  |  | 0 | WC
LCP_Inputs_ON_Diverse_2023_04_03 | Electricity | Dispatch-Crossload | WC | 2040 | Summer | O/CCGT - CH4 New |  |  | 0 | WC
LCP_Inputs_ON_Diverse_2023_04_03 | Electricity | Dispatch-Crossload | WC | 2040 | Summer | O/CCGT - H2 New |  |  | 0 | WC
LCP_Inputs_ON_Diverse_2023_04_03 | Electricity | Dispatch-Crossload | WC | 2040 | Winter | Electrolyser 2020/2030 |  |  | 0 | WC
LCP_Inputs_ON_Diverse_2023_04_03 | Electricity | Dispatch-Crossload | WC | 2040 | Winter | Electrolyser 2040 |  |  | 0 | WC
LCP_Inputs_ON_Diverse_2023_04_03 | Electricity | Dispatch-Crossload | WC | 2040 | Winter | Electrolyser 2050 |  |  | 0 | WC
LCP_Inputs_ON_Diverse_2023_04_03 | Electricity | Dispatch-Crossload | WC | 2040 | Winter | O/CCGT - CH4 Existing |  |  | 0 | WC
LCP_Inputs_ON_Diverse_2023_04_03 | Electricity | Dispatch-Crossload | WC | 2040 | Winter | O/CCGT - CH4 New |  |  | 0 | WC
LCP_Inputs_ON_Diverse_2023_04_03 | Electricity | Dispatch-Crossload | WC | 2040 | Winter | O/CCGT - H2 New |  |  | 0 | WC
LCP_Inputs_ON_Diverse_2023_04_03 | Electricity | Dispatch-Crossload | WC | 2040 | Winter Peak | Electrolyser 2020/2030 |  |  | 0 | WC
LCP_Inputs_ON_Diverse_2023_04_03 | Electricity | Dispatch-Crossload | WC | 2040 | Winter Peak | Electrolyser 2040 |  |  | 0 | WC
LCP_Inputs_ON_Diverse_2023_04_03 | Electricity | Dispatch-Crossload | WC | 2040 | Winter Peak | Electrolyser 2050 |  |  | 0 | WC
LCP_Inputs_ON_Diverse_2023_04_03 | Electricity | Dispatch-Crossload | WC | 2040 | Winter Peak | O/CCGT - CH4 Existing |  |  | 0 | WC
LCP_Inputs_ON_Diverse_2023_04_03 | Electricity | Dispatch-Crossload | WC | 2040 | Winter Peak | O/CCGT - CH4 New |  |  | 0 | WC
LCP_Inputs_ON_Diverse_2023_04_03 | Electricity | Dispatch-Crossload | WC | 2040 | Winter Peak | O/CCGT - H2 New |  |  | 0 | WC
LCP_Inputs_ON_Diverse_2023_04_03 | Electricity | Dispatch-Crossload | WC | 2050 | Fall | Electrolyser 2020/2030 |  |  | 0 | WC
LCP_Inputs_ON_Diverse_2023_04_03 | Electricity | Dispatch-Crossload | WC | 2050 | Fall | Electrolyser 2040 |  |  | 0 | WC
LCP_Inputs_ON_Diverse_2023_04_03 | Electricity | Dispatch-Crossload | WC | 2050 | Fall | Electrolyser 2050 |  |  | 0 | WC
LCP_Inputs_ON_Diverse_2023_04_03 | Electricity | Dispatch-Crossload | WC | 2050 | Fall | O/CCGT - CH4 Existing |  |  | 0 | WC
LCP_Inputs_ON_Diverse_2023_04_03 | Electricity | Dispatch-Crossload | WC | 2050 | Fall | O/CCGT - CH4 New |  |  | 0 | WC
LCP_Inputs_ON_Diverse_2023_04_03 | Electricity | Dispatch-Crossload | WC | 2050 | Fall | O/CCGT - H2 New |  |  | 0 | WC
LCP_Inputs_ON_Diverse_2023_04_03 | Electricity | Dispatch-Crossload | WC | 2050 | Spring | Electrolyser 2020/2030 |  |  | 0 | WC
LCP_Inputs_ON_Diverse_2023_04_03 | Electricity | Dispatch-Crossload | WC | 2050 | Spring | Electrolyser 2040 |  |  | 0 | WC
LCP_Inputs_ON_Diverse_2023_04_03 | Electricity | Dispatch-Crossload | WC | 2050 | Spring | Electrolyser 2050 |  |  | 0 | WC
LCP_Inputs_ON_Diverse_2023_04_03 | Electricity | Dispatch-Crossload | WC | 2050 | Spring | O/CCGT - CH4 Existing |  |  | 0 | WC
LCP_Inputs_ON_Diverse_2023_04_03 | Electricity | Dispatch-Crossload | WC | 2050 | Spring | O/CCGT - CH4 New |  |  | 0 | WC
LCP_Inputs_ON_Diverse_2023_04_03 | Electricity | Dispatch-Crossload | WC | 2050 | Spring | O/CCGT - H2 New |  |  | 0 | WC
LCP_Inputs_ON_Diverse_2023_04_03 | Electricity | Dispatch-Crossload | WC | 2050 | Summer | Electrolyser 2020/2030 |  |  | 0 | WC
LCP_Inputs_ON_Diverse_2023_04_03 | Electricity | Dispatch-Crossload | WC | 2050 | Summer | Electrolyser 2040 |  |  | 0 | WC
LCP_Inputs_ON_Diverse_2023_04_03 | Electricity | Dispatch-Crossload | WC | 2050 | Summer | Electrolyser 2050 |  |  | 0 | WC
LCP_Inputs_ON_Diverse_2023_04_03 | Electricity | Dispatch-Crossload | WC | 2050 | Summer | O/CCGT - CH4 Existing |  |  | 0 | WC
LCP_Inputs_ON_Diverse_2023_04_03 | Electricity | Dispatch-Crossload | WC | 2050 | Summer | O/CCGT - CH4 New |  |  | 0 | WC
LCP_Inputs_ON_Diverse_2023_04_03 | Electricity | Dispatch-Crossload | WC | 2050 | Summer | O/CCGT - H2 New |  |  | 0 | WC
LCP_Inputs_ON_Diverse_2023_04_03 | Electricity | Dispatch-Crossload | WC | 2050 | Winter | Electrolyser 2020/2030 |  |  | 0 | WC
LCP_Inputs_ON_Diverse_2023_04_03 | Electricity | Dispatch-Crossload | WC | 2050 | Winter | Electrolyser 2040 |  |  | 0 | WC
LCP_Inputs_ON_Diverse_2023_04_03 | Electricity | Dispatch-Crossload | WC | 2050 | Winter | Electrolyser 2050 |  |  | 0 | WC
LCP_Inputs_ON_Diverse_2023_04_03 | Electricity | Dispatch-Crossload | WC | 2050 | Winter | O/CCGT - CH4 Existing |  |  | 0 | WC
LCP_Inputs_ON_Diverse_2023_04_03 | Electricity | Dispatch-Crossload | WC | 2050 | Winter | O/CCGT - CH4 New |  |  | 0 | WC
LCP_Inputs_ON_Diverse_2023_04_03 | Electricity | Dispatch-Crossload | WC | 2050 | Winter | O/CCGT - H2 New |  |  | 0 | WC
LCP_Inputs_ON_Diverse_2023_04_03 | Electricity | Dispatch-Crossload | WC | 2050 | Winter Peak | Electrolyser 2020/2030 |  |  | 0 | WC
LCP_Inputs_ON_Diverse_2023_04_03 | Electricity | Dispatch-Crossload | WC | 2050 | Winter Peak | Electrolyser 2040 |  |  | 0 | WC
LCP_Inputs_ON_Diverse_2023_04_03 | Electricity | Dispatch-Crossload | WC | 2050 | Winter Peak | Electrolyser 2050 |  |  | 0 | WC
LCP_Inputs_ON_Diverse_2023_04_03 | Electricity | Dispatch-Crossload | WC | 2050 | Winter Peak | O/CCGT - CH4 Existing |  |  | 0 | WC
LCP_Inputs_ON_Diverse_2023_04_03 | Electricity | Dispatch-Crossload | WC | 2050 | Winter Peak | O/CCGT - CH4 New |  |  | 0 | WC
LCP_Inputs_ON_Diverse_2023_04_03 | Electricity | Dispatch-Crossload | WC | 2050 | Winter Peak | O/CCGT - H2 New |  |  | 0 | WC
LCP_Inputs_ON_Diverse_2023_04_03 | Electricity | Dispatch-Generation | MI | 2020 | Fall | Biomass |  |  | 0 | MI
LCP_Inputs_ON_Diverse_2023_04_03 | Electricity | Dispatch-Generation | MI | 2020 | Fall | Biomass + CCS |  |  | 0 | MI
LCP_Inputs_ON_Diverse_2023_04_03 | Electricity | Dispatch-Generation | MI | 2020 | Fall | Fossil Fuel Thermal (Coal, Peat, Oil) |  |  | 0 | MI
LCP_Inputs_ON_Diverse_2023_04_03 | Electricity | Dispatch-Generation | MI | 2020 | Fall | Generic - Generator |  |  | 41941758.4814 | MI
LCP_Inputs_ON_Diverse_2023_04_03 | Electricity | Dispatch-Generation | MI | 2020 | Fall | Hydro |  |  | 894062.7608 | MI
LCP_Inputs_ON_Diverse_2023_04_03 | Electricity | Dispatch-Generation | MI | 2020 | Fall | Nuclear |  |  | 8588885.76 | MI
LCP_Inputs_ON_Diverse_2023_04_03 | Electricity | Dispatch-Generation | MI | 2020 | Fall | Nuclear SMR |  |  | 0 | MI
LCP_Inputs_ON_Diverse_2023_04_03 | Electricity | Dispatch-Generation | MI | 2020 | Fall | Solar PV |  |  | 1221304.8704 | MI
LCP_Inputs_ON_Diverse_2023_04_03 | Electricity | Dispatch-Generation | MI | 2020 | Fall | Wind Offshore |  |  | 0 | MI
LCP_Inputs_ON_Diverse_2023_04_03 | Electricity | Dispatch-Generation | MI | 2020 | Fall | Wind Onshore |  |  | 13256030.2381 | MI
LCP_Inputs_ON_Diverse_2023_04_03 | Electricity | Dispatch-Generation | MI | 2020 | Spring | Biomass |  |  | 0 | MI
LCP_Inputs_ON_Diverse_2023_04_03 | Electricity | Dispatch-Generation | MI | 2020 | Spring | Biomass + CCS |  |  | 0 | MI
LCP_Inputs_ON_Diverse_2023_04_03 | Electricity | Dispatch-Generation | MI | 2020 | Spring | Fossil Fuel Thermal (Coal, Peat, Oil) |  |  | 0 | MI
LCP_Inputs_ON_Diverse_2023_04_03 | Electricity | Dispatch-Generation | MI | 2020 | Spring | Generic - Generator |  |  | 40978327.589 | MI
LCP_Inputs_ON_Diverse_2023_04_03 | Electricity | Dispatch-Generation | MI | 2020 | Spring | Hydro |  |  | 827077.2575 | MI
LCP_Inputs_ON_Diverse_2023_04_03 | Electricity | Dispatch-Generation | MI | 2020 | Spring | Nuclear |  |  | 8588885.76 | MI
LCP_Inputs_ON_Diverse_2023_04_03 | Electricity | Dispatch-Generation | MI | 2020 | Spring | Nuclear SMR |  |  | 0 | MI
LCP_Inputs_ON_Diverse_2023_04_03 | Electricity | Dispatch-Generation | MI | 2020 | Spring | Solar PV |  |  | 2443605.5575 | MI
LCP_Inputs_ON_Diverse_2023_04_03 | Electricity | Dispatch-Generation | MI | 2020 | Spring | Wind Offshore |  |  | 0 | MI
LCP_Inputs_ON_Diverse_2023_04_03 | Electricity | Dispatch-Generation | MI | 2020 | Spring | Wind Onshore |  |  | 15275734.7277 | MI
LCP_Inputs_ON_Diverse_2023_04_03 | Electricity | Dispatch-Generation | MI | 2020 | Summer | Biomass |  |  | 0 | MI
LCP_Inputs_ON_Diverse_2023_04_03 | Electricity | Dispatch-Generation | MI | 2020 | Summer | Biomass + CCS |  |  | 0 | MI
LCP_Inputs_ON_Diverse_2023_04_03 | Electricity | Dispatch-Generation | MI | 2020 | Summer | Fossil Fuel Thermal (Coal, Peat, Oil) |  |  | 0 | MI
LCP_Inputs_ON_Diverse_2023_04_03 | Electricity | Dispatch-Generation | MI | 2020 | Summer | Generic - Generator |  |  | 41101003.9279 | MI
LCP_Inputs_ON_Diverse_2023_04_03 | Electricity | Dispatch-Generation | MI | 2020 | Summer | Hydro |  |  | 812619.4875 | MI
LCP_Inputs_ON_Diverse_2023_04_03 | Electricity | Dispatch-Generation | MI | 2020 | Summer | Nuclear |  |  | 8588885.76 | MI
LCP_Inputs_ON_Diverse_2023_04_03 | Electricity | Dispatch-Generation | MI | 2020 | Summer | Nuclear SMR |  |  | 0 | MI
LCP_Inputs_ON_Diverse_2023_04_03 | Electricity | Dispatch-Generation | MI | 2020 | Summer | Solar PV |  |  | 2317702.2444 | MI
LCP_Inputs_ON_Diverse_2023_04_03 | Electricity | Dispatch-Generation | MI | 2020 | Summer | Wind Offshore |  |  | 0 | MI
LCP_Inputs_ON_Diverse_2023_04_03 | Electricity | Dispatch-Generation | MI | 2020 | Summer | Wind Onshore |  |  | 9394093.8503 | MI
LCP_Inputs_ON_Diverse_2023_04_03 | Electricity | Dispatch-Generation | MI | 2020 | Winter | Biomass |  |  | 0 | MI
LCP_Inputs_ON_Diverse_2023_04_03 | Electricity | Dispatch-Generation | MI | 2020 | Winter | Biomass + CCS |  |  | 0 | MI
LCP_Inputs_ON_Diverse_2023_04_03 | Electricity | Dispatch-Generation | MI | 2020 | Winter | Fossil Fuel Thermal (Coal, Peat, Oil) |  |  | 0 | MI
LCP_Inputs_ON_Diverse_2023_04_03 | Electricity | Dispatch-Generation | MI | 2020 | Winter | Generic - Generator |  |  | 45614565.9038 | MI
LCP_Inputs_ON_Diverse_2023_04_03 | Electricity | Dispatch-Generation | MI | 2020 | Winter | Hydro |  |  | 1193123.2471 | MI
LCP_Inputs_ON_Diverse_2023_04_03 | Electricity | Dispatch-Generation | MI | 2020 | Winter | Nuclear |  |  | 8588885.76 | MI
LCP_Inputs_ON_Diverse_2023_04_03 | Electricity | Dispatch-Generation | MI | 2020 | Winter | Nuclear SMR |  |  | 0 | MI
LCP_Inputs_ON_Diverse_2023_04_03 | Electricity | Dispatch-Generation | MI | 2020 | Winter | Solar PV |  |  | 453720.8847 | MI
LCP_Inputs_ON_Diverse_2023_04_03 | Electricity | Dispatch-Generation | MI | 2020 | Winter | Wind Offshore |  |  | 0 | MI
LCP_Inputs_ON_Diverse_2023_04_03 | Electricity | Dispatch-Generation | MI | 2020 | Winter | Wind Onshore |  |  | 18058320.0883 | MI
LCP_Inputs_ON_Diverse_2023_04_03 | Electricity | Dispatch-Generation | MI | 2020 | Winter Peak | Biomass |  |  | 0 | MI
LCP_Inputs_ON_Diverse_2023_04_03 | Electricity | Dispatch-Generation | MI | 2020 | Winter Peak | Biomass + CCS |  |  | 0 | MI
LCP_Inputs_ON_Diverse_2023_04_03 | Electricity | Dispatch-Generation | MI | 2020 | Winter Peak | Fossil Fuel Thermal (Coal, Peat, Oil) |  |  | 0 | MI
LCP_Inputs_ON_Diverse_2023_04_03 | Electricity | Dispatch-Generation | MI | 2020 | Winter Peak | Generic - Generator |  |  | 513588.7833 | MI
LCP_Inputs_ON_Diverse_2023_04_03 | Electricity | Dispatch-Generation | MI | 2020 | Winter Peak | Hydro |  |  | 13111.2445 | MI
LCP_Inputs_ON_Diverse_2023_04_03 | Electricity | Dispatch-Generation | MI | 2020 | Winter Peak | Nuclear |  |  | 94383.36 | MI
LCP_Inputs_ON_Diverse_2023_04_03 | Electricity | Dispatch-Generation | MI | 2020 | Winter Peak | Nuclear SMR |  |  | 0 | MI
LCP_Inputs_ON_Diverse_2023_04_03 | Electricity | Dispatch-Generation | MI | 2020 | Winter Peak | Solar PV |  |  | 4985.9438 | MI
LCP_Inputs_ON_Diverse_2023_04_03 | Electricity | Dispatch-Generation | MI | 2020 | Winter Peak | Wind Offshore |  |  | 0 | MI
LCP_Inputs_ON_Diverse_2023_04_03 | Electricity | Dispatch-Generation | MI | 2020 | Winter Peak | Wind Onshore |  |  | 174888.2676 | MI
LCP_Inputs_ON_Diverse_2023_04_03 | Electricity | Dispatch-Generation | MI | 2030 | Fall | Biomass |  |  | 0 | MI
LCP_Inputs_ON_Diverse_2023_04_03 | Electricity | Dispatch-Generation | MI | 2030 | Fall | Biomass + CCS |  |  | 0 | MI
LCP_Inputs_ON_Diverse_2023_04_03 | Electricity | Dispatch-Generation | MI | 2030 | Fall | Fossil Fuel Thermal (Coal, Peat, Oil) |  |  | 0 | MI
LCP_Inputs_ON_Diverse_2023_04_03 | Electricity | Dispatch-Generation | MI | 2030 | Fall | Generic - Generator |  |  | 11707084.4504 | MI
LCP_Inputs_ON_Diverse_2023_04_03 | Electricity | Dispatch-Generation | MI | 2030 | Fall | Hydro |  |  | 899410.667 | MI
LCP_Inputs_ON_Diverse_2023_04_03 | Electricity | Dispatch-Generation | MI | 2030 | Fall | Nuclear |  |  | 7187980.8 | MI
LCP_Inputs_ON_Diverse_2023_04_03 | Electricity | Dispatch-Generation | MI | 2030 | Fall | Nuclear SMR |  |  | 0 | MI
LCP_Inputs_ON_Diverse_2023_04_03 | Electricity | Dispatch-Generation | MI | 2030 | Fall | Solar PV |  |  | 3882166.8149 | MI
LCP_Inputs_ON_Diverse_2023_04_03 | Electricity | Dispatch-Generation | MI | 2030 | Fall | Wind Offshore |  |  | 0 | MI
LCP_Inputs_ON_Diverse_2023_04_03 | Electricity | Dispatch-Generation | MI | 2030 | Fall | Wind Onshore |  |  | 51705085.1913 | MI
LCP_Inputs_ON_Diverse_2023_04_03 | Electricity | Dispatch-Generation | MI | 2030 | Spring | Biomass |  |  | 0 | MI
LCP_Inputs_ON_Diverse_2023_04_03 | Electricity | Dispatch-Generation | MI | 2030 | Spring | Biomass + CCS |  |  | 0 | MI
LCP_Inputs_ON_Diverse_2023_04_03 | Electricity | Dispatch-Generation | MI | 2030 | Spring | Fossil Fuel Thermal (Coal, Peat, Oil) |  |  | 0 | MI
LCP_Inputs_ON_Diverse_2023_04_03 | Electricity | Dispatch-Generation | MI | 2030 | Spring | Generic - Generator |  |  | 0 | MI
LCP_Inputs_ON_Diverse_2023_04_03 | Electricity | Dispatch-Generation | MI | 2030 | Spring | Hydro |  |  | 832024.4847 | MI
LCP_Inputs_ON_Diverse_2023_04_03 | Electricity | Dispatch-Generation | MI | 2030 | Spring | Nuclear |  |  | 7187980.8 | MI
LCP_Inputs_ON_Diverse_2023_04_03 | Electricity | Dispatch-Generation | MI | 2030 | Spring | Nuclear SMR |  |  | 0 | MI
LCP_Inputs_ON_Diverse_2023_04_03 | Electricity | Dispatch-Generation | MI | 2030 | Spring | Solar PV |  |  | 7767499.0361 | MI
LCP_Inputs_ON_Diverse_2023_04_03 | Electricity | Dispatch-Generation | MI | 2030 | Spring | Wind Offshore |  |  | 0 | MI
LCP_Inputs_ON_Diverse_2023_04_03 | Electricity | Dispatch-Generation | MI | 2030 | Spring | Wind Onshore |  |  | 62383900.8695 | MI
LCP_Inputs_ON_Diverse_2023_04_03 | Electricity | Dispatch-Generation | MI | 2030 | Summer | Biomass |  |  | 0 | MI
LCP_Inputs_ON_Diverse_2023_04_03 | Electricity | Dispatch-Generation | MI | 2030 | Summer | Biomass + CCS |  |  | 0 | MI
LCP_Inputs_ON_Diverse_2023_04_03 | Electricity | Dispatch-Generation | MI | 2030 | Summer | Fossil Fuel Thermal (Coal, Peat, Oil) |  |  | 0 | MI
LCP_Inputs_ON_Diverse_2023_04_03 | Electricity | Dispatch-Generation | MI | 2030 | Summer | Generic - Generator |  |  | 14380519.5095 | MI
LCP_Inputs_ON_Diverse_2023_04_03 | Electricity | Dispatch-Generation | MI | 2030 | Summer | Hydro |  |  | 817480.2344 | MI
LCP_Inputs_ON_Diverse_2023_04_03 | Electricity | Dispatch-Generation | MI | 2030 | Summer | Nuclear |  |  | 7187980.8 | MI
LCP_Inputs_ON_Diverse_2023_04_03 | Electricity | Dispatch-Generation | MI | 2030 | Summer | Nuclear SMR |  |  | 0 | MI
LCP_Inputs_ON_Diverse_2023_04_03 | Electricity | Dispatch-Generation | MI | 2030 | Summer | Solar PV |  |  | 7367289.657 | MI
LCP_Inputs_ON_Diverse_2023_04_03 | Electricity | Dispatch-Generation | MI | 2030 | Summer | Wind Offshore |  |  | 0 | MI
LCP_Inputs_ON_Diverse_2023_04_03 | Electricity | Dispatch-Generation | MI | 2030 | Summer | Wind Onshore |  |  | 38319918.1736 | MI
LCP_Inputs_ON_Diverse_2023_04_03 | Electricity | Dispatch-Generation | MI | 2030 | Winter | Biomass |  |  | 0 | MI
LCP_Inputs_ON_Diverse_2023_04_03 | Electricity | Dispatch-Generation | MI | 2030 | Winter | Biomass + CCS |  |  | 0 | MI
LCP_Inputs_ON_Diverse_2023_04_03 | Electricity | Dispatch-Generation | MI | 2030 | Winter | Fossil Fuel Thermal (Coal, Peat, Oil) |  |  | 0 | MI
LCP_Inputs_ON_Diverse_2023_04_03 | Electricity | Dispatch-Generation | MI | 2030 | Winter | Generic - Generator |  |  | 0 | MI
LCP_Inputs_ON_Diverse_2023_04_03 | Electricity | Dispatch-Generation | MI | 2030 | Winter | Hydro |  |  | 1200260.007 | MI
LCP_Inputs_ON_Diverse_2023_04_03 | Electricity | Dispatch-Generation | MI | 2030 | Winter | Nuclear |  |  | 7187980.8 | MI
LCP_Inputs_ON_Diverse_2023_04_03 | Electricity | Dispatch-Generation | MI | 2030 | Winter | Nuclear SMR |  |  | 0 | MI
LCP_Inputs_ON_Diverse_2023_04_03 | Electricity | Dispatch-Generation | MI | 2030 | Winter | Solar PV |  |  | 1442244.4424 | MI
LCP_Inputs_ON_Diverse_2023_04_03 | Electricity | Dispatch-Generation | MI | 2030 | Winter | Wind Offshore |  |  | 0 | MI
LCP_Inputs_ON_Diverse_2023_04_03 | Electricity | Dispatch-Generation | MI | 2030 | Winter | Wind Onshore |  |  | 75167233.8595 | MI
LCP_Inputs_ON_Diverse_2023_04_03 | Electricity | Dispatch-Generation | MI | 2030 | Winter Peak | Biomass |  |  | 0 | MI
LCP_Inputs_ON_Diverse_2023_04_03 | Electricity | Dispatch-Generation | MI | 2030 | Winter Peak | Biomass + CCS |  |  | 0 | MI
LCP_Inputs_ON_Diverse_2023_04_03 | Electricity | Dispatch-Generation | MI | 2030 | Winter Peak | Fossil Fuel Thermal (Coal, Peat, Oil) |  |  | 0 | MI
LCP_Inputs_ON_Diverse_2023_04_03 | Electricity | Dispatch-Generation | MI | 2030 | Winter Peak | Generic - Generator |  |  | 119790.0262 | MI
LCP_Inputs_ON_Diverse_2023_04_03 | Electricity | Dispatch-Generation | MI | 2030 | Winter Peak | Hydro |  |  | 13189.6704 | MI
LCP_Inputs_ON_Diverse_2023_04_03 | Electricity | Dispatch-Generation | MI | 2030 | Winter Peak | Nuclear |  |  | 78988.8 | MI
LCP_Inputs_ON_Diverse_2023_04_03 | Electricity | Dispatch-Generation | MI | 2030 | Winter Peak | Nuclear SMR |  |  | 0 | MI
LCP_Inputs_ON_Diverse_2023_04_03 | Electricity | Dispatch-Generation | MI | 2030 | Winter Peak | Solar PV |  |  | 15848.84 | MI
LCP_Inputs_ON_Diverse_2023_04_03 | Electricity | Dispatch-Generation | MI | 2030 | Winter Peak | Wind Offshore |  |  | 0 | MI
LCP_Inputs_ON_Diverse_2023_04_03 | Electricity | Dispatch-Generation | MI | 2030 | Winter Peak | Wind Onshore |  |  | 727967.344 | MI
LCP_Inputs_ON_Diverse_2023_04_03 | Electricity | Dispatch-Generation | MI | 2040 | Fall | Biomass |  |  | 0 | MI
LCP_Inputs_ON_Diverse_2023_04_03 | Electricity | Dispatch-Generation | MI | 2040 | Fall | Biomass + CCS |  |  | 0 | MI
LCP_Inputs_ON_Diverse_2023_04_03 | Electricity | Dispatch-Generation | MI | 2040 | Fall | Fossil Fuel Thermal (Coal, Peat, Oil) |  |  | 0 | MI
LCP_Inputs_ON_Diverse_2023_04_03 | Electricity | Dispatch-Generation | MI | 2040 | Fall | Generic - Generator |  |  | 6799694.8554 | MI
LCP_Inputs_ON_Diverse_2023_04_03 | Electricity | Dispatch-Generation | MI | 2040 | Fall | Hydro |  |  | 899410.667 | MI
LCP_Inputs_ON_Diverse_2023_04_03 | Electricity | Dispatch-Generation | MI | 2040 | Fall | Nuclear |  |  | 7187980.8 | MI
LCP_Inputs_ON_Diverse_2023_04_03 | Electricity | Dispatch-Generation | MI | 2040 | Fall | Nuclear SMR |  |  | 0 | MI
LCP_Inputs_ON_Diverse_2023_04_03 | Electricity | Dispatch-Generation | MI | 2040 | Fall | Solar PV |  |  | 6638179.0621 | MI
LCP_Inputs_ON_Diverse_2023_04_03 | Electricity | Dispatch-Generation | MI | 2040 | Fall | Wind Offshore |  |  | 0 | MI
LCP_Inputs_ON_Diverse_2023_04_03 | Electricity | Dispatch-Generation | MI | 2040 | Fall | Wind Onshore |  |  | 61750503.6392 | MI
LCP_Inputs_ON_Diverse_2023_04_03 | Electricity | Dispatch-Generation | MI | 2040 | Spring | Biomass |  |  | 0 | MI
LCP_Inputs_ON_Diverse_2023_04_03 | Electricity | Dispatch-Generation | MI | 2040 | Spring | Biomass + CCS |  |  | 0 | MI
LCP_Inputs_ON_Diverse_2023_04_03 | Electricity | Dispatch-Generation | MI | 2040 | Spring | Fossil Fuel Thermal (Coal, Peat, Oil) |  |  | 0 | MI
LCP_Inputs_ON_Diverse_2023_04_03 | Electricity | Dispatch-Generation | MI | 2040 | Spring | Generic - Generator |  |  | 0 | MI
LCP_Inputs_ON_Diverse_2023_04_03 | Electricity | Dispatch-Generation | MI | 2040 | Spring | Hydro |  |  | 832024.4847 | MI
LCP_Inputs_ON_Diverse_2023_04_03 | Electricity | Dispatch-Generation | MI | 2040 | Spring | Nuclear |  |  | 7187980.8 | MI
LCP_Inputs_ON_Diverse_2023_04_03 | Electricity | Dispatch-Generation | MI | 2040 | Spring | Nuclear SMR |  |  | 0 | MI
LCP_Inputs_ON_Diverse_2023_04_03 | Electricity | Dispatch-Generation | MI | 2040 | Spring | Solar PV |  |  | 13281770.7031 | MI
LCP_Inputs_ON_Diverse_2023_04_03 | Electricity | Dispatch-Generation | MI | 2040 | Spring | Wind Offshore |  |  | 0 | MI
LCP_Inputs_ON_Diverse_2023_04_03 | Electricity | Dispatch-Generation | MI | 2040 | Spring | Wind Onshore |  |  | 63523320.814 | MI
LCP_Inputs_ON_Diverse_2023_04_03 | Electricity | Dispatch-Generation | MI | 2040 | Summer | Biomass |  |  | 0 | MI
LCP_Inputs_ON_Diverse_2023_04_03 | Electricity | Dispatch-Generation | MI | 2040 | Summer | Biomass + CCS |  |  | 0 | MI
LCP_Inputs_ON_Diverse_2023_04_03 | Electricity | Dispatch-Generation | MI | 2040 | Summer | Fossil Fuel Thermal (Coal, Peat, Oil) |  |  | 0 | MI
LCP_Inputs_ON_Diverse_2023_04_03 | Electricity | Dispatch-Generation | MI | 2040 | Summer | Generic - Generator |  |  | 5732357.0009 | MI
LCP_Inputs_ON_Diverse_2023_04_03 | Electricity | Dispatch-Generation | MI | 2040 | Summer | Hydro |  |  | 817480.2344 | MI
LCP_Inputs_ON_Diverse_2023_04_03 | Electricity | Dispatch-Generation | MI | 2040 | Summer | Nuclear |  |  | 7187980.8 | MI
LCP_Inputs_ON_Diverse_2023_04_03 | Electricity | Dispatch-Generation | MI | 2040 | Summer | Nuclear SMR |  |  | 0 | MI
LCP_Inputs_ON_Diverse_2023_04_03 | Electricity | Dispatch-Generation | MI | 2040 | Summer | Solar PV |  |  | 12597446.2916 | MI
LCP_Inputs_ON_Diverse_2023_04_03 | Electricity | Dispatch-Generation | MI | 2040 | Summer | Wind Offshore |  |  | 0 | MI
LCP_Inputs_ON_Diverse_2023_04_03 | Electricity | Dispatch-Generation | MI | 2040 | Summer | Wind Onshore |  |  | 44368773.5583 | MI
LCP_Inputs_ON_Diverse_2023_04_03 | Electricity | Dispatch-Generation | MI | 2040 | Winter | Biomass |  |  | 0 | MI
LCP_Inputs_ON_Diverse_2023_04_03 | Electricity | Dispatch-Generation | MI | 2040 | Winter | Biomass + CCS |  |  | 0 | MI
LCP_Inputs_ON_Diverse_2023_04_03 | Electricity | Dispatch-Generation | MI | 2040 | Winter | Fossil Fuel Thermal (Coal, Peat, Oil) |  |  | 0 | MI
LCP_Inputs_ON_Diverse_2023_04_03 | Electricity | Dispatch-Generation | MI | 2040 | Winter | Generic - Generator |  |  | 0 | MI
LCP_Inputs_ON_Diverse_2023_04_03 | Electricity | Dispatch-Generation | MI | 2040 | Winter | Hydro |  |  | 1200260.007 | MI
LCP_Inputs_ON_Diverse_2023_04_03 | Electricity | Dispatch-Generation | MI | 2040 | Winter | Nuclear |  |  | 7187980.8 | MI
LCP_Inputs_ON_Diverse_2023_04_03 | Electricity | Dispatch-Generation | MI | 2040 | Winter | Nuclear SMR |  |  | 0 | MI
LCP_Inputs_ON_Diverse_2023_04_03 | Electricity | Dispatch-Generation | MI | 2040 | Winter | Solar PV |  |  | 2466116.8148 | MI
LCP_Inputs_ON_Diverse_2023_04_03 | Electricity | Dispatch-Generation | MI | 2040 | Winter | Wind Offshore |  |  | 0 | MI
LCP_Inputs_ON_Diverse_2023_04_03 | Electricity | Dispatch-Generation | MI | 2040 | Winter | Wind Onshore |  |  | 82332824.9867 | MI
LCP_Inputs_ON_Diverse_2023_04_03 | Electricity | Dispatch-Generation | MI | 2040 | Winter Peak | Biomass |  |  | 0 | MI
LCP_Inputs_ON_Diverse_2023_04_03 | Electricity | Dispatch-Generation | MI | 2040 | Winter Peak | Biomass + CCS |  |  | 0 | MI
LCP_Inputs_ON_Diverse_2023_04_03 | Electricity | Dispatch-Generation | MI | 2040 | Winter Peak | Fossil Fuel Thermal (Coal, Peat, Oil) |  |  | 0 | MI
LCP_Inputs_ON_Diverse_2023_04_03 | Electricity | Dispatch-Generation | MI | 2040 | Winter Peak | Generic - Generator |  |  | 147504.2791 | MI
LCP_Inputs_ON_Diverse_2023_04_03 | Electricity | Dispatch-Generation | MI | 2040 | Winter Peak | Hydro |  |  | 13189.6704 | MI
LCP_Inputs_ON_Diverse_2023_04_03 | Electricity | Dispatch-Generation | MI | 2040 | Winter Peak | Nuclear |  |  | 78988.8 | MI
LCP_Inputs_ON_Diverse_2023_04_03 | Electricity | Dispatch-Generation | MI | 2040 | Winter Peak | Nuclear SMR |  |  | 0 | MI
LCP_Inputs_ON_Diverse_2023_04_03 | Electricity | Dispatch-Generation | MI | 2040 | Winter Peak | Solar PV |  |  | 27100.1848 | MI
LCP_Inputs_ON_Diverse_2023_04_03 | Electricity | Dispatch-Generation | MI | 2040 | Winter Peak | Wind Offshore |  |  | 0 | MI
LCP_Inputs_ON_Diverse_2023_04_03 | Electricity | Dispatch-Generation | MI | 2040 | Winter Peak | Wind Onshore |  |  | 826090.3406 | MI
LCP_Inputs_ON_Diverse_2023_04_03 | Electricity | Dispatch-Generation | MI | 2050 | Fall | Biomass |  |  | 0 | MI
LCP_Inputs_ON_Diverse_2023_04_03 | Electricity | Dispatch-Generation | MI | 2050 | Fall | Biomass + CCS |  |  | 0 | MI
LCP_Inputs_ON_Diverse_2023_04_03 | Electricity | Dispatch-Generation | MI | 2050 | Fall | Fossil Fuel Thermal (Coal, Peat, Oil) |  |  | 0 | MI
LCP_Inputs_ON_Diverse_2023_04_03 | Electricity | Dispatch-Generation | MI | 2050 | Fall | Generic - Generator |  |  | 1195252.0582 | MI
LCP_Inputs_ON_Diverse_2023_04_03 | Electricity | Dispatch-Generation | MI | 2050 | Fall | Hydro |  |  | 899410.667 | MI
LCP_Inputs_ON_Diverse_2023_04_03 | Electricity | Dispatch-Generation | MI | 2050 | Fall | Nuclear |  |  | 7187980.8 | MI
LCP_Inputs_ON_Diverse_2023_04_03 | Electricity | Dispatch-Generation | MI | 2050 | Fall | Nuclear SMR |  |  | 0 | MI
LCP_Inputs_ON_Diverse_2023_04_03 | Electricity | Dispatch-Generation | MI | 2050 | Fall | Solar PV |  |  | 9907964.6546 | MI
LCP_Inputs_ON_Diverse_2023_04_03 | Electricity | Dispatch-Generation | MI | 2050 | Fall | Wind Offshore |  |  | 0 | MI
LCP_Inputs_ON_Diverse_2023_04_03 | Electricity | Dispatch-Generation | MI | 2050 | Fall | Wind Onshore |  |  | 68675632.8192 | MI
LCP_Inputs_ON_Diverse_2023_04_03 | Electricity | Dispatch-Generation | MI | 2050 | Spring | Biomass |  |  | 0 | MI
LCP_Inputs_ON_Diverse_2023_04_03 | Electricity | Dispatch-Generation | MI | 2050 | Spring | Biomass + CCS |  |  | 0 | MI
LCP_Inputs_ON_Diverse_2023_04_03 | Electricity | Dispatch-Generation | MI | 2050 | Spring | Fossil Fuel Thermal (Coal, Peat, Oil) |  |  | 0 | MI
LCP_Inputs_ON_Diverse_2023_04_03 | Electricity | Dispatch-Generation | MI | 2050 | Spring | Generic - Generator |  |  | 0 | MI
LCP_Inputs_ON_Diverse_2023_04_03 | Electricity | Dispatch-Generation | MI | 2050 | Spring | Hydro |  |  | 832024.4847 | MI
LCP_Inputs_ON_Diverse_2023_04_03 | Electricity | Dispatch-Generation | MI | 2050 | Spring | Nuclear |  |  | 7187980.8 | MI
LCP_Inputs_ON_Diverse_2023_04_03 | Electricity | Dispatch-Generation | MI | 2050 | Spring | Nuclear SMR |  |  | 0 | MI
LCP_Inputs_ON_Diverse_2023_04_03 | Electricity | Dispatch-Generation | MI | 2050 | Spring | Solar PV |  |  | 19824007.9764 | MI
LCP_Inputs_ON_Diverse_2023_04_03 | Electricity | Dispatch-Generation | MI | 2050 | Spring | Wind Offshore |  |  | 0 | MI
LCP_Inputs_ON_Diverse_2023_04_03 | Electricity | Dispatch-Generation | MI | 2050 | Spring | Wind Onshore |  |  | 65575402.7929 | MI
LCP_Inputs_ON_Diverse_2023_04_03 | Electricity | Dispatch-Generation | MI | 2050 | Summer | Biomass |  |  | 0 | MI
LCP_Inputs_ON_Diverse_2023_04_03 | Electricity | Dispatch-Generation | MI | 2050 | Summer | Biomass + CCS |  |  | 0 | MI
LCP_Inputs_ON_Diverse_2023_04_03 | Electricity | Dispatch-Generation | MI | 2050 | Summer | Fossil Fuel Thermal (Coal, Peat, Oil) |  |  | 0 | MI
LCP_Inputs_ON_Diverse_2023_04_03 | Electricity | Dispatch-Generation | MI | 2050 | Summer | Generic - Generator |  |  | 758513.6413 | MI
LCP_Inputs_ON_Diverse_2023_04_03 | Electricity | Dispatch-Generation | MI | 2050 | Summer | Hydro |  |  | 817480.2344 | MI
LCP_Inputs_ON_Diverse_2023_04_03 | Electricity | Dispatch-Generation | MI | 2050 | Summer | Nuclear |  |  | 7187980.8 | MI
LCP_Inputs_ON_Diverse_2023_04_03 | Electricity | Dispatch-Generation | MI | 2050 | Summer | Nuclear SMR |  |  | 0 | MI
LCP_Inputs_ON_Diverse_2023_04_03 | Electricity | Dispatch-Generation | MI | 2050 | Summer | Solar PV |  |  | 18802604.0616 | MI
LCP_Inputs_ON_Diverse_2023_04_03 | Electricity | Dispatch-Generation | MI | 2050 | Summer | Wind Offshore |  |  | 0 | MI
LCP_Inputs_ON_Diverse_2023_04_03 | Electricity | Dispatch-Generation | MI | 2050 | Summer | Wind Onshore |  |  | 49190340.356 | MI
LCP_Inputs_ON_Diverse_2023_04_03 | Electricity | Dispatch-Generation | MI | 2050 | Winter | Biomass |  |  | 0 | MI
LCP_Inputs_ON_Diverse_2023_04_03 | Electricity | Dispatch-Generation | MI | 2050 | Winter | Biomass + CCS |  |  | 0 | MI
LCP_Inputs_ON_Diverse_2023_04_03 | Electricity | Dispatch-Generation | MI | 2050 | Winter | Fossil Fuel Thermal (Coal, Peat, Oil) |  |  | 0 | MI
LCP_Inputs_ON_Diverse_2023_04_03 | Electricity | Dispatch-Generation | MI | 2050 | Winter | Generic - Generator |  |  | 0 | MI
LCP_Inputs_ON_Diverse_2023_04_03 | Electricity | Dispatch-Generation | MI | 2050 | Winter | Hydro |  |  | 1200260.007 | MI
LCP_Inputs_ON_Diverse_2023_04_03 | Electricity | Dispatch-Generation | MI | 2050 | Winter | Nuclear |  |  | 7187980.8 | MI
LCP_Inputs_ON_Diverse_2023_04_03 | Electricity | Dispatch-Generation | MI | 2050 | Winter | Nuclear SMR |  |  | 0 | MI
LCP_Inputs_ON_Diverse_2023_04_03 | Electricity | Dispatch-Generation | MI | 2050 | Winter | Solar PV |  |  | 3680858.5617 | MI
LCP_Inputs_ON_Diverse_2023_04_03 | Electricity | Dispatch-Generation | MI | 2050 | Winter | Wind Offshore |  |  | 0 | MI
LCP_Inputs_ON_Diverse_2023_04_03 | Electricity | Dispatch-Generation | MI | 2050 | Winter | Wind Onshore |  |  | 87595372.1672 | MI
LCP_Inputs_ON_Diverse_2023_04_03 | Electricity | Dispatch-Generation | MI | 2050 | Winter Peak | Biomass |  |  | 0 | MI
LCP_Inputs_ON_Diverse_2023_04_03 | Electricity | Dispatch-Generation | MI | 2050 | Winter Peak | Biomass + CCS |  |  | 0 | MI
LCP_Inputs_ON_Diverse_2023_04_03 | Electricity | Dispatch-Generation | MI | 2050 | Winter Peak | Fossil Fuel Thermal (Coal, Peat, Oil) |  |  | 0 | MI
LCP_Inputs_ON_Diverse_2023_04_03 | Electricity | Dispatch-Generation | MI | 2050 | Winter Peak | Generic - Generator |  |  | 187491.8742 | MI
LCP_Inputs_ON_Diverse_2023_04_03 | Electricity | Dispatch-Generation | MI | 2050 | Winter Peak | Hydro |  |  | 13189.6704 | MI
LCP_Inputs_ON_Diverse_2023_04_03 | Electricity | Dispatch-Generation | MI | 2050 | Winter Peak | Nuclear |  |  | 78988.8 | MI
LCP_Inputs_ON_Diverse_2023_04_03 | Electricity | Dispatch-Generation | MI | 2050 | Winter Peak | Nuclear SMR |  |  | 0 | MI
LCP_Inputs_ON_Diverse_2023_04_03 | Electricity | Dispatch-Generation | MI | 2050 | Winter Peak | Solar PV |  |  | 40448.9952 | MI
LCP_Inputs_ON_Diverse_2023_04_03 | Electricity | Dispatch-Generation | MI | 2050 | Winter Peak | Wind Offshore |  |  | 0 | MI
LCP_Inputs_ON_Diverse_2023_04_03 | Electricity | Dispatch-Generation | MI | 2050 | Winter Peak | Wind Onshore |  |  | 915768.3057 | MI
LCP_Inputs_ON_Diverse_2023_04_03 | Electricity | Dispatch-Generation | NY | 2020 | Fall | Biomass |  |  | 0 | NY
LCP_Inputs_ON_Diverse_2023_04_03 | Electricity | Dispatch-Generation | NY | 2020 | Fall | Biomass + CCS |  |  | 0 | NY
LCP_Inputs_ON_Diverse_2023_04_03 | Electricity | Dispatch-Generation | NY | 2020 | Fall | Fossil Fuel Thermal (Coal, Peat, Oil) |  |  | 0 | NY
LCP_Inputs_ON_Diverse_2023_04_03 | Electricity | Dispatch-Generation | NY | 2020 | Fall | Generic - Generator |  |  | 16529367.2978 | NY
LCP_Inputs_ON_Diverse_2023_04_03 | Electricity | Dispatch-Generation | NY | 2020 | Fall | Hydro |  |  | 4961147.4135 | NY
LCP_Inputs_ON_Diverse_2023_04_03 | Electricity | Dispatch-Generation | NY | 2020 | Fall | Nuclear |  |  | 5843685.12 | NY
LCP_Inputs_ON_Diverse_2023_04_03 | Electricity | Dispatch-Generation | NY | 2020 | Fall | Nuclear SMR |  |  | 0 | NY
LCP_Inputs_ON_Diverse_2023_04_03 | Electricity | Dispatch-Generation | NY | 2020 | Fall | Solar PV |  |  | 3015134.5544 | NY
LCP_Inputs_ON_Diverse_2023_04_03 | Electricity | Dispatch-Generation | NY | 2020 | Fall | Wind Offshore |  |  | 0 | NY
LCP_Inputs_ON_Diverse_2023_04_03 | Electricity | Dispatch-Generation | NY | 2020 | Fall | Wind Onshore |  |  | 1808631.7436 | NY
LCP_Inputs_ON_Diverse_2023_04_03 | Electricity | Dispatch-Generation | NY | 2020 | Spring | Biomass |  |  | 0 | NY
LCP_Inputs_ON_Diverse_2023_04_03 | Electricity | Dispatch-Generation | NY | 2020 | Spring | Biomass + CCS |  |  | 0 | NY
LCP_Inputs_ON_Diverse_2023_04_03 | Electricity | Dispatch-Generation | NY | 2020 | Spring | Fossil Fuel Thermal (Coal, Peat, Oil) |  |  | 0 | NY
LCP_Inputs_ON_Diverse_2023_04_03 | Electricity | Dispatch-Generation | NY | 2020 | Spring | Generic - Generator |  |  | 19416209.2448 | NY
LCP_Inputs_ON_Diverse_2023_04_03 | Electricity | Dispatch-Generation | NY | 2020 | Spring | Hydro |  |  | 4589445.3685 | NY
LCP_Inputs_ON_Diverse_2023_04_03 | Electricity | Dispatch-Generation | NY | 2020 | Spring | Nuclear |  |  | 5843685.12 | NY
LCP_Inputs_ON_Diverse_2023_04_03 | Electricity | Dispatch-Generation | NY | 2020 | Spring | Nuclear SMR |  |  | 0 | NY
LCP_Inputs_ON_Diverse_2023_04_03 | Electricity | Dispatch-Generation | NY | 2020 | Spring | Solar PV |  |  | 6132039.4038 | NY
LCP_Inputs_ON_Diverse_2023_04_03 | Electricity | Dispatch-Generation | NY | 2020 | Spring | Wind Offshore |  |  | 0 | NY
LCP_Inputs_ON_Diverse_2023_04_03 | Electricity | Dispatch-Generation | NY | 2020 | Spring | Wind Onshore |  |  | 3209494.7508 | NY
LCP_Inputs_ON_Diverse_2023_04_03 | Electricity | Dispatch-Generation | NY | 2020 | Summer | Biomass |  |  | 0 | NY
LCP_Inputs_ON_Diverse_2023_04_03 | Electricity | Dispatch-Generation | NY | 2020 | Summer | Biomass + CCS |  |  | 0 | NY
LCP_Inputs_ON_Diverse_2023_04_03 | Electricity | Dispatch-Generation | NY | 2020 | Summer | Fossil Fuel Thermal (Coal, Peat, Oil) |  |  | 0 | NY
LCP_Inputs_ON_Diverse_2023_04_03 | Electricity | Dispatch-Generation | NY | 2020 | Summer | Generic - Generator |  |  | 16463917.2969 | NY
LCP_Inputs_ON_Diverse_2023_04_03 | Electricity | Dispatch-Generation | NY | 2020 | Summer | Hydro |  |  | 4509219.3134 | NY
LCP_Inputs_ON_Diverse_2023_04_03 | Electricity | Dispatch-Generation | NY | 2020 | Summer | Nuclear |  |  | 5843685.12 | NY
LCP_Inputs_ON_Diverse_2023_04_03 | Electricity | Dispatch-Generation | NY | 2020 | Summer | Nuclear SMR |  |  | 0 | NY
LCP_Inputs_ON_Diverse_2023_04_03 | Electricity | Dispatch-Generation | NY | 2020 | Summer | Solar PV |  |  | 5721899.8246 | NY
LCP_Inputs_ON_Diverse_2023_04_03 | Electricity | Dispatch-Generation | NY | 2020 | Summer | Wind Offshore |  |  | 0 | NY
LCP_Inputs_ON_Diverse_2023_04_03 | Electricity | Dispatch-Generation | NY | 2020 | Summer | Wind Onshore |  |  | 945408.7895 | NY
LCP_Inputs_ON_Diverse_2023_04_03 | Electricity | Dispatch-Generation | NY | 2020 | Winter | Biomass |  |  | 0 | NY
LCP_Inputs_ON_Diverse_2023_04_03 | Electricity | Dispatch-Generation | NY | 2020 | Winter | Biomass + CCS |  |  | 0 | NY
LCP_Inputs_ON_Diverse_2023_04_03 | Electricity | Dispatch-Generation | NY | 2020 | Winter | Fossil Fuel Thermal (Coal, Peat, Oil) |  |  | 0 | NY
LCP_Inputs_ON_Diverse_2023_04_03 | Electricity | Dispatch-Generation | NY | 2020 | Winter | Generic - Generator |  |  | 18212717.8027 | NY
LCP_Inputs_ON_Diverse_2023_04_03 | Electricity | Dispatch-Generation | NY | 2020 | Winter | Hydro |  |  | 6620631.7623 | NY
LCP_Inputs_ON_Diverse_2023_04_03 | Electricity | Dispatch-Generation | NY | 2020 | Winter | Nuclear |  |  | 5843685.12 | NY
LCP_Inputs_ON_Diverse_2023_04_03 | Electricity | Dispatch-Generation | NY | 2020 | Winter | Nuclear SMR |  |  | 0 | NY
LCP_Inputs_ON_Diverse_2023_04_03 | Electricity | Dispatch-Generation | NY | 2020 | Winter | Solar PV |  |  | 1120137.6091 | NY
LCP_Inputs_ON_Diverse_2023_04_03 | Electricity | Dispatch-Generation | NY | 2020 | Winter | Wind Offshore |  |  | 0 | NY
LCP_Inputs_ON_Diverse_2023_04_03 | Electricity | Dispatch-Generation | NY | 2020 | Winter | Wind Onshore |  |  | 4290949.9445 | NY
LCP_Inputs_ON_Diverse_2023_04_03 | Electricity | Dispatch-Generation | NY | 2020 | Winter Peak | Biomass |  |  | 0 | NY
LCP_Inputs_ON_Diverse_2023_04_03 | Electricity | Dispatch-Generation | NY | 2020 | Winter Peak | Biomass + CCS |  |  | 0 | NY
LCP_Inputs_ON_Diverse_2023_04_03 | Electricity | Dispatch-Generation | NY | 2020 | Winter Peak | Fossil Fuel Thermal (Coal, Peat, Oil) |  |  | 0 | NY
LCP_Inputs_ON_Diverse_2023_04_03 | Electricity | Dispatch-Generation | NY | 2020 | Winter Peak | Generic - Generator |  |  | 374903.3348 | NY
LCP_Inputs_ON_Diverse_2023_04_03 | Electricity | Dispatch-Generation | NY | 2020 | Winter Peak | Hydro |  |  | 72754.1952 | NY
LCP_Inputs_ON_Diverse_2023_04_03 | Electricity | Dispatch-Generation | NY | 2020 | Winter Peak | Nuclear |  |  | 64216.32 | NY
LCP_Inputs_ON_Diverse_2023_04_03 | Electricity | Dispatch-Generation | NY | 2020 | Winter Peak | Nuclear SMR |  |  | 0 | NY
LCP_Inputs_ON_Diverse_2023_04_03 | Electricity | Dispatch-Generation | NY | 2020 | Winter Peak | Solar PV |  |  | 12309.2045 | NY
LCP_Inputs_ON_Diverse_2023_04_03 | Electricity | Dispatch-Generation | NY | 2020 | Winter Peak | Wind Offshore |  |  | 0 | NY
LCP_Inputs_ON_Diverse_2023_04_03 | Electricity | Dispatch-Generation | NY | 2020 | Winter Peak | Wind Onshore |  |  | 40767.2992 | NY
LCP_Inputs_ON_Diverse_2023_04_03 | Electricity | Dispatch-Generation | NY | 2030 | Fall | Biomass |  |  | 0 | NY
LCP_Inputs_ON_Diverse_2023_04_03 | Electricity | Dispatch-Generation | NY | 2030 | Fall | Biomass + CCS |  |  | 0 | NY
LCP_Inputs_ON_Diverse_2023_04_03 | Electricity | Dispatch-Generation | NY | 2030 | Fall | Fossil Fuel Thermal (Coal, Peat, Oil) |  |  | 0 | NY
LCP_Inputs_ON_Diverse_2023_04_03 | Electricity | Dispatch-Generation | NY | 2030 | Fall | Generic - Generator |  |  | 5962836.723 | NY
LCP_Inputs_ON_Diverse_2023_04_03 | Electricity | Dispatch-Generation | NY | 2030 | Fall | Hydro |  |  | 4972061.5078 | NY
LCP_Inputs_ON_Diverse_2023_04_03 | Electricity | Dispatch-Generation | NY | 2030 | Fall | Nuclear |  |  | 5843685.12 | NY
LCP_Inputs_ON_Diverse_2023_04_03 | Electricity | Dispatch-Generation | NY | 2030 | Fall | Nuclear SMR |  |  | 0 | NY
LCP_Inputs_ON_Diverse_2023_04_03 | Electricity | Dispatch-Generation | NY | 2030 | Fall | Solar PV |  |  | 5873533.1628 | NY
LCP_Inputs_ON_Diverse_2023_04_03 | Electricity | Dispatch-Generation | NY | 2030 | Fall | Wind Offshore |  |  | 2386091.6341 | NY
LCP_Inputs_ON_Diverse_2023_04_03 | Electricity | Dispatch-Generation | NY | 2030 | Fall | Wind Onshore |  |  | 9629347.5024 | NY
LCP_Inputs_ON_Diverse_2023_04_03 | Electricity | Dispatch-Generation | NY | 2030 | Spring | Biomass |  |  | 0 | NY
LCP_Inputs_ON_Diverse_2023_04_03 | Electricity | Dispatch-Generation | NY | 2030 | Spring | Biomass + CCS |  |  | 0 | NY
LCP_Inputs_ON_Diverse_2023_04_03 | Electricity | Dispatch-Generation | NY | 2030 | Spring | Fossil Fuel Thermal (Coal, Peat, Oil) |  |  | 0 | NY
LCP_Inputs_ON_Diverse_2023_04_03 | Electricity | Dispatch-Generation | NY | 2030 | Spring | Generic - Generator |  |  | 310699.0099 | NY
LCP_Inputs_ON_Diverse_2023_04_03 | Electricity | Dispatch-Generation | NY | 2030 | Spring | Hydro |  |  | 4599541.7505 | NY
LCP_Inputs_ON_Diverse_2023_04_03 | Electricity | Dispatch-Generation | NY | 2030 | Spring | Nuclear |  |  | 5843685.12 | NY
LCP_Inputs_ON_Diverse_2023_04_03 | Electricity | Dispatch-Generation | NY | 2030 | Spring | Nuclear SMR |  |  | 0 | NY
LCP_Inputs_ON_Diverse_2023_04_03 | Electricity | Dispatch-Generation | NY | 2030 | Spring | Solar PV |  |  | 11945316.5834 | NY
LCP_Inputs_ON_Diverse_2023_04_03 | Electricity | Dispatch-Generation | NY | 2030 | Spring | Wind Offshore |  |  | 4234222.1416 | NY
LCP_Inputs_ON_Diverse_2023_04_03 | Electricity | Dispatch-Generation | NY | 2030 | Spring | Wind Onshore |  |  | 15777299.9763 | NY
LCP_Inputs_ON_Diverse_2023_04_03 | Electricity | Dispatch-Generation | NY | 2030 | Summer | Biomass |  |  | 0 | NY
LCP_Inputs_ON_Diverse_2023_04_03 | Electricity | Dispatch-Generation | NY | 2030 | Summer | Biomass + CCS |  |  | 0 | NY
LCP_Inputs_ON_Diverse_2023_04_03 | Electricity | Dispatch-Generation | NY | 2030 | Summer | Fossil Fuel Thermal (Coal, Peat, Oil) |  |  | 0 | NY
LCP_Inputs_ON_Diverse_2023_04_03 | Electricity | Dispatch-Generation | NY | 2030 | Summer | Generic - Generator |  |  | 8840450.6642 | NY
LCP_Inputs_ON_Diverse_2023_04_03 | Electricity | Dispatch-Generation | NY | 2030 | Summer | Hydro |  |  | 4519139.205 | NY
LCP_Inputs_ON_Diverse_2023_04_03 | Electricity | Dispatch-Generation | NY | 2030 | Summer | Nuclear |  |  | 5843685.12 | NY
LCP_Inputs_ON_Diverse_2023_04_03 | Electricity | Dispatch-Generation | NY | 2030 | Summer | Nuclear SMR |  |  | 0 | NY
LCP_Inputs_ON_Diverse_2023_04_03 | Electricity | Dispatch-Generation | NY | 2030 | Summer | Solar PV |  |  | 11146357.7388 | NY
LCP_Inputs_ON_Diverse_2023_04_03 | Electricity | Dispatch-Generation | NY | 2030 | Summer | Wind Offshore |  |  | 1247258.8803 | NY
LCP_Inputs_ON_Diverse_2023_04_03 | Electricity | Dispatch-Generation | NY | 2030 | Summer | Wind Onshore |  |  | 5033456.8096 | NY
LCP_Inputs_ON_Diverse_2023_04_03 | Electricity | Dispatch-Generation | NY | 2030 | Winter | Biomass |  |  | 0 | NY
LCP_Inputs_ON_Diverse_2023_04_03 | Electricity | Dispatch-Generation | NY | 2030 | Winter | Biomass + CCS |  |  | 0 | NY
LCP_Inputs_ON_Diverse_2023_04_03 | Electricity | Dispatch-Generation | NY | 2030 | Winter | Fossil Fuel Thermal (Coal, Peat, Oil) |  |  | 0 | NY
LCP_Inputs_ON_Diverse_2023_04_03 | Electricity | Dispatch-Generation | NY | 2030 | Winter | Generic - Generator |  |  | 0 | NY
LCP_Inputs_ON_Diverse_2023_04_03 | Electricity | Dispatch-Generation | NY | 2030 | Winter | Hydro |  |  | 6635196.5783 | NY
LCP_Inputs_ON_Diverse_2023_04_03 | Electricity | Dispatch-Generation | NY | 2030 | Winter | Nuclear |  |  | 5843685.12 | NY
LCP_Inputs_ON_Diverse_2023_04_03 | Electricity | Dispatch-Generation | NY | 2030 | Winter | Nuclear SMR |  |  | 0 | NY
LCP_Inputs_ON_Diverse_2023_04_03 | Electricity | Dispatch-Generation | NY | 2030 | Winter | Solar PV |  |  | 2182047.0282 | NY
LCP_Inputs_ON_Diverse_2023_04_03 | Electricity | Dispatch-Generation | NY | 2030 | Winter | Wind Offshore |  |  | 5660964.3182 | NY
LCP_Inputs_ON_Diverse_2023_04_03 | Electricity | Dispatch-Generation | NY | 2030 | Winter | Wind Onshore |  |  | 22845473.2579 | NY
LCP_Inputs_ON_Diverse_2023_04_03 | Electricity | Dispatch-Generation | NY | 2030 | Winter Peak | Biomass |  |  | 0 | NY
LCP_Inputs_ON_Diverse_2023_04_03 | Electricity | Dispatch-Generation | NY | 2030 | Winter Peak | Biomass + CCS |  |  | 0 | NY
LCP_Inputs_ON_Diverse_2023_04_03 | Electricity | Dispatch-Generation | NY | 2030 | Winter Peak | Fossil Fuel Thermal (Coal, Peat, Oil) |  |  | 0 | NY
LCP_Inputs_ON_Diverse_2023_04_03 | Electricity | Dispatch-Generation | NY | 2030 | Winter Peak | Generic - Generator |  |  | 288078.0839 | NY
LCP_Inputs_ON_Diverse_2023_04_03 | Electricity | Dispatch-Generation | NY | 2030 | Winter Peak | Hydro |  |  | 72914.2481 | NY
LCP_Inputs_ON_Diverse_2023_04_03 | Electricity | Dispatch-Generation | NY | 2030 | Winter Peak | Nuclear |  |  | 64216.32 | NY
LCP_Inputs_ON_Diverse_2023_04_03 | Electricity | Dispatch-Generation | NY | 2030 | Winter Peak | Nuclear SMR |  |  | 0 | NY
LCP_Inputs_ON_Diverse_2023_04_03 | Electricity | Dispatch-Generation | NY | 2030 | Winter Peak | Solar PV |  |  | 23978.5388 | NY
LCP_Inputs_ON_Diverse_2023_04_03 | Electricity | Dispatch-Generation | NY | 2030 | Winter Peak | Wind Offshore |  |  | 53783.4813 | NY
LCP_Inputs_ON_Diverse_2023_04_03 | Electricity | Dispatch-Generation | NY | 2030 | Winter Peak | Wind Onshore |  |  | 217049.431 | NY
LCP_Inputs_ON_Diverse_2023_04_03 | Electricity | Dispatch-Generation | NY | 2040 | Fall | Biomass |  |  | 0 | NY
LCP_Inputs_ON_Diverse_2023_04_03 | Electricity | Dispatch-Generation | NY | 2040 | Fall | Biomass + CCS |  |  | 0 | NY
LCP_Inputs_ON_Diverse_2023_04_03 | Electricity | Dispatch-Generation | NY | 2040 | Fall | Fossil Fuel Thermal (Coal, Peat, Oil) |  |  | 0 | NY
LCP_Inputs_ON_Diverse_2023_04_03 | Electricity | Dispatch-Generation | NY | 2040 | Fall | Generic - Generator |  |  | 439728.8277 | NY
LCP_Inputs_ON_Diverse_2023_04_03 | Electricity | Dispatch-Generation | NY | 2040 | Fall | Hydro |  |  | 4972061.5078 | NY
LCP_Inputs_ON_Diverse_2023_04_03 | Electricity | Dispatch-Generation | NY | 2040 | Fall | Nuclear |  |  | 5843685.12 | NY
LCP_Inputs_ON_Diverse_2023_04_03 | Electricity | Dispatch-Generation | NY | 2040 | Fall | Nuclear SMR |  |  | 0 | NY
LCP_Inputs_ON_Diverse_2023_04_03 | Electricity | Dispatch-Generation | NY | 2040 | Fall | Solar PV |  |  | 8065201.3373 | NY
LCP_Inputs_ON_Diverse_2023_04_03 | Electricity | Dispatch-Generation | NY | 2040 | Fall | Wind Offshore |  |  | 5634316.207 | NY
LCP_Inputs_ON_Diverse_2023_04_03 | Electricity | Dispatch-Generation | NY | 2040 | Fall | Wind Onshore |  |  | 11280528.3269 | NY
LCP_Inputs_ON_Diverse_2023_04_03 | Electricity | Dispatch-Generation | NY | 2040 | Spring | Biomass |  |  | 0 | NY
LCP_Inputs_ON_Diverse_2023_04_03 | Electricity | Dispatch-Generation | NY | 2040 | Spring | Biomass + CCS |  |  | 0 | NY
LCP_Inputs_ON_Diverse_2023_04_03 | Electricity | Dispatch-Generation | NY | 2040 | Spring | Fossil Fuel Thermal (Coal, Peat, Oil) |  |  | 0 | NY
LCP_Inputs_ON_Diverse_2023_04_03 | Electricity | Dispatch-Generation | NY | 2040 | Spring | Generic - Generator |  |  | 0 | NY
LCP_Inputs_ON_Diverse_2023_04_03 | Electricity | Dispatch-Generation | NY | 2040 | Spring | Hydro |  |  | 4235953.234 | NY
LCP_Inputs_ON_Diverse_2023_04_03 | Electricity | Dispatch-Generation | NY | 2040 | Spring | Nuclear |  |  | 5843685.12 | NY
LCP_Inputs_ON_Diverse_2023_04_03 | Electricity | Dispatch-Generation | NY | 2040 | Spring | Nuclear SMR |  |  | 0 | NY
LCP_Inputs_ON_Diverse_2023_04_03 | Electricity | Dispatch-Generation | NY | 2040 | Spring | Solar PV |  |  | 16038736.6394 | NY
LCP_Inputs_ON_Diverse_2023_04_03 | Electricity | Dispatch-Generation | NY | 2040 | Spring | Wind Offshore |  |  | 9271256.319 | NY
LCP_Inputs_ON_Diverse_2023_04_03 | Electricity | Dispatch-Generation | NY | 2040 | Spring | Wind Onshore |  |  | 14297467.9862 | NY
LCP_Inputs_ON_Diverse_2023_04_03 | Electricity | Dispatch-Generation | NY | 2040 | Summer | Biomass |  |  | 0 | NY
LCP_Inputs_ON_Diverse_2023_04_03 | Electricity | Dispatch-Generation | NY | 2040 | Summer | Biomass + CCS |  |  | 0 | NY
LCP_Inputs_ON_Diverse_2023_04_03 | Electricity | Dispatch-Generation | NY | 2040 | Summer | Fossil Fuel Thermal (Coal, Peat, Oil) |  |  | 0 | NY
LCP_Inputs_ON_Diverse_2023_04_03 | Electricity | Dispatch-Generation | NY | 2040 | Summer | Generic - Generator |  |  | 1564808.9638 | NY
LCP_Inputs_ON_Diverse_2023_04_03 | Electricity | Dispatch-Generation | NY | 2040 | Summer | Hydro |  |  | 4519139.205 | NY
LCP_Inputs_ON_Diverse_2023_04_03 | Electricity | Dispatch-Generation | NY | 2040 | Summer | Nuclear |  |  | 5843685.12 | NY
LCP_Inputs_ON_Diverse_2023_04_03 | Electricity | Dispatch-Generation | NY | 2040 | Summer | Nuclear SMR |  |  | 0 | NY
LCP_Inputs_ON_Diverse_2023_04_03 | Electricity | Dispatch-Generation | NY | 2040 | Summer | Solar PV |  |  | 15305543.8438 | NY
LCP_Inputs_ON_Diverse_2023_04_03 | Electricity | Dispatch-Generation | NY | 2040 | Summer | Wind Offshore |  |  | 2945172.2739 | NY
LCP_Inputs_ON_Diverse_2023_04_03 | Electricity | Dispatch-Generation | NY | 2040 | Summer | Wind Onshore |  |  | 5896562.7847 | NY
LCP_Inputs_ON_Diverse_2023_04_03 | Electricity | Dispatch-Generation | NY | 2040 | Winter | Biomass |  |  | 0 | NY
LCP_Inputs_ON_Diverse_2023_04_03 | Electricity | Dispatch-Generation | NY | 2040 | Winter | Biomass + CCS |  |  | 0 | NY
LCP_Inputs_ON_Diverse_2023_04_03 | Electricity | Dispatch-Generation | NY | 2040 | Winter | Fossil Fuel Thermal (Coal, Peat, Oil) |  |  | 0 | NY
LCP_Inputs_ON_Diverse_2023_04_03 | Electricity | Dispatch-Generation | NY | 2040 | Winter | Generic - Generator |  |  | 0 | NY
LCP_Inputs_ON_Diverse_2023_04_03 | Electricity | Dispatch-Generation | NY | 2040 | Winter | Hydro |  |  | 6635196.5783 | NY
LCP_Inputs_ON_Diverse_2023_04_03 | Electricity | Dispatch-Generation | NY | 2040 | Winter | Nuclear |  |  | 5843685.12 | NY
LCP_Inputs_ON_Diverse_2023_04_03 | Electricity | Dispatch-Generation | NY | 2040 | Winter | Nuclear SMR |  |  | 0 | NY
LCP_Inputs_ON_Diverse_2023_04_03 | Electricity | Dispatch-Generation | NY | 2040 | Winter | Solar PV |  |  | 2996262.7472 | NY
LCP_Inputs_ON_Diverse_2023_04_03 | Electricity | Dispatch-Generation | NY | 2040 | Winter | Wind Offshore |  |  | 13367325.2732 | NY
LCP_Inputs_ON_Diverse_2023_04_03 | Electricity | Dispatch-Generation | NY | 2040 | Winter | Wind Onshore |  |  | 24066315.2062 | NY
LCP_Inputs_ON_Diverse_2023_04_03 | Electricity | Dispatch-Generation | NY | 2040 | Winter Peak | Biomass |  |  | 0 | NY
LCP_Inputs_ON_Diverse_2023_04_03 | Electricity | Dispatch-Generation | NY | 2040 | Winter Peak | Biomass + CCS |  |  | 0 | NY
LCP_Inputs_ON_Diverse_2023_04_03 | Electricity | Dispatch-Generation | NY | 2040 | Winter Peak | Fossil Fuel Thermal (Coal, Peat, Oil) |  |  | 0 | NY
LCP_Inputs_ON_Diverse_2023_04_03 | Electricity | Dispatch-Generation | NY | 2040 | Winter Peak | Generic - Generator |  |  | 321075.3036 | NY
LCP_Inputs_ON_Diverse_2023_04_03 | Electricity | Dispatch-Generation | NY | 2040 | Winter Peak | Hydro |  |  | 72914.2481 | NY
LCP_Inputs_ON_Diverse_2023_04_03 | Electricity | Dispatch-Generation | NY | 2040 | Winter Peak | Nuclear |  |  | 64216.32 | NY
LCP_Inputs_ON_Diverse_2023_04_03 | Electricity | Dispatch-Generation | NY | 2040 | Winter Peak | Nuclear SMR |  |  | 0 | NY
LCP_Inputs_ON_Diverse_2023_04_03 | Electricity | Dispatch-Generation | NY | 2040 | Winter Peak | Solar PV |  |  | 32925.9643 | NY
LCP_Inputs_ON_Diverse_2023_04_03 | Electricity | Dispatch-Generation | NY | 2040 | Winter Peak | Wind Offshore |  |  | 126999.7917 | NY
LCP_Inputs_ON_Diverse_2023_04_03 | Electricity | Dispatch-Generation | NY | 2040 | Winter Peak | Wind Onshore |  |  | 254267.7221 | NY
LCP_Inputs_ON_Diverse_2023_04_03 | Electricity | Dispatch-Generation | NY | 2050 | Fall | Biomass |  |  | 0 | NY
LCP_Inputs_ON_Diverse_2023_04_03 | Electricity | Dispatch-Generation | NY | 2050 | Fall | Biomass + CCS |  |  | 0 | NY
LCP_Inputs_ON_Diverse_2023_04_03 | Electricity | Dispatch-Generation | NY | 2050 | Fall | Fossil Fuel Thermal (Coal, Peat, Oil) |  |  | 0 | NY
LCP_Inputs_ON_Diverse_2023_04_03 | Electricity | Dispatch-Generation | NY | 2050 | Fall | Generic - Generator |  |  | 0 | NY
LCP_Inputs_ON_Diverse_2023_04_03 | Electricity | Dispatch-Generation | NY | 2050 | Fall | Hydro |  |  | 4972061.5078 | NY
LCP_Inputs_ON_Diverse_2023_04_03 | Electricity | Dispatch-Generation | NY | 2050 | Fall | Nuclear |  |  | 5843685.12 | NY
LCP_Inputs_ON_Diverse_2023_04_03 | Electricity | Dispatch-Generation | NY | 2050 | Fall | Nuclear SMR |  |  | 0 | NY
LCP_Inputs_ON_Diverse_2023_04_03 | Electricity | Dispatch-Generation | NY | 2050 | Fall | Solar PV |  |  | 8487246.7695 | NY
LCP_Inputs_ON_Diverse_2023_04_03 | Electricity | Dispatch-Generation | NY | 2050 | Fall | Wind Offshore |  |  | 9939567.1929 | NY
LCP_Inputs_ON_Diverse_2023_04_03 | Electricity | Dispatch-Generation | NY | 2050 | Fall | Wind Onshore |  |  | 11495723.2049 | NY
LCP_Inputs_ON_Diverse_2023_04_03 | Electricity | Dispatch-Generation | NY | 2050 | Spring | Biomass |  |  | 0 | NY
LCP_Inputs_ON_Diverse_2023_04_03 | Electricity | Dispatch-Generation | NY | 2050 | Spring | Biomass + CCS |  |  | 0 | NY
LCP_Inputs_ON_Diverse_2023_04_03 | Electricity | Dispatch-Generation | NY | 2050 | Spring | Fossil Fuel Thermal (Coal, Peat, Oil) |  |  | 0 | NY
LCP_Inputs_ON_Diverse_2023_04_03 | Electricity | Dispatch-Generation | NY | 2050 | Spring | Generic - Generator |  |  | 0 | NY
LCP_Inputs_ON_Diverse_2023_04_03 | Electricity | Dispatch-Generation | NY | 2050 | Spring | Hydro |  |  | 3897086.3697 | NY
LCP_Inputs_ON_Diverse_2023_04_03 | Electricity | Dispatch-Generation | NY | 2050 | Spring | Nuclear |  |  | 5843685.12 | NY
LCP_Inputs_ON_Diverse_2023_04_03 | Electricity | Dispatch-Generation | NY | 2050 | Spring | Nuclear SMR |  |  | 0 | NY
LCP_Inputs_ON_Diverse_2023_04_03 | Electricity | Dispatch-Generation | NY | 2050 | Spring | Solar PV |  |  | 15806091.1318 | NY
LCP_Inputs_ON_Diverse_2023_04_03 | Electricity | Dispatch-Generation | NY | 2050 | Spring | Wind Offshore |  |  | 16964629.2439 | NY
LCP_Inputs_ON_Diverse_2023_04_03 | Electricity | Dispatch-Generation | NY | 2050 | Spring | Wind Onshore |  |  | 13203425.4632 | NY
LCP_Inputs_ON_Diverse_2023_04_03 | Electricity | Dispatch-Generation | NY | 2050 | Summer | Biomass |  |  | 0 | NY
LCP_Inputs_ON_Diverse_2023_04_03 | Electricity | Dispatch-Generation | NY | 2050 | Summer | Biomass + CCS |  |  | -1.01e-11 | NY
LCP_Inputs_ON_Diverse_2023_04_03 | Electricity | Dispatch-Generation | NY | 2050 | Summer | Fossil Fuel Thermal (Coal, Peat, Oil) |  |  | 0 | NY
LCP_Inputs_ON_Diverse_2023_04_03 | Electricity | Dispatch-Generation | NY | 2050 | Summer | Generic - Generator |  |  | 682049.1094 | NY
LCP_Inputs_ON_Diverse_2023_04_03 | Electricity | Dispatch-Generation | NY | 2050 | Summer | Hydro |  |  | 4519139.205 | NY
LCP_Inputs_ON_Diverse_2023_04_03 | Electricity | Dispatch-Generation | NY | 2050 | Summer | Nuclear |  |  | 5843685.12 | NY
LCP_Inputs_ON_Diverse_2023_04_03 | Electricity | Dispatch-Generation | NY | 2050 | Summer | Nuclear SMR |  |  | 0 | NY
LCP_Inputs_ON_Diverse_2023_04_03 | Electricity | Dispatch-Generation | NY | 2050 | Summer | Solar PV |  |  | 16106470.5157 | NY
LCP_Inputs_ON_Diverse_2023_04_03 | Electricity | Dispatch-Generation | NY | 2050 | Summer | Wind Offshore |  |  | 5195614.9842 | NY
LCP_Inputs_ON_Diverse_2023_04_03 | Electricity | Dispatch-Generation | NY | 2050 | Summer | Wind Onshore |  |  | 6009049.547 | NY
LCP_Inputs_ON_Diverse_2023_04_03 | Electricity | Dispatch-Generation | NY | 2050 | Winter | Biomass |  |  | 0 | NY
LCP_Inputs_ON_Diverse_2023_04_03 | Electricity | Dispatch-Generation | NY | 2050 | Winter | Biomass + CCS |  |  | 0 | NY
LCP_Inputs_ON_Diverse_2023_04_03 | Electricity | Dispatch-Generation | NY | 2050 | Winter | Fossil Fuel Thermal (Coal, Peat, Oil) |  |  | 0 | NY
LCP_Inputs_ON_Diverse_2023_04_03 | Electricity | Dispatch-Generation | NY | 2050 | Winter | Generic - Generator |  |  | 0 | NY
LCP_Inputs_ON_Diverse_2023_04_03 | Electricity | Dispatch-Generation | NY | 2050 | Winter | Hydro |  |  | 6635196.5783 | NY
LCP_Inputs_ON_Diverse_2023_04_03 | Electricity | Dispatch-Generation | NY | 2050 | Winter | Nuclear |  |  | 5843685.12 | NY
LCP_Inputs_ON_Diverse_2023_04_03 | Electricity | Dispatch-Generation | NY | 2050 | Winter | Nuclear SMR |  |  | 0 | NY
LCP_Inputs_ON_Diverse_2023_04_03 | Electricity | Dispatch-Generation | NY | 2050 | Winter | Solar PV |  |  | 3153054.7419 | NY
LCP_Inputs_ON_Diverse_2023_04_03 | Electricity | Dispatch-Generation | NY | 2050 | Winter | Wind Offshore |  |  | 23581464.5224 | NY
LCP_Inputs_ON_Diverse_2023_04_03 | Electricity | Dispatch-Generation | NY | 2050 | Winter | Wind Onshore |  |  | 16171560.7183 | NY
LCP_Inputs_ON_Diverse_2023_04_03 | Electricity | Dispatch-Generation | NY | 2050 | Winter Peak | Biomass |  |  | 0 | NY
LCP_Inputs_ON_Diverse_2023_04_03 | Electricity | Dispatch-Generation | NY | 2050 | Winter Peak | Biomass + CCS |  |  | 0 | NY
LCP_Inputs_ON_Diverse_2023_04_03 | Electricity | Dispatch-Generation | NY | 2050 | Winter Peak | Fossil Fuel Thermal (Coal, Peat, Oil) |  |  | 0 | NY
LCP_Inputs_ON_Diverse_2023_04_03 | Electricity | Dispatch-Generation | NY | 2050 | Winter Peak | Generic - Generator |  |  | 334190.5986 | NY
LCP_Inputs_ON_Diverse_2023_04_03 | Electricity | Dispatch-Generation | NY | 2050 | Winter Peak | Hydro |  |  | 72914.2481 | NY
LCP_Inputs_ON_Diverse_2023_04_03 | Electricity | Dispatch-Generation | NY | 2050 | Winter Peak | Nuclear |  |  | 64216.32 | NY
LCP_Inputs_ON_Diverse_2023_04_03 | Electricity | Dispatch-Generation | NY | 2050 | Winter Peak | Nuclear SMR |  |  | 0 | NY
LCP_Inputs_ON_Diverse_2023_04_03 | Electricity | Dispatch-Generation | NY | 2050 | Winter Peak | Solar PV |  |  | 34648.9532 | NY
LCP_Inputs_ON_Diverse_2023_04_03 | Electricity | Dispatch-Generation | NY | 2050 | Winter Peak | Wind Offshore |  |  | 224041.9097 | NY
LCP_Inputs_ON_Diverse_2023_04_03 | Electricity | Dispatch-Generation | NY | 2050 | Winter Peak | Wind Onshore |  |  | 259118.3026 | NY
LCP_Inputs_ON_Diverse_2023_04_03 | Electricity | Dispatch-Generation | ON | 2020 | Fall | Biomass |  |  | 0 | ON
LCP_Inputs_ON_Diverse_2023_04_03 | Electricity | Dispatch-Generation | ON | 2020 | Fall | Biomass + CCS |  |  | 0 | ON
LCP_Inputs_ON_Diverse_2023_04_03 | Electricity | Dispatch-Generation | ON | 2020 | Fall | Fossil Fuel Thermal (Coal, Peat, Oil) |  |  | 0 | ON
LCP_Inputs_ON_Diverse_2023_04_03 | Electricity | Dispatch-Generation | ON | 2020 | Fall | Generic - Generator |  |  | 0 | ON
LCP_Inputs_ON_Diverse_2023_04_03 | Electricity | Dispatch-Generation | ON | 2020 | Fall | Hydro |  |  | 9150381.7339 | ON
LCP_Inputs_ON_Diverse_2023_04_03 | Electricity | Dispatch-Generation | ON | 2020 | Fall | Nuclear |  |  | 22869100.8 | ON
LCP_Inputs_ON_Diverse_2023_04_03 | Electricity | Dispatch-Generation | ON | 2020 | Fall | Nuclear SMR |  |  | 0 | ON
LCP_Inputs_ON_Diverse_2023_04_03 | Electricity | Dispatch-Generation | ON | 2020 | Fall | Solar PV |  |  | 124524.6989 | ON
LCP_Inputs_ON_Diverse_2023_04_03 | Electricity | Dispatch-Generation | ON | 2020 | Fall | Wind Offshore |  |  | 0 | ON
LCP_Inputs_ON_Diverse_2023_04_03 | Electricity | Dispatch-Generation | ON | 2020 | Fall | Wind Onshore |  |  | 5353691.4831 | ON
LCP_Inputs_ON_Diverse_2023_04_03 | Electricity | Dispatch-Generation | ON | 2020 | Spring | Biomass |  |  | 0 | ON
LCP_Inputs_ON_Diverse_2023_04_03 | Electricity | Dispatch-Generation | ON | 2020 | Spring | Biomass + CCS |  |  | 0 | ON
LCP_Inputs_ON_Diverse_2023_04_03 | Electricity | Dispatch-Generation | ON | 2020 | Spring | Fossil Fuel Thermal (Coal, Peat, Oil) |  |  | 0 | ON
LCP_Inputs_ON_Diverse_2023_04_03 | Electricity | Dispatch-Generation | ON | 2020 | Spring | Generic - Generator |  |  | 0 | ON
LCP_Inputs_ON_Diverse_2023_04_03 | Electricity | Dispatch-Generation | ON | 2020 | Spring | Hydro |  |  | 8494636.8995 | ON
LCP_Inputs_ON_Diverse_2023_04_03 | Electricity | Dispatch-Generation | ON | 2020 | Spring | Nuclear |  |  | 22869100.8 | ON
LCP_Inputs_ON_Diverse_2023_04_03 | Electricity | Dispatch-Generation | ON | 2020 | Spring | Nuclear SMR |  |  | 0 | ON
LCP_Inputs_ON_Diverse_2023_04_03 | Electricity | Dispatch-Generation | ON | 2020 | Spring | Solar PV |  |  | 253685.6536 | ON
LCP_Inputs_ON_Diverse_2023_04_03 | Electricity | Dispatch-Generation | ON | 2020 | Spring | Wind Offshore |  |  | 0 | ON
LCP_Inputs_ON_Diverse_2023_04_03 | Electricity | Dispatch-Generation | ON | 2020 | Spring | Wind Onshore |  |  | 6169386.2673 | ON
LCP_Inputs_ON_Diverse_2023_04_03 | Electricity | Dispatch-Generation | ON | 2020 | Summer | Biomass |  |  | 0 | ON
LCP_Inputs_ON_Diverse_2023_04_03 | Electricity | Dispatch-Generation | ON | 2020 | Summer | Biomass + CCS |  |  | 0 | ON
LCP_Inputs_ON_Diverse_2023_04_03 | Electricity | Dispatch-Generation | ON | 2020 | Summer | Fossil Fuel Thermal (Coal, Peat, Oil) |  |  | 0 | ON
LCP_Inputs_ON_Diverse_2023_04_03 | Electricity | Dispatch-Generation | ON | 2020 | Summer | Generic - Generator |  |  | 0 | ON
LCP_Inputs_ON_Diverse_2023_04_03 | Electricity | Dispatch-Generation | ON | 2020 | Summer | Hydro |  |  | 8346145.9266 | ON
LCP_Inputs_ON_Diverse_2023_04_03 | Electricity | Dispatch-Generation | ON | 2020 | Summer | Nuclear |  |  | 22869100.8 | ON
LCP_Inputs_ON_Diverse_2023_04_03 | Electricity | Dispatch-Generation | ON | 2020 | Summer | Nuclear SMR |  |  | 0 | ON
LCP_Inputs_ON_Diverse_2023_04_03 | Electricity | Dispatch-Generation | ON | 2020 | Summer | Solar PV |  |  | 236313.783 | ON
LCP_Inputs_ON_Diverse_2023_04_03 | Electricity | Dispatch-Generation | ON | 2020 | Summer | Wind Offshore |  |  | 0 | ON
LCP_Inputs_ON_Diverse_2023_04_03 | Electricity | Dispatch-Generation | ON | 2020 | Summer | Wind Onshore |  |  | 3793977.483 | ON
LCP_Inputs_ON_Diverse_2023_04_03 | Electricity | Dispatch-Generation | ON | 2020 | Winter | Biomass |  |  | 0 | ON
LCP_Inputs_ON_Diverse_2023_04_03 | Electricity | Dispatch-Generation | ON | 2020 | Winter | Biomass + CCS |  |  | 0 | ON
LCP_Inputs_ON_Diverse_2023_04_03 | Electricity | Dispatch-Generation | ON | 2020 | Winter | Fossil Fuel Thermal (Coal, Peat, Oil) |  |  | 0 | ON
LCP_Inputs_ON_Diverse_2023_04_03 | Electricity | Dispatch-Generation | ON | 2020 | Winter | Generic - Generator |  |  | 0 | ON
LCP_Inputs_ON_Diverse_2023_04_03 | Electricity | Dispatch-Generation | ON | 2020 | Winter | Hydro |  |  | 12254174.1649 | ON
LCP_Inputs_ON_Diverse_2023_04_03 | Electricity | Dispatch-Generation | ON | 2020 | Winter | Nuclear |  |  | 22869100.8 | ON
LCP_Inputs_ON_Diverse_2023_04_03 | Electricity | Dispatch-Generation | ON | 2020 | Winter | Nuclear SMR |  |  | 0 | ON
LCP_Inputs_ON_Diverse_2023_04_03 | Electricity | Dispatch-Generation | ON | 2020 | Winter | Solar PV |  |  | 46261.5502 | ON
LCP_Inputs_ON_Diverse_2023_04_03 | Electricity | Dispatch-Generation | ON | 2020 | Winter | Wind Offshore |  |  | 0 | ON
LCP_Inputs_ON_Diverse_2023_04_03 | Electricity | Dispatch-Generation | ON | 2020 | Winter | Wind Onshore |  |  | 7293184.5144 | ON
LCP_Inputs_ON_Diverse_2023_04_03 | Electricity | Dispatch-Generation | ON | 2020 | Winter Peak | Biomass |  |  | 0 | ON
LCP_Inputs_ON_Diverse_2023_04_03 | Electricity | Dispatch-Generation | ON | 2020 | Winter Peak | Biomass + CCS |  |  | 0 | ON
LCP_Inputs_ON_Diverse_2023_04_03 | Electricity | Dispatch-Generation | ON | 2020 | Winter Peak | Fossil Fuel Thermal (Coal, Peat, Oil) |  |  | 0 | ON
LCP_Inputs_ON_Diverse_2023_04_03 | Electricity | Dispatch-Generation | ON | 2020 | Winter Peak | Generic - Generator |  |  | 0 | ON
LCP_Inputs_ON_Diverse_2023_04_03 | Electricity | Dispatch-Generation | ON | 2020 | Winter Peak | Hydro |  |  | 134661.2546 | ON
LCP_Inputs_ON_Diverse_2023_04_03 | Electricity | Dispatch-Generation | ON | 2020 | Winter Peak | Nuclear |  |  | 251308.8 | ON
LCP_Inputs_ON_Diverse_2023_04_03 | Electricity | Dispatch-Generation | ON | 2020 | Winter Peak | Nuclear SMR |  |  | 0 | ON
LCP_Inputs_ON_Diverse_2023_04_03 | Electricity | Dispatch-Generation | ON | 2020 | Winter Peak | Solar PV |  |  | 508.3687 | ON
LCP_Inputs_ON_Diverse_2023_04_03 | Electricity | Dispatch-Generation | ON | 2020 | Winter Peak | Wind Offshore |  |  | 0 | ON
LCP_Inputs_ON_Diverse_2023_04_03 | Electricity | Dispatch-Generation | ON | 2020 | Winter Peak | Wind Onshore |  |  | 0 | ON
LCP_Inputs_ON_Diverse_2023_04_03 | Electricity | Dispatch-Generation | ON | 2030 | Fall | Biomass |  |  | 0 | ON
LCP_Inputs_ON_Diverse_2023_04_03 | Electricity | Dispatch-Generation | ON | 2030 | Fall | Biomass + CCS |  |  | 0 | ON
LCP_Inputs_ON_Diverse_2023_04_03 | Electricity | Dispatch-Generation | ON | 2030 | Fall | Fossil Fuel Thermal (Coal, Peat, Oil) |  |  | 0 | ON
LCP_Inputs_ON_Diverse_2023_04_03 | Electricity | Dispatch-Generation | ON | 2030 | Fall | Generic - Generator |  |  | 0 | ON
LCP_Inputs_ON_Diverse_2023_04_03 | Electricity | Dispatch-Generation | ON | 2030 | Fall | Hydro |  |  | 9199490.0807 | ON
LCP_Inputs_ON_Diverse_2023_04_03 | Electricity | Dispatch-Generation | ON | 2030 | Fall | Nuclear |  |  | 17484230.4 | ON
LCP_Inputs_ON_Diverse_2023_04_03 | Electricity | Dispatch-Generation | ON | 2030 | Fall | Nuclear SMR |  |  | 611520 | ON
LCP_Inputs_ON_Diverse_2023_04_03 | Electricity | Dispatch-Generation | ON | 2030 | Fall | Solar PV |  |  | 179492.7145 | ON
LCP_Inputs_ON_Diverse_2023_04_03 | Electricity | Dispatch-Generation | ON | 2030 | Fall | Wind Offshore |  |  | 0 | ON
LCP_Inputs_ON_Diverse_2023_04_03 | Electricity | Dispatch-Generation | ON | 2030 | Fall | Wind Onshore |  |  | 19909504.0249 | ON
LCP_Inputs_ON_Diverse_2023_04_03 | Electricity | Dispatch-Generation | ON | 2030 | Spring | Biomass |  |  | 0 | ON
LCP_Inputs_ON_Diverse_2023_04_03 | Electricity | Dispatch-Generation | ON | 2030 | Spring | Biomass + CCS |  |  | 0 | ON
LCP_Inputs_ON_Diverse_2023_04_03 | Electricity | Dispatch-Generation | ON | 2030 | Spring | Fossil Fuel Thermal (Coal, Peat, Oil) |  |  | 0 | ON
LCP_Inputs_ON_Diverse_2023_04_03 | Electricity | Dispatch-Generation | ON | 2030 | Spring | Generic - Generator |  |  | 0 | ON
LCP_Inputs_ON_Diverse_2023_04_03 | Electricity | Dispatch-Generation | ON | 2030 | Spring | Hydro |  |  | 8510240.399 | ON
LCP_Inputs_ON_Diverse_2023_04_03 | Electricity | Dispatch-Generation | ON | 2030 | Spring | Nuclear |  |  | 17484230.4 | ON
LCP_Inputs_ON_Diverse_2023_04_03 | Electricity | Dispatch-Generation | ON | 2030 | Spring | Nuclear SMR |  |  | 551460 | ON
LCP_Inputs_ON_Diverse_2023_04_03 | Electricity | Dispatch-Generation | ON | 2030 | Spring | Solar PV |  |  | 365668.2329 | ON
LCP_Inputs_ON_Diverse_2023_04_03 | Electricity | Dispatch-Generation | ON | 2030 | Spring | Wind Offshore |  |  | 0 | ON
LCP_Inputs_ON_Diverse_2023_04_03 | Electricity | Dispatch-Generation | ON | 2030 | Spring | Wind Onshore |  |  | 23059016.7926 | ON
LCP_Inputs_ON_Diverse_2023_04_03 | Electricity | Dispatch-Generation | ON | 2030 | Summer | Biomass |  |  | 0 | ON
LCP_Inputs_ON_Diverse_2023_04_03 | Electricity | Dispatch-Generation | ON | 2030 | Summer | Biomass + CCS |  |  | 0 | ON
LCP_Inputs_ON_Diverse_2023_04_03 | Electricity | Dispatch-Generation | ON | 2030 | Summer | Fossil Fuel Thermal (Coal, Peat, Oil) |  |  | 0 | ON
LCP_Inputs_ON_Diverse_2023_04_03 | Electricity | Dispatch-Generation | ON | 2030 | Summer | Generic - Generator |  |  | 0 | ON
LCP_Inputs_ON_Diverse_2023_04_03 | Electricity | Dispatch-Generation | ON | 2030 | Summer | Hydro |  |  | 8361476.6682 | ON
LCP_Inputs_ON_Diverse_2023_04_03 | Electricity | Dispatch-Generation | ON | 2030 | Summer | Nuclear |  |  | 17484230.4 | ON
LCP_Inputs_ON_Diverse_2023_04_03 | Electricity | Dispatch-Generation | ON | 2030 | Summer | Nuclear SMR |  |  | 638820 | ON
LCP_Inputs_ON_Diverse_2023_04_03 | Electricity | Dispatch-Generation | ON | 2030 | Summer | Solar PV |  |  | 340628.0261 | ON
LCP_Inputs_ON_Diverse_2023_04_03 | Electricity | Dispatch-Generation | ON | 2030 | Summer | Wind Offshore |  |  | 0 | ON
LCP_Inputs_ON_Diverse_2023_04_03 | Electricity | Dispatch-Generation | ON | 2030 | Summer | Wind Onshore |  |  | 14057855.5993 | ON
LCP_Inputs_ON_Diverse_2023_04_03 | Electricity | Dispatch-Generation | ON | 2030 | Winter | Biomass |  |  | 0 | ON
LCP_Inputs_ON_Diverse_2023_04_03 | Electricity | Dispatch-Generation | ON | 2030 | Winter | Biomass + CCS |  |  | 0 | ON
LCP_Inputs_ON_Diverse_2023_04_03 | Electricity | Dispatch-Generation | ON | 2030 | Winter | Fossil Fuel Thermal (Coal, Peat, Oil) |  |  | 0 | ON
LCP_Inputs_ON_Diverse_2023_04_03 | Electricity | Dispatch-Generation | ON | 2030 | Winter | Generic - Generator |  |  | 0 | ON
LCP_Inputs_ON_Diverse_2023_04_03 | Electricity | Dispatch-Generation | ON | 2030 | Winter | Hydro |  |  | 12276683.4261 | ON
LCP_Inputs_ON_Diverse_2023_04_03 | Electricity | Dispatch-Generation | ON | 2030 | Winter | Nuclear |  |  | 17484230.4 | ON
LCP_Inputs_ON_Diverse_2023_04_03 | Electricity | Dispatch-Generation | ON | 2030 | Winter | Nuclear SMR |  |  | 644280 | ON
LCP_Inputs_ON_Diverse_2023_04_03 | Electricity | Dispatch-Generation | ON | 2030 | Winter | Solar PV |  |  | 66682.4437 | ON
LCP_Inputs_ON_Diverse_2023_04_03 | Electricity | Dispatch-Generation | ON | 2030 | Winter | Wind Offshore |  |  | 0 | ON
LCP_Inputs_ON_Diverse_2023_04_03 | Electricity | Dispatch-Generation | ON | 2030 | Winter | Wind Onshore |  |  | 27259383.1709 | ON
LCP_Inputs_ON_Diverse_2023_04_03 | Electricity | Dispatch-Generation | ON | 2030 | Winter Peak | Biomass |  |  | 0 | ON
LCP_Inputs_ON_Diverse_2023_04_03 | Electricity | Dispatch-Generation | ON | 2030 | Winter Peak | Biomass + CCS |  |  | 0 | ON
LCP_Inputs_ON_Diverse_2023_04_03 | Electricity | Dispatch-Generation | ON | 2030 | Winter Peak | Fossil Fuel Thermal (Coal, Peat, Oil) |  |  | 0 | ON
LCP_Inputs_ON_Diverse_2023_04_03 | Electricity | Dispatch-Generation | ON | 2030 | Winter Peak | Generic - Generator |  |  | 0 | ON
LCP_Inputs_ON_Diverse_2023_04_03 | Electricity | Dispatch-Generation | ON | 2030 | Winter Peak | Hydro |  |  | 134908.6091 | ON
LCP_Inputs_ON_Diverse_2023_04_03 | Electricity | Dispatch-Generation | ON | 2030 | Winter Peak | Nuclear |  |  | 240168 | ON
LCP_Inputs_ON_Diverse_2023_04_03 | Electricity | Dispatch-Generation | ON | 2030 | Winter Peak | Nuclear SMR |  |  | 7200 | ON
LCP_Inputs_ON_Diverse_2023_04_03 | Electricity | Dispatch-Generation | ON | 2030 | Winter Peak | Solar PV |  |  | 732.7741 | ON
LCP_Inputs_ON_Diverse_2023_04_03 | Electricity | Dispatch-Generation | ON | 2030 | Winter Peak | Wind Offshore |  |  | 0 | ON
LCP_Inputs_ON_Diverse_2023_04_03 | Electricity | Dispatch-Generation | ON | 2030 | Winter Peak | Wind Onshore |  |  | 0 | ON
LCP_Inputs_ON_Diverse_2023_04_03 | Electricity | Dispatch-Generation | ON | 2040 | Fall | Biomass |  |  | 0 | ON
LCP_Inputs_ON_Diverse_2023_04_03 | Electricity | Dispatch-Generation | ON | 2040 | Fall | Biomass + CCS |  |  | 0 | ON
LCP_Inputs_ON_Diverse_2023_04_03 | Electricity | Dispatch-Generation | ON | 2040 | Fall | Fossil Fuel Thermal (Coal, Peat, Oil) |  |  | 0 | ON
LCP_Inputs_ON_Diverse_2023_04_03 | Electricity | Dispatch-Generation | ON | 2040 | Fall | Generic - Generator |  |  | 0 | ON
LCP_Inputs_ON_Diverse_2023_04_03 | Electricity | Dispatch-Generation | ON | 2040 | Fall | Hydro |  |  | 9199490.0807 | ON
LCP_Inputs_ON_Diverse_2023_04_03 | Electricity | Dispatch-Generation | ON | 2040 | Fall | Nuclear |  |  | 20339155.2 | ON
LCP_Inputs_ON_Diverse_2023_04_03 | Electricity | Dispatch-Generation | ON | 2040 | Fall | Nuclear SMR |  |  | 638820 | ON
LCP_Inputs_ON_Diverse_2023_04_03 | Electricity | Dispatch-Generation | ON | 2040 | Fall | Solar PV |  |  | 1597585.7306 | ON
LCP_Inputs_ON_Diverse_2023_04_03 | Electricity | Dispatch-Generation | ON | 2040 | Fall | Wind Offshore |  |  | 0 | ON
LCP_Inputs_ON_Diverse_2023_04_03 | Electricity | Dispatch-Generation | ON | 2040 | Fall | Wind Onshore |  |  | 41535518.8009 | ON
LCP_Inputs_ON_Diverse_2023_04_03 | Electricity | Dispatch-Generation | ON | 2040 | Spring | Biomass |  |  | 0 | ON
LCP_Inputs_ON_Diverse_2023_04_03 | Electricity | Dispatch-Generation | ON | 2040 | Spring | Biomass + CCS |  |  | 0 | ON
LCP_Inputs_ON_Diverse_2023_04_03 | Electricity | Dispatch-Generation | ON | 2040 | Spring | Fossil Fuel Thermal (Coal, Peat, Oil) |  |  | 0 | ON
LCP_Inputs_ON_Diverse_2023_04_03 | Electricity | Dispatch-Generation | ON | 2040 | Spring | Generic - Generator |  |  | 0 | ON
LCP_Inputs_ON_Diverse_2023_04_03 | Electricity | Dispatch-Generation | ON | 2040 | Spring | Hydro |  |  | 8510240.399 | ON
LCP_Inputs_ON_Diverse_2023_04_03 | Electricity | Dispatch-Generation | ON | 2040 | Spring | Nuclear |  |  | 20339155.2 | ON
LCP_Inputs_ON_Diverse_2023_04_03 | Electricity | Dispatch-Generation | ON | 2040 | Spring | Nuclear SMR |  |  | 524160 | ON
LCP_Inputs_ON_Diverse_2023_04_03 | Electricity | Dispatch-Generation | ON | 2040 | Spring | Solar PV |  |  | 3254652.1604 | ON
LCP_Inputs_ON_Diverse_2023_04_03 | Electricity | Dispatch-Generation | ON | 2040 | Spring | Wind Offshore |  |  | 0 | ON
LCP_Inputs_ON_Diverse_2023_04_03 | Electricity | Dispatch-Generation | ON | 2040 | Spring | Wind Onshore |  |  | 47863919.7093 | ON
LCP_Inputs_ON_Diverse_2023_04_03 | Electricity | Dispatch-Generation | ON | 2040 | Summer | Biomass |  |  | 0 | ON
LCP_Inputs_ON_Diverse_2023_04_03 | Electricity | Dispatch-Generation | ON | 2040 | Summer | Biomass + CCS |  |  | 0 | ON
LCP_Inputs_ON_Diverse_2023_04_03 | Electricity | Dispatch-Generation | ON | 2040 | Summer | Fossil Fuel Thermal (Coal, Peat, Oil) |  |  | 0 | ON
LCP_Inputs_ON_Diverse_2023_04_03 | Electricity | Dispatch-Generation | ON | 2040 | Summer | Generic - Generator |  |  | 0 | ON
LCP_Inputs_ON_Diverse_2023_04_03 | Electricity | Dispatch-Generation | ON | 2040 | Summer | Hydro |  |  | 8361476.6682 | ON
LCP_Inputs_ON_Diverse_2023_04_03 | Electricity | Dispatch-Generation | ON | 2040 | Summer | Nuclear |  |  | 20339155.2 | ON
LCP_Inputs_ON_Diverse_2023_04_03 | Electricity | Dispatch-Generation | ON | 2040 | Summer | Nuclear SMR |  |  | 649740 | ON
LCP_Inputs_ON_Diverse_2023_04_03 | Electricity | Dispatch-Generation | ON | 2040 | Summer | Solar PV |  |  | 3031780.2893 | ON
LCP_Inputs_ON_Diverse_2023_04_03 | Electricity | Dispatch-Generation | ON | 2040 | Summer | Wind Offshore |  |  | 0 | ON
LCP_Inputs_ON_Diverse_2023_04_03 | Electricity | Dispatch-Generation | ON | 2040 | Summer | Wind Onshore |  |  | 29434797.1999 | ON
LCP_Inputs_ON_Diverse_2023_04_03 | Electricity | Dispatch-Generation | ON | 2040 | Winter | Biomass |  |  | 0 | ON
LCP_Inputs_ON_Diverse_2023_04_03 | Electricity | Dispatch-Generation | ON | 2040 | Winter | Biomass + CCS |  |  | 0 | ON
LCP_Inputs_ON_Diverse_2023_04_03 | Electricity | Dispatch-Generation | ON | 2040 | Winter | Fossil Fuel Thermal (Coal, Peat, Oil) |  |  | 0 | ON
LCP_Inputs_ON_Diverse_2023_04_03 | Electricity | Dispatch-Generation | ON | 2040 | Winter | Generic - Generator |  |  | 0 | ON
LCP_Inputs_ON_Diverse_2023_04_03 | Electricity | Dispatch-Generation | ON | 2040 | Winter | Hydro |  |  | 12276683.4261 | ON
LCP_Inputs_ON_Diverse_2023_04_03 | Electricity | Dispatch-Generation | ON | 2040 | Winter | Nuclear |  |  | 20339155.2 | ON
LCP_Inputs_ON_Diverse_2023_04_03 | Electricity | Dispatch-Generation | ON | 2040 | Winter | Nuclear SMR |  |  | 524160 | ON
LCP_Inputs_ON_Diverse_2023_04_03 | Electricity | Dispatch-Generation | ON | 2040 | Winter | Solar PV |  |  | 593511.1115 | ON
LCP_Inputs_ON_Diverse_2023_04_03 | Electricity | Dispatch-Generation | ON | 2040 | Winter | Wind Offshore |  |  | 0 | ON
LCP_Inputs_ON_Diverse_2023_04_03 | Electricity | Dispatch-Generation | ON | 2040 | Winter | Wind Onshore |  |  | 56582678.2275 | ON
LCP_Inputs_ON_Diverse_2023_04_03 | Electricity | Dispatch-Generation | ON | 2040 | Winter Peak | Biomass |  |  | 13206 | ON
LCP_Inputs_ON_Diverse_2023_04_03 | Electricity | Dispatch-Generation | ON | 2040 | Winter Peak | Biomass + CCS |  |  | 0 | ON
LCP_Inputs_ON_Diverse_2023_04_03 | Electricity | Dispatch-Generation | ON | 2040 | Winter Peak | Fossil Fuel Thermal (Coal, Peat, Oil) |  |  | 0 | ON
LCP_Inputs_ON_Diverse_2023_04_03 | Electricity | Dispatch-Generation | ON | 2040 | Winter Peak | Generic - Generator |  |  | 0 | ON
LCP_Inputs_ON_Diverse_2023_04_03 | Electricity | Dispatch-Generation | ON | 2040 | Winter Peak | Hydro |  |  | 134908.6091 | ON
LCP_Inputs_ON_Diverse_2023_04_03 | Electricity | Dispatch-Generation | ON | 2040 | Winter Peak | Nuclear |  |  | 279384 | ON
LCP_Inputs_ON_Diverse_2023_04_03 | Electricity | Dispatch-Generation | ON | 2040 | Winter Peak | Nuclear SMR |  |  | 7200 | ON
LCP_Inputs_ON_Diverse_2023_04_03 | Electricity | Dispatch-Generation | ON | 2040 | Winter Peak | Solar PV |  |  | 6522.1001 | ON
LCP_Inputs_ON_Diverse_2023_04_03 | Electricity | Dispatch-Generation | ON | 2040 | Winter Peak | Wind Offshore |  |  | 0 | ON
LCP_Inputs_ON_Diverse_2023_04_03 | Electricity | Dispatch-Generation | ON | 2040 | Winter Peak | Wind Onshore |  |  | 0 | ON
LCP_Inputs_ON_Diverse_2023_04_03 | Electricity | Dispatch-Generation | ON | 2050 | Fall | Biomass |  |  | 0 | ON
LCP_Inputs_ON_Diverse_2023_04_03 | Electricity | Dispatch-Generation | ON | 2050 | Fall | Biomass + CCS |  |  | 613103.4 | ON
LCP_Inputs_ON_Diverse_2023_04_03 | Electricity | Dispatch-Generation | ON | 2050 | Fall | Fossil Fuel Thermal (Coal, Peat, Oil) |  |  | 0 | ON
LCP_Inputs_ON_Diverse_2023_04_03 | Electricity | Dispatch-Generation | ON | 2050 | Fall | Generic - Generator |  |  | 0 | ON
LCP_Inputs_ON_Diverse_2023_04_03 | Electricity | Dispatch-Generation | ON | 2050 | Fall | Hydro |  |  | 9199490.0807 | ON
LCP_Inputs_ON_Diverse_2023_04_03 | Electricity | Dispatch-Generation | ON | 2050 | Fall | Nuclear |  |  | 20339155.2 | ON
LCP_Inputs_ON_Diverse_2023_04_03 | Electricity | Dispatch-Generation | ON | 2050 | Fall | Nuclear SMR |  |  | 7871302.3444 | ON
LCP_Inputs_ON_Diverse_2023_04_03 | Electricity | Dispatch-Generation | ON | 2050 | Fall | Solar PV |  |  | 2259807.0373 | ON
LCP_Inputs_ON_Diverse_2023_04_03 | Electricity | Dispatch-Generation | ON | 2050 | Fall | Wind Offshore |  |  | 0 | ON
LCP_Inputs_ON_Diverse_2023_04_03 | Electricity | Dispatch-Generation | ON | 2050 | Fall | Wind Onshore |  |  | 72880203.4292 | ON
LCP_Inputs_ON_Diverse_2023_04_03 | Electricity | Dispatch-Generation | ON | 2050 | Spring | Biomass |  |  | 0 | ON
LCP_Inputs_ON_Diverse_2023_04_03 | Electricity | Dispatch-Generation | ON | 2050 | Spring | Biomass + CCS |  |  | 613103.4 | ON
LCP_Inputs_ON_Diverse_2023_04_03 | Electricity | Dispatch-Generation | ON | 2050 | Spring | Fossil Fuel Thermal (Coal, Peat, Oil) |  |  | 0 | ON
LCP_Inputs_ON_Diverse_2023_04_03 | Electricity | Dispatch-Generation | ON | 2050 | Spring | Generic - Generator |  |  | 0 | ON
LCP_Inputs_ON_Diverse_2023_04_03 | Electricity | Dispatch-Generation | ON | 2050 | Spring | Hydro |  |  | 8510240.399 | ON
LCP_Inputs_ON_Diverse_2023_04_03 | Electricity | Dispatch-Generation | ON | 2050 | Spring | Nuclear |  |  | 20339155.2 | ON
LCP_Inputs_ON_Diverse_2023_04_03 | Electricity | Dispatch-Generation | ON | 2050 | Spring | Nuclear SMR |  |  | 7871302.3444 | ON
LCP_Inputs_ON_Diverse_2023_04_03 | Electricity | Dispatch-Generation | ON | 2050 | Spring | Solar PV |  |  | 4603750.3435 | ON
LCP_Inputs_ON_Diverse_2023_04_03 | Electricity | Dispatch-Generation | ON | 2050 | Spring | Wind Offshore |  |  | 0 | ON
LCP_Inputs_ON_Diverse_2023_04_03 | Electricity | Dispatch-Generation | ON | 2050 | Spring | Wind Onshore |  |  | 83984317.6644 | ON
LCP_Inputs_ON_Diverse_2023_04_03 | Electricity | Dispatch-Generation | ON | 2050 | Summer | Biomass |  |  | 0 | ON
LCP_Inputs_ON_Diverse_2023_04_03 | Electricity | Dispatch-Generation | ON | 2050 | Summer | Biomass + CCS |  |  | 613103.4 | ON
LCP_Inputs_ON_Diverse_2023_04_03 | Electricity | Dispatch-Generation | ON | 2050 | Summer | Fossil Fuel Thermal (Coal, Peat, Oil) |  |  | 0 | ON
LCP_Inputs_ON_Diverse_2023_04_03 | Electricity | Dispatch-Generation | ON | 2050 | Summer | Generic - Generator |  |  | 0 | ON
LCP_Inputs_ON_Diverse_2023_04_03 | Electricity | Dispatch-Generation | ON | 2050 | Summer | Hydro |  |  | 8361476.6682 | ON
LCP_Inputs_ON_Diverse_2023_04_03 | Electricity | Dispatch-Generation | ON | 2050 | Summer | Nuclear |  |  | 20339155.2 | ON
LCP_Inputs_ON_Diverse_2023_04_03 | Electricity | Dispatch-Generation | ON | 2050 | Summer | Nuclear SMR |  |  | 7871302.3444 | ON
LCP_Inputs_ON_Diverse_2023_04_03 | Electricity | Dispatch-Generation | ON | 2050 | Summer | Solar PV |  |  | 4288495.0097 | ON
LCP_Inputs_ON_Diverse_2023_04_03 | Electricity | Dispatch-Generation | ON | 2050 | Summer | Wind Offshore |  |  | 0 | ON
LCP_Inputs_ON_Diverse_2023_04_03 | Electricity | Dispatch-Generation | ON | 2050 | Summer | Wind Onshore |  |  | 51647699.8423 | ON
LCP_Inputs_ON_Diverse_2023_04_03 | Electricity | Dispatch-Generation | ON | 2050 | Winter | Biomass |  |  | 0 | ON
LCP_Inputs_ON_Diverse_2023_04_03 | Electricity | Dispatch-Generation | ON | 2050 | Winter | Biomass + CCS |  |  | 613103.4 | ON
LCP_Inputs_ON_Diverse_2023_04_03 | Electricity | Dispatch-Generation | ON | 2050 | Winter | Fossil Fuel Thermal (Coal, Peat, Oil) |  |  | 0 | ON
LCP_Inputs_ON_Diverse_2023_04_03 | Electricity | Dispatch-Generation | ON | 2050 | Winter | Generic - Generator |  |  | 0 | ON
LCP_Inputs_ON_Diverse_2023_04_03 | Electricity | Dispatch-Generation | ON | 2050 | Winter | Hydro |  |  | 12276683.4261 | ON
LCP_Inputs_ON_Diverse_2023_04_03 | Electricity | Dispatch-Generation | ON | 2050 | Winter | Nuclear |  |  | 20339155.2 | ON
LCP_Inputs_ON_Diverse_2023_04_03 | Electricity | Dispatch-Generation | ON | 2050 | Winter | Nuclear SMR |  |  | 7871302.3444 | ON
LCP_Inputs_ON_Diverse_2023_04_03 | Electricity | Dispatch-Generation | ON | 2050 | Winter | Solar PV |  |  | 839529.6482 | ON
LCP_Inputs_ON_Diverse_2023_04_03 | Electricity | Dispatch-Generation | ON | 2050 | Winter | Wind Offshore |  |  | 0 | ON
LCP_Inputs_ON_Diverse_2023_04_03 | Electricity | Dispatch-Generation | ON | 2050 | Winter | Wind Onshore |  |  | 99282667.4336 | ON
LCP_Inputs_ON_Diverse_2023_04_03 | Electricity | Dispatch-Generation | ON | 2050 | Winter Peak | Biomass |  |  | 13206 | ON
LCP_Inputs_ON_Diverse_2023_04_03 | Electricity | Dispatch-Generation | ON | 2050 | Winter Peak | Biomass + CCS |  |  | 6737.4 | ON
LCP_Inputs_ON_Diverse_2023_04_03 | Electricity | Dispatch-Generation | ON | 2050 | Winter Peak | Fossil Fuel Thermal (Coal, Peat, Oil) |  |  | 0 | ON
LCP_Inputs_ON_Diverse_2023_04_03 | Electricity | Dispatch-Generation | ON | 2050 | Winter Peak | Generic - Generator |  |  | 0 | ON
LCP_Inputs_ON_Diverse_2023_04_03 | Electricity | Dispatch-Generation | ON | 2050 | Winter Peak | Hydro |  |  | 134908.6091 | ON
LCP_Inputs_ON_Diverse_2023_04_03 | Electricity | Dispatch-Generation | ON | 2050 | Winter Peak | Nuclear |  |  | 279384 | ON
LCP_Inputs_ON_Diverse_2023_04_03 | Electricity | Dispatch-Generation | ON | 2050 | Winter Peak | Nuclear SMR |  |  | 86497.828 | ON
LCP_Inputs_ON_Diverse_2023_04_03 | Electricity | Dispatch-Generation | ON | 2050 | Winter Peak | Solar PV |  |  | 9225.6005 | ON
LCP_Inputs_ON_Diverse_2023_04_03 | Electricity | Dispatch-Generation | ON | 2050 | Winter Peak | Wind Offshore |  |  | 0 | ON
LCP_Inputs_ON_Diverse_2023_04_03 | Electricity | Dispatch-Generation | ON | 2050 | Winter Peak | Wind Onshore |  |  | 0 | ON
LCP_Inputs_ON_Diverse_2023_04_03 | Electricity | Dispatch-Generation | PJ | 2020 | Fall | Biomass |  |  | 0 | PJ
LCP_Inputs_ON_Diverse_2023_04_03 | Electricity | Dispatch-Generation | PJ | 2020 | Fall | Biomass + CCS |  |  | 0 | PJ
LCP_Inputs_ON_Diverse_2023_04_03 | Electricity | Dispatch-Generation | PJ | 2020 | Fall | Fossil Fuel Thermal (Coal, Peat, Oil) |  |  | 0 | PJ
LCP_Inputs_ON_Diverse_2023_04_03 | Electricity | Dispatch-Generation | PJ | 2020 | Fall | Generic - Generator |  |  | 158758004.1799 | PJ
LCP_Inputs_ON_Diverse_2023_04_03 | Electricity | Dispatch-Generation | PJ | 2020 | Fall | Hydro |  |  | 3257460.2707 | PJ
LCP_Inputs_ON_Diverse_2023_04_03 | Electricity | Dispatch-Generation | PJ | 2020 | Fall | Nuclear |  |  | 23702200.704 | PJ
LCP_Inputs_ON_Diverse_2023_04_03 | Electricity | Dispatch-Generation | PJ | 2020 | Fall | Nuclear SMR |  |  | 0 | PJ
LCP_Inputs_ON_Diverse_2023_04_03 | Electricity | Dispatch-Generation | PJ | 2020 | Fall | Solar PV |  |  | 10823081.187 | PJ
LCP_Inputs_ON_Diverse_2023_04_03 | Electricity | Dispatch-Generation | PJ | 2020 | Fall | Wind Offshore |  |  | 6348.9918 | PJ
LCP_Inputs_ON_Diverse_2023_04_03 | Electricity | Dispatch-Generation | PJ | 2020 | Fall | Wind Onshore |  |  | 5869515.899 | PJ
LCP_Inputs_ON_Diverse_2023_04_03 | Electricity | Dispatch-Generation | PJ | 2020 | Spring | Biomass |  |  | 0 | PJ
LCP_Inputs_ON_Diverse_2023_04_03 | Electricity | Dispatch-Generation | PJ | 2020 | Spring | Biomass + CCS |  |  | 0 | PJ
LCP_Inputs_ON_Diverse_2023_04_03 | Electricity | Dispatch-Generation | PJ | 2020 | Spring | Fossil Fuel Thermal (Coal, Peat, Oil) |  |  | 0 | PJ
LCP_Inputs_ON_Diverse_2023_04_03 | Electricity | Dispatch-Generation | PJ | 2020 | Spring | Generic - Generator |  |  | 149023952.9248 | PJ
LCP_Inputs_ON_Diverse_2023_04_03 | Electricity | Dispatch-Generation | PJ | 2020 | Spring | Hydro |  |  | 3013402.8898 | PJ
LCP_Inputs_ON_Diverse_2023_04_03 | Electricity | Dispatch-Generation | PJ | 2020 | Spring | Nuclear |  |  | 23702200.704 | PJ
LCP_Inputs_ON_Diverse_2023_04_03 | Electricity | Dispatch-Generation | PJ | 2020 | Spring | Nuclear SMR |  |  | 0 | PJ
LCP_Inputs_ON_Diverse_2023_04_03 | Electricity | Dispatch-Generation | PJ | 2020 | Spring | Solar PV |  |  | 21654987.2008 | PJ
LCP_Inputs_ON_Diverse_2023_04_03 | Electricity | Dispatch-Generation | PJ | 2020 | Spring | Wind Offshore |  |  | 9363.1891 | PJ
LCP_Inputs_ON_Diverse_2023_04_03 | Electricity | Dispatch-Generation | PJ | 2020 | Spring | Wind Onshore |  |  | 8656081.0616 | PJ
LCP_Inputs_ON_Diverse_2023_04_03 | Electricity | Dispatch-Generation | PJ | 2020 | Summer | Biomass |  |  | 0 | PJ
LCP_Inputs_ON_Diverse_2023_04_03 | Electricity | Dispatch-Generation | PJ | 2020 | Summer | Biomass + CCS |  |  | 0 | PJ
LCP_Inputs_ON_Diverse_2023_04_03 | Electricity | Dispatch-Generation | PJ | 2020 | Summer | Fossil Fuel Thermal (Coal, Peat, Oil) |  |  | 0 | PJ
LCP_Inputs_ON_Diverse_2023_04_03 | Electricity | Dispatch-Generation | PJ | 2020 | Summer | Generic - Generator |  |  | 129130764.3851 | PJ
LCP_Inputs_ON_Diverse_2023_04_03 | Electricity | Dispatch-Generation | PJ | 2020 | Summer | Hydro |  |  | 2960726.9329 | PJ
LCP_Inputs_ON_Diverse_2023_04_03 | Electricity | Dispatch-Generation | PJ | 2020 | Summer | Nuclear |  |  | 23702200.704 | PJ
LCP_Inputs_ON_Diverse_2023_04_03 | Electricity | Dispatch-Generation | PJ | 2020 | Summer | Nuclear SMR |  |  | 0 | PJ
LCP_Inputs_ON_Diverse_2023_04_03 | Electricity | Dispatch-Generation | PJ | 2020 | Summer | Solar PV |  |  | 20539244.6764 | PJ
LCP_Inputs_ON_Diverse_2023_04_03 | Electricity | Dispatch-Generation | PJ | 2020 | Summer | Wind Offshore |  |  | 13291.442 | PJ
LCP_Inputs_ON_Diverse_2023_04_03 | Electricity | Dispatch-Generation | PJ | 2020 | Summer | Wind Onshore |  |  | 12287672.2736 | PJ
LCP_Inputs_ON_Diverse_2023_04_03 | Electricity | Dispatch-Generation | PJ | 2020 | Winter | Biomass |  |  | 0 | PJ
LCP_Inputs_ON_Diverse_2023_04_03 | Electricity | Dispatch-Generation | PJ | 2020 | Winter | Biomass + CCS |  |  | 0 | PJ
LCP_Inputs_ON_Diverse_2023_04_03 | Electricity | Dispatch-Generation | PJ | 2020 | Winter | Fossil Fuel Thermal (Coal, Peat, Oil) |  |  | 0 | PJ
LCP_Inputs_ON_Diverse_2023_04_03 | Electricity | Dispatch-Generation | PJ | 2020 | Winter | Generic - Generator |  |  | 188195564.0732 | PJ
LCP_Inputs_ON_Diverse_2023_04_03 | Electricity | Dispatch-Generation | PJ | 2020 | Winter | Hydro |  |  | 4347067.9533 | PJ
LCP_Inputs_ON_Diverse_2023_04_03 | Electricity | Dispatch-Generation | PJ | 2020 | Winter | Nuclear |  |  | 23702200.704 | PJ
LCP_Inputs_ON_Diverse_2023_04_03 | Electricity | Dispatch-Generation | PJ | 2020 | Winter | Nuclear SMR |  |  | 0 | PJ
LCP_Inputs_ON_Diverse_2023_04_03 | Electricity | Dispatch-Generation | PJ | 2020 | Winter | Solar PV |  |  | 4020828.9432 | PJ
LCP_Inputs_ON_Diverse_2023_04_03 | Electricity | Dispatch-Generation | PJ | 2020 | Winter | Wind Offshore |  |  | 11746.9397 | PJ
LCP_Inputs_ON_Diverse_2023_04_03 | Electricity | Dispatch-Generation | PJ | 2020 | Winter | Wind Onshore |  |  | 10859810.8223 | PJ
LCP_Inputs_ON_Diverse_2023_04_03 | Electricity | Dispatch-Generation | PJ | 2020 | Winter Peak | Biomass |  |  | 0 | PJ
LCP_Inputs_ON_Diverse_2023_04_03 | Electricity | Dispatch-Generation | PJ | 2020 | Winter Peak | Biomass + CCS |  |  | 0 | PJ
LCP_Inputs_ON_Diverse_2023_04_03 | Electricity | Dispatch-Generation | PJ | 2020 | Winter Peak | Fossil Fuel Thermal (Coal, Peat, Oil) |  |  | 0 | PJ
LCP_Inputs_ON_Diverse_2023_04_03 | Electricity | Dispatch-Generation | PJ | 2020 | Winter Peak | Generic - Generator |  |  | 1825446.2778 | PJ
LCP_Inputs_ON_Diverse_2023_04_03 | Electricity | Dispatch-Generation | PJ | 2020 | Winter Peak | Hydro |  |  | 47769.9775 | PJ
LCP_Inputs_ON_Diverse_2023_04_03 | Electricity | Dispatch-Generation | PJ | 2020 | Winter Peak | Nuclear |  |  | 260463.744 | PJ
LCP_Inputs_ON_Diverse_2023_04_03 | Electricity | Dispatch-Generation | PJ | 2020 | Winter Peak | Nuclear SMR |  |  | 0 | PJ
LCP_Inputs_ON_Diverse_2023_04_03 | Electricity | Dispatch-Generation | PJ | 2020 | Winter Peak | Solar PV |  |  | 44184.9334 | PJ
LCP_Inputs_ON_Diverse_2023_04_03 | Electricity | Dispatch-Generation | PJ | 2020 | Winter Peak | Wind Offshore |  |  | 190.8565 | PJ
LCP_Inputs_ON_Diverse_2023_04_03 | Electricity | Dispatch-Generation | PJ | 2020 | Winter Peak | Wind Onshore |  |  | 176443.0386 | PJ
LCP_Inputs_ON_Diverse_2023_04_03 | Electricity | Dispatch-Generation | PJ | 2030 | Fall | Biomass |  |  | 0 | PJ
LCP_Inputs_ON_Diverse_2023_04_03 | Electricity | Dispatch-Generation | PJ | 2030 | Fall | Biomass + CCS |  |  | 0 | PJ
LCP_Inputs_ON_Diverse_2023_04_03 | Electricity | Dispatch-Generation | PJ | 2030 | Fall | Fossil Fuel Thermal (Coal, Peat, Oil) |  |  | 0 | PJ
LCP_Inputs_ON_Diverse_2023_04_03 | Electricity | Dispatch-Generation | PJ | 2030 | Fall | Generic - Generator |  |  | 67764276.0342 | PJ
LCP_Inputs_ON_Diverse_2023_04_03 | Electricity | Dispatch-Generation | PJ | 2030 | Fall | Hydro |  |  | 3257460.2707 | PJ
LCP_Inputs_ON_Diverse_2023_04_03 | Electricity | Dispatch-Generation | PJ | 2030 | Fall | Nuclear |  |  | 16653995.904 | PJ
LCP_Inputs_ON_Diverse_2023_04_03 | Electricity | Dispatch-Generation | PJ | 2030 | Fall | Nuclear SMR |  |  | 0 | PJ
LCP_Inputs_ON_Diverse_2023_04_03 | Electricity | Dispatch-Generation | PJ | 2030 | Fall | Solar PV |  |  | 16250946.6373 | PJ
LCP_Inputs_ON_Diverse_2023_04_03 | Electricity | Dispatch-Generation | PJ | 2030 | Fall | Wind Offshore |  |  | 4095099.6829 | PJ
LCP_Inputs_ON_Diverse_2023_04_03 | Electricity | Dispatch-Generation | PJ | 2030 | Fall | Wind Onshore |  |  | 100791372.759 | PJ
LCP_Inputs_ON_Diverse_2023_04_03 | Electricity | Dispatch-Generation | PJ | 2030 | Spring | Biomass |  |  | 0 | PJ
LCP_Inputs_ON_Diverse_2023_04_03 | Electricity | Dispatch-Generation | PJ | 2030 | Spring | Biomass + CCS |  |  | 0 | PJ
LCP_Inputs_ON_Diverse_2023_04_03 | Electricity | Dispatch-Generation | PJ | 2030 | Spring | Fossil Fuel Thermal (Coal, Peat, Oil) |  |  | 0 | PJ
LCP_Inputs_ON_Diverse_2023_04_03 | Electricity | Dispatch-Generation | PJ | 2030 | Spring | Generic - Generator |  |  | 24626354.5652 | PJ
LCP_Inputs_ON_Diverse_2023_04_03 | Electricity | Dispatch-Generation | PJ | 2030 | Spring | Hydro |  |  | 3013402.8898 | PJ
LCP_Inputs_ON_Diverse_2023_04_03 | Electricity | Dispatch-Generation | PJ | 2030 | Spring | Nuclear |  |  | 16653995.904 | PJ
LCP_Inputs_ON_Diverse_2023_04_03 | Electricity | Dispatch-Generation | PJ | 2030 | Spring | Nuclear SMR |  |  | 0 | PJ
LCP_Inputs_ON_Diverse_2023_04_03 | Electricity | Dispatch-Generation | PJ | 2030 | Spring | Solar PV |  |  | 32515143.8255 | PJ
LCP_Inputs_ON_Diverse_2023_04_03 | Electricity | Dispatch-Generation | PJ | 2030 | Spring | Wind Offshore |  |  | 6039256.9712 | PJ
LCP_Inputs_ON_Diverse_2023_04_03 | Electricity | Dispatch-Generation | PJ | 2030 | Spring | Wind Onshore |  |  | 129820232.6734 | PJ
LCP_Inputs_ON_Diverse_2023_04_03 | Electricity | Dispatch-Generation | PJ | 2030 | Summer | Biomass |  |  | 0 | PJ
LCP_Inputs_ON_Diverse_2023_04_03 | Electricity | Dispatch-Generation | PJ | 2030 | Summer | Biomass + CCS |  |  | 0 | PJ
LCP_Inputs_ON_Diverse_2023_04_03 | Electricity | Dispatch-Generation | PJ | 2030 | Summer | Fossil Fuel Thermal (Coal, Peat, Oil) |  |  | 0 | PJ
LCP_Inputs_ON_Diverse_2023_04_03 | Electricity | Dispatch-Generation | PJ | 2030 | Summer | Generic - Generator |  |  | 0 | PJ
LCP_Inputs_ON_Diverse_2023_04_03 | Electricity | Dispatch-Generation | PJ | 2030 | Summer | Hydro |  |  | 2960726.9329 | PJ
LCP_Inputs_ON_Diverse_2023_04_03 | Electricity | Dispatch-Generation | PJ | 2030 | Summer | Nuclear |  |  | 16653995.904 | PJ
LCP_Inputs_ON_Diverse_2023_04_03 | Electricity | Dispatch-Generation | PJ | 2030 | Summer | Nuclear SMR |  |  | 0 | PJ
LCP_Inputs_ON_Diverse_2023_04_03 | Electricity | Dispatch-Generation | PJ | 2030 | Summer | Solar PV |  |  | 30839847.123 | PJ
LCP_Inputs_ON_Diverse_2023_04_03 | Electricity | Dispatch-Generation | PJ | 2030 | Summer | Wind Offshore |  |  | 8572980.0715 | PJ
LCP_Inputs_ON_Diverse_2023_04_03 | Electricity | Dispatch-Generation | PJ | 2030 | Summer | Wind Onshore |  |  | 137530292.6244 | PJ
LCP_Inputs_ON_Diverse_2023_04_03 | Electricity | Dispatch-Generation | PJ | 2030 | Winter | Biomass |  |  | 0 | PJ
LCP_Inputs_ON_Diverse_2023_04_03 | Electricity | Dispatch-Generation | PJ | 2030 | Winter | Biomass + CCS |  |  | 0 | PJ
LCP_Inputs_ON_Diverse_2023_04_03 | Electricity | Dispatch-Generation | PJ | 2030 | Winter | Fossil Fuel Thermal (Coal, Peat, Oil) |  |  | 0 | PJ
LCP_Inputs_ON_Diverse_2023_04_03 | Electricity | Dispatch-Generation | PJ | 2030 | Winter | Generic - Generator |  |  | 15558244.6491 | PJ
LCP_Inputs_ON_Diverse_2023_04_03 | Electricity | Dispatch-Generation | PJ | 2030 | Winter | Hydro |  |  | 4347067.9533 | PJ
LCP_Inputs_ON_Diverse_2023_04_03 | Electricity | Dispatch-Generation | PJ | 2030 | Winter | Nuclear |  |  | 16653995.904 | PJ
LCP_Inputs_ON_Diverse_2023_04_03 | Electricity | Dispatch-Generation | PJ | 2030 | Winter | Nuclear SMR |  |  | 0 | PJ
LCP_Inputs_ON_Diverse_2023_04_03 | Electricity | Dispatch-Generation | PJ | 2030 | Winter | Solar PV |  |  | 6037308.181 | PJ
LCP_Inputs_ON_Diverse_2023_04_03 | Electricity | Dispatch-Generation | PJ | 2030 | Winter | Wind Offshore |  |  | 7576776.1124 | PJ
LCP_Inputs_ON_Diverse_2023_04_03 | Electricity | Dispatch-Generation | PJ | 2030 | Winter | Wind Onshore |  |  | 186484756.0731 | PJ
LCP_Inputs_ON_Diverse_2023_04_03 | Electricity | Dispatch-Generation | PJ | 2030 | Winter Peak | Biomass |  |  | 0 | PJ
LCP_Inputs_ON_Diverse_2023_04_03 | Electricity | Dispatch-Generation | PJ | 2030 | Winter Peak | Biomass + CCS |  |  | 0 | PJ
LCP_Inputs_ON_Diverse_2023_04_03 | Electricity | Dispatch-Generation | PJ | 2030 | Winter Peak | Fossil Fuel Thermal (Coal, Peat, Oil) |  |  | 0 | PJ
LCP_Inputs_ON_Diverse_2023_04_03 | Electricity | Dispatch-Generation | PJ | 2030 | Winter Peak | Generic - Generator |  |  | 0 | PJ
LCP_Inputs_ON_Diverse_2023_04_03 | Electricity | Dispatch-Generation | PJ | 2030 | Winter Peak | Hydro |  |  | 47769.9775 | PJ
LCP_Inputs_ON_Diverse_2023_04_03 | Electricity | Dispatch-Generation | PJ | 2030 | Winter Peak | Nuclear |  |  | 183010.944 | PJ
LCP_Inputs_ON_Diverse_2023_04_03 | Electricity | Dispatch-Generation | PJ | 2030 | Winter Peak | Nuclear SMR |  |  | 0 | PJ
LCP_Inputs_ON_Diverse_2023_04_03 | Electricity | Dispatch-Generation | PJ | 2030 | Winter Peak | Solar PV |  |  | 66344.0459 | PJ
LCP_Inputs_ON_Diverse_2023_04_03 | Electricity | Dispatch-Generation | PJ | 2030 | Winter Peak | Wind Offshore |  |  | 123102.4575 | PJ
LCP_Inputs_ON_Diverse_2023_04_03 | Electricity | Dispatch-Generation | PJ | 2030 | Winter Peak | Wind Onshore |  |  | 2043908.2779 | PJ
LCP_Inputs_ON_Diverse_2023_04_03 | Electricity | Dispatch-Generation | PJ | 2040 | Fall | Biomass |  |  | 0 | PJ
LCP_Inputs_ON_Diverse_2023_04_03 | Electricity | Dispatch-Generation | PJ | 2040 | Fall | Biomass + CCS |  |  | 0 | PJ
LCP_Inputs_ON_Diverse_2023_04_03 | Electricity | Dispatch-Generation | PJ | 2040 | Fall | Fossil Fuel Thermal (Coal, Peat, Oil) |  |  | 0 | PJ
LCP_Inputs_ON_Diverse_2023_04_03 | Electricity | Dispatch-Generation | PJ | 2040 | Fall | Generic - Generator |  |  | 53886924.9704 | PJ
LCP_Inputs_ON_Diverse_2023_04_03 | Electricity | Dispatch-Generation | PJ | 2040 | Fall | Hydro |  |  | 3257460.2707 | PJ
LCP_Inputs_ON_Diverse_2023_04_03 | Electricity | Dispatch-Generation | PJ | 2040 | Fall | Nuclear |  |  | 16653995.904 | PJ
LCP_Inputs_ON_Diverse_2023_04_03 | Electricity | Dispatch-Generation | PJ | 2040 | Fall | Nuclear SMR |  |  | 0 | PJ
LCP_Inputs_ON_Diverse_2023_04_03 | Electricity | Dispatch-Generation | PJ | 2040 | Fall | Solar PV |  |  | 22068279.5573 | PJ
LCP_Inputs_ON_Diverse_2023_04_03 | Electricity | Dispatch-Generation | PJ | 2040 | Fall | Wind Offshore |  |  | 9385397.0639 | PJ
LCP_Inputs_ON_Diverse_2023_04_03 | Electricity | Dispatch-Generation | PJ | 2040 | Fall | Wind Onshore |  |  | 107148985.403 | PJ
LCP_Inputs_ON_Diverse_2023_04_03 | Electricity | Dispatch-Generation | PJ | 2040 | Spring | Biomass |  |  | 0 | PJ
LCP_Inputs_ON_Diverse_2023_04_03 | Electricity | Dispatch-Generation | PJ | 2040 | Spring | Biomass + CCS |  |  | 0 | PJ
LCP_Inputs_ON_Diverse_2023_04_03 | Electricity | Dispatch-Generation | PJ | 2040 | Spring | Fossil Fuel Thermal (Coal, Peat, Oil) |  |  | 0 | PJ
LCP_Inputs_ON_Diverse_2023_04_03 | Electricity | Dispatch-Generation | PJ | 2040 | Spring | Generic - Generator |  |  | 18857853.1344 | PJ
LCP_Inputs_ON_Diverse_2023_04_03 | Electricity | Dispatch-Generation | PJ | 2040 | Spring | Hydro |  |  | 3013402.8898 | PJ
LCP_Inputs_ON_Diverse_2023_04_03 | Electricity | Dispatch-Generation | PJ | 2040 | Spring | Nuclear |  |  | 16653995.904 | PJ
LCP_Inputs_ON_Diverse_2023_04_03 | Electricity | Dispatch-Generation | PJ | 2040 | Spring | Nuclear SMR |  |  | 0 | PJ
LCP_Inputs_ON_Diverse_2023_04_03 | Electricity | Dispatch-Generation | PJ | 2040 | Spring | Solar PV |  |  | 44154552.9503 | PJ
LCP_Inputs_ON_Diverse_2023_04_03 | Electricity | Dispatch-Generation | PJ | 2040 | Spring | Wind Offshore |  |  | 13841134.2909 | PJ
LCP_Inputs_ON_Diverse_2023_04_03 | Electricity | Dispatch-Generation | PJ | 2040 | Spring | Wind Onshore |  |  | 120716972.5379 | PJ
LCP_Inputs_ON_Diverse_2023_04_03 | Electricity | Dispatch-Generation | PJ | 2040 | Summer | Biomass |  |  | 0 | PJ
LCP_Inputs_ON_Diverse_2023_04_03 | Electricity | Dispatch-Generation | PJ | 2040 | Summer | Biomass + CCS |  |  | 0 | PJ
LCP_Inputs_ON_Diverse_2023_04_03 | Electricity | Dispatch-Generation | PJ | 2040 | Summer | Fossil Fuel Thermal (Coal, Peat, Oil) |  |  | 0 | PJ
LCP_Inputs_ON_Diverse_2023_04_03 | Electricity | Dispatch-Generation | PJ | 2040 | Summer | Generic - Generator |  |  | 0 | PJ
LCP_Inputs_ON_Diverse_2023_04_03 | Electricity | Dispatch-Generation | PJ | 2040 | Summer | Hydro |  |  | 2960726.9329 | PJ
LCP_Inputs_ON_Diverse_2023_04_03 | Electricity | Dispatch-Generation | PJ | 2040 | Summer | Nuclear |  |  | 16653995.904 | PJ
LCP_Inputs_ON_Diverse_2023_04_03 | Electricity | Dispatch-Generation | PJ | 2040 | Summer | Nuclear SMR |  |  | 0 | PJ
LCP_Inputs_ON_Diverse_2023_04_03 | Electricity | Dispatch-Generation | PJ | 2040 | Summer | Solar PV |  |  | 41879552.1889 | PJ
LCP_Inputs_ON_Diverse_2023_04_03 | Electricity | Dispatch-Generation | PJ | 2040 | Summer | Wind Offshore |  |  | 19648074.094 | PJ
LCP_Inputs_ON_Diverse_2023_04_03 | Electricity | Dispatch-Generation | PJ | 2040 | Summer | Wind Onshore |  |  | 126254582.0106 | PJ
LCP_Inputs_ON_Diverse_2023_04_03 | Electricity | Dispatch-Generation | PJ | 2040 | Winter | Biomass |  |  | 0 | PJ
LCP_Inputs_ON_Diverse_2023_04_03 | Electricity | Dispatch-Generation | PJ | 2040 | Winter | Biomass + CCS |  |  | 0 | PJ
LCP_Inputs_ON_Diverse_2023_04_03 | Electricity | Dispatch-Generation | PJ | 2040 | Winter | Fossil Fuel Thermal (Coal, Peat, Oil) |  |  | 0 | PJ
LCP_Inputs_ON_Diverse_2023_04_03 | Electricity | Dispatch-Generation | PJ | 2040 | Winter | Generic - Generator |  |  | 1933635.012 | PJ
LCP_Inputs_ON_Diverse_2023_04_03 | Electricity | Dispatch-Generation | PJ | 2040 | Winter | Hydro |  |  | 4347067.9533 | PJ
LCP_Inputs_ON_Diverse_2023_04_03 | Electricity | Dispatch-Generation | PJ | 2040 | Winter | Nuclear |  |  | 16653995.904 | PJ
LCP_Inputs_ON_Diverse_2023_04_03 | Electricity | Dispatch-Generation | PJ | 2040 | Winter | Nuclear SMR |  |  | 0 | PJ
LCP_Inputs_ON_Diverse_2023_04_03 | Electricity | Dispatch-Generation | PJ | 2040 | Winter | Solar PV |  |  | 8198476.5371 | PJ
LCP_Inputs_ON_Diverse_2023_04_03 | Electricity | Dispatch-Generation | PJ | 2040 | Winter | Wind Offshore |  |  | 17364913.6251 | PJ
LCP_Inputs_ON_Diverse_2023_04_03 | Electricity | Dispatch-Generation | PJ | 2040 | Winter | Wind Onshore |  |  | 195306630.6951 | PJ
LCP_Inputs_ON_Diverse_2023_04_03 | Electricity | Dispatch-Generation | PJ | 2040 | Winter Peak | Biomass |  |  | 0 | PJ
LCP_Inputs_ON_Diverse_2023_04_03 | Electricity | Dispatch-Generation | PJ | 2040 | Winter Peak | Biomass + CCS |  |  | 0 | PJ
LCP_Inputs_ON_Diverse_2023_04_03 | Electricity | Dispatch-Generation | PJ | 2040 | Winter Peak | Fossil Fuel Thermal (Coal, Peat, Oil) |  |  | 0 | PJ
LCP_Inputs_ON_Diverse_2023_04_03 | Electricity | Dispatch-Generation | PJ | 2040 | Winter Peak | Generic - Generator |  |  | 0 | PJ
LCP_Inputs_ON_Diverse_2023_04_03 | Electricity | Dispatch-Generation | PJ | 2040 | Winter Peak | Hydro |  |  | 45714.7453 | PJ
LCP_Inputs_ON_Diverse_2023_04_03 | Electricity | Dispatch-Generation | PJ | 2040 | Winter Peak | Nuclear |  |  | 183010.944 | PJ
LCP_Inputs_ON_Diverse_2023_04_03 | Electricity | Dispatch-Generation | PJ | 2040 | Winter Peak | Nuclear SMR |  |  | 0 | PJ
LCP_Inputs_ON_Diverse_2023_04_03 | Electricity | Dispatch-Generation | PJ | 2040 | Winter Peak | Solar PV |  |  | 90093.1488 | PJ
LCP_Inputs_ON_Diverse_2023_04_03 | Electricity | Dispatch-Generation | PJ | 2040 | Winter Peak | Wind Offshore |  |  | 275121.8527 | PJ
LCP_Inputs_ON_Diverse_2023_04_03 | Electricity | Dispatch-Generation | PJ | 2040 | Winter Peak | Wind Onshore |  |  | 1949811.8052 | PJ
LCP_Inputs_ON_Diverse_2023_04_03 | Electricity | Dispatch-Generation | PJ | 2050 | Fall | Biomass |  |  | 0 | PJ
LCP_Inputs_ON_Diverse_2023_04_03 | Electricity | Dispatch-Generation | PJ | 2050 | Fall | Biomass + CCS |  |  | 0 | PJ
LCP_Inputs_ON_Diverse_2023_04_03 | Electricity | Dispatch-Generation | PJ | 2050 | Fall | Fossil Fuel Thermal (Coal, Peat, Oil) |  |  | 0 | PJ
LCP_Inputs_ON_Diverse_2023_04_03 | Electricity | Dispatch-Generation | PJ | 2050 | Fall | Generic - Generator |  |  | 39796262.9101 | PJ
LCP_Inputs_ON_Diverse_2023_04_03 | Electricity | Dispatch-Generation | PJ | 2050 | Fall | Hydro |  |  | 3257460.2707 | PJ
LCP_Inputs_ON_Diverse_2023_04_03 | Electricity | Dispatch-Generation | PJ | 2050 | Fall | Nuclear |  |  | 16653995.904 | PJ
LCP_Inputs_ON_Diverse_2023_04_03 | Electricity | Dispatch-Generation | PJ | 2050 | Fall | Nuclear SMR |  |  | 0 | PJ
LCP_Inputs_ON_Diverse_2023_04_03 | Electricity | Dispatch-Generation | PJ | 2050 | Fall | Solar PV |  |  | 27233158.0626 | PJ
LCP_Inputs_ON_Diverse_2023_04_03 | Electricity | Dispatch-Generation | PJ | 2050 | Fall | Wind Offshore |  |  | 15312180.8685 | PJ
LCP_Inputs_ON_Diverse_2023_04_03 | Electricity | Dispatch-Generation | PJ | 2050 | Fall | Wind Onshore |  |  | 112512825.2719 | PJ
LCP_Inputs_ON_Diverse_2023_04_03 | Electricity | Dispatch-Generation | PJ | 2050 | Spring | Biomass |  |  | 0 | PJ
LCP_Inputs_ON_Diverse_2023_04_03 | Electricity | Dispatch-Generation | PJ | 2050 | Spring | Biomass + CCS |  |  | 0 | PJ
LCP_Inputs_ON_Diverse_2023_04_03 | Electricity | Dispatch-Generation | PJ | 2050 | Spring | Fossil Fuel Thermal (Coal, Peat, Oil) |  |  | 0 | PJ
LCP_Inputs_ON_Diverse_2023_04_03 | Electricity | Dispatch-Generation | PJ | 2050 | Spring | Generic - Generator |  |  | 11381422.8496 | PJ
LCP_Inputs_ON_Diverse_2023_04_03 | Electricity | Dispatch-Generation | PJ | 2050 | Spring | Hydro |  |  | 3013402.8898 | PJ
LCP_Inputs_ON_Diverse_2023_04_03 | Electricity | Dispatch-Generation | PJ | 2050 | Spring | Nuclear |  |  | 16653995.904 | PJ
LCP_Inputs_ON_Diverse_2023_04_03 | Electricity | Dispatch-Generation | PJ | 2050 | Spring | Nuclear SMR |  |  | 0 | PJ
LCP_Inputs_ON_Diverse_2023_04_03 | Electricity | Dispatch-Generation | PJ | 2050 | Spring | Solar PV |  |  | 54488521.2532 | PJ
LCP_Inputs_ON_Diverse_2023_04_03 | Electricity | Dispatch-Generation | PJ | 2050 | Spring | Wind Offshore |  |  | 22581671.3182 | PJ
LCP_Inputs_ON_Diverse_2023_04_03 | Electricity | Dispatch-Generation | PJ | 2050 | Spring | Wind Onshore |  |  | 114226066.061 | PJ
LCP_Inputs_ON_Diverse_2023_04_03 | Electricity | Dispatch-Generation | PJ | 2050 | Summer | Biomass |  |  | 0 | PJ
LCP_Inputs_ON_Diverse_2023_04_03 | Electricity | Dispatch-Generation | PJ | 2050 | Summer | Biomass + CCS |  |  | 0 | PJ
LCP_Inputs_ON_Diverse_2023_04_03 | Electricity | Dispatch-Generation | PJ | 2050 | Summer | Fossil Fuel Thermal (Coal, Peat, Oil) |  |  | 0 | PJ
LCP_Inputs_ON_Diverse_2023_04_03 | Electricity | Dispatch-Generation | PJ | 2050 | Summer | Generic - Generator |  |  | 0 | PJ
LCP_Inputs_ON_Diverse_2023_04_03 | Electricity | Dispatch-Generation | PJ | 2050 | Summer | Hydro |  |  | 2960726.9329 | PJ
LCP_Inputs_ON_Diverse_2023_04_03 | Electricity | Dispatch-Generation | PJ | 2050 | Summer | Nuclear |  |  | 16653995.904 | PJ
LCP_Inputs_ON_Diverse_2023_04_03 | Electricity | Dispatch-Generation | PJ | 2050 | Summer | Nuclear SMR |  |  | 0 | PJ
LCP_Inputs_ON_Diverse_2023_04_03 | Electricity | Dispatch-Generation | PJ | 2050 | Summer | Solar PV |  |  | 51681077.4211 | PJ
LCP_Inputs_ON_Diverse_2023_04_03 | Electricity | Dispatch-Generation | PJ | 2050 | Summer | Wind Offshore |  |  | 32055635.1742 | PJ
LCP_Inputs_ON_Diverse_2023_04_03 | Electricity | Dispatch-Generation | PJ | 2050 | Summer | Wind Onshore |  |  | 112858986.7978 | PJ
LCP_Inputs_ON_Diverse_2023_04_03 | Electricity | Dispatch-Generation | PJ | 2050 | Winter | Biomass |  |  | 0 | PJ
LCP_Inputs_ON_Diverse_2023_04_03 | Electricity | Dispatch-Generation | PJ | 2050 | Winter | Biomass + CCS |  |  | -5.3303e-11 | PJ
LCP_Inputs_ON_Diverse_2023_04_03 | Electricity | Dispatch-Generation | PJ | 2050 | Winter | Fossil Fuel Thermal (Coal, Peat, Oil) |  |  | 0 | PJ
LCP_Inputs_ON_Diverse_2023_04_03 | Electricity | Dispatch-Generation | PJ | 2050 | Winter | Generic - Generator |  |  | 0 | PJ
LCP_Inputs_ON_Diverse_2023_04_03 | Electricity | Dispatch-Generation | PJ | 2050 | Winter | Hydro |  |  | 4347067.9533 | PJ
LCP_Inputs_ON_Diverse_2023_04_03 | Electricity | Dispatch-Generation | PJ | 2050 | Winter | Nuclear |  |  | 16653995.904 | PJ
LCP_Inputs_ON_Diverse_2023_04_03 | Electricity | Dispatch-Generation | PJ | 2050 | Winter | Nuclear SMR |  |  | 0 | PJ
LCP_Inputs_ON_Diverse_2023_04_03 | Electricity | Dispatch-Generation | PJ | 2050 | Winter | Solar PV |  |  | 10117254.8059 | PJ
LCP_Inputs_ON_Diverse_2023_04_03 | Electricity | Dispatch-Generation | PJ | 2050 | Winter | Wind Offshore |  |  | 28330681.8436 | PJ
LCP_Inputs_ON_Diverse_2023_04_03 | Electricity | Dispatch-Generation | PJ | 2050 | Winter | Wind Onshore |  |  | 192415597.5276 | PJ
LCP_Inputs_ON_Diverse_2023_04_03 | Electricity | Dispatch-Generation | PJ | 2050 | Winter Peak | Biomass |  |  | 0 | PJ
LCP_Inputs_ON_Diverse_2023_04_03 | Electricity | Dispatch-Generation | PJ | 2050 | Winter Peak | Biomass + CCS |  |  | 0 | PJ
LCP_Inputs_ON_Diverse_2023_04_03 | Electricity | Dispatch-Generation | PJ | 2050 | Winter Peak | Fossil Fuel Thermal (Coal, Peat, Oil) |  |  | 0 | PJ
LCP_Inputs_ON_Diverse_2023_04_03 | Electricity | Dispatch-Generation | PJ | 2050 | Winter Peak | Generic - Generator |  |  | 0 | PJ
LCP_Inputs_ON_Diverse_2023_04_03 | Electricity | Dispatch-Generation | PJ | 2050 | Winter Peak | Hydro |  |  | 45683.4673 | PJ
LCP_Inputs_ON_Diverse_2023_04_03 | Electricity | Dispatch-Generation | PJ | 2050 | Winter Peak | Nuclear |  |  | 183010.944 | PJ
LCP_Inputs_ON_Diverse_2023_04_03 | Electricity | Dispatch-Generation | PJ | 2050 | Winter Peak | Nuclear SMR |  |  | 0 | PJ
LCP_Inputs_ON_Diverse_2023_04_03 | Electricity | Dispatch-Generation | PJ | 2050 | Winter Peak | Solar PV |  |  | 111178.6242 | PJ
LCP_Inputs_ON_Diverse_2023_04_03 | Electricity | Dispatch-Generation | PJ | 2050 | Winter Peak | Wind Offshore |  |  | 445792.1555 | PJ
LCP_Inputs_ON_Diverse_2023_04_03 | Electricity | Dispatch-Generation | PJ | 2050 | Winter Peak | Wind Onshore |  |  | 1879719.6278 | PJ
LCP_Inputs_ON_Diverse_2023_04_03 | Electricity | Dispatch-Generation | QC | 2020 | Fall | Biomass |  |  | 0 | QC
LCP_Inputs_ON_Diverse_2023_04_03 | Electricity | Dispatch-Generation | QC | 2020 | Fall | Biomass + CCS |  |  | 0 | QC
LCP_Inputs_ON_Diverse_2023_04_03 | Electricity | Dispatch-Generation | QC | 2020 | Fall | Fossil Fuel Thermal (Coal, Peat, Oil) |  |  | 0 | QC
LCP_Inputs_ON_Diverse_2023_04_03 | Electricity | Dispatch-Generation | QC | 2020 | Fall | Generic - Generator |  |  | 0 | QC
LCP_Inputs_ON_Diverse_2023_04_03 | Electricity | Dispatch-Generation | QC | 2020 | Fall | Hydro |  |  | 49899040.6758 | QC
LCP_Inputs_ON_Diverse_2023_04_03 | Electricity | Dispatch-Generation | QC | 2020 | Fall | Nuclear |  |  | 0 | QC
LCP_Inputs_ON_Diverse_2023_04_03 | Electricity | Dispatch-Generation | QC | 2020 | Fall | Nuclear SMR |  |  | 0 | QC
LCP_Inputs_ON_Diverse_2023_04_03 | Electricity | Dispatch-Generation | QC | 2020 | Fall | Solar PV |  |  | 0 | QC
LCP_Inputs_ON_Diverse_2023_04_03 | Electricity | Dispatch-Generation | QC | 2020 | Fall | Wind Offshore |  |  | 0 | QC
LCP_Inputs_ON_Diverse_2023_04_03 | Electricity | Dispatch-Generation | QC | 2020 | Fall | Wind Onshore |  |  | 794934.1839 | QC
LCP_Inputs_ON_Diverse_2023_04_03 | Electricity | Dispatch-Generation | QC | 2020 | Spring | Biomass |  |  | 0 | QC
LCP_Inputs_ON_Diverse_2023_04_03 | Electricity | Dispatch-Generation | QC | 2020 | Spring | Biomass + CCS |  |  | 0 | QC
LCP_Inputs_ON_Diverse_2023_04_03 | Electricity | Dispatch-Generation | QC | 2020 | Spring | Fossil Fuel Thermal (Coal, Peat, Oil) |  |  | 0 | QC
LCP_Inputs_ON_Diverse_2023_04_03 | Electricity | Dispatch-Generation | QC | 2020 | Spring | Generic - Generator |  |  | 0 | QC
LCP_Inputs_ON_Diverse_2023_04_03 | Electricity | Dispatch-Generation | QC | 2020 | Spring | Hydro |  |  | 46160474.994 | QC
LCP_Inputs_ON_Diverse_2023_04_03 | Electricity | Dispatch-Generation | QC | 2020 | Spring | Nuclear |  |  | 0 | QC
LCP_Inputs_ON_Diverse_2023_04_03 | Electricity | Dispatch-Generation | QC | 2020 | Spring | Nuclear SMR |  |  | 0 | QC
LCP_Inputs_ON_Diverse_2023_04_03 | Electricity | Dispatch-Generation | QC | 2020 | Spring | Solar PV |  |  | 0 | QC
LCP_Inputs_ON_Diverse_2023_04_03 | Electricity | Dispatch-Generation | QC | 2020 | Spring | Wind Offshore |  |  | 0 | QC
LCP_Inputs_ON_Diverse_2023_04_03 | Electricity | Dispatch-Generation | QC | 2020 | Spring | Wind Onshore |  |  | 677719.9134 | QC
LCP_Inputs_ON_Diverse_2023_04_03 | Electricity | Dispatch-Generation | QC | 2020 | Summer | Biomass |  |  | 0 | QC
LCP_Inputs_ON_Diverse_2023_04_03 | Electricity | Dispatch-Generation | QC | 2020 | Summer | Biomass + CCS |  |  | 0 | QC
LCP_Inputs_ON_Diverse_2023_04_03 | Electricity | Dispatch-Generation | QC | 2020 | Summer | Fossil Fuel Thermal (Coal, Peat, Oil) |  |  | 0 | QC
LCP_Inputs_ON_Diverse_2023_04_03 | Electricity | Dispatch-Generation | QC | 2020 | Summer | Generic - Generator |  |  | 0 | QC
LCP_Inputs_ON_Diverse_2023_04_03 | Electricity | Dispatch-Generation | QC | 2020 | Summer | Hydro |  |  | 45215833.3138 | QC
LCP_Inputs_ON_Diverse_2023_04_03 | Electricity | Dispatch-Generation | QC | 2020 | Summer | Nuclear |  |  | 0 | QC
LCP_Inputs_ON_Diverse_2023_04_03 | Electricity | Dispatch-Generation | QC | 2020 | Summer | Nuclear SMR |  |  | 0 | QC
LCP_Inputs_ON_Diverse_2023_04_03 | Electricity | Dispatch-Generation | QC | 2020 | Summer | Solar PV |  |  | 0 | QC
LCP_Inputs_ON_Diverse_2023_04_03 | Electricity | Dispatch-Generation | QC | 2020 | Summer | Wind Offshore |  |  | 0 | QC
LCP_Inputs_ON_Diverse_2023_04_03 | Electricity | Dispatch-Generation | QC | 2020 | Summer | Wind Onshore |  |  | 1133276.495 | QC
LCP_Inputs_ON_Diverse_2023_04_03 | Electricity | Dispatch-Generation | QC | 2020 | Winter | Biomass |  |  | 0 | QC
LCP_Inputs_ON_Diverse_2023_04_03 | Electricity | Dispatch-Generation | QC | 2020 | Winter | Biomass + CCS |  |  | 0 | QC
LCP_Inputs_ON_Diverse_2023_04_03 | Electricity | Dispatch-Generation | QC | 2020 | Winter | Fossil Fuel Thermal (Coal, Peat, Oil) |  |  | 0 | QC
LCP_Inputs_ON_Diverse_2023_04_03 | Electricity | Dispatch-Generation | QC | 2020 | Winter | Generic - Generator |  |  | 0 | QC
LCP_Inputs_ON_Diverse_2023_04_03 | Electricity | Dispatch-Generation | QC | 2020 | Winter | Hydro |  |  | 66590074.0438 | QC
LCP_Inputs_ON_Diverse_2023_04_03 | Electricity | Dispatch-Generation | QC | 2020 | Winter | Nuclear |  |  | 0 | QC
LCP_Inputs_ON_Diverse_2023_04_03 | Electricity | Dispatch-Generation | QC | 2020 | Winter | Nuclear SMR |  |  | 0 | QC
LCP_Inputs_ON_Diverse_2023_04_03 | Electricity | Dispatch-Generation | QC | 2020 | Winter | Solar PV |  |  | 0 | QC
LCP_Inputs_ON_Diverse_2023_04_03 | Electricity | Dispatch-Generation | QC | 2020 | Winter | Wind Offshore |  |  | 0 | QC
LCP_Inputs_ON_Diverse_2023_04_03 | Electricity | Dispatch-Generation | QC | 2020 | Winter | Wind Onshore |  |  | 1633505.7122 | QC
LCP_Inputs_ON_Diverse_2023_04_03 | Electricity | Dispatch-Generation | QC | 2020 | Winter Peak | Biomass |  |  | 0 | QC
LCP_Inputs_ON_Diverse_2023_04_03 | Electricity | Dispatch-Generation | QC | 2020 | Winter Peak | Biomass + CCS |  |  | 0 | QC
LCP_Inputs_ON_Diverse_2023_04_03 | Electricity | Dispatch-Generation | QC | 2020 | Winter Peak | Fossil Fuel Thermal (Coal, Peat, Oil) |  |  | 0 | QC
LCP_Inputs_ON_Diverse_2023_04_03 | Electricity | Dispatch-Generation | QC | 2020 | Winter Peak | Generic - Generator |  |  | 0 | QC
LCP_Inputs_ON_Diverse_2023_04_03 | Electricity | Dispatch-Generation | QC | 2020 | Winter Peak | Hydro |  |  | 731759.0554 | QC
LCP_Inputs_ON_Diverse_2023_04_03 | Electricity | Dispatch-Generation | QC | 2020 | Winter Peak | Nuclear |  |  | 0 | QC
LCP_Inputs_ON_Diverse_2023_04_03 | Electricity | Dispatch-Generation | QC | 2020 | Winter Peak | Nuclear SMR |  |  | 0 | QC
LCP_Inputs_ON_Diverse_2023_04_03 | Electricity | Dispatch-Generation | QC | 2020 | Winter Peak | Solar PV |  |  | 0 | QC
LCP_Inputs_ON_Diverse_2023_04_03 | Electricity | Dispatch-Generation | QC | 2020 | Winter Peak | Wind Offshore |  |  | 0 | QC
LCP_Inputs_ON_Diverse_2023_04_03 | Electricity | Dispatch-Generation | QC | 2020 | Winter Peak | Wind Onshore |  |  | 4819.4868 | QC
LCP_Inputs_ON_Diverse_2023_04_03 | Electricity | Dispatch-Generation | QC | 2030 | Fall | Biomass |  |  | 0 | QC
LCP_Inputs_ON_Diverse_2023_04_03 | Electricity | Dispatch-Generation | QC | 2030 | Fall | Biomass + CCS |  |  | 0 | QC
LCP_Inputs_ON_Diverse_2023_04_03 | Electricity | Dispatch-Generation | QC | 2030 | Fall | Fossil Fuel Thermal (Coal, Peat, Oil) |  |  | 0 | QC
LCP_Inputs_ON_Diverse_2023_04_03 | Electricity | Dispatch-Generation | QC | 2030 | Fall | Generic - Generator |  |  | 0 | QC
LCP_Inputs_ON_Diverse_2023_04_03 | Electricity | Dispatch-Generation | QC | 2030 | Fall | Hydro |  |  | 49899040.6758 | QC
LCP_Inputs_ON_Diverse_2023_04_03 | Electricity | Dispatch-Generation | QC | 2030 | Fall | Nuclear |  |  | 0 | QC
LCP_Inputs_ON_Diverse_2023_04_03 | Electricity | Dispatch-Generation | QC | 2030 | Fall | Nuclear SMR |  |  | 0 | QC
LCP_Inputs_ON_Diverse_2023_04_03 | Electricity | Dispatch-Generation | QC | 2030 | Fall | Solar PV |  |  | 0 | QC
LCP_Inputs_ON_Diverse_2023_04_03 | Electricity | Dispatch-Generation | QC | 2030 | Fall | Wind Offshore |  |  | 0 | QC
LCP_Inputs_ON_Diverse_2023_04_03 | Electricity | Dispatch-Generation | QC | 2030 | Fall | Wind Onshore |  |  | 794934.1839 | QC
LCP_Inputs_ON_Diverse_2023_04_03 | Electricity | Dispatch-Generation | QC | 2030 | Spring | Biomass |  |  | 0 | QC
LCP_Inputs_ON_Diverse_2023_04_03 | Electricity | Dispatch-Generation | QC | 2030 | Spring | Biomass + CCS |  |  | 0 | QC
LCP_Inputs_ON_Diverse_2023_04_03 | Electricity | Dispatch-Generation | QC | 2030 | Spring | Fossil Fuel Thermal (Coal, Peat, Oil) |  |  | 0 | QC
LCP_Inputs_ON_Diverse_2023_04_03 | Electricity | Dispatch-Generation | QC | 2030 | Spring | Generic - Generator |  |  | 0 | QC
LCP_Inputs_ON_Diverse_2023_04_03 | Electricity | Dispatch-Generation | QC | 2030 | Spring | Hydro |  |  | 46160474.994 | QC
LCP_Inputs_ON_Diverse_2023_04_03 | Electricity | Dispatch-Generation | QC | 2030 | Spring | Nuclear |  |  | 0 | QC
LCP_Inputs_ON_Diverse_2023_04_03 | Electricity | Dispatch-Generation | QC | 2030 | Spring | Nuclear SMR |  |  | 0 | QC
LCP_Inputs_ON_Diverse_2023_04_03 | Electricity | Dispatch-Generation | QC | 2030 | Spring | Solar PV |  |  | 0 | QC
LCP_Inputs_ON_Diverse_2023_04_03 | Electricity | Dispatch-Generation | QC | 2030 | Spring | Wind Offshore |  |  | 0 | QC
LCP_Inputs_ON_Diverse_2023_04_03 | Electricity | Dispatch-Generation | QC | 2030 | Spring | Wind Onshore |  |  | 677719.9134 | QC
LCP_Inputs_ON_Diverse_2023_04_03 | Electricity | Dispatch-Generation | QC | 2030 | Summer | Biomass |  |  | 0 | QC
LCP_Inputs_ON_Diverse_2023_04_03 | Electricity | Dispatch-Generation | QC | 2030 | Summer | Biomass + CCS |  |  | 0 | QC
LCP_Inputs_ON_Diverse_2023_04_03 | Electricity | Dispatch-Generation | QC | 2030 | Summer | Fossil Fuel Thermal (Coal, Peat, Oil) |  |  | 0 | QC
LCP_Inputs_ON_Diverse_2023_04_03 | Electricity | Dispatch-Generation | QC | 2030 | Summer | Generic - Generator |  |  | 0 | QC
LCP_Inputs_ON_Diverse_2023_04_03 | Electricity | Dispatch-Generation | QC | 2030 | Summer | Hydro |  |  | 45189503.7151 | QC
LCP_Inputs_ON_Diverse_2023_04_03 | Electricity | Dispatch-Generation | QC | 2030 | Summer | Nuclear |  |  | 0 | QC
LCP_Inputs_ON_Diverse_2023_04_03 | Electricity | Dispatch-Generation | QC | 2030 | Summer | Nuclear SMR |  |  | 0 | QC
LCP_Inputs_ON_Diverse_2023_04_03 | Electricity | Dispatch-Generation | QC | 2030 | Summer | Solar PV |  |  | 0 | QC
LCP_Inputs_ON_Diverse_2023_04_03 | Electricity | Dispatch-Generation | QC | 2030 | Summer | Wind Offshore |  |  | 0 | QC
LCP_Inputs_ON_Diverse_2023_04_03 | Electricity | Dispatch-Generation | QC | 2030 | Summer | Wind Onshore |  |  | 1190037.8706 | QC
LCP_Inputs_ON_Diverse_2023_04_03 | Electricity | Dispatch-Generation | QC | 2030 | Winter | Biomass |  |  | 0 | QC
LCP_Inputs_ON_Diverse_2023_04_03 | Electricity | Dispatch-Generation | QC | 2030 | Winter | Biomass + CCS |  |  | 0 | QC
LCP_Inputs_ON_Diverse_2023_04_03 | Electricity | Dispatch-Generation | QC | 2030 | Winter | Fossil Fuel Thermal (Coal, Peat, Oil) |  |  | 0 | QC
LCP_Inputs_ON_Diverse_2023_04_03 | Electricity | Dispatch-Generation | QC | 2030 | Winter | Generic - Generator |  |  | 0 | QC
LCP_Inputs_ON_Diverse_2023_04_03 | Electricity | Dispatch-Generation | QC | 2030 | Winter | Hydro |  |  | 66590074.0438 | QC
LCP_Inputs_ON_Diverse_2023_04_03 | Electricity | Dispatch-Generation | QC | 2030 | Winter | Nuclear |  |  | 0 | QC
LCP_Inputs_ON_Diverse_2023_04_03 | Electricity | Dispatch-Generation | QC | 2030 | Winter | Nuclear SMR |  |  | 0 | QC
LCP_Inputs_ON_Diverse_2023_04_03 | Electricity | Dispatch-Generation | QC | 2030 | Winter | Solar PV |  |  | 0 | QC
LCP_Inputs_ON_Diverse_2023_04_03 | Electricity | Dispatch-Generation | QC | 2030 | Winter | Wind Offshore |  |  | 0 | QC
LCP_Inputs_ON_Diverse_2023_04_03 | Electricity | Dispatch-Generation | QC | 2030 | Winter | Wind Onshore |  |  | 1633505.7122 | QC
LCP_Inputs_ON_Diverse_2023_04_03 | Electricity | Dispatch-Generation | QC | 2030 | Winter Peak | Biomass |  |  | 170.8811 | QC
LCP_Inputs_ON_Diverse_2023_04_03 | Electricity | Dispatch-Generation | QC | 2030 | Winter Peak | Biomass + CCS |  |  | 0 | QC
LCP_Inputs_ON_Diverse_2023_04_03 | Electricity | Dispatch-Generation | QC | 2030 | Winter Peak | Fossil Fuel Thermal (Coal, Peat, Oil) |  |  | 0 | QC
LCP_Inputs_ON_Diverse_2023_04_03 | Electricity | Dispatch-Generation | QC | 2030 | Winter Peak | Generic - Generator |  |  | 0 | QC
LCP_Inputs_ON_Diverse_2023_04_03 | Electricity | Dispatch-Generation | QC | 2030 | Winter Peak | Hydro |  |  | 731759.0554 | QC
LCP_Inputs_ON_Diverse_2023_04_03 | Electricity | Dispatch-Generation | QC | 2030 | Winter Peak | Nuclear |  |  | 0 | QC
LCP_Inputs_ON_Diverse_2023_04_03 | Electricity | Dispatch-Generation | QC | 2030 | Winter Peak | Nuclear SMR |  |  | 0 | QC
LCP_Inputs_ON_Diverse_2023_04_03 | Electricity | Dispatch-Generation | QC | 2030 | Winter Peak | Solar PV |  |  | 0 | QC
LCP_Inputs_ON_Diverse_2023_04_03 | Electricity | Dispatch-Generation | QC | 2030 | Winter Peak | Wind Offshore |  |  | 0 | QC
LCP_Inputs_ON_Diverse_2023_04_03 | Electricity | Dispatch-Generation | QC | 2030 | Winter Peak | Wind Onshore |  |  | 4819.4868 | QC
LCP_Inputs_ON_Diverse_2023_04_03 | Electricity | Dispatch-Generation | QC | 2040 | Fall | Biomass |  |  | 0 | QC
LCP_Inputs_ON_Diverse_2023_04_03 | Electricity | Dispatch-Generation | QC | 2040 | Fall | Biomass + CCS |  |  | 0 | QC
LCP_Inputs_ON_Diverse_2023_04_03 | Electricity | Dispatch-Generation | QC | 2040 | Fall | Fossil Fuel Thermal (Coal, Peat, Oil) |  |  | 0 | QC
LCP_Inputs_ON_Diverse_2023_04_03 | Electricity | Dispatch-Generation | QC | 2040 | Fall | Generic - Generator |  |  | 0 | QC
LCP_Inputs_ON_Diverse_2023_04_03 | Electricity | Dispatch-Generation | QC | 2040 | Fall | Hydro |  |  | 49899040.6758 | QC
LCP_Inputs_ON_Diverse_2023_04_03 | Electricity | Dispatch-Generation | QC | 2040 | Fall | Nuclear |  |  | 0 | QC
LCP_Inputs_ON_Diverse_2023_04_03 | Electricity | Dispatch-Generation | QC | 2040 | Fall | Nuclear SMR |  |  | 0 | QC
LCP_Inputs_ON_Diverse_2023_04_03 | Electricity | Dispatch-Generation | QC | 2040 | Fall | Solar PV |  |  | 0 | QC
LCP_Inputs_ON_Diverse_2023_04_03 | Electricity | Dispatch-Generation | QC | 2040 | Fall | Wind Offshore |  |  | 0 | QC
LCP_Inputs_ON_Diverse_2023_04_03 | Electricity | Dispatch-Generation | QC | 2040 | Fall | Wind Onshore |  |  | 794934.1839 | QC
LCP_Inputs_ON_Diverse_2023_04_03 | Electricity | Dispatch-Generation | QC | 2040 | Spring | Biomass |  |  | 0 | QC
LCP_Inputs_ON_Diverse_2023_04_03 | Electricity | Dispatch-Generation | QC | 2040 | Spring | Biomass + CCS |  |  | 0 | QC
LCP_Inputs_ON_Diverse_2023_04_03 | Electricity | Dispatch-Generation | QC | 2040 | Spring | Fossil Fuel Thermal (Coal, Peat, Oil) |  |  | 0 | QC
LCP_Inputs_ON_Diverse_2023_04_03 | Electricity | Dispatch-Generation | QC | 2040 | Spring | Generic - Generator |  |  | 0 | QC
LCP_Inputs_ON_Diverse_2023_04_03 | Electricity | Dispatch-Generation | QC | 2040 | Spring | Hydro |  |  | 46160474.994 | QC
LCP_Inputs_ON_Diverse_2023_04_03 | Electricity | Dispatch-Generation | QC | 2040 | Spring | Nuclear |  |  | 0 | QC
LCP_Inputs_ON_Diverse_2023_04_03 | Electricity | Dispatch-Generation | QC | 2040 | Spring | Nuclear SMR |  |  | 0 | QC
LCP_Inputs_ON_Diverse_2023_04_03 | Electricity | Dispatch-Generation | QC | 2040 | Spring | Solar PV |  |  | 0 | QC
LCP_Inputs_ON_Diverse_2023_04_03 | Electricity | Dispatch-Generation | QC | 2040 | Spring | Wind Offshore |  |  | 0 | QC
LCP_Inputs_ON_Diverse_2023_04_03 | Electricity | Dispatch-Generation | QC | 2040 | Spring | Wind Onshore |  |  | 677719.9134 | QC
LCP_Inputs_ON_Diverse_2023_04_03 | Electricity | Dispatch-Generation | QC | 2040 | Summer | Biomass |  |  | 0 | QC
LCP_Inputs_ON_Diverse_2023_04_03 | Electricity | Dispatch-Generation | QC | 2040 | Summer | Biomass + CCS |  |  | 0 | QC
LCP_Inputs_ON_Diverse_2023_04_03 | Electricity | Dispatch-Generation | QC | 2040 | Summer | Fossil Fuel Thermal (Coal, Peat, Oil) |  |  | 0 | QC
LCP_Inputs_ON_Diverse_2023_04_03 | Electricity | Dispatch-Generation | QC | 2040 | Summer | Generic - Generator |  |  | 0 | QC
LCP_Inputs_ON_Diverse_2023_04_03 | Electricity | Dispatch-Generation | QC | 2040 | Summer | Hydro |  |  | 45353564.2426 | QC
LCP_Inputs_ON_Diverse_2023_04_03 | Electricity | Dispatch-Generation | QC | 2040 | Summer | Nuclear |  |  | 0 | QC
LCP_Inputs_ON_Diverse_2023_04_03 | Electricity | Dispatch-Generation | QC | 2040 | Summer | Nuclear SMR |  |  | 0 | QC
LCP_Inputs_ON_Diverse_2023_04_03 | Electricity | Dispatch-Generation | QC | 2040 | Summer | Solar PV |  |  | 0 | QC
LCP_Inputs_ON_Diverse_2023_04_03 | Electricity | Dispatch-Generation | QC | 2040 | Summer | Wind Offshore |  |  | 0 | QC
LCP_Inputs_ON_Diverse_2023_04_03 | Electricity | Dispatch-Generation | QC | 2040 | Summer | Wind Onshore |  |  | 1190037.8706 | QC
LCP_Inputs_ON_Diverse_2023_04_03 | Electricity | Dispatch-Generation | QC | 2040 | Winter | Biomass |  |  | 0 | QC
LCP_Inputs_ON_Diverse_2023_04_03 | Electricity | Dispatch-Generation | QC | 2040 | Winter | Biomass + CCS |  |  | 0 | QC
LCP_Inputs_ON_Diverse_2023_04_03 | Electricity | Dispatch-Generation | QC | 2040 | Winter | Fossil Fuel Thermal (Coal, Peat, Oil) |  |  | 0 | QC
LCP_Inputs_ON_Diverse_2023_04_03 | Electricity | Dispatch-Generation | QC | 2040 | Winter | Generic - Generator |  |  | 0 | QC
LCP_Inputs_ON_Diverse_2023_04_03 | Electricity | Dispatch-Generation | QC | 2040 | Winter | Hydro |  |  | 66158850.559 | QC
LCP_Inputs_ON_Diverse_2023_04_03 | Electricity | Dispatch-Generation | QC | 2040 | Winter | Nuclear |  |  | 0 | QC
LCP_Inputs_ON_Diverse_2023_04_03 | Electricity | Dispatch-Generation | QC | 2040 | Winter | Nuclear SMR |  |  | 0 | QC
LCP_Inputs_ON_Diverse_2023_04_03 | Electricity | Dispatch-Generation | QC | 2040 | Winter | Solar PV |  |  | 0 | QC
LCP_Inputs_ON_Diverse_2023_04_03 | Electricity | Dispatch-Generation | QC | 2040 | Winter | Wind Offshore |  |  | 0 | QC
LCP_Inputs_ON_Diverse_2023_04_03 | Electricity | Dispatch-Generation | QC | 2040 | Winter | Wind Onshore |  |  | 1170467.661 | QC
LCP_Inputs_ON_Diverse_2023_04_03 | Electricity | Dispatch-Generation | QC | 2040 | Winter Peak | Biomass |  |  | 692 | QC
LCP_Inputs_ON_Diverse_2023_04_03 | Electricity | Dispatch-Generation | QC | 2040 | Winter Peak | Biomass + CCS |  |  | 0 | QC
LCP_Inputs_ON_Diverse_2023_04_03 | Electricity | Dispatch-Generation | QC | 2040 | Winter Peak | Fossil Fuel Thermal (Coal, Peat, Oil) |  |  | 0 | QC
LCP_Inputs_ON_Diverse_2023_04_03 | Electricity | Dispatch-Generation | QC | 2040 | Winter Peak | Generic - Generator |  |  | 0 | QC
LCP_Inputs_ON_Diverse_2023_04_03 | Electricity | Dispatch-Generation | QC | 2040 | Winter Peak | Hydro |  |  | 731759.0554 | QC
LCP_Inputs_ON_Diverse_2023_04_03 | Electricity | Dispatch-Generation | QC | 2040 | Winter Peak | Nuclear |  |  | 0 | QC
LCP_Inputs_ON_Diverse_2023_04_03 | Electricity | Dispatch-Generation | QC | 2040 | Winter Peak | Nuclear SMR |  |  | 0 | QC
LCP_Inputs_ON_Diverse_2023_04_03 | Electricity | Dispatch-Generation | QC | 2040 | Winter Peak | Solar PV |  |  | 0 | QC
LCP_Inputs_ON_Diverse_2023_04_03 | Electricity | Dispatch-Generation | QC | 2040 | Winter Peak | Wind Offshore |  |  | 0 | QC
LCP_Inputs_ON_Diverse_2023_04_03 | Electricity | Dispatch-Generation | QC | 2040 | Winter Peak | Wind Onshore |  |  | 4819.4868 | QC
LCP_Inputs_ON_Diverse_2023_04_03 | Electricity | Dispatch-Generation | QC | 2050 | Fall | Biomass |  |  | 0 | QC
LCP_Inputs_ON_Diverse_2023_04_03 | Electricity | Dispatch-Generation | QC | 2050 | Fall | Biomass + CCS |  |  | 0 | QC
LCP_Inputs_ON_Diverse_2023_04_03 | Electricity | Dispatch-Generation | QC | 2050 | Fall | Fossil Fuel Thermal (Coal, Peat, Oil) |  |  | 0 | QC
LCP_Inputs_ON_Diverse_2023_04_03 | Electricity | Dispatch-Generation | QC | 2050 | Fall | Generic - Generator |  |  | 0 | QC
LCP_Inputs_ON_Diverse_2023_04_03 | Electricity | Dispatch-Generation | QC | 2050 | Fall | Hydro |  |  | 49664001.9583 | QC
LCP_Inputs_ON_Diverse_2023_04_03 | Electricity | Dispatch-Generation | QC | 2050 | Fall | Nuclear |  |  | 0 | QC
LCP_Inputs_ON_Diverse_2023_04_03 | Electricity | Dispatch-Generation | QC | 2050 | Fall | Nuclear SMR |  |  | 0 | QC
LCP_Inputs_ON_Diverse_2023_04_03 | Electricity | Dispatch-Generation | QC | 2050 | Fall | Solar PV |  |  | 0 | QC
LCP_Inputs_ON_Diverse_2023_04_03 | Electricity | Dispatch-Generation | QC | 2050 | Fall | Wind Offshore |  |  | 0 | QC
LCP_Inputs_ON_Diverse_2023_04_03 | Electricity | Dispatch-Generation | QC | 2050 | Fall | Wind Onshore |  |  | 768298.738 | QC
LCP_Inputs_ON_Diverse_2023_04_03 | Electricity | Dispatch-Generation | QC | 2050 | Spring | Biomass |  |  | 0 | QC
LCP_Inputs_ON_Diverse_2023_04_03 | Electricity | Dispatch-Generation | QC | 2050 | Spring | Biomass + CCS |  |  | 0 | QC
LCP_Inputs_ON_Diverse_2023_04_03 | Electricity | Dispatch-Generation | QC | 2050 | Spring | Fossil Fuel Thermal (Coal, Peat, Oil) |  |  | 0 | QC
LCP_Inputs_ON_Diverse_2023_04_03 | Electricity | Dispatch-Generation | QC | 2050 | Spring | Generic - Generator |  |  | 0 | QC
LCP_Inputs_ON_Diverse_2023_04_03 | Electricity | Dispatch-Generation | QC | 2050 | Spring | Hydro |  |  | 46160474.994 | QC
LCP_Inputs_ON_Diverse_2023_04_03 | Electricity | Dispatch-Generation | QC | 2050 | Spring | Nuclear |  |  | 0 | QC
LCP_Inputs_ON_Diverse_2023_04_03 | Electricity | Dispatch-Generation | QC | 2050 | Spring | Nuclear SMR |  |  | 0 | QC
LCP_Inputs_ON_Diverse_2023_04_03 | Electricity | Dispatch-Generation | QC | 2050 | Spring | Solar PV |  |  | 0 | QC
LCP_Inputs_ON_Diverse_2023_04_03 | Electricity | Dispatch-Generation | QC | 2050 | Spring | Wind Offshore |  |  | 0 | QC
LCP_Inputs_ON_Diverse_2023_04_03 | Electricity | Dispatch-Generation | QC | 2050 | Spring | Wind Onshore |  |  | 677719.9134 | QC
LCP_Inputs_ON_Diverse_2023_04_03 | Electricity | Dispatch-Generation | QC | 2050 | Summer | Biomass |  |  | 0 | QC
LCP_Inputs_ON_Diverse_2023_04_03 | Electricity | Dispatch-Generation | QC | 2050 | Summer | Biomass + CCS |  |  | -4.9886e-26 | QC
LCP_Inputs_ON_Diverse_2023_04_03 | Electricity | Dispatch-Generation | QC | 2050 | Summer | Fossil Fuel Thermal (Coal, Peat, Oil) |  |  | 0 | QC
LCP_Inputs_ON_Diverse_2023_04_03 | Electricity | Dispatch-Generation | QC | 2050 | Summer | Generic - Generator |  |  | 0 | QC
LCP_Inputs_ON_Diverse_2023_04_03 | Electricity | Dispatch-Generation | QC | 2050 | Summer | Hydro |  |  | 45353564.2426 | QC
LCP_Inputs_ON_Diverse_2023_04_03 | Electricity | Dispatch-Generation | QC | 2050 | Summer | Nuclear |  |  | 0 | QC
LCP_Inputs_ON_Diverse_2023_04_03 | Electricity | Dispatch-Generation | QC | 2050 | Summer | Nuclear SMR |  |  | 0 | QC
LCP_Inputs_ON_Diverse_2023_04_03 | Electricity | Dispatch-Generation | QC | 2050 | Summer | Solar PV |  |  | 0 | QC
LCP_Inputs_ON_Diverse_2023_04_03 | Electricity | Dispatch-Generation | QC | 2050 | Summer | Wind Offshore |  |  | 0 | QC
LCP_Inputs_ON_Diverse_2023_04_03 | Electricity | Dispatch-Generation | QC | 2050 | Summer | Wind Onshore |  |  | 1190037.8706 | QC
LCP_Inputs_ON_Diverse_2023_04_03 | Electricity | Dispatch-Generation | QC | 2050 | Winter | Biomass |  |  | 0 | QC
LCP_Inputs_ON_Diverse_2023_04_03 | Electricity | Dispatch-Generation | QC | 2050 | Winter | Biomass + CCS |  |  | 0 | QC
LCP_Inputs_ON_Diverse_2023_04_03 | Electricity | Dispatch-Generation | QC | 2050 | Winter | Fossil Fuel Thermal (Coal, Peat, Oil) |  |  | 0 | QC
LCP_Inputs_ON_Diverse_2023_04_03 | Electricity | Dispatch-Generation | QC | 2050 | Winter | Generic - Generator |  |  | 0 | QC
LCP_Inputs_ON_Diverse_2023_04_03 | Electricity | Dispatch-Generation | QC | 2050 | Winter | Hydro |  |  | 65650241.7732 | QC
LCP_Inputs_ON_Diverse_2023_04_03 | Electricity | Dispatch-Generation | QC | 2050 | Winter | Nuclear |  |  | 0 | QC
LCP_Inputs_ON_Diverse_2023_04_03 | Electricity | Dispatch-Generation | QC | 2050 | Winter | Nuclear SMR |  |  | 0 | QC
LCP_Inputs_ON_Diverse_2023_04_03 | Electricity | Dispatch-Generation | QC | 2050 | Winter | Solar PV |  |  | 0 | QC
LCP_Inputs_ON_Diverse_2023_04_03 | Electricity | Dispatch-Generation | QC | 2050 | Winter | Wind Offshore |  |  | 0 | QC
LCP_Inputs_ON_Diverse_2023_04_03 | Electricity | Dispatch-Generation | QC | 2050 | Winter | Wind Onshore |  |  | 1324930.6681 | QC
LCP_Inputs_ON_Diverse_2023_04_03 | Electricity | Dispatch-Generation | QC | 2050 | Winter Peak | Biomass |  |  | 692 | QC
LCP_Inputs_ON_Diverse_2023_04_03 | Electricity | Dispatch-Generation | QC | 2050 | Winter Peak | Biomass + CCS |  |  | 0 | QC
LCP_Inputs_ON_Diverse_2023_04_03 | Electricity | Dispatch-Generation | QC | 2050 | Winter Peak | Fossil Fuel Thermal (Coal, Peat, Oil) |  |  | 0 | QC
LCP_Inputs_ON_Diverse_2023_04_03 | Electricity | Dispatch-Generation | QC | 2050 | Winter Peak | Generic - Generator |  |  | 0 | QC
LCP_Inputs_ON_Diverse_2023_04_03 | Electricity | Dispatch-Generation | QC | 2050 | Winter Peak | Hydro |  |  | 731759.0554 | QC
LCP_Inputs_ON_Diverse_2023_04_03 | Electricity | Dispatch-Generation | QC | 2050 | Winter Peak | Nuclear |  |  | 0 | QC
LCP_Inputs_ON_Diverse_2023_04_03 | Electricity | Dispatch-Generation | QC | 2050 | Winter Peak | Nuclear SMR |  |  | 0 | QC
LCP_Inputs_ON_Diverse_2023_04_03 | Electricity | Dispatch-Generation | QC | 2050 | Winter Peak | Solar PV |  |  | 0 | QC
LCP_Inputs_ON_Diverse_2023_04_03 | Electricity | Dispatch-Generation | QC | 2050 | Winter Peak | Wind Offshore |  |  | 0 | QC
LCP_Inputs_ON_Diverse_2023_04_03 | Electricity | Dispatch-Generation | QC | 2050 | Winter Peak | Wind Onshore |  |  | 4819.4868 | QC
LCP_Inputs_ON_Diverse_2023_04_03 | Electricity | Dispatch-Generation | WC | 2020 | Fall | Biomass |  |  | 0 | WC
LCP_Inputs_ON_Diverse_2023_04_03 | Electricity | Dispatch-Generation | WC | 2020 | Fall | Biomass + CCS |  |  | 0 | WC
LCP_Inputs_ON_Diverse_2023_04_03 | Electricity | Dispatch-Generation | WC | 2020 | Fall | Fossil Fuel Thermal (Coal, Peat, Oil) |  |  | 0 | WC
LCP_Inputs_ON_Diverse_2023_04_03 | Electricity | Dispatch-Generation | WC | 2020 | Fall | Generic - Generator |  |  | 5838.1534 | WC
LCP_Inputs_ON_Diverse_2023_04_03 | Electricity | Dispatch-Generation | WC | 2020 | Fall | Hydro |  |  | 7798031.0762 | WC
LCP_Inputs_ON_Diverse_2023_04_03 | Electricity | Dispatch-Generation | WC | 2020 | Fall | Nuclear |  |  | 0 | WC
LCP_Inputs_ON_Diverse_2023_04_03 | Electricity | Dispatch-Generation | WC | 2020 | Fall | Nuclear SMR |  |  | 0 | WC
LCP_Inputs_ON_Diverse_2023_04_03 | Electricity | Dispatch-Generation | WC | 2020 | Fall | Solar PV |  |  | 0 | WC
LCP_Inputs_ON_Diverse_2023_04_03 | Electricity | Dispatch-Generation | WC | 2020 | Fall | Wind Offshore |  |  | 0 | WC
LCP_Inputs_ON_Diverse_2023_04_03 | Electricity | Dispatch-Generation | WC | 2020 | Fall | Wind Onshore |  |  | 229229.0338 | WC
LCP_Inputs_ON_Diverse_2023_04_03 | Electricity | Dispatch-Generation | WC | 2020 | Spring | Biomass |  |  | 0 | WC
LCP_Inputs_ON_Diverse_2023_04_03 | Electricity | Dispatch-Generation | WC | 2020 | Spring | Biomass + CCS |  |  | 0 | WC
LCP_Inputs_ON_Diverse_2023_04_03 | Electricity | Dispatch-Generation | WC | 2020 | Spring | Fossil Fuel Thermal (Coal, Peat, Oil) |  |  | 0 | WC
LCP_Inputs_ON_Diverse_2023_04_03 | Electricity | Dispatch-Generation | WC | 2020 | Spring | Generic - Generator |  |  | 22822.8 | WC
LCP_Inputs_ON_Diverse_2023_04_03 | Electricity | Dispatch-Generation | WC | 2020 | Spring | Hydro |  |  | 7213782.3417 | WC
LCP_Inputs_ON_Diverse_2023_04_03 | Electricity | Dispatch-Generation | WC | 2020 | Spring | Nuclear |  |  | 0 | WC
LCP_Inputs_ON_Diverse_2023_04_03 | Electricity | Dispatch-Generation | WC | 2020 | Spring | Nuclear SMR |  |  | 0 | WC
LCP_Inputs_ON_Diverse_2023_04_03 | Electricity | Dispatch-Generation | WC | 2020 | Spring | Solar PV |  |  | 0 | WC
LCP_Inputs_ON_Diverse_2023_04_03 | Electricity | Dispatch-Generation | WC | 2020 | Spring | Wind Offshore |  |  | 0 | WC
LCP_Inputs_ON_Diverse_2023_04_03 | Electricity | Dispatch-Generation | WC | 2020 | Spring | Wind Onshore |  |  | 264154.6413 | WC
LCP_Inputs_ON_Diverse_2023_04_03 | Electricity | Dispatch-Generation | WC | 2020 | Summer | Biomass |  |  | 0 | WC
LCP_Inputs_ON_Diverse_2023_04_03 | Electricity | Dispatch-Generation | WC | 2020 | Summer | Biomass + CCS |  |  | 0 | WC
LCP_Inputs_ON_Diverse_2023_04_03 | Electricity | Dispatch-Generation | WC | 2020 | Summer | Fossil Fuel Thermal (Coal, Peat, Oil) |  |  | 0 | WC
LCP_Inputs_ON_Diverse_2023_04_03 | Electricity | Dispatch-Generation | WC | 2020 | Summer | Generic - Generator |  |  | 17828.8976 | WC
LCP_Inputs_ON_Diverse_2023_04_03 | Electricity | Dispatch-Generation | WC | 2020 | Summer | Hydro |  |  | 7087681.4181 | WC
LCP_Inputs_ON_Diverse_2023_04_03 | Electricity | Dispatch-Generation | WC | 2020 | Summer | Nuclear |  |  | 0 | WC
LCP_Inputs_ON_Diverse_2023_04_03 | Electricity | Dispatch-Generation | WC | 2020 | Summer | Nuclear SMR |  |  | 0 | WC
LCP_Inputs_ON_Diverse_2023_04_03 | Electricity | Dispatch-Generation | WC | 2020 | Summer | Solar PV |  |  | 0 | WC
LCP_Inputs_ON_Diverse_2023_04_03 | Electricity | Dispatch-Generation | WC | 2020 | Summer | Wind Offshore |  |  | 0 | WC
LCP_Inputs_ON_Diverse_2023_04_03 | Electricity | Dispatch-Generation | WC | 2020 | Summer | Wind Onshore |  |  | 162446.752 | WC
LCP_Inputs_ON_Diverse_2023_04_03 | Electricity | Dispatch-Generation | WC | 2020 | Winter | Biomass |  |  | 0 | WC
LCP_Inputs_ON_Diverse_2023_04_03 | Electricity | Dispatch-Generation | WC | 2020 | Winter | Biomass + CCS |  |  | 0 | WC
LCP_Inputs_ON_Diverse_2023_04_03 | Electricity | Dispatch-Generation | WC | 2020 | Winter | Fossil Fuel Thermal (Coal, Peat, Oil) |  |  | 0 | WC
LCP_Inputs_ON_Diverse_2023_04_03 | Electricity | Dispatch-Generation | WC | 2020 | Winter | Generic - Generator |  |  | 0 | WC
LCP_Inputs_ON_Diverse_2023_04_03 | Electricity | Dispatch-Generation | WC | 2020 | Winter | Hydro |  |  | 10406441.882 | WC
LCP_Inputs_ON_Diverse_2023_04_03 | Electricity | Dispatch-Generation | WC | 2020 | Winter | Nuclear |  |  | 0 | WC
LCP_Inputs_ON_Diverse_2023_04_03 | Electricity | Dispatch-Generation | WC | 2020 | Winter | Nuclear SMR |  |  | 0 | WC
LCP_Inputs_ON_Diverse_2023_04_03 | Electricity | Dispatch-Generation | WC | 2020 | Winter | Solar PV |  |  | 0 | WC
LCP_Inputs_ON_Diverse_2023_04_03 | Electricity | Dispatch-Generation | WC | 2020 | Winter | Wind Offshore |  |  | 0 | WC
LCP_Inputs_ON_Diverse_2023_04_03 | Electricity | Dispatch-Generation | WC | 2020 | Winter | Wind Onshore |  |  | 309786.2924 | WC
LCP_Inputs_ON_Diverse_2023_04_03 | Electricity | Dispatch-Generation | WC | 2020 | Winter Peak | Biomass |  |  | 0 | WC
LCP_Inputs_ON_Diverse_2023_04_03 | Electricity | Dispatch-Generation | WC | 2020 | Winter Peak | Biomass + CCS |  |  | 0 | WC
LCP_Inputs_ON_Diverse_2023_04_03 | Electricity | Dispatch-Generation | WC | 2020 | Winter Peak | Fossil Fuel Thermal (Coal, Peat, Oil) |  |  | 0 | WC
LCP_Inputs_ON_Diverse_2023_04_03 | Electricity | Dispatch-Generation | WC | 2020 | Winter Peak | Generic - Generator |  |  | 0 | WC
LCP_Inputs_ON_Diverse_2023_04_03 | Electricity | Dispatch-Generation | WC | 2020 | Winter Peak | Hydro |  |  | 113858.7066 | WC
LCP_Inputs_ON_Diverse_2023_04_03 | Electricity | Dispatch-Generation | WC | 2020 | Winter Peak | Nuclear |  |  | 0 | WC
LCP_Inputs_ON_Diverse_2023_04_03 | Electricity | Dispatch-Generation | WC | 2020 | Winter Peak | Nuclear SMR |  |  | 0 | WC
LCP_Inputs_ON_Diverse_2023_04_03 | Electricity | Dispatch-Generation | WC | 2020 | Winter Peak | Solar PV |  |  | 0 | WC
LCP_Inputs_ON_Diverse_2023_04_03 | Electricity | Dispatch-Generation | WC | 2020 | Winter Peak | Wind Offshore |  |  | 0 | WC
LCP_Inputs_ON_Diverse_2023_04_03 | Electricity | Dispatch-Generation | WC | 2020 | Winter Peak | Wind Onshore |  |  | 2849.5292 | WC
LCP_Inputs_ON_Diverse_2023_04_03 | Electricity | Dispatch-Generation | WC | 2030 | Fall | Biomass |  |  | 0 | WC
LCP_Inputs_ON_Diverse_2023_04_03 | Electricity | Dispatch-Generation | WC | 2030 | Fall | Biomass + CCS |  |  | 0 | WC
LCP_Inputs_ON_Diverse_2023_04_03 | Electricity | Dispatch-Generation | WC | 2030 | Fall | Fossil Fuel Thermal (Coal, Peat, Oil) |  |  | 0 | WC
LCP_Inputs_ON_Diverse_2023_04_03 | Electricity | Dispatch-Generation | WC | 2030 | Fall | Generic - Generator |  |  | 6269.5606 | WC
LCP_Inputs_ON_Diverse_2023_04_03 | Electricity | Dispatch-Generation | WC | 2030 | Fall | Hydro |  |  | 8397056.8955 | WC
LCP_Inputs_ON_Diverse_2023_04_03 | Electricity | Dispatch-Generation | WC | 2030 | Fall | Nuclear |  |  | 0 | WC
LCP_Inputs_ON_Diverse_2023_04_03 | Electricity | Dispatch-Generation | WC | 2030 | Fall | Nuclear SMR |  |  | 0 | WC
LCP_Inputs_ON_Diverse_2023_04_03 | Electricity | Dispatch-Generation | WC | 2030 | Fall | Solar PV |  |  | 0 | WC
LCP_Inputs_ON_Diverse_2023_04_03 | Electricity | Dispatch-Generation | WC | 2030 | Fall | Wind Offshore |  |  | 0 | WC
LCP_Inputs_ON_Diverse_2023_04_03 | Electricity | Dispatch-Generation | WC | 2030 | Fall | Wind Onshore |  |  | 190447.5088 | WC
LCP_Inputs_ON_Diverse_2023_04_03 | Electricity | Dispatch-Generation | WC | 2030 | Spring | Biomass |  |  | 0 | WC
LCP_Inputs_ON_Diverse_2023_04_03 | Electricity | Dispatch-Generation | WC | 2030 | Spring | Biomass + CCS |  |  | 0 | WC
LCP_Inputs_ON_Diverse_2023_04_03 | Electricity | Dispatch-Generation | WC | 2030 | Spring | Fossil Fuel Thermal (Coal, Peat, Oil) |  |  | 0 | WC
LCP_Inputs_ON_Diverse_2023_04_03 | Electricity | Dispatch-Generation | WC | 2030 | Spring | Generic - Generator |  |  | 0 | WC
LCP_Inputs_ON_Diverse_2023_04_03 | Electricity | Dispatch-Generation | WC | 2030 | Spring | Hydro |  |  | 7712879.7977 | WC
LCP_Inputs_ON_Diverse_2023_04_03 | Electricity | Dispatch-Generation | WC | 2030 | Spring | Nuclear |  |  | 0 | WC
LCP_Inputs_ON_Diverse_2023_04_03 | Electricity | Dispatch-Generation | WC | 2030 | Spring | Nuclear SMR |  |  | 0 | WC
LCP_Inputs_ON_Diverse_2023_04_03 | Electricity | Dispatch-Generation | WC | 2030 | Spring | Solar PV |  |  | 0 | WC
LCP_Inputs_ON_Diverse_2023_04_03 | Electricity | Dispatch-Generation | WC | 2030 | Spring | Wind Offshore |  |  | 0 | WC
LCP_Inputs_ON_Diverse_2023_04_03 | Electricity | Dispatch-Generation | WC | 2030 | Spring | Wind Onshore |  |  | 228211.9795 | WC
LCP_Inputs_ON_Diverse_2023_04_03 | Electricity | Dispatch-Generation | WC | 2030 | Summer | Biomass |  |  | 0 | WC
LCP_Inputs_ON_Diverse_2023_04_03 | Electricity | Dispatch-Generation | WC | 2030 | Summer | Biomass + CCS |  |  | 0 | WC
LCP_Inputs_ON_Diverse_2023_04_03 | Electricity | Dispatch-Generation | WC | 2030 | Summer | Fossil Fuel Thermal (Coal, Peat, Oil) |  |  | 0 | WC
LCP_Inputs_ON_Diverse_2023_04_03 | Electricity | Dispatch-Generation | WC | 2030 | Summer | Generic - Generator |  |  | 18673.2 | WC
LCP_Inputs_ON_Diverse_2023_04_03 | Electricity | Dispatch-Generation | WC | 2030 | Summer | Hydro |  |  | 7548450.491 | WC
LCP_Inputs_ON_Diverse_2023_04_03 | Electricity | Dispatch-Generation | WC | 2030 | Summer | Nuclear |  |  | 0 | WC
LCP_Inputs_ON_Diverse_2023_04_03 | Electricity | Dispatch-Generation | WC | 2030 | Summer | Nuclear SMR |  |  | 0 | WC
LCP_Inputs_ON_Diverse_2023_04_03 | Electricity | Dispatch-Generation | WC | 2030 | Summer | Solar PV |  |  | 0 | WC
LCP_Inputs_ON_Diverse_2023_04_03 | Electricity | Dispatch-Generation | WC | 2030 | Summer | Wind Offshore |  |  | 0 | WC
LCP_Inputs_ON_Diverse_2023_04_03 | Electricity | Dispatch-Generation | WC | 2030 | Summer | Wind Onshore |  |  | 129674.5385 | WC
LCP_Inputs_ON_Diverse_2023_04_03 | Electricity | Dispatch-Generation | WC | 2030 | Winter | Biomass |  |  | 0 | WC
LCP_Inputs_ON_Diverse_2023_04_03 | Electricity | Dispatch-Generation | WC | 2030 | Winter | Biomass + CCS |  |  | 0 | WC
LCP_Inputs_ON_Diverse_2023_04_03 | Electricity | Dispatch-Generation | WC | 2030 | Winter | Fossil Fuel Thermal (Coal, Peat, Oil) |  |  | 0 | WC
LCP_Inputs_ON_Diverse_2023_04_03 | Electricity | Dispatch-Generation | WC | 2030 | Winter | Generic - Generator |  |  | 0 | WC
LCP_Inputs_ON_Diverse_2023_04_03 | Electricity | Dispatch-Generation | WC | 2030 | Winter | Hydro |  |  | 11279808.9586 | WC
LCP_Inputs_ON_Diverse_2023_04_03 | Electricity | Dispatch-Generation | WC | 2030 | Winter | Nuclear |  |  | 0 | WC
LCP_Inputs_ON_Diverse_2023_04_03 | Electricity | Dispatch-Generation | WC | 2030 | Winter | Nuclear SMR |  |  | 0 | WC
LCP_Inputs_ON_Diverse_2023_04_03 | Electricity | Dispatch-Generation | WC | 2030 | Winter | Solar PV |  |  | 0 | WC
LCP_Inputs_ON_Diverse_2023_04_03 | Electricity | Dispatch-Generation | WC | 2030 | Winter | Wind Offshore |  |  | 0 | WC
LCP_Inputs_ON_Diverse_2023_04_03 | Electricity | Dispatch-Generation | WC | 2030 | Winter | Wind Onshore |  |  | 288205.9376 | WC
LCP_Inputs_ON_Diverse_2023_04_03 | Electricity | Dispatch-Generation | WC | 2030 | Winter Peak | Biomass |  |  | 0 | WC
LCP_Inputs_ON_Diverse_2023_04_03 | Electricity | Dispatch-Generation | WC | 2030 | Winter Peak | Biomass + CCS |  |  | 0 | WC
LCP_Inputs_ON_Diverse_2023_04_03 | Electricity | Dispatch-Generation | WC | 2030 | Winter Peak | Fossil Fuel Thermal (Coal, Peat, Oil) |  |  | 0 | WC
LCP_Inputs_ON_Diverse_2023_04_03 | Electricity | Dispatch-Generation | WC | 2030 | Winter Peak | Generic - Generator |  |  | 524.4 | WC
LCP_Inputs_ON_Diverse_2023_04_03 | Electricity | Dispatch-Generation | WC | 2030 | Winter Peak | Hydro |  |  | 125630.0501 | WC
LCP_Inputs_ON_Diverse_2023_04_03 | Electricity | Dispatch-Generation | WC | 2030 | Winter Peak | Nuclear |  |  | 0 | WC
LCP_Inputs_ON_Diverse_2023_04_03 | Electricity | Dispatch-Generation | WC | 2030 | Winter Peak | Nuclear SMR |  |  | 0 | WC
LCP_Inputs_ON_Diverse_2023_04_03 | Electricity | Dispatch-Generation | WC | 2030 | Winter Peak | Solar PV |  |  | 0 | WC
LCP_Inputs_ON_Diverse_2023_04_03 | Electricity | Dispatch-Generation | WC | 2030 | Winter Peak | Wind Offshore |  |  | 0 | WC
LCP_Inputs_ON_Diverse_2023_04_03 | Electricity | Dispatch-Generation | WC | 2030 | Winter Peak | Wind Onshore |  |  | 3079.6358 | WC
LCP_Inputs_ON_Diverse_2023_04_03 | Electricity | Dispatch-Generation | WC | 2040 | Fall | Biomass |  |  | 0 | WC
LCP_Inputs_ON_Diverse_2023_04_03 | Electricity | Dispatch-Generation | WC | 2040 | Fall | Biomass + CCS |  |  | 0 | WC
LCP_Inputs_ON_Diverse_2023_04_03 | Electricity | Dispatch-Generation | WC | 2040 | Fall | Fossil Fuel Thermal (Coal, Peat, Oil) |  |  | 0 | WC
LCP_Inputs_ON_Diverse_2023_04_03 | Electricity | Dispatch-Generation | WC | 2040 | Fall | Generic - Generator |  |  | 0 | WC
LCP_Inputs_ON_Diverse_2023_04_03 | Electricity | Dispatch-Generation | WC | 2040 | Fall | Hydro |  |  | 8566780.1907 | WC
LCP_Inputs_ON_Diverse_2023_04_03 | Electricity | Dispatch-Generation | WC | 2040 | Fall | Nuclear |  |  | 0 | WC
LCP_Inputs_ON_Diverse_2023_04_03 | Electricity | Dispatch-Generation | WC | 2040 | Fall | Nuclear SMR |  |  | 0 | WC
LCP_Inputs_ON_Diverse_2023_04_03 | Electricity | Dispatch-Generation | WC | 2040 | Fall | Solar PV |  |  | 209224.8865 | WC
LCP_Inputs_ON_Diverse_2023_04_03 | Electricity | Dispatch-Generation | WC | 2040 | Fall | Wind Offshore |  |  | 0 | WC
LCP_Inputs_ON_Diverse_2023_04_03 | Electricity | Dispatch-Generation | WC | 2040 | Fall | Wind Onshore |  |  | 1188346.33 | WC
LCP_Inputs_ON_Diverse_2023_04_03 | Electricity | Dispatch-Generation | WC | 2040 | Spring | Biomass |  |  | 0 | WC
LCP_Inputs_ON_Diverse_2023_04_03 | Electricity | Dispatch-Generation | WC | 2040 | Spring | Biomass + CCS |  |  | 0 | WC
LCP_Inputs_ON_Diverse_2023_04_03 | Electricity | Dispatch-Generation | WC | 2040 | Spring | Fossil Fuel Thermal (Coal, Peat, Oil) |  |  | 0 | WC
LCP_Inputs_ON_Diverse_2023_04_03 | Electricity | Dispatch-Generation | WC | 2040 | Spring | Generic - Generator |  |  | 0 | WC
LCP_Inputs_ON_Diverse_2023_04_03 | Electricity | Dispatch-Generation | WC | 2040 | Spring | Hydro |  |  | 7882885.0318 | WC
LCP_Inputs_ON_Diverse_2023_04_03 | Electricity | Dispatch-Generation | WC | 2040 | Spring | Nuclear |  |  | 0 | WC
LCP_Inputs_ON_Diverse_2023_04_03 | Electricity | Dispatch-Generation | WC | 2040 | Spring | Nuclear SMR |  |  | 0 | WC
LCP_Inputs_ON_Diverse_2023_04_03 | Electricity | Dispatch-Generation | WC | 2040 | Spring | Solar PV |  |  | 292619.5356 | WC
LCP_Inputs_ON_Diverse_2023_04_03 | Electricity | Dispatch-Generation | WC | 2040 | Spring | Wind Offshore |  |  | 0 | WC
LCP_Inputs_ON_Diverse_2023_04_03 | Electricity | Dispatch-Generation | WC | 2040 | Spring | Wind Onshore |  |  | 1304076.8316 | WC
LCP_Inputs_ON_Diverse_2023_04_03 | Electricity | Dispatch-Generation | WC | 2040 | Summer | Biomass |  |  | 0 | WC
LCP_Inputs_ON_Diverse_2023_04_03 | Electricity | Dispatch-Generation | WC | 2040 | Summer | Biomass + CCS |  |  | 0 | WC
LCP_Inputs_ON_Diverse_2023_04_03 | Electricity | Dispatch-Generation | WC | 2040 | Summer | Fossil Fuel Thermal (Coal, Peat, Oil) |  |  | 0 | WC
LCP_Inputs_ON_Diverse_2023_04_03 | Electricity | Dispatch-Generation | WC | 2040 | Summer | Generic - Generator |  |  | 0 | WC
LCP_Inputs_ON_Diverse_2023_04_03 | Electricity | Dispatch-Generation | WC | 2040 | Summer | Hydro |  |  | 7786402.5133 | WC
LCP_Inputs_ON_Diverse_2023_04_03 | Electricity | Dispatch-Generation | WC | 2040 | Summer | Nuclear |  |  | 0 | WC
LCP_Inputs_ON_Diverse_2023_04_03 | Electricity | Dispatch-Generation | WC | 2040 | Summer | Nuclear SMR |  |  | 0 | WC
LCP_Inputs_ON_Diverse_2023_04_03 | Electricity | Dispatch-Generation | WC | 2040 | Summer | Solar PV |  |  | 397051.5477 | WC
LCP_Inputs_ON_Diverse_2023_04_03 | Electricity | Dispatch-Generation | WC | 2040 | Summer | Wind Offshore |  |  | 0 | WC
LCP_Inputs_ON_Diverse_2023_04_03 | Electricity | Dispatch-Generation | WC | 2040 | Summer | Wind Onshore |  |  | 842140.275 | WC
LCP_Inputs_ON_Diverse_2023_04_03 | Electricity | Dispatch-Generation | WC | 2040 | Winter | Biomass |  |  | 0 | WC
LCP_Inputs_ON_Diverse_2023_04_03 | Electricity | Dispatch-Generation | WC | 2040 | Winter | Biomass + CCS |  |  | 0 | WC
LCP_Inputs_ON_Diverse_2023_04_03 | Electricity | Dispatch-Generation | WC | 2040 | Winter | Fossil Fuel Thermal (Coal, Peat, Oil) |  |  | 0 | WC
LCP_Inputs_ON_Diverse_2023_04_03 | Electricity | Dispatch-Generation | WC | 2040 | Winter | Generic - Generator |  |  | 0 | WC
LCP_Inputs_ON_Diverse_2023_04_03 | Electricity | Dispatch-Generation | WC | 2040 | Winter | Hydro |  |  | 11105200.2498 | WC
LCP_Inputs_ON_Diverse_2023_04_03 | Electricity | Dispatch-Generation | WC | 2040 | Winter | Nuclear |  |  | 0 | WC
LCP_Inputs_ON_Diverse_2023_04_03 | Electricity | Dispatch-Generation | WC | 2040 | Winter | Nuclear SMR |  |  | 0 | WC
LCP_Inputs_ON_Diverse_2023_04_03 | Electricity | Dispatch-Generation | WC | 2040 | Winter | Solar PV |  |  | 17996.5389 | WC
LCP_Inputs_ON_Diverse_2023_04_03 | Electricity | Dispatch-Generation | WC | 2040 | Winter | Wind Offshore |  |  | 0 | WC
LCP_Inputs_ON_Diverse_2023_04_03 | Electricity | Dispatch-Generation | WC | 2040 | Winter | Wind Onshore |  |  | 1021231.2744 | WC
LCP_Inputs_ON_Diverse_2023_04_03 | Electricity | Dispatch-Generation | WC | 2040 | Winter Peak | Biomass |  |  | 0 | WC
LCP_Inputs_ON_Diverse_2023_04_03 | Electricity | Dispatch-Generation | WC | 2040 | Winter Peak | Biomass + CCS |  |  | 0 | WC
LCP_Inputs_ON_Diverse_2023_04_03 | Electricity | Dispatch-Generation | WC | 2040 | Winter Peak | Fossil Fuel Thermal (Coal, Peat, Oil) |  |  | 0 | WC
LCP_Inputs_ON_Diverse_2023_04_03 | Electricity | Dispatch-Generation | WC | 2040 | Winter Peak | Generic - Generator |  |  | 0 | WC
LCP_Inputs_ON_Diverse_2023_04_03 | Electricity | Dispatch-Generation | WC | 2040 | Winter Peak | Hydro |  |  | 125630.0501 | WC
LCP_Inputs_ON_Diverse_2023_04_03 | Electricity | Dispatch-Generation | WC | 2040 | Winter Peak | Nuclear |  |  | 0 | WC
LCP_Inputs_ON_Diverse_2023_04_03 | Electricity | Dispatch-Generation | WC | 2040 | Winter Peak | Nuclear SMR |  |  | 0 | WC
LCP_Inputs_ON_Diverse_2023_04_03 | Electricity | Dispatch-Generation | WC | 2040 | Winter Peak | Solar PV |  |  | 854.1549 | WC
LCP_Inputs_ON_Diverse_2023_04_03 | Electricity | Dispatch-Generation | WC | 2040 | Winter Peak | Wind Offshore |  |  | 0 | WC
LCP_Inputs_ON_Diverse_2023_04_03 | Electricity | Dispatch-Generation | WC | 2040 | Winter Peak | Wind Onshore |  |  | 15965.1415 | WC
LCP_Inputs_ON_Diverse_2023_04_03 | Electricity | Dispatch-Generation | WC | 2050 | Fall | Biomass |  |  | 0 | WC
LCP_Inputs_ON_Diverse_2023_04_03 | Electricity | Dispatch-Generation | WC | 2050 | Fall | Biomass + CCS |  |  | 0 | WC
LCP_Inputs_ON_Diverse_2023_04_03 | Electricity | Dispatch-Generation | WC | 2050 | Fall | Fossil Fuel Thermal (Coal, Peat, Oil) |  |  | 0 | WC
LCP_Inputs_ON_Diverse_2023_04_03 | Electricity | Dispatch-Generation | WC | 2050 | Fall | Generic - Generator |  |  | 0 | WC
LCP_Inputs_ON_Diverse_2023_04_03 | Electricity | Dispatch-Generation | WC | 2050 | Fall | Hydro |  |  | 8566780.1907 | WC
LCP_Inputs_ON_Diverse_2023_04_03 | Electricity | Dispatch-Generation | WC | 2050 | Fall | Nuclear |  |  | 0 | WC
LCP_Inputs_ON_Diverse_2023_04_03 | Electricity | Dispatch-Generation | WC | 2050 | Fall | Nuclear SMR |  |  | 0 | WC
LCP_Inputs_ON_Diverse_2023_04_03 | Electricity | Dispatch-Generation | WC | 2050 | Fall | Solar PV |  |  | 209224.8865 | WC
LCP_Inputs_ON_Diverse_2023_04_03 | Electricity | Dispatch-Generation | WC | 2050 | Fall | Wind Offshore |  |  | 0 | WC
LCP_Inputs_ON_Diverse_2023_04_03 | Electricity | Dispatch-Generation | WC | 2050 | Fall | Wind Onshore |  |  | 2013785.0622 | WC
LCP_Inputs_ON_Diverse_2023_04_03 | Electricity | Dispatch-Generation | WC | 2050 | Spring | Biomass |  |  | 0 | WC
LCP_Inputs_ON_Diverse_2023_04_03 | Electricity | Dispatch-Generation | WC | 2050 | Spring | Biomass + CCS |  |  | 5.173e-24 | WC
LCP_Inputs_ON_Diverse_2023_04_03 | Electricity | Dispatch-Generation | WC | 2050 | Spring | Fossil Fuel Thermal (Coal, Peat, Oil) |  |  | 0 | WC
LCP_Inputs_ON_Diverse_2023_04_03 | Electricity | Dispatch-Generation | WC | 2050 | Spring | Generic - Generator |  |  | 0 | WC
LCP_Inputs_ON_Diverse_2023_04_03 | Electricity | Dispatch-Generation | WC | 2050 | Spring | Hydro |  |  | 7921077.8679 | WC
LCP_Inputs_ON_Diverse_2023_04_03 | Electricity | Dispatch-Generation | WC | 2050 | Spring | Nuclear |  |  | 0 | WC
LCP_Inputs_ON_Diverse_2023_04_03 | Electricity | Dispatch-Generation | WC | 2050 | Spring | Nuclear SMR |  |  | 0 | WC
LCP_Inputs_ON_Diverse_2023_04_03 | Electricity | Dispatch-Generation | WC | 2050 | Spring | Solar PV |  |  | 343954.0626 | WC
LCP_Inputs_ON_Diverse_2023_04_03 | Electricity | Dispatch-Generation | WC | 2050 | Spring | Wind Offshore |  |  | 0 | WC
LCP_Inputs_ON_Diverse_2023_04_03 | Electricity | Dispatch-Generation | WC | 2050 | Spring | Wind Onshore |  |  | 2158123.4406 | WC
LCP_Inputs_ON_Diverse_2023_04_03 | Electricity | Dispatch-Generation | WC | 2050 | Summer | Biomass |  |  | 0 | WC
LCP_Inputs_ON_Diverse_2023_04_03 | Electricity | Dispatch-Generation | WC | 2050 | Summer | Biomass + CCS |  |  | 0 | WC
LCP_Inputs_ON_Diverse_2023_04_03 | Electricity | Dispatch-Generation | WC | 2050 | Summer | Fossil Fuel Thermal (Coal, Peat, Oil) |  |  | 0 | WC
LCP_Inputs_ON_Diverse_2023_04_03 | Electricity | Dispatch-Generation | WC | 2050 | Summer | Generic - Generator |  |  | 0 | WC
LCP_Inputs_ON_Diverse_2023_04_03 | Electricity | Dispatch-Generation | WC | 2050 | Summer | Hydro |  |  | 7786402.5133 | WC
LCP_Inputs_ON_Diverse_2023_04_03 | Electricity | Dispatch-Generation | WC | 2050 | Summer | Nuclear |  |  | 0 | WC
LCP_Inputs_ON_Diverse_2023_04_03 | Electricity | Dispatch-Generation | WC | 2050 | Summer | Nuclear SMR |  |  | 0 | WC
LCP_Inputs_ON_Diverse_2023_04_03 | Electricity | Dispatch-Generation | WC | 2050 | Summer | Solar PV |  |  | 397051.5477 | WC
LCP_Inputs_ON_Diverse_2023_04_03 | Electricity | Dispatch-Generation | WC | 2050 | Summer | Wind Offshore |  |  | 0 | WC
LCP_Inputs_ON_Diverse_2023_04_03 | Electricity | Dispatch-Generation | WC | 2050 | Summer | Wind Onshore |  |  | 1521833.798 | WC
LCP_Inputs_ON_Diverse_2023_04_03 | Electricity | Dispatch-Generation | WC | 2050 | Winter | Biomass |  |  | 0 | WC
LCP_Inputs_ON_Diverse_2023_04_03 | Electricity | Dispatch-Generation | WC | 2050 | Winter | Biomass + CCS |  |  | 0 | WC
LCP_Inputs_ON_Diverse_2023_04_03 | Electricity | Dispatch-Generation | WC | 2050 | Winter | Fossil Fuel Thermal (Coal, Peat, Oil) |  |  | 0 | WC
LCP_Inputs_ON_Diverse_2023_04_03 | Electricity | Dispatch-Generation | WC | 2050 | Winter | Generic - Generator |  |  | 0 | WC
LCP_Inputs_ON_Diverse_2023_04_03 | Electricity | Dispatch-Generation | WC | 2050 | Winter | Hydro |  |  | 11093148.7437 | WC
LCP_Inputs_ON_Diverse_2023_04_03 | Electricity | Dispatch-Generation | WC | 2050 | Winter | Nuclear |  |  | 0 | WC
LCP_Inputs_ON_Diverse_2023_04_03 | Electricity | Dispatch-Generation | WC | 2050 | Winter | Nuclear SMR |  |  | 0 | WC
LCP_Inputs_ON_Diverse_2023_04_03 | Electricity | Dispatch-Generation | WC | 2050 | Winter | Solar PV |  |  | 45081.728 | WC
LCP_Inputs_ON_Diverse_2023_04_03 | Electricity | Dispatch-Generation | WC | 2050 | Winter | Wind Offshore |  |  | 0 | WC
LCP_Inputs_ON_Diverse_2023_04_03 | Electricity | Dispatch-Generation | WC | 2050 | Winter | Wind Onshore |  |  | 1741230.698 | WC
LCP_Inputs_ON_Diverse_2023_04_03 | Electricity | Dispatch-Generation | WC | 2050 | Winter Peak | Biomass |  |  | 0 | WC
LCP_Inputs_ON_Diverse_2023_04_03 | Electricity | Dispatch-Generation | WC | 2050 | Winter Peak | Biomass + CCS |  |  | 0 | WC
LCP_Inputs_ON_Diverse_2023_04_03 | Electricity | Dispatch-Generation | WC | 2050 | Winter Peak | Fossil Fuel Thermal (Coal, Peat, Oil) |  |  | 0 | WC
LCP_Inputs_ON_Diverse_2023_04_03 | Electricity | Dispatch-Generation | WC | 2050 | Winter Peak | Generic - Generator |  |  | 0 | WC
LCP_Inputs_ON_Diverse_2023_04_03 | Electricity | Dispatch-Generation | WC | 2050 | Winter Peak | Hydro |  |  | 125630.0501 | WC
LCP_Inputs_ON_Diverse_2023_04_03 | Electricity | Dispatch-Generation | WC | 2050 | Winter Peak | Nuclear |  |  | 0 | WC
LCP_Inputs_ON_Diverse_2023_04_03 | Electricity | Dispatch-Generation | WC | 2050 | Winter Peak | Nuclear SMR |  |  | 0 | WC
LCP_Inputs_ON_Diverse_2023_04_03 | Electricity | Dispatch-Generation | WC | 2050 | Winter Peak | Solar PV |  |  | 854.1549 | WC
LCP_Inputs_ON_Diverse_2023_04_03 | Electricity | Dispatch-Generation | WC | 2050 | Winter Peak | Wind Offshore |  |  | 0 | WC
LCP_Inputs_ON_Diverse_2023_04_03 | Electricity | Dispatch-Generation | WC | 2050 | Winter Peak | Wind Onshore |  |  | 28850.6471 | WC
LCP_Inputs_ON_Diverse_2023_04_03 | Electricity | Dispatch-Interconnection | MI | 2020 | Fall | Electricity Transmission Line | MI | ON | 1549783.7517 | MI
LCP_Inputs_ON_Diverse_2023_04_03 | Electricity | Dispatch-Interconnection | MI | 2020 | Fall | Electricity Transmission Line | MI | WC | 1076199.2418 | MI
LCP_Inputs_ON_Diverse_2023_04_03 | Electricity | Dispatch-Interconnection | MI | 2020 | Fall | Electricity Transmission Line | ON | MI | 0 | MI
LCP_Inputs_ON_Diverse_2023_04_03 | Electricity | Dispatch-Interconnection | MI | 2020 | Fall | Electricity Transmission Line | WC | MI | -29468.3119 | MI
LCP_Inputs_ON_Diverse_2023_04_03 | Electricity | Dispatch-Interconnection | MI | 2020 | Spring | Electricity Transmission Line | MI | ON | 1244792.3206 | MI
LCP_Inputs_ON_Diverse_2023_04_03 | Electricity | Dispatch-Interconnection | MI | 2020 | Spring | Electricity Transmission Line | MI | WC | 703614.8614 | MI
LCP_Inputs_ON_Diverse_2023_04_03 | Electricity | Dispatch-Interconnection | MI | 2020 | Spring | Electricity Transmission Line | ON | MI | 0 | MI
LCP_Inputs_ON_Diverse_2023_04_03 | Electricity | Dispatch-Interconnection | MI | 2020 | Spring | Electricity Transmission Line | WC | MI | -330548.6338 | MI
LCP_Inputs_ON_Diverse_2023_04_03 | Electricity | Dispatch-Interconnection | MI | 2020 | Summer | Electricity Transmission Line | MI | ON | 1087573.7194 | MI
LCP_Inputs_ON_Diverse_2023_04_03 | Electricity | Dispatch-Interconnection | MI | 2020 | Summer | Electricity Transmission Line | MI | WC | 942642.543 | MI
LCP_Inputs_ON_Diverse_2023_04_03 | Electricity | Dispatch-Interconnection | MI | 2020 | Summer | Electricity Transmission Line | ON | MI | -206291.972 | MI
LCP_Inputs_ON_Diverse_2023_04_03 | Electricity | Dispatch-Interconnection | MI | 2020 | Summer | Electricity Transmission Line | WC | MI | -203794.917 | MI
LCP_Inputs_ON_Diverse_2023_04_03 | Electricity | Dispatch-Interconnection | MI | 2020 | Winter | Electricity Transmission Line | MI | ON | 1850317.2798 | MI
LCP_Inputs_ON_Diverse_2023_04_03 | Electricity | Dispatch-Interconnection | MI | 2020 | Winter | Electricity Transmission Line | MI | WC | 2458787.4865 | MI
LCP_Inputs_ON_Diverse_2023_04_03 | Electricity | Dispatch-Interconnection | MI | 2020 | Winter | Electricity Transmission Line | ON | MI | 0 | MI
LCP_Inputs_ON_Diverse_2023_04_03 | Electricity | Dispatch-Interconnection | MI | 2020 | Winter | Electricity Transmission Line | WC | MI | 0 | MI
LCP_Inputs_ON_Diverse_2023_04_03 | Electricity | Dispatch-Interconnection | MI | 2020 | Winter Peak | Electricity Transmission Line | MI | ON | 0 | MI
LCP_Inputs_ON_Diverse_2023_04_03 | Electricity | Dispatch-Interconnection | MI | 2020 | Winter Peak | Electricity Transmission Line | MI | WC | 26343.2281 | MI
LCP_Inputs_ON_Diverse_2023_04_03 | Electricity | Dispatch-Interconnection | MI | 2020 | Winter Peak | Electricity Transmission Line | ON | MI | -30529.4028 | MI
LCP_Inputs_ON_Diverse_2023_04_03 | Electricity | Dispatch-Interconnection | MI | 2020 | Winter Peak | Electricity Transmission Line | WC | MI | 0 | MI
LCP_Inputs_ON_Diverse_2023_04_03 | Electricity | Dispatch-Interconnection | MI | 2030 | Fall | Electricity Transmission Line | MI | ON | 0 | MI
LCP_Inputs_ON_Diverse_2023_04_03 | Electricity | Dispatch-Interconnection | MI | 2030 | Fall | Electricity Transmission Line | MI | WC | 439400.0464 | MI
LCP_Inputs_ON_Diverse_2023_04_03 | Electricity | Dispatch-Interconnection | MI | 2030 | Fall | Electricity Transmission Line | ON | MI | -1589797.7551 | MI
LCP_Inputs_ON_Diverse_2023_04_03 | Electricity | Dispatch-Interconnection | MI | 2030 | Fall | Electricity Transmission Line | WC | MI | -35950.1884 | MI
LCP_Inputs_ON_Diverse_2023_04_03 | Electricity | Dispatch-Interconnection | MI | 2030 | Spring | Electricity Transmission Line | MI | ON | 0 | MI
LCP_Inputs_ON_Diverse_2023_04_03 | Electricity | Dispatch-Interconnection | MI | 2030 | Spring | Electricity Transmission Line | MI | WC | 40450.0064 | MI
LCP_Inputs_ON_Diverse_2023_04_03 | Electricity | Dispatch-Interconnection | MI | 2030 | Spring | Electricity Transmission Line | ON | MI | -2101101.9471 | MI
LCP_Inputs_ON_Diverse_2023_04_03 | Electricity | Dispatch-Interconnection | MI | 2030 | Spring | Electricity Transmission Line | WC | MI | -487753.1041 | MI
LCP_Inputs_ON_Diverse_2023_04_03 | Electricity | Dispatch-Interconnection | MI | 2030 | Summer | Electricity Transmission Line | MI | ON | 628480.7987 | MI
LCP_Inputs_ON_Diverse_2023_04_03 | Electricity | Dispatch-Interconnection | MI | 2030 | Summer | Electricity Transmission Line | MI | WC | 664268.1448 | MI
LCP_Inputs_ON_Diverse_2023_04_03 | Electricity | Dispatch-Interconnection | MI | 2030 | Summer | Electricity Transmission Line | ON | MI | -167322.602 | MI
LCP_Inputs_ON_Diverse_2023_04_03 | Electricity | Dispatch-Interconnection | MI | 2030 | Summer | Electricity Transmission Line | WC | MI | -237658.2181 | MI
LCP_Inputs_ON_Diverse_2023_04_03 | Electricity | Dispatch-Interconnection | MI | 2030 | Winter | Electricity Transmission Line | MI | ON | 0 | MI
LCP_Inputs_ON_Diverse_2023_04_03 | Electricity | Dispatch-Interconnection | MI | 2030 | Winter | Electricity Transmission Line | MI | WC | 2388360.5189 | MI
LCP_Inputs_ON_Diverse_2023_04_03 | Electricity | Dispatch-Interconnection | MI | 2030 | Winter | Electricity Transmission Line | ON | MI | -2862202.8024 | MI
LCP_Inputs_ON_Diverse_2023_04_03 | Electricity | Dispatch-Interconnection | MI | 2030 | Winter | Electricity Transmission Line | WC | MI | 0 | MI
LCP_Inputs_ON_Diverse_2023_04_03 | Electricity | Dispatch-Interconnection | MI | 2030 | Winter Peak | Electricity Transmission Line | MI | ON | 0 | MI
LCP_Inputs_ON_Diverse_2023_04_03 | Electricity | Dispatch-Interconnection | MI | 2030 | Winter Peak | Electricity Transmission Line | MI | WC | 0 | MI
LCP_Inputs_ON_Diverse_2023_04_03 | Electricity | Dispatch-Interconnection | MI | 2030 | Winter Peak | Electricity Transmission Line | ON | MI | -81269.8413 | MI
LCP_Inputs_ON_Diverse_2023_04_03 | Electricity | Dispatch-Interconnection | MI | 2030 | Winter Peak | Electricity Transmission Line | WC | MI | -16518.2661 | MI
LCP_Inputs_ON_Diverse_2023_04_03 | Electricity | Dispatch-Interconnection | MI | 2040 | Fall | Electricity Transmission Line | MI | ON | 0 | MI
LCP_Inputs_ON_Diverse_2023_04_03 | Electricity | Dispatch-Interconnection | MI | 2040 | Fall | Electricity Transmission Line | MI | WC | 422265.7375 | MI
LCP_Inputs_ON_Diverse_2023_04_03 | Electricity | Dispatch-Interconnection | MI | 2040 | Fall | Electricity Transmission Line | ON | MI | -3168161.2053 | MI
LCP_Inputs_ON_Diverse_2023_04_03 | Electricity | Dispatch-Interconnection | MI | 2040 | Fall | Electricity Transmission Line | WC | MI | -892795.1757 | MI
LCP_Inputs_ON_Diverse_2023_04_03 | Electricity | Dispatch-Interconnection | MI | 2040 | Spring | Electricity Transmission Line | MI | ON | 0 | MI
LCP_Inputs_ON_Diverse_2023_04_03 | Electricity | Dispatch-Interconnection | MI | 2040 | Spring | Electricity Transmission Line | MI | WC | 0 | MI
LCP_Inputs_ON_Diverse_2023_04_03 | Electricity | Dispatch-Interconnection | MI | 2040 | Spring | Electricity Transmission Line | ON | MI | -3234778.9447 | MI
LCP_Inputs_ON_Diverse_2023_04_03 | Electricity | Dispatch-Interconnection | MI | 2040 | Spring | Electricity Transmission Line | WC | MI | -61227.86 | MI
LCP_Inputs_ON_Diverse_2023_04_03 | Electricity | Dispatch-Interconnection | MI | 2040 | Summer | Electricity Transmission Line | MI | ON | 3494858.7207 | MI
LCP_Inputs_ON_Diverse_2023_04_03 | Electricity | Dispatch-Interconnection | MI | 2040 | Summer | Electricity Transmission Line | MI | WC | 788222.584 | MI
LCP_Inputs_ON_Diverse_2023_04_03 | Electricity | Dispatch-Interconnection | MI | 2040 | Summer | Electricity Transmission Line | ON | MI | -125173.3692 | MI
LCP_Inputs_ON_Diverse_2023_04_03 | Electricity | Dispatch-Interconnection | MI | 2040 | Summer | Electricity Transmission Line | WC | MI | -100759.5804 | MI
LCP_Inputs_ON_Diverse_2023_04_03 | Electricity | Dispatch-Interconnection | MI | 2040 | Winter | Electricity Transmission Line | MI | ON | 0 | MI
LCP_Inputs_ON_Diverse_2023_04_03 | Electricity | Dispatch-Interconnection | MI | 2040 | Winter | Electricity Transmission Line | MI | WC | 0 | MI
LCP_Inputs_ON_Diverse_2023_04_03 | Electricity | Dispatch-Interconnection | MI | 2040 | Winter | Electricity Transmission Line | ON | MI | -2215106.4493 | MI
LCP_Inputs_ON_Diverse_2023_04_03 | Electricity | Dispatch-Interconnection | MI | 2040 | Winter | Electricity Transmission Line | WC | MI | 0 | MI
LCP_Inputs_ON_Diverse_2023_04_03 | Electricity | Dispatch-Interconnection | MI | 2040 | Winter Peak | Electricity Transmission Line | MI | ON | 0 | MI
LCP_Inputs_ON_Diverse_2023_04_03 | Electricity | Dispatch-Interconnection | MI | 2040 | Winter Peak | Electricity Transmission Line | MI | WC | 0 | MI
LCP_Inputs_ON_Diverse_2023_04_03 | Electricity | Dispatch-Interconnection | MI | 2040 | Winter Peak | Electricity Transmission Line | ON | MI | -119365.0794 | MI
LCP_Inputs_ON_Diverse_2023_04_03 | Electricity | Dispatch-Interconnection | MI | 2040 | Winter Peak | Electricity Transmission Line | WC | MI | -62390.7756 | MI
LCP_Inputs_ON_Diverse_2023_04_03 | Electricity | Dispatch-Interconnection | MI | 2050 | Fall | Electricity Transmission Line | MI | ON | 237003.3903 | MI
LCP_Inputs_ON_Diverse_2023_04_03 | Electricity | Dispatch-Interconnection | MI | 2050 | Fall | Electricity Transmission Line | MI | WC | 311524.443 | MI
LCP_Inputs_ON_Diverse_2023_04_03 | Electricity | Dispatch-Interconnection | MI | 2050 | Fall | Electricity Transmission Line | ON | MI | -3174886.7562 | MI
LCP_Inputs_ON_Diverse_2023_04_03 | Electricity | Dispatch-Interconnection | MI | 2050 | Fall | Electricity Transmission Line | WC | MI | -96016.7019 | MI
LCP_Inputs_ON_Diverse_2023_04_03 | Electricity | Dispatch-Interconnection | MI | 2050 | Spring | Electricity Transmission Line | MI | ON | 0 | MI
LCP_Inputs_ON_Diverse_2023_04_03 | Electricity | Dispatch-Interconnection | MI | 2050 | Spring | Electricity Transmission Line | MI | WC | 0 | MI
LCP_Inputs_ON_Diverse_2023_04_03 | Electricity | Dispatch-Interconnection | MI | 2050 | Spring | Electricity Transmission Line | ON | MI | -5587308.5461 | MI
LCP_Inputs_ON_Diverse_2023_04_03 | Electricity | Dispatch-Interconnection | MI | 2050 | Spring | Electricity Transmission Line | WC | MI | -54360.3926 | MI
LCP_Inputs_ON_Diverse_2023_04_03 | Electricity | Dispatch-Interconnection | MI | 2050 | Summer | Electricity Transmission Line | MI | ON | 2815870.7253 | MI
LCP_Inputs_ON_Diverse_2023_04_03 | Electricity | Dispatch-Interconnection | MI | 2050 | Summer | Electricity Transmission Line | MI | WC | 796075.4141 | MI
LCP_Inputs_ON_Diverse_2023_04_03 | Electricity | Dispatch-Interconnection | MI | 2050 | Summer | Electricity Transmission Line | ON | MI | -50696.1648 | MI
LCP_Inputs_ON_Diverse_2023_04_03 | Electricity | Dispatch-Interconnection | MI | 2050 | Summer | Electricity Transmission Line | WC | MI | -229022.696 | MI
LCP_Inputs_ON_Diverse_2023_04_03 | Electricity | Dispatch-Interconnection | MI | 2050 | Winter | Electricity Transmission Line | MI | ON | 0 | MI
LCP_Inputs_ON_Diverse_2023_04_03 | Electricity | Dispatch-Interconnection | MI | 2050 | Winter | Electricity Transmission Line | MI | WC | 0 | MI
LCP_Inputs_ON_Diverse_2023_04_03 | Electricity | Dispatch-Interconnection | MI | 2050 | Winter | Electricity Transmission Line | ON | MI | -1829025.2127 | MI
LCP_Inputs_ON_Diverse_2023_04_03 | Electricity | Dispatch-Interconnection | MI | 2050 | Winter | Electricity Transmission Line | WC | MI | 0 | MI
LCP_Inputs_ON_Diverse_2023_04_03 | Electricity | Dispatch-Interconnection | MI | 2050 | Winter Peak | Electricity Transmission Line | MI | ON | 0 | MI
LCP_Inputs_ON_Diverse_2023_04_03 | Electricity | Dispatch-Interconnection | MI | 2050 | Winter Peak | Electricity Transmission Line | MI | WC | 0 | MI
LCP_Inputs_ON_Diverse_2023_04_03 | Electricity | Dispatch-Interconnection | MI | 2050 | Winter Peak | Electricity Transmission Line | ON | MI | -157460.3175 | MI
LCP_Inputs_ON_Diverse_2023_04_03 | Electricity | Dispatch-Interconnection | MI | 2050 | Winter Peak | Electricity Transmission Line | WC | MI | -109888.1257 | MI
LCP_Inputs_ON_Diverse_2023_04_03 | Electricity | Dispatch-Interconnection | NY | 2020 | Fall | Electricity Transmission Line | NY | ON | 1707569.8155 | NY
LCP_Inputs_ON_Diverse_2023_04_03 | Electricity | Dispatch-Interconnection | NY | 2020 | Fall | Electricity Transmission Line | NY | QC | 6316293.1148 | NY
LCP_Inputs_ON_Diverse_2023_04_03 | Electricity | Dispatch-Interconnection | NY | 2020 | Fall | Electricity Transmission Line | ON | NY | -28569.9574 | NY
LCP_Inputs_ON_Diverse_2023_04_03 | Electricity | Dispatch-Interconnection | NY | 2020 | Fall | Electricity Transmission Line | QC | NY | -36746.059 | NY
LCP_Inputs_ON_Diverse_2023_04_03 | Electricity | Dispatch-Interconnection | NY | 2020 | Spring | Electricity Transmission Line | NY | ON | 1648254.8186 | NY
LCP_Inputs_ON_Diverse_2023_04_03 | Electricity | Dispatch-Interconnection | NY | 2020 | Spring | Electricity Transmission Line | NY | QC | 1873567.8672 | NY
LCP_Inputs_ON_Diverse_2023_04_03 | Electricity | Dispatch-Interconnection | NY | 2020 | Spring | Electricity Transmission Line | ON | NY | 0 | NY
LCP_Inputs_ON_Diverse_2023_04_03 | Electricity | Dispatch-Interconnection | NY | 2020 | Spring | Electricity Transmission Line | QC | NY | -1874110.5271 | NY
LCP_Inputs_ON_Diverse_2023_04_03 | Electricity | Dispatch-Interconnection | NY | 2020 | Summer | Electricity Transmission Line | NY | ON | 966336.0796 | NY
LCP_Inputs_ON_Diverse_2023_04_03 | Electricity | Dispatch-Interconnection | NY | 2020 | Summer | Electricity Transmission Line | NY | QC | 5246115.5808 | NY
LCP_Inputs_ON_Diverse_2023_04_03 | Electricity | Dispatch-Interconnection | NY | 2020 | Summer | Electricity Transmission Line | ON | NY | -1925381.3188 | NY
LCP_Inputs_ON_Diverse_2023_04_03 | Electricity | Dispatch-Interconnection | NY | 2020 | Summer | Electricity Transmission Line | QC | NY | -386253.471 | NY
LCP_Inputs_ON_Diverse_2023_04_03 | Electricity | Dispatch-Interconnection | NY | 2020 | Winter | Electricity Transmission Line | NY | ON | 1773898.6036 | NY
LCP_Inputs_ON_Diverse_2023_04_03 | Electricity | Dispatch-Interconnection | NY | 2020 | Winter | Electricity Transmission Line | NY | QC | 7946567.7997 | NY
LCP_Inputs_ON_Diverse_2023_04_03 | Electricity | Dispatch-Interconnection | NY | 2020 | Winter | Electricity Transmission Line | ON | NY | 0 | NY
LCP_Inputs_ON_Diverse_2023_04_03 | Electricity | Dispatch-Interconnection | NY | 2020 | Winter | Electricity Transmission Line | QC | NY | 0 | NY
LCP_Inputs_ON_Diverse_2023_04_03 | Electricity | Dispatch-Interconnection | NY | 2020 | Winter Peak | Electricity Transmission Line | NY | ON | 0 | NY
LCP_Inputs_ON_Diverse_2023_04_03 | Electricity | Dispatch-Interconnection | NY | 2020 | Winter Peak | Electricity Transmission Line | NY | QC | 0 | NY
LCP_Inputs_ON_Diverse_2023_04_03 | Electricity | Dispatch-Interconnection | NY | 2020 | Winter Peak | Electricity Transmission Line | ON | NY | -49295.3423 | NY
LCP_Inputs_ON_Diverse_2023_04_03 | Electricity | Dispatch-Interconnection | NY | 2020 | Winter Peak | Electricity Transmission Line | QC | NY | -49021.9502 | NY
LCP_Inputs_ON_Diverse_2023_04_03 | Electricity | Dispatch-Interconnection | NY | 2030 | Fall | Electricity Transmission Line | NY | ON | 2762109.7148 | NY
LCP_Inputs_ON_Diverse_2023_04_03 | Electricity | Dispatch-Interconnection | NY | 2030 | Fall | Electricity Transmission Line | NY | QC | 4103860.1034 | NY
LCP_Inputs_ON_Diverse_2023_04_03 | Electricity | Dispatch-Interconnection | NY | 2030 | Fall | Electricity Transmission Line | ON | NY | -851187.918 | NY
LCP_Inputs_ON_Diverse_2023_04_03 | Electricity | Dispatch-Interconnection | NY | 2030 | Fall | Electricity Transmission Line | QC | NY | -600535.4901 | NY
LCP_Inputs_ON_Diverse_2023_04_03 | Electricity | Dispatch-Interconnection | NY | 2030 | Spring | Electricity Transmission Line | NY | ON | 1878127.5859 | NY
LCP_Inputs_ON_Diverse_2023_04_03 | Electricity | Dispatch-Interconnection | NY | 2030 | Spring | Electricity Transmission Line | NY | QC | 429885.7318 | NY
LCP_Inputs_ON_Diverse_2023_04_03 | Electricity | Dispatch-Interconnection | NY | 2030 | Spring | Electricity Transmission Line | ON | NY | -156240.5843 | NY
LCP_Inputs_ON_Diverse_2023_04_03 | Electricity | Dispatch-Interconnection | NY | 2030 | Spring | Electricity Transmission Line | QC | NY | -3930857.7284 | NY
LCP_Inputs_ON_Diverse_2023_04_03 | Electricity | Dispatch-Interconnection | NY | 2030 | Summer | Electricity Transmission Line | NY | ON | 1516622.836 | NY
LCP_Inputs_ON_Diverse_2023_04_03 | Electricity | Dispatch-Interconnection | NY | 2030 | Summer | Electricity Transmission Line | NY | QC | 3847352.3326 | NY
LCP_Inputs_ON_Diverse_2023_04_03 | Electricity | Dispatch-Interconnection | NY | 2030 | Summer | Electricity Transmission Line | ON | NY | -3015335.0787 | NY
LCP_Inputs_ON_Diverse_2023_04_03 | Electricity | Dispatch-Interconnection | NY | 2030 | Summer | Electricity Transmission Line | QC | NY | -1662988.594 | NY
LCP_Inputs_ON_Diverse_2023_04_03 | Electricity | Dispatch-Interconnection | NY | 2030 | Winter | Electricity Transmission Line | NY | ON | 622898.0254 | NY
LCP_Inputs_ON_Diverse_2023_04_03 | Electricity | Dispatch-Interconnection | NY | 2030 | Winter | Electricity Transmission Line | NY | QC | 2364967.7776 | NY
LCP_Inputs_ON_Diverse_2023_04_03 | Electricity | Dispatch-Interconnection | NY | 2030 | Winter | Electricity Transmission Line | ON | NY | 0 | NY
LCP_Inputs_ON_Diverse_2023_04_03 | Electricity | Dispatch-Interconnection | NY | 2030 | Winter | Electricity Transmission Line | QC | NY | -364107.3793 | NY
LCP_Inputs_ON_Diverse_2023_04_03 | Electricity | Dispatch-Interconnection | NY | 2030 | Winter Peak | Electricity Transmission Line | NY | ON | 0 | NY
LCP_Inputs_ON_Diverse_2023_04_03 | Electricity | Dispatch-Interconnection | NY | 2030 | Winter Peak | Electricity Transmission Line | NY | QC | 0 | NY
LCP_Inputs_ON_Diverse_2023_04_03 | Electricity | Dispatch-Interconnection | NY | 2030 | Winter Peak | Electricity Transmission Line | ON | NY | -91428.5714 | NY
LCP_Inputs_ON_Diverse_2023_04_03 | Electricity | Dispatch-Interconnection | NY | 2030 | Winter Peak | Electricity Transmission Line | QC | NY | -165296.5707 | NY
LCP_Inputs_ON_Diverse_2023_04_03 | Electricity | Dispatch-Interconnection | NY | 2040 | Fall | Electricity Transmission Line | NY | ON | 3304637.9304 | NY
LCP_Inputs_ON_Diverse_2023_04_03 | Electricity | Dispatch-Interconnection | NY | 2040 | Fall | Electricity Transmission Line | NY | QC | 4941372.8111 | NY
LCP_Inputs_ON_Diverse_2023_04_03 | Electricity | Dispatch-Interconnection | NY | 2040 | Fall | Electricity Transmission Line | ON | NY | -569041.0019 | NY
LCP_Inputs_ON_Diverse_2023_04_03 | Electricity | Dispatch-Interconnection | NY | 2040 | Fall | Electricity Transmission Line | QC | NY | -577249.5258 | NY
LCP_Inputs_ON_Diverse_2023_04_03 | Electricity | Dispatch-Interconnection | NY | 2040 | Spring | Electricity Transmission Line | NY | ON | 749418.5695 | NY
LCP_Inputs_ON_Diverse_2023_04_03 | Electricity | Dispatch-Interconnection | NY | 2040 | Spring | Electricity Transmission Line | NY | QC | 283993.7415 | NY
LCP_Inputs_ON_Diverse_2023_04_03 | Electricity | Dispatch-Interconnection | NY | 2040 | Spring | Electricity Transmission Line | ON | NY | -198348.8122 | NY
LCP_Inputs_ON_Diverse_2023_04_03 | Electricity | Dispatch-Interconnection | NY | 2040 | Spring | Electricity Transmission Line | QC | NY | -6070720.3192 | NY
LCP_Inputs_ON_Diverse_2023_04_03 | Electricity | Dispatch-Interconnection | NY | 2040 | Summer | Electricity Transmission Line | NY | ON | 1790937.4958 | NY
LCP_Inputs_ON_Diverse_2023_04_03 | Electricity | Dispatch-Interconnection | NY | 2040 | Summer | Electricity Transmission Line | NY | QC | 4865849.3726 | NY
LCP_Inputs_ON_Diverse_2023_04_03 | Electricity | Dispatch-Interconnection | NY | 2040 | Summer | Electricity Transmission Line | ON | NY | -56942.7007 | NY
LCP_Inputs_ON_Diverse_2023_04_03 | Electricity | Dispatch-Interconnection | NY | 2040 | Summer | Electricity Transmission Line | QC | NY | -1662988.594 | NY
LCP_Inputs_ON_Diverse_2023_04_03 | Electricity | Dispatch-Interconnection | NY | 2040 | Winter | Electricity Transmission Line | NY | ON | 0 | NY
LCP_Inputs_ON_Diverse_2023_04_03 | Electricity | Dispatch-Interconnection | NY | 2040 | Winter | Electricity Transmission Line | NY | QC | 0 | NY
LCP_Inputs_ON_Diverse_2023_04_03 | Electricity | Dispatch-Interconnection | NY | 2040 | Winter | Electricity Transmission Line | ON | NY | -2364873.5889 | NY
LCP_Inputs_ON_Diverse_2023_04_03 | Electricity | Dispatch-Interconnection | NY | 2040 | Winter | Electricity Transmission Line | QC | NY | -482895.0872 | NY
LCP_Inputs_ON_Diverse_2023_04_03 | Electricity | Dispatch-Interconnection | NY | 2040 | Winter Peak | Electricity Transmission Line | NY | ON | 0 | NY
LCP_Inputs_ON_Diverse_2023_04_03 | Electricity | Dispatch-Interconnection | NY | 2040 | Winter Peak | Electricity Transmission Line | NY | QC | 0 | NY
LCP_Inputs_ON_Diverse_2023_04_03 | Electricity | Dispatch-Interconnection | NY | 2040 | Winter Peak | Electricity Transmission Line | ON | NY | -129523.8095 | NY
LCP_Inputs_ON_Diverse_2023_04_03 | Electricity | Dispatch-Interconnection | NY | 2040 | Winter Peak | Electricity Transmission Line | QC | NY | -248607.7018 | NY
LCP_Inputs_ON_Diverse_2023_04_03 | Electricity | Dispatch-Interconnection | NY | 2050 | Fall | Electricity Transmission Line | NY | ON | 4347964.9666 | NY
LCP_Inputs_ON_Diverse_2023_04_03 | Electricity | Dispatch-Interconnection | NY | 2050 | Fall | Electricity Transmission Line | NY | QC | 4480603.1547 | NY
LCP_Inputs_ON_Diverse_2023_04_03 | Electricity | Dispatch-Interconnection | NY | 2050 | Fall | Electricity Transmission Line | ON | NY | -2275365.3715 | NY
LCP_Inputs_ON_Diverse_2023_04_03 | Electricity | Dispatch-Interconnection | NY | 2050 | Fall | Electricity Transmission Line | QC | NY | -600535.4901 | NY
LCP_Inputs_ON_Diverse_2023_04_03 | Electricity | Dispatch-Interconnection | NY | 2050 | Spring | Electricity Transmission Line | NY | ON | 243262.7181 | NY
LCP_Inputs_ON_Diverse_2023_04_03 | Electricity | Dispatch-Interconnection | NY | 2050 | Spring | Electricity Transmission Line | NY | QC | 283993.7415 | NY
LCP_Inputs_ON_Diverse_2023_04_03 | Electricity | Dispatch-Interconnection | NY | 2050 | Spring | Electricity Transmission Line | ON | NY | -2122084.9079 | NY
LCP_Inputs_ON_Diverse_2023_04_03 | Electricity | Dispatch-Interconnection | NY | 2050 | Spring | Electricity Transmission Line | QC | NY | -6139096.8829 | NY
LCP_Inputs_ON_Diverse_2023_04_03 | Electricity | Dispatch-Interconnection | NY | 2050 | Summer | Electricity Transmission Line | NY | ON | 1590812.6175 | NY
LCP_Inputs_ON_Diverse_2023_04_03 | Electricity | Dispatch-Interconnection | NY | 2050 | Summer | Electricity Transmission Line | NY | QC | 4550693.3359 | NY
LCP_Inputs_ON_Diverse_2023_04_03 | Electricity | Dispatch-Interconnection | NY | 2050 | Summer | Electricity Transmission Line | ON | NY | 0 | NY
LCP_Inputs_ON_Diverse_2023_04_03 | Electricity | Dispatch-Interconnection | NY | 2050 | Summer | Electricity Transmission Line | QC | NY | -380853.0266 | NY
LCP_Inputs_ON_Diverse_2023_04_03 | Electricity | Dispatch-Interconnection | NY | 2050 | Winter | Electricity Transmission Line | NY | ON | 0 | NY
LCP_Inputs_ON_Diverse_2023_04_03 | Electricity | Dispatch-Interconnection | NY | 2050 | Winter | Electricity Transmission Line | NY | QC | 0 | NY
LCP_Inputs_ON_Diverse_2023_04_03 | Electricity | Dispatch-Interconnection | NY | 2050 | Winter | Electricity Transmission Line | ON | NY | -1265131.1709 | NY
LCP_Inputs_ON_Diverse_2023_04_03 | Electricity | Dispatch-Interconnection | NY | 2050 | Winter | Electricity Transmission Line | QC | NY | -482895.0872 | NY
LCP_Inputs_ON_Diverse_2023_04_03 | Electricity | Dispatch-Interconnection | NY | 2050 | Winter Peak | Electricity Transmission Line | NY | ON | 0 | NY
LCP_Inputs_ON_Diverse_2023_04_03 | Electricity | Dispatch-Interconnection | NY | 2050 | Winter Peak | Electricity Transmission Line | NY | QC | 0 | NY
LCP_Inputs_ON_Diverse_2023_04_03 | Electricity | Dispatch-Interconnection | NY | 2050 | Winter Peak | Electricity Transmission Line | ON | NY | -167619.0476 | NY
LCP_Inputs_ON_Diverse_2023_04_03 | Electricity | Dispatch-Interconnection | NY | 2050 | Winter Peak | Electricity Transmission Line | QC | NY | -289880.9825 | NY
LCP_Inputs_ON_Diverse_2023_04_03 | Electricity | Dispatch-Interconnection | ON | 2020 | Fall | Electricity Transmission Line | MI | ON | -1639982.806 | ON
LCP_Inputs_ON_Diverse_2023_04_03 | Electricity | Dispatch-Interconnection | ON | 2020 | Fall | Electricity Transmission Line | NY | ON | -1806952.1857 | ON
LCP_Inputs_ON_Diverse_2023_04_03 | Electricity | Dispatch-Interconnection | ON | 2020 | Fall | Electricity Transmission Line | ON | MI | 0 | ON
LCP_Inputs_ON_Diverse_2023_04_03 | Electricity | Dispatch-Interconnection | ON | 2020 | Fall | Electricity Transmission Line | ON | NY | 26998.6098 | ON
LCP_Inputs_ON_Diverse_2023_04_03 | Electricity | Dispatch-Interconnection | ON | 2020 | Fall | Electricity Transmission Line | ON | PJ | 0 | ON
LCP_Inputs_ON_Diverse_2023_04_03 | Electricity | Dispatch-Interconnection | ON | 2020 | Fall | Electricity Transmission Line | ON | QC | 210856.9501 | ON
LCP_Inputs_ON_Diverse_2023_04_03 | Electricity | Dispatch-Interconnection | ON | 2020 | Fall | Electricity Transmission Line | ON | WC | 0 | ON
LCP_Inputs_ON_Diverse_2023_04_03 | Electricity | Dispatch-Interconnection | ON | 2020 | Fall | Electricity Transmission Line | PJ | ON | 0 | ON
LCP_Inputs_ON_Diverse_2023_04_03 | Electricity | Dispatch-Interconnection | ON | 2020 | Fall | Electricity Transmission Line | QC | ON | -282535.2552 | ON
LCP_Inputs_ON_Diverse_2023_04_03 | Electricity | Dispatch-Interconnection | ON | 2020 | Fall | Electricity Transmission Line | WC | ON | -27527.3438 | ON
LCP_Inputs_ON_Diverse_2023_04_03 | Electricity | Dispatch-Interconnection | ON | 2020 | Spring | Electricity Transmission Line | MI | ON | -1317240.5509 | ON
LCP_Inputs_ON_Diverse_2023_04_03 | Electricity | Dispatch-Interconnection | ON | 2020 | Spring | Electricity Transmission Line | NY | ON | -1744184.9932 | ON
LCP_Inputs_ON_Diverse_2023_04_03 | Electricity | Dispatch-Interconnection | ON | 2020 | Spring | Electricity Transmission Line | ON | MI | 0 | ON
LCP_Inputs_ON_Diverse_2023_04_03 | Electricity | Dispatch-Interconnection | ON | 2020 | Spring | Electricity Transmission Line | ON | NY | 0 | ON
LCP_Inputs_ON_Diverse_2023_04_03 | Electricity | Dispatch-Interconnection | ON | 2020 | Spring | Electricity Transmission Line | ON | PJ | 0 | ON
LCP_Inputs_ON_Diverse_2023_04_03 | Electricity | Dispatch-Interconnection | ON | 2020 | Spring | Electricity Transmission Line | ON | QC | 0 | ON
LCP_Inputs_ON_Diverse_2023_04_03 | Electricity | Dispatch-Interconnection | ON | 2020 | Spring | Electricity Transmission Line | ON | WC | 0 | ON
LCP_Inputs_ON_Diverse_2023_04_03 | Electricity | Dispatch-Interconnection | ON | 2020 | Spring | Electricity Transmission Line | PJ | ON | 0 | ON
LCP_Inputs_ON_Diverse_2023_04_03 | Electricity | Dispatch-Interconnection | ON | 2020 | Spring | Electricity Transmission Line | QC | ON | -893121.8113 | ON
LCP_Inputs_ON_Diverse_2023_04_03 | Electricity | Dispatch-Interconnection | ON | 2020 | Spring | Electricity Transmission Line | WC | ON | 0 | ON
LCP_Inputs_ON_Diverse_2023_04_03 | Electricity | Dispatch-Interconnection | ON | 2020 | Summer | Electricity Transmission Line | MI | ON | -1150871.6608 | ON
LCP_Inputs_ON_Diverse_2023_04_03 | Electricity | Dispatch-Interconnection | ON | 2020 | Summer | Electricity Transmission Line | NY | ON | -1022577.862 | ON
LCP_Inputs_ON_Diverse_2023_04_03 | Electricity | Dispatch-Interconnection | ON | 2020 | Summer | Electricity Transmission Line | ON | MI | 194945.9135 | ON
LCP_Inputs_ON_Diverse_2023_04_03 | Electricity | Dispatch-Interconnection | ON | 2020 | Summer | Electricity Transmission Line | ON | NY | 1819485.3463 | ON
LCP_Inputs_ON_Diverse_2023_04_03 | Electricity | Dispatch-Interconnection | ON | 2020 | Summer | Electricity Transmission Line | ON | PJ | 0 | ON
LCP_Inputs_ON_Diverse_2023_04_03 | Electricity | Dispatch-Interconnection | ON | 2020 | Summer | Electricity Transmission Line | ON | QC | 1757556.1263 | ON
LCP_Inputs_ON_Diverse_2023_04_03 | Electricity | Dispatch-Interconnection | ON | 2020 | Summer | Electricity Transmission Line | ON | WC | 0 | ON
LCP_Inputs_ON_Diverse_2023_04_03 | Electricity | Dispatch-Interconnection | ON | 2020 | Summer | Electricity Transmission Line | PJ | ON | 0 | ON
LCP_Inputs_ON_Diverse_2023_04_03 | Electricity | Dispatch-Interconnection | ON | 2020 | Summer | Electricity Transmission Line | QC | ON | 0 | ON
LCP_Inputs_ON_Diverse_2023_04_03 | Electricity | Dispatch-Interconnection | ON | 2020 | Summer | Electricity Transmission Line | WC | ON | -9935.8053 | ON
LCP_Inputs_ON_Diverse_2023_04_03 | Electricity | Dispatch-Interconnection | ON | 2020 | Winter | Electricity Transmission Line | MI | ON | -1958007.7035 | ON
LCP_Inputs_ON_Diverse_2023_04_03 | Electricity | Dispatch-Interconnection | ON | 2020 | Winter | Electricity Transmission Line | NY | ON | -1877141.3795 | ON
LCP_Inputs_ON_Diverse_2023_04_03 | Electricity | Dispatch-Interconnection | ON | 2020 | Winter | Electricity Transmission Line | ON | MI | 0 | ON
LCP_Inputs_ON_Diverse_2023_04_03 | Electricity | Dispatch-Interconnection | ON | 2020 | Winter | Electricity Transmission Line | ON | NY | 0 | ON
LCP_Inputs_ON_Diverse_2023_04_03 | Electricity | Dispatch-Interconnection | ON | 2020 | Winter | Electricity Transmission Line | ON | PJ | 0 | ON
LCP_Inputs_ON_Diverse_2023_04_03 | Electricity | Dispatch-Interconnection | ON | 2020 | Winter | Electricity Transmission Line | ON | QC | 14121.0812 | ON
LCP_Inputs_ON_Diverse_2023_04_03 | Electricity | Dispatch-Interconnection | ON | 2020 | Winter | Electricity Transmission Line | ON | WC | 144720.8937 | ON
LCP_Inputs_ON_Diverse_2023_04_03 | Electricity | Dispatch-Interconnection | ON | 2020 | Winter | Electricity Transmission Line | PJ | ON | 0 | ON
LCP_Inputs_ON_Diverse_2023_04_03 | Electricity | Dispatch-Interconnection | ON | 2020 | Winter | Electricity Transmission Line | QC | ON | 0 | ON
LCP_Inputs_ON_Diverse_2023_04_03 | Electricity | Dispatch-Interconnection | ON | 2020 | Winter | Electricity Transmission Line | WC | ON | 0 | ON
LCP_Inputs_ON_Diverse_2023_04_03 | Electricity | Dispatch-Interconnection | ON | 2020 | Winter Peak | Electricity Transmission Line | MI | ON | 0 | ON
LCP_Inputs_ON_Diverse_2023_04_03 | Electricity | Dispatch-Interconnection | ON | 2020 | Winter Peak | Electricity Transmission Line | NY | ON | 0 | ON
LCP_Inputs_ON_Diverse_2023_04_03 | Electricity | Dispatch-Interconnection | ON | 2020 | Winter Peak | Electricity Transmission Line | ON | MI | 28850.2856 | ON
LCP_Inputs_ON_Diverse_2023_04_03 | Electricity | Dispatch-Interconnection | ON | 2020 | Winter Peak | Electricity Transmission Line | ON | NY | 46584.0984 | ON
LCP_Inputs_ON_Diverse_2023_04_03 | Electricity | Dispatch-Interconnection | ON | 2020 | Winter Peak | Electricity Transmission Line | ON | PJ | 0 | ON
LCP_Inputs_ON_Diverse_2023_04_03 | Electricity | Dispatch-Interconnection | ON | 2020 | Winter Peak | Electricity Transmission Line | ON | QC | 25413.9488 | ON
LCP_Inputs_ON_Diverse_2023_04_03 | Electricity | Dispatch-Interconnection | ON | 2020 | Winter Peak | Electricity Transmission Line | ON | WC | 6290.2651 | ON
LCP_Inputs_ON_Diverse_2023_04_03 | Electricity | Dispatch-Interconnection | ON | 2020 | Winter Peak | Electricity Transmission Line | PJ | ON | 0 | ON
LCP_Inputs_ON_Diverse_2023_04_03 | Electricity | Dispatch-Interconnection | ON | 2020 | Winter Peak | Electricity Transmission Line | QC | ON | 0 | ON
LCP_Inputs_ON_Diverse_2023_04_03 | Electricity | Dispatch-Interconnection | ON | 2020 | Winter Peak | Electricity Transmission Line | WC | ON | 0 | ON
LCP_Inputs_ON_Diverse_2023_04_03 | Electricity | Dispatch-Interconnection | ON | 2030 | Fall | Electricity Transmission Line | MI | ON | 0 | ON
LCP_Inputs_ON_Diverse_2023_04_03 | Electricity | Dispatch-Interconnection | ON | 2030 | Fall | Electricity Transmission Line | NY | ON | -2922867.4231 | ON
LCP_Inputs_ON_Diverse_2023_04_03 | Electricity | Dispatch-Interconnection | ON | 2030 | Fall | Electricity Transmission Line | ON | MI | 1502358.8786 | ON
LCP_Inputs_ON_Diverse_2023_04_03 | Electricity | Dispatch-Interconnection | ON | 2030 | Fall | Electricity Transmission Line | ON | NY | 804372.5825 | ON
LCP_Inputs_ON_Diverse_2023_04_03 | Electricity | Dispatch-Interconnection | ON | 2030 | Fall | Electricity Transmission Line | ON | PJ | 932112.0194 | ON
LCP_Inputs_ON_Diverse_2023_04_03 | Electricity | Dispatch-Interconnection | ON | 2030 | Fall | Electricity Transmission Line | ON | QC | 314960.9716 | ON
LCP_Inputs_ON_Diverse_2023_04_03 | Electricity | Dispatch-Interconnection | ON | 2030 | Fall | Electricity Transmission Line | ON | WC | 365218.0639 | ON
LCP_Inputs_ON_Diverse_2023_04_03 | Electricity | Dispatch-Interconnection | ON | 2030 | Fall | Electricity Transmission Line | PJ | ON | -1086969.3634 | ON
LCP_Inputs_ON_Diverse_2023_04_03 | Electricity | Dispatch-Interconnection | ON | 2030 | Fall | Electricity Transmission Line | QC | ON | -2206583.5965 | ON
LCP_Inputs_ON_Diverse_2023_04_03 | Electricity | Dispatch-Interconnection | ON | 2030 | Fall | Electricity Transmission Line | WC | ON | 0 | ON
LCP_Inputs_ON_Diverse_2023_04_03 | Electricity | Dispatch-Interconnection | ON | 2030 | Spring | Electricity Transmission Line | MI | ON | 0 | ON
LCP_Inputs_ON_Diverse_2023_04_03 | Electricity | Dispatch-Interconnection | ON | 2030 | Spring | Electricity Transmission Line | NY | ON | -1987436.5989 | ON
LCP_Inputs_ON_Diverse_2023_04_03 | Electricity | Dispatch-Interconnection | ON | 2030 | Spring | Electricity Transmission Line | ON | MI | 1985541.34 | ON
LCP_Inputs_ON_Diverse_2023_04_03 | Electricity | Dispatch-Interconnection | ON | 2030 | Spring | Electricity Transmission Line | ON | NY | 147647.3522 | ON
LCP_Inputs_ON_Diverse_2023_04_03 | Electricity | Dispatch-Interconnection | ON | 2030 | Spring | Electricity Transmission Line | ON | PJ | 378223.5734 | ON
LCP_Inputs_ON_Diverse_2023_04_03 | Electricity | Dispatch-Interconnection | ON | 2030 | Spring | Electricity Transmission Line | ON | QC | 0 | ON
LCP_Inputs_ON_Diverse_2023_04_03 | Electricity | Dispatch-Interconnection | ON | 2030 | Spring | Electricity Transmission Line | ON | WC | 417941.864 | ON
LCP_Inputs_ON_Diverse_2023_04_03 | Electricity | Dispatch-Interconnection | ON | 2030 | Spring | Electricity Transmission Line | PJ | ON | -1209611.4519 | ON
LCP_Inputs_ON_Diverse_2023_04_03 | Electricity | Dispatch-Interconnection | ON | 2030 | Spring | Electricity Transmission Line | QC | ON | -2424046.1537 | ON
LCP_Inputs_ON_Diverse_2023_04_03 | Electricity | Dispatch-Interconnection | ON | 2030 | Spring | Electricity Transmission Line | WC | ON | 0 | ON
LCP_Inputs_ON_Diverse_2023_04_03 | Electricity | Dispatch-Interconnection | ON | 2030 | Summer | Electricity Transmission Line | MI | ON | -665059.0462 | ON
LCP_Inputs_ON_Diverse_2023_04_03 | Electricity | Dispatch-Interconnection | ON | 2030 | Summer | Electricity Transmission Line | NY | ON | -1604891.8899 | ON
LCP_Inputs_ON_Diverse_2023_04_03 | Electricity | Dispatch-Interconnection | ON | 2030 | Summer | Electricity Transmission Line | ON | MI | 158119.8589 | ON
LCP_Inputs_ON_Diverse_2023_04_03 | Electricity | Dispatch-Interconnection | ON | 2030 | Summer | Electricity Transmission Line | ON | NY | 2849491.6493 | ON
LCP_Inputs_ON_Diverse_2023_04_03 | Electricity | Dispatch-Interconnection | ON | 2030 | Summer | Electricity Transmission Line | ON | PJ | 1911000 | ON
LCP_Inputs_ON_Diverse_2023_04_03 | Electricity | Dispatch-Interconnection | ON | 2030 | Summer | Electricity Transmission Line | ON | QC | 593547.7638 | ON
LCP_Inputs_ON_Diverse_2023_04_03 | Electricity | Dispatch-Interconnection | ON | 2030 | Summer | Electricity Transmission Line | ON | WC | 40001.0235 | ON
LCP_Inputs_ON_Diverse_2023_04_03 | Electricity | Dispatch-Interconnection | ON | 2030 | Summer | Electricity Transmission Line | PJ | ON | 0 | ON
LCP_Inputs_ON_Diverse_2023_04_03 | Electricity | Dispatch-Interconnection | ON | 2030 | Summer | Electricity Transmission Line | QC | ON | -68091.0072 | ON
LCP_Inputs_ON_Diverse_2023_04_03 | Electricity | Dispatch-Interconnection | ON | 2030 | Summer | Electricity Transmission Line | WC | ON | 0 | ON
LCP_Inputs_ON_Diverse_2023_04_03 | Electricity | Dispatch-Interconnection | ON | 2030 | Winter | Electricity Transmission Line | MI | ON | 0 | ON
LCP_Inputs_ON_Diverse_2023_04_03 | Electricity | Dispatch-Interconnection | ON | 2030 | Winter | Electricity Transmission Line | NY | ON | -659151.3496 | ON
LCP_Inputs_ON_Diverse_2023_04_03 | Electricity | Dispatch-Interconnection | ON | 2030 | Winter | Electricity Transmission Line | ON | MI | 2704781.6483 | ON
LCP_Inputs_ON_Diverse_2023_04_03 | Electricity | Dispatch-Interconnection | ON | 2030 | Winter | Electricity Transmission Line | ON | NY | 0 | ON
LCP_Inputs_ON_Diverse_2023_04_03 | Electricity | Dispatch-Interconnection | ON | 2030 | Winter | Electricity Transmission Line | ON | PJ | 0 | ON
LCP_Inputs_ON_Diverse_2023_04_03 | Electricity | Dispatch-Interconnection | ON | 2030 | Winter | Electricity Transmission Line | ON | QC | 205501.9506 | ON
LCP_Inputs_ON_Diverse_2023_04_03 | Electricity | Dispatch-Interconnection | ON | 2030 | Winter | Electricity Transmission Line | ON | WC | 207338.7578 | ON
LCP_Inputs_ON_Diverse_2023_04_03 | Electricity | Dispatch-Interconnection | ON | 2030 | Winter | Electricity Transmission Line | PJ | ON | -2088067.7147 | ON
LCP_Inputs_ON_Diverse_2023_04_03 | Electricity | Dispatch-Interconnection | ON | 2030 | Winter | Electricity Transmission Line | QC | ON | -121619.0508 | ON
LCP_Inputs_ON_Diverse_2023_04_03 | Electricity | Dispatch-Interconnection | ON | 2030 | Winter | Electricity Transmission Line | WC | ON | 0 | ON
LCP_Inputs_ON_Diverse_2023_04_03 | Electricity | Dispatch-Interconnection | ON | 2030 | Winter Peak | Electricity Transmission Line | MI | ON | 0 | ON
LCP_Inputs_ON_Diverse_2023_04_03 | Electricity | Dispatch-Interconnection | ON | 2030 | Winter Peak | Electricity Transmission Line | NY | ON | 0 | ON
LCP_Inputs_ON_Diverse_2023_04_03 | Electricity | Dispatch-Interconnection | ON | 2030 | Winter Peak | Electricity Transmission Line | ON | MI | 76800 | ON
LCP_Inputs_ON_Diverse_2023_04_03 | Electricity | Dispatch-Interconnection | ON | 2030 | Winter Peak | Electricity Transmission Line | ON | NY | 86400 | ON
LCP_Inputs_ON_Diverse_2023_04_03 | Electricity | Dispatch-Interconnection | ON | 2030 | Winter Peak | Electricity Transmission Line | ON | PJ | 24000 | ON
LCP_Inputs_ON_Diverse_2023_04_03 | Electricity | Dispatch-Interconnection | ON | 2030 | Winter Peak | Electricity Transmission Line | ON | QC | 55223.3507 | ON
LCP_Inputs_ON_Diverse_2023_04_03 | Electricity | Dispatch-Interconnection | ON | 2030 | Winter Peak | Electricity Transmission Line | ON | WC | 43200 | ON
LCP_Inputs_ON_Diverse_2023_04_03 | Electricity | Dispatch-Interconnection | ON | 2030 | Winter Peak | Electricity Transmission Line | PJ | ON | 0 | ON
LCP_Inputs_ON_Diverse_2023_04_03 | Electricity | Dispatch-Interconnection | ON | 2030 | Winter Peak | Electricity Transmission Line | QC | ON | 0 | ON
LCP_Inputs_ON_Diverse_2023_04_03 | Electricity | Dispatch-Interconnection | ON | 2030 | Winter Peak | Electricity Transmission Line | WC | ON | 0 | ON
LCP_Inputs_ON_Diverse_2023_04_03 | Electricity | Dispatch-Interconnection | ON | 2040 | Fall | Electricity Transmission Line | MI | ON | 0 | ON
LCP_Inputs_ON_Diverse_2023_04_03 | Electricity | Dispatch-Interconnection | ON | 2040 | Fall | Electricity Transmission Line | NY | ON | -3496971.355 | ON
LCP_Inputs_ON_Diverse_2023_04_03 | Electricity | Dispatch-Interconnection | ON | 2040 | Fall | Electricity Transmission Line | ON | MI | 2993912.339 | ON
LCP_Inputs_ON_Diverse_2023_04_03 | Electricity | Dispatch-Interconnection | ON | 2040 | Fall | Electricity Transmission Line | ON | NY | 537743.7468 | ON
LCP_Inputs_ON_Diverse_2023_04_03 | Electricity | Dispatch-Interconnection | ON | 2040 | Fall | Electricity Transmission Line | ON | PJ | 640856.3182 | ON
LCP_Inputs_ON_Diverse_2023_04_03 | Electricity | Dispatch-Interconnection | ON | 2040 | Fall | Electricity Transmission Line | ON | QC | 313268.6576 | ON
LCP_Inputs_ON_Diverse_2023_04_03 | Electricity | Dispatch-Interconnection | ON | 2040 | Fall | Electricity Transmission Line | ON | WC | 1315889.0745 | ON
LCP_Inputs_ON_Diverse_2023_04_03 | Electricity | Dispatch-Interconnection | ON | 2040 | Fall | Electricity Transmission Line | PJ | ON | -2835709.3877 | ON
LCP_Inputs_ON_Diverse_2023_04_03 | Electricity | Dispatch-Interconnection | ON | 2040 | Fall | Electricity Transmission Line | QC | ON | -3188629.7251 | ON
LCP_Inputs_ON_Diverse_2023_04_03 | Electricity | Dispatch-Interconnection | ON | 2040 | Fall | Electricity Transmission Line | WC | ON | 0 | ON
LCP_Inputs_ON_Diverse_2023_04_03 | Electricity | Dispatch-Interconnection | ON | 2040 | Spring | Electricity Transmission Line | MI | ON | 0 | ON
LCP_Inputs_ON_Diverse_2023_04_03 | Electricity | Dispatch-Interconnection | ON | 2040 | Spring | Electricity Transmission Line | NY | ON | -793035.5233 | ON
LCP_Inputs_ON_Diverse_2023_04_03 | Electricity | Dispatch-Interconnection | ON | 2040 | Spring | Electricity Transmission Line | ON | MI | 3056866.1028 | ON
LCP_Inputs_ON_Diverse_2023_04_03 | Electricity | Dispatch-Interconnection | ON | 2040 | Spring | Electricity Transmission Line | ON | NY | 187439.6275 | ON
LCP_Inputs_ON_Diverse_2023_04_03 | Electricity | Dispatch-Interconnection | ON | 2040 | Spring | Electricity Transmission Line | ON | PJ | 304771.8712 | ON
LCP_Inputs_ON_Diverse_2023_04_03 | Electricity | Dispatch-Interconnection | ON | 2040 | Spring | Electricity Transmission Line | ON | QC | 113399.1609 | ON
LCP_Inputs_ON_Diverse_2023_04_03 | Electricity | Dispatch-Interconnection | ON | 2040 | Spring | Electricity Transmission Line | ON | WC | 562952.7834 | ON
LCP_Inputs_ON_Diverse_2023_04_03 | Electricity | Dispatch-Interconnection | ON | 2040 | Spring | Electricity Transmission Line | PJ | ON | -2791411.0429 | ON
LCP_Inputs_ON_Diverse_2023_04_03 | Electricity | Dispatch-Interconnection | ON | 2040 | Spring | Electricity Transmission Line | QC | ON | -199025.7013 | ON
LCP_Inputs_ON_Diverse_2023_04_03 | Electricity | Dispatch-Interconnection | ON | 2040 | Spring | Electricity Transmission Line | WC | ON | 0 | ON
LCP_Inputs_ON_Diverse_2023_04_03 | Electricity | Dispatch-Interconnection | ON | 2040 | Summer | Electricity Transmission Line | MI | ON | -3698263.1965 | ON
LCP_Inputs_ON_Diverse_2023_04_03 | Electricity | Dispatch-Interconnection | ON | 2040 | Summer | Electricity Transmission Line | NY | ON | -1895171.9532 | ON
LCP_Inputs_ON_Diverse_2023_04_03 | Electricity | Dispatch-Interconnection | ON | 2040 | Summer | Electricity Transmission Line | ON | MI | 118288.8339 | ON
LCP_Inputs_ON_Diverse_2023_04_03 | Electricity | Dispatch-Interconnection | ON | 2040 | Summer | Electricity Transmission Line | ON | NY | 53810.8521 | ON
LCP_Inputs_ON_Diverse_2023_04_03 | Electricity | Dispatch-Interconnection | ON | 2040 | Summer | Electricity Transmission Line | ON | PJ | 5460000 | ON
LCP_Inputs_ON_Diverse_2023_04_03 | Electricity | Dispatch-Interconnection | ON | 2040 | Summer | Electricity Transmission Line | ON | QC | 338636.3946 | ON
LCP_Inputs_ON_Diverse_2023_04_03 | Electricity | Dispatch-Interconnection | ON | 2040 | Summer | Electricity Transmission Line | ON | WC | 95177.2061 | ON
LCP_Inputs_ON_Diverse_2023_04_03 | Electricity | Dispatch-Interconnection | ON | 2040 | Summer | Electricity Transmission Line | PJ | ON | 0 | ON
LCP_Inputs_ON_Diverse_2023_04_03 | Electricity | Dispatch-Interconnection | ON | 2040 | Summer | Electricity Transmission Line | QC | ON | -758813.7808 | ON
LCP_Inputs_ON_Diverse_2023_04_03 | Electricity | Dispatch-Interconnection | ON | 2040 | Summer | Electricity Transmission Line | WC | ON | 0 | ON
LCP_Inputs_ON_Diverse_2023_04_03 | Electricity | Dispatch-Interconnection | ON | 2040 | Winter | Electricity Transmission Line | MI | ON | 0 | ON
LCP_Inputs_ON_Diverse_2023_04_03 | Electricity | Dispatch-Interconnection | ON | 2040 | Winter | Electricity Transmission Line | NY | ON | 0 | ON
LCP_Inputs_ON_Diverse_2023_04_03 | Electricity | Dispatch-Interconnection | ON | 2040 | Winter | Electricity Transmission Line | ON | MI | 2093275.5946 | ON
LCP_Inputs_ON_Diverse_2023_04_03 | Electricity | Dispatch-Interconnection | ON | 2040 | Winter | Electricity Transmission Line | ON | NY | 2234805.5415 | ON
LCP_Inputs_ON_Diverse_2023_04_03 | Electricity | Dispatch-Interconnection | ON | 2040 | Winter | Electricity Transmission Line | ON | PJ | 111128.8062 | ON
LCP_Inputs_ON_Diverse_2023_04_03 | Electricity | Dispatch-Interconnection | ON | 2040 | Winter | Electricity Transmission Line | ON | QC | 1690008.8796 | ON
LCP_Inputs_ON_Diverse_2023_04_03 | Electricity | Dispatch-Interconnection | ON | 2040 | Winter | Electricity Transmission Line | ON | WC | 1787340.1429 | ON
LCP_Inputs_ON_Diverse_2023_04_03 | Electricity | Dispatch-Interconnection | ON | 2040 | Winter | Electricity Transmission Line | PJ | ON | -2063994.2305 | ON
LCP_Inputs_ON_Diverse_2023_04_03 | Electricity | Dispatch-Interconnection | ON | 2040 | Winter | Electricity Transmission Line | QC | ON | 0 | ON
LCP_Inputs_ON_Diverse_2023_04_03 | Electricity | Dispatch-Interconnection | ON | 2040 | Winter | Electricity Transmission Line | WC | ON | 0 | ON
LCP_Inputs_ON_Diverse_2023_04_03 | Electricity | Dispatch-Interconnection | ON | 2040 | Winter Peak | Electricity Transmission Line | MI | ON | 0 | ON
LCP_Inputs_ON_Diverse_2023_04_03 | Electricity | Dispatch-Interconnection | ON | 2040 | Winter Peak | Electricity Transmission Line | NY | ON | 0 | ON
LCP_Inputs_ON_Diverse_2023_04_03 | Electricity | Dispatch-Interconnection | ON | 2040 | Winter Peak | Electricity Transmission Line | ON | MI | 112800 | ON
LCP_Inputs_ON_Diverse_2023_04_03 | Electricity | Dispatch-Interconnection | ON | 2040 | Winter Peak | Electricity Transmission Line | ON | NY | 122400 | ON
LCP_Inputs_ON_Diverse_2023_04_03 | Electricity | Dispatch-Interconnection | ON | 2040 | Winter Peak | Electricity Transmission Line | ON | PJ | 60000 | ON
LCP_Inputs_ON_Diverse_2023_04_03 | Electricity | Dispatch-Interconnection | ON | 2040 | Winter Peak | Electricity Transmission Line | ON | QC | 128371.2278 | ON
LCP_Inputs_ON_Diverse_2023_04_03 | Electricity | Dispatch-Interconnection | ON | 2040 | Winter Peak | Electricity Transmission Line | ON | WC | 79035.4516 | ON
LCP_Inputs_ON_Diverse_2023_04_03 | Electricity | Dispatch-Interconnection | ON | 2040 | Winter Peak | Electricity Transmission Line | PJ | ON | 0 | ON
LCP_Inputs_ON_Diverse_2023_04_03 | Electricity | Dispatch-Interconnection | ON | 2040 | Winter Peak | Electricity Transmission Line | QC | ON | 0 | ON
LCP_Inputs_ON_Diverse_2023_04_03 | Electricity | Dispatch-Interconnection | ON | 2040 | Winter Peak | Electricity Transmission Line | WC | ON | 0 | ON
LCP_Inputs_ON_Diverse_2023_04_03 | Electricity | Dispatch-Interconnection | ON | 2050 | Fall | Electricity Transmission Line | MI | ON | -250797.2384 | ON
LCP_Inputs_ON_Diverse_2023_04_03 | Electricity | Dispatch-Interconnection | ON | 2050 | Fall | Electricity Transmission Line | NY | ON | -4601021.1286 | ON
LCP_Inputs_ON_Diverse_2023_04_03 | Electricity | Dispatch-Interconnection | ON | 2050 | Fall | Electricity Transmission Line | ON | MI | 3000267.9846 | ON
LCP_Inputs_ON_Diverse_2023_04_03 | Electricity | Dispatch-Interconnection | ON | 2050 | Fall | Electricity Transmission Line | ON | NY | 2150220.2761 | ON
LCP_Inputs_ON_Diverse_2023_04_03 | Electricity | Dispatch-Interconnection | ON | 2050 | Fall | Electricity Transmission Line | ON | PJ | 0 | ON
LCP_Inputs_ON_Diverse_2023_04_03 | Electricity | Dispatch-Interconnection | ON | 2050 | Fall | Electricity Transmission Line | ON | QC | 547377.2166 | ON
LCP_Inputs_ON_Diverse_2023_04_03 | Electricity | Dispatch-Interconnection | ON | 2050 | Fall | Electricity Transmission Line | ON | WC | 681701.594 | ON
LCP_Inputs_ON_Diverse_2023_04_03 | Electricity | Dispatch-Interconnection | ON | 2050 | Fall | Electricity Transmission Line | PJ | ON | -6153648.3403 | ON
LCP_Inputs_ON_Diverse_2023_04_03 | Electricity | Dispatch-Interconnection | ON | 2050 | Fall | Electricity Transmission Line | QC | ON | -3194827.7005 | ON
LCP_Inputs_ON_Diverse_2023_04_03 | Electricity | Dispatch-Interconnection | ON | 2050 | Fall | Electricity Transmission Line | WC | ON | 0 | ON
LCP_Inputs_ON_Diverse_2023_04_03 | Electricity | Dispatch-Interconnection | ON | 2050 | Spring | Electricity Transmission Line | MI | ON | 0 | ON
LCP_Inputs_ON_Diverse_2023_04_03 | Electricity | Dispatch-Interconnection | ON | 2050 | Spring | Electricity Transmission Line | NY | ON | -257420.8657 | ON
LCP_Inputs_ON_Diverse_2023_04_03 | Electricity | Dispatch-Interconnection | ON | 2050 | Spring | Electricity Transmission Line | ON | MI | 5280006.5761 | ON
LCP_Inputs_ON_Diverse_2023_04_03 | Electricity | Dispatch-Interconnection | ON | 2050 | Spring | Electricity Transmission Line | ON | NY | 2005370.238 | ON
LCP_Inputs_ON_Diverse_2023_04_03 | Electricity | Dispatch-Interconnection | ON | 2050 | Spring | Electricity Transmission Line | ON | PJ | 135933.5152 | ON
LCP_Inputs_ON_Diverse_2023_04_03 | Electricity | Dispatch-Interconnection | ON | 2050 | Spring | Electricity Transmission Line | ON | QC | 113399.1609 | ON
LCP_Inputs_ON_Diverse_2023_04_03 | Electricity | Dispatch-Interconnection | ON | 2050 | Spring | Electricity Transmission Line | ON | WC | 498985.9883 | ON
LCP_Inputs_ON_Diverse_2023_04_03 | Electricity | Dispatch-Interconnection | ON | 2050 | Spring | Electricity Transmission Line | PJ | ON | -3721881.3906 | ON
LCP_Inputs_ON_Diverse_2023_04_03 | Electricity | Dispatch-Interconnection | ON | 2050 | Spring | Electricity Transmission Line | QC | ON | -129019.3603 | ON
LCP_Inputs_ON_Diverse_2023_04_03 | Electricity | Dispatch-Interconnection | ON | 2050 | Spring | Electricity Transmission Line | WC | ON | 0 | ON
LCP_Inputs_ON_Diverse_2023_04_03 | Electricity | Dispatch-Interconnection | ON | 2050 | Summer | Electricity Transmission Line | MI | ON | -2979757.3812 | ON
LCP_Inputs_ON_Diverse_2023_04_03 | Electricity | Dispatch-Interconnection | ON | 2050 | Summer | Electricity Transmission Line | NY | ON | -1683399.5952 | ON
LCP_Inputs_ON_Diverse_2023_04_03 | Electricity | Dispatch-Interconnection | ON | 2050 | Summer | Electricity Transmission Line | ON | MI | 47907.8757 | ON
LCP_Inputs_ON_Diverse_2023_04_03 | Electricity | Dispatch-Interconnection | ON | 2050 | Summer | Electricity Transmission Line | ON | NY | 0 | ON
LCP_Inputs_ON_Diverse_2023_04_03 | Electricity | Dispatch-Interconnection | ON | 2050 | Summer | Electricity Transmission Line | ON | PJ | 8736000 | ON
LCP_Inputs_ON_Diverse_2023_04_03 | Electricity | Dispatch-Interconnection | ON | 2050 | Summer | Electricity Transmission Line | ON | QC | 0 | ON
LCP_Inputs_ON_Diverse_2023_04_03 | Electricity | Dispatch-Interconnection | ON | 2050 | Summer | Electricity Transmission Line | ON | WC | 0 | ON
LCP_Inputs_ON_Diverse_2023_04_03 | Electricity | Dispatch-Interconnection | ON | 2050 | Summer | Electricity Transmission Line | PJ | ON | 0 | ON
LCP_Inputs_ON_Diverse_2023_04_03 | Electricity | Dispatch-Interconnection | ON | 2050 | Summer | Electricity Transmission Line | QC | ON | -1312695.6784 | ON
LCP_Inputs_ON_Diverse_2023_04_03 | Electricity | Dispatch-Interconnection | ON | 2050 | Summer | Electricity Transmission Line | WC | ON | -37463.356 | ON
LCP_Inputs_ON_Diverse_2023_04_03 | Electricity | Dispatch-Interconnection | ON | 2050 | Winter | Electricity Transmission Line | MI | ON | 0 | ON
LCP_Inputs_ON_Diverse_2023_04_03 | Electricity | Dispatch-Interconnection | ON | 2050 | Winter | Electricity Transmission Line | NY | ON | 0 | ON
LCP_Inputs_ON_Diverse_2023_04_03 | Electricity | Dispatch-Interconnection | ON | 2050 | Winter | Electricity Transmission Line | ON | MI | 1728428.826 | ON
LCP_Inputs_ON_Diverse_2023_04_03 | Electricity | Dispatch-Interconnection | ON | 2050 | Winter | Electricity Transmission Line | ON | NY | 1195548.9565 | ON
LCP_Inputs_ON_Diverse_2023_04_03 | Electricity | Dispatch-Interconnection | ON | 2050 | Winter | Electricity Transmission Line | ON | PJ | 209248.446 | ON
LCP_Inputs_ON_Diverse_2023_04_03 | Electricity | Dispatch-Interconnection | ON | 2050 | Winter | Electricity Transmission Line | ON | QC | 1363132.3259 | ON
LCP_Inputs_ON_Diverse_2023_04_03 | Electricity | Dispatch-Interconnection | ON | 2050 | Winter | Electricity Transmission Line | ON | WC | 1472246.1788 | ON
LCP_Inputs_ON_Diverse_2023_04_03 | Electricity | Dispatch-Interconnection | ON | 2050 | Winter | Electricity Transmission Line | PJ | ON | 0 | ON
LCP_Inputs_ON_Diverse_2023_04_03 | Electricity | Dispatch-Interconnection | ON | 2050 | Winter | Electricity Transmission Line | QC | ON | 0 | ON
LCP_Inputs_ON_Diverse_2023_04_03 | Electricity | Dispatch-Interconnection | ON | 2050 | Winter | Electricity Transmission Line | WC | ON | 0 | ON
LCP_Inputs_ON_Diverse_2023_04_03 | Electricity | Dispatch-Interconnection | ON | 2050 | Winter Peak | Electricity Transmission Line | MI | ON | 0 | ON
LCP_Inputs_ON_Diverse_2023_04_03 | Electricity | Dispatch-Interconnection | ON | 2050 | Winter Peak | Electricity Transmission Line | NY | ON | 0 | ON
LCP_Inputs_ON_Diverse_2023_04_03 | Electricity | Dispatch-Interconnection | ON | 2050 | Winter Peak | Electricity Transmission Line | ON | MI | 148800 | ON
LCP_Inputs_ON_Diverse_2023_04_03 | Electricity | Dispatch-Interconnection | ON | 2050 | Winter Peak | Electricity Transmission Line | ON | NY | 158400 | ON
LCP_Inputs_ON_Diverse_2023_04_03 | Electricity | Dispatch-Interconnection | ON | 2050 | Winter Peak | Electricity Transmission Line | ON | PJ | 96000 | ON
LCP_Inputs_ON_Diverse_2023_04_03 | Electricity | Dispatch-Interconnection | ON | 2050 | Winter Peak | Electricity Transmission Line | ON | QC | 164371.2278 | ON
LCP_Inputs_ON_Diverse_2023_04_03 | Electricity | Dispatch-Interconnection | ON | 2050 | Winter Peak | Electricity Transmission Line | ON | WC | 115072.3529 | ON
LCP_Inputs_ON_Diverse_2023_04_03 | Electricity | Dispatch-Interconnection | ON | 2050 | Winter Peak | Electricity Transmission Line | PJ | ON | 0 | ON
LCP_Inputs_ON_Diverse_2023_04_03 | Electricity | Dispatch-Interconnection | ON | 2050 | Winter Peak | Electricity Transmission Line | QC | ON | 0 | ON
LCP_Inputs_ON_Diverse_2023_04_03 | Electricity | Dispatch-Interconnection | ON | 2050 | Winter Peak | Electricity Transmission Line | WC | ON | 0 | ON
LCP_Inputs_ON_Diverse_2023_04_03 | Electricity | Dispatch-Interconnection | PJ | 2020 | Fall | Electricity Transmission Line | ON | PJ | 0 | PJ
LCP_Inputs_ON_Diverse_2023_04_03 | Electricity | Dispatch-Interconnection | PJ | 2020 | Fall | Electricity Transmission Line | PJ | ON | 0 | PJ
LCP_Inputs_ON_Diverse_2023_04_03 | Electricity | Dispatch-Interconnection | PJ | 2020 | Spring | Electricity Transmission Line | ON | PJ | 0 | PJ
LCP_Inputs_ON_Diverse_2023_04_03 | Electricity | Dispatch-Interconnection | PJ | 2020 | Spring | Electricity Transmission Line | PJ | ON | 0 | PJ
LCP_Inputs_ON_Diverse_2023_04_03 | Electricity | Dispatch-Interconnection | PJ | 2020 | Summer | Electricity Transmission Line | ON | PJ | 0 | PJ
LCP_Inputs_ON_Diverse_2023_04_03 | Electricity | Dispatch-Interconnection | PJ | 2020 | Summer | Electricity Transmission Line | PJ | ON | 0 | PJ
LCP_Inputs_ON_Diverse_2023_04_03 | Electricity | Dispatch-Interconnection | PJ | 2020 | Winter | Electricity Transmission Line | ON | PJ | 0 | PJ
LCP_Inputs_ON_Diverse_2023_04_03 | Electricity | Dispatch-Interconnection | PJ | 2020 | Winter | Electricity Transmission Line | PJ | ON | 0 | PJ
LCP_Inputs_ON_Diverse_2023_04_03 | Electricity | Dispatch-Interconnection | PJ | 2020 | Winter Peak | Electricity Transmission Line | ON | PJ | 0 | PJ
LCP_Inputs_ON_Diverse_2023_04_03 | Electricity | Dispatch-Interconnection | PJ | 2020 | Winter Peak | Electricity Transmission Line | PJ | ON | 0 | PJ
LCP_Inputs_ON_Diverse_2023_04_03 | Electricity | Dispatch-Interconnection | PJ | 2030 | Fall | Electricity Transmission Line | ON | PJ | -953079.7745 | PJ
LCP_Inputs_ON_Diverse_2023_04_03 | Electricity | Dispatch-Interconnection | PJ | 2030 | Fall | Electricity Transmission Line | PJ | ON | 1063056.0374 | PJ
LCP_Inputs_ON_Diverse_2023_04_03 | Electricity | Dispatch-Interconnection | PJ | 2030 | Spring | Electricity Transmission Line | ON | PJ | -386731.6701 | PJ
LCP_Inputs_ON_Diverse_2023_04_03 | Electricity | Dispatch-Interconnection | PJ | 2030 | Spring | Electricity Transmission Line | PJ | ON | 1183000 | PJ
LCP_Inputs_ON_Diverse_2023_04_03 | Electricity | Dispatch-Interconnection | PJ | 2030 | Summer | Electricity Transmission Line | ON | PJ | -1953987.7301 | PJ
LCP_Inputs_ON_Diverse_2023_04_03 | Electricity | Dispatch-Interconnection | PJ | 2030 | Summer | Electricity Transmission Line | PJ | ON | 0 | PJ
LCP_Inputs_ON_Diverse_2023_04_03 | Electricity | Dispatch-Interconnection | PJ | 2030 | Winter | Electricity Transmission Line | ON | PJ | 0 | PJ
LCP_Inputs_ON_Diverse_2023_04_03 | Electricity | Dispatch-Interconnection | PJ | 2030 | Winter | Electricity Transmission Line | PJ | ON | 2042130.2249 | PJ
LCP_Inputs_ON_Diverse_2023_04_03 | Electricity | Dispatch-Interconnection | PJ | 2030 | Winter Peak | Electricity Transmission Line | ON | PJ | -24539.8773 | PJ
LCP_Inputs_ON_Diverse_2023_04_03 | Electricity | Dispatch-Interconnection | PJ | 2030 | Winter Peak | Electricity Transmission Line | PJ | ON | 0 | PJ
LCP_Inputs_ON_Diverse_2023_04_03 | Electricity | Dispatch-Interconnection | PJ | 2040 | Fall | Electricity Transmission Line | ON | PJ | -655272.309 | PJ
LCP_Inputs_ON_Diverse_2023_04_03 | Electricity | Dispatch-Interconnection | PJ | 2040 | Fall | Electricity Transmission Line | PJ | ON | 2773323.7811 | PJ
LCP_Inputs_ON_Diverse_2023_04_03 | Electricity | Dispatch-Interconnection | PJ | 2040 | Spring | Electricity Transmission Line | ON | PJ | -311627.6802 | PJ
LCP_Inputs_ON_Diverse_2023_04_03 | Electricity | Dispatch-Interconnection | PJ | 2040 | Spring | Electricity Transmission Line | PJ | ON | 2730000 | PJ
LCP_Inputs_ON_Diverse_2023_04_03 | Electricity | Dispatch-Interconnection | PJ | 2040 | Summer | Electricity Transmission Line | ON | PJ | -5582822.0859 | PJ
LCP_Inputs_ON_Diverse_2023_04_03 | Electricity | Dispatch-Interconnection | PJ | 2040 | Summer | Electricity Transmission Line | PJ | ON | 0 | PJ
LCP_Inputs_ON_Diverse_2023_04_03 | Electricity | Dispatch-Interconnection | PJ | 2040 | Winter | Electricity Transmission Line | ON | PJ | -113628.6362 | PJ
LCP_Inputs_ON_Diverse_2023_04_03 | Electricity | Dispatch-Interconnection | PJ | 2040 | Winter | Electricity Transmission Line | PJ | ON | 2018586.3575 | PJ
LCP_Inputs_ON_Diverse_2023_04_03 | Electricity | Dispatch-Interconnection | PJ | 2040 | Winter Peak | Electricity Transmission Line | ON | PJ | -61349.6933 | PJ
LCP_Inputs_ON_Diverse_2023_04_03 | Electricity | Dispatch-Interconnection | PJ | 2040 | Winter Peak | Electricity Transmission Line | PJ | ON | 0 | PJ
LCP_Inputs_ON_Diverse_2023_04_03 | Electricity | Dispatch-Interconnection | PJ | 2050 | Fall | Electricity Transmission Line | ON | PJ | 0 | PJ
LCP_Inputs_ON_Diverse_2023_04_03 | Electricity | Dispatch-Interconnection | PJ | 2050 | Fall | Electricity Transmission Line | PJ | ON | 6018268.0768 | PJ
LCP_Inputs_ON_Diverse_2023_04_03 | Electricity | Dispatch-Interconnection | PJ | 2050 | Spring | Electricity Transmission Line | ON | PJ | -138991.3244 | PJ
LCP_Inputs_ON_Diverse_2023_04_03 | Electricity | Dispatch-Interconnection | PJ | 2050 | Spring | Electricity Transmission Line | PJ | ON | 3640000 | PJ
LCP_Inputs_ON_Diverse_2023_04_03 | Electricity | Dispatch-Interconnection | PJ | 2050 | Summer | Electricity Transmission Line | ON | PJ | -8932515.3374 | PJ
LCP_Inputs_ON_Diverse_2023_04_03 | Electricity | Dispatch-Interconnection | PJ | 2050 | Summer | Electricity Transmission Line | PJ | ON | 0 | PJ
LCP_Inputs_ON_Diverse_2023_04_03 | Electricity | Dispatch-Interconnection | PJ | 2050 | Winter | Electricity Transmission Line | ON | PJ | -213955.4663 | PJ
LCP_Inputs_ON_Diverse_2023_04_03 | Electricity | Dispatch-Interconnection | PJ | 2050 | Winter | Electricity Transmission Line | PJ | ON | 0 | PJ
LCP_Inputs_ON_Diverse_2023_04_03 | Electricity | Dispatch-Interconnection | PJ | 2050 | Winter Peak | Electricity Transmission Line | ON | PJ | -98159.5092 | PJ
LCP_Inputs_ON_Diverse_2023_04_03 | Electricity | Dispatch-Interconnection | PJ | 2050 | Winter Peak | Electricity Transmission Line | PJ | ON | 0 | PJ
LCP_Inputs_ON_Diverse_2023_04_03 | Electricity | Dispatch-Interconnection | QC | 2020 | Fall | Electricity Transmission Line | NY | QC | -6683908.058 | QC
LCP_Inputs_ON_Diverse_2023_04_03 | Electricity | Dispatch-Interconnection | QC | 2020 | Fall | Electricity Transmission Line | ON | QC | -228447.3999 | QC
LCP_Inputs_ON_Diverse_2023_04_03 | Electricity | Dispatch-Interconnection | QC | 2020 | Fall | Electricity Transmission Line | QC | NY | 34725.0257 | QC
LCP_Inputs_ON_Diverse_2023_04_03 | Electricity | Dispatch-Interconnection | QC | 2020 | Fall | Electricity Transmission Line | QC | ON | 260780.0405 | QC
LCP_Inputs_ON_Diverse_2023_04_03 | Electricity | Dispatch-Interconnection | QC | 2020 | Spring | Electricity Transmission Line | NY | QC | -1982611.4997 | QC
LCP_Inputs_ON_Diverse_2023_04_03 | Electricity | Dispatch-Interconnection | QC | 2020 | Spring | Electricity Transmission Line | ON | QC | 0 | QC
LCP_Inputs_ON_Diverse_2023_04_03 | Electricity | Dispatch-Interconnection | QC | 2020 | Spring | Electricity Transmission Line | QC | NY | 1771034.4481 | QC
LCP_Inputs_ON_Diverse_2023_04_03 | Electricity | Dispatch-Interconnection | QC | 2020 | Spring | Electricity Transmission Line | QC | ON | 824351.4318 | QC
LCP_Inputs_ON_Diverse_2023_04_03 | Electricity | Dispatch-Interconnection | QC | 2020 | Summer | Electricity Transmission Line | NY | QC | -5551445.059 | QC
LCP_Inputs_ON_Diverse_2023_04_03 | Electricity | Dispatch-Interconnection | QC | 2020 | Summer | Electricity Transmission Line | ON | QC | -1904177.8183 | QC
LCP_Inputs_ON_Diverse_2023_04_03 | Electricity | Dispatch-Interconnection | QC | 2020 | Summer | Electricity Transmission Line | QC | NY | 365009.5301 | QC
LCP_Inputs_ON_Diverse_2023_04_03 | Electricity | Dispatch-Interconnection | QC | 2020 | Summer | Electricity Transmission Line | QC | ON | 0 | QC
LCP_Inputs_ON_Diverse_2023_04_03 | Electricity | Dispatch-Interconnection | QC | 2020 | Winter | Electricity Transmission Line | NY | QC | -8409066.4547 | QC
LCP_Inputs_ON_Diverse_2023_04_03 | Electricity | Dispatch-Interconnection | QC | 2020 | Winter | Electricity Transmission Line | ON | QC | -15299.1129 | QC
LCP_Inputs_ON_Diverse_2023_04_03 | Electricity | Dispatch-Interconnection | QC | 2020 | Winter | Electricity Transmission Line | QC | NY | 0 | QC
LCP_Inputs_ON_Diverse_2023_04_03 | Electricity | Dispatch-Interconnection | QC | 2020 | Winter | Electricity Transmission Line | QC | ON | 0 | QC
LCP_Inputs_ON_Diverse_2023_04_03 | Electricity | Dispatch-Interconnection | QC | 2020 | Winter Peak | Electricity Transmission Line | NY | QC | 0 | QC
LCP_Inputs_ON_Diverse_2023_04_03 | Electricity | Dispatch-Interconnection | QC | 2020 | Winter Peak | Electricity Transmission Line | ON | QC | -27534.0724 | QC
LCP_Inputs_ON_Diverse_2023_04_03 | Electricity | Dispatch-Interconnection | QC | 2020 | Winter Peak | Electricity Transmission Line | QC | NY | 46325.7429 | QC
LCP_Inputs_ON_Diverse_2023_04_03 | Electricity | Dispatch-Interconnection | QC | 2020 | Winter Peak | Electricity Transmission Line | QC | ON | 0 | QC
LCP_Inputs_ON_Diverse_2023_04_03 | Electricity | Dispatch-Interconnection | QC | 2030 | Fall | Electricity Transmission Line | NY | QC | -4342709.1042 | QC
LCP_Inputs_ON_Diverse_2023_04_03 | Electricity | Dispatch-Interconnection | QC | 2030 | Fall | Electricity Transmission Line | ON | QC | -341236.1556 | QC
LCP_Inputs_ON_Diverse_2023_04_03 | Electricity | Dispatch-Interconnection | QC | 2030 | Fall | Electricity Transmission Line | QC | NY | 567506.0381 | QC
LCP_Inputs_ON_Diverse_2023_04_03 | Electricity | Dispatch-Interconnection | QC | 2030 | Fall | Electricity Transmission Line | QC | ON | 2036676.6595 | QC
LCP_Inputs_ON_Diverse_2023_04_03 | Electricity | Dispatch-Interconnection | QC | 2030 | Spring | Electricity Transmission Line | NY | QC | -454905.5363 | QC
LCP_Inputs_ON_Diverse_2023_04_03 | Electricity | Dispatch-Interconnection | QC | 2030 | Spring | Electricity Transmission Line | ON | QC | 0 | QC
LCP_Inputs_ON_Diverse_2023_04_03 | Electricity | Dispatch-Interconnection | QC | 2030 | Spring | Electricity Transmission Line | QC | NY | 3714660.5533 | QC
LCP_Inputs_ON_Diverse_2023_04_03 | Electricity | Dispatch-Interconnection | QC | 2030 | Spring | Electricity Transmission Line | QC | ON | 2237394.5998 | QC
LCP_Inputs_ON_Diverse_2023_04_03 | Electricity | Dispatch-Interconnection | QC | 2030 | Summer | Electricity Transmission Line | NY | QC | -4071272.3097 | QC
LCP_Inputs_ON_Diverse_2023_04_03 | Electricity | Dispatch-Interconnection | QC | 2030 | Summer | Electricity Transmission Line | ON | QC | -643063.6661 | QC
LCP_Inputs_ON_Diverse_2023_04_03 | Electricity | Dispatch-Interconnection | QC | 2030 | Summer | Electricity Transmission Line | QC | NY | 1571524.2213 | QC
LCP_Inputs_ON_Diverse_2023_04_03 | Electricity | Dispatch-Interconnection | QC | 2030 | Summer | Electricity Transmission Line | QC | ON | 62847.9996 | QC
LCP_Inputs_ON_Diverse_2023_04_03 | Electricity | Dispatch-Interconnection | QC | 2030 | Winter | Electricity Transmission Line | NY | QC | -2502611.4049 | QC
LCP_Inputs_ON_Diverse_2023_04_03 | Electricity | Dispatch-Interconnection | QC | 2030 | Winter | Electricity Transmission Line | ON | QC | -222645.6669 | QC
LCP_Inputs_ON_Diverse_2023_04_03 | Electricity | Dispatch-Interconnection | QC | 2030 | Winter | Electricity Transmission Line | QC | NY | 344081.4735 | QC
LCP_Inputs_ON_Diverse_2023_04_03 | Electricity | Dispatch-Interconnection | QC | 2030 | Winter | Electricity Transmission Line | QC | ON | 112254.3839 | QC
LCP_Inputs_ON_Diverse_2023_04_03 | Electricity | Dispatch-Interconnection | QC | 2030 | Winter Peak | Electricity Transmission Line | NY | QC | 0 | QC
LCP_Inputs_ON_Diverse_2023_04_03 | Electricity | Dispatch-Interconnection | QC | 2030 | Winter Peak | Electricity Transmission Line | ON | QC | -59830.2824 | QC
LCP_Inputs_ON_Diverse_2023_04_03 | Electricity | Dispatch-Interconnection | QC | 2030 | Winter Peak | Electricity Transmission Line | QC | NY | 156205.2593 | QC
LCP_Inputs_ON_Diverse_2023_04_03 | Electricity | Dispatch-Interconnection | QC | 2030 | Winter Peak | Electricity Transmission Line | QC | ON | 0 | QC
LCP_Inputs_ON_Diverse_2023_04_03 | Electricity | Dispatch-Interconnection | QC | 2040 | Fall | Electricity Transmission Line | NY | QC | -5228965.9376 | QC
LCP_Inputs_ON_Diverse_2023_04_03 | Electricity | Dispatch-Interconnection | QC | 2040 | Fall | Electricity Transmission Line | ON | QC | -339402.6626 | QC
LCP_Inputs_ON_Diverse_2023_04_03 | Electricity | Dispatch-Interconnection | QC | 2040 | Fall | Electricity Transmission Line | QC | NY | 545500.8019 | QC
LCP_Inputs_ON_Diverse_2023_04_03 | Electricity | Dispatch-Interconnection | QC | 2040 | Fall | Electricity Transmission Line | QC | ON | 2943105.2363 | QC
LCP_Inputs_ON_Diverse_2023_04_03 | Electricity | Dispatch-Interconnection | QC | 2040 | Spring | Electricity Transmission Line | NY | QC | -300522.4778 | QC
LCP_Inputs_ON_Diverse_2023_04_03 | Electricity | Dispatch-Interconnection | QC | 2040 | Spring | Electricity Transmission Line | ON | QC | -122859.3293 | QC
LCP_Inputs_ON_Diverse_2023_04_03 | Electricity | Dispatch-Interconnection | QC | 2040 | Spring | Electricity Transmission Line | QC | NY | 5736830.7016 | QC
LCP_Inputs_ON_Diverse_2023_04_03 | Electricity | Dispatch-Interconnection | QC | 2040 | Spring | Electricity Transmission Line | QC | ON | 183700.7223 | QC
LCP_Inputs_ON_Diverse_2023_04_03 | Electricity | Dispatch-Interconnection | QC | 2040 | Summer | Electricity Transmission Line | NY | QC | -5149046.9552 | QC
LCP_Inputs_ON_Diverse_2023_04_03 | Electricity | Dispatch-Interconnection | QC | 2040 | Summer | Electricity Transmission Line | ON | QC | -366886.6681 | QC
LCP_Inputs_ON_Diverse_2023_04_03 | Electricity | Dispatch-Interconnection | QC | 2040 | Summer | Electricity Transmission Line | QC | NY | 1571524.2213 | QC
LCP_Inputs_ON_Diverse_2023_04_03 | Electricity | Dispatch-Interconnection | QC | 2040 | Summer | Electricity Transmission Line | QC | ON | 700385.1197 | QC
LCP_Inputs_ON_Diverse_2023_04_03 | Electricity | Dispatch-Interconnection | QC | 2040 | Winter | Electricity Transmission Line | NY | QC | 0 | QC
LCP_Inputs_ON_Diverse_2023_04_03 | Electricity | Dispatch-Interconnection | QC | 2040 | Winter | Electricity Transmission Line | ON | QC | -1830995.5358 | QC
LCP_Inputs_ON_Diverse_2023_04_03 | Electricity | Dispatch-Interconnection | QC | 2040 | Winter | Electricity Transmission Line | QC | NY | 456335.8574 | QC
LCP_Inputs_ON_Diverse_2023_04_03 | Electricity | Dispatch-Interconnection | QC | 2040 | Winter | Electricity Transmission Line | QC | ON | 0 | QC
LCP_Inputs_ON_Diverse_2023_04_03 | Electricity | Dispatch-Interconnection | QC | 2040 | Winter Peak | Electricity Transmission Line | NY | QC | 0 | QC
LCP_Inputs_ON_Diverse_2023_04_03 | Electricity | Dispatch-Interconnection | QC | 2040 | Winter Peak | Electricity Transmission Line | ON | QC | -139080.4202 | QC
LCP_Inputs_ON_Diverse_2023_04_03 | Electricity | Dispatch-Interconnection | QC | 2040 | Winter Peak | Electricity Transmission Line | QC | NY | 234934.2782 | QC
LCP_Inputs_ON_Diverse_2023_04_03 | Electricity | Dispatch-Interconnection | QC | 2040 | Winter Peak | Electricity Transmission Line | QC | ON | 0 | QC
LCP_Inputs_ON_Diverse_2023_04_03 | Electricity | Dispatch-Interconnection | QC | 2050 | Fall | Electricity Transmission Line | NY | QC | -4741378.9997 | QC
LCP_Inputs_ON_Diverse_2023_04_03 | Electricity | Dispatch-Interconnection | QC | 2050 | Fall | Electricity Transmission Line | ON | QC | -593041.4047 | QC
LCP_Inputs_ON_Diverse_2023_04_03 | Electricity | Dispatch-Interconnection | QC | 2050 | Fall | Electricity Transmission Line | QC | NY | 567506.0381 | QC
LCP_Inputs_ON_Diverse_2023_04_03 | Electricity | Dispatch-Interconnection | QC | 2050 | Fall | Electricity Transmission Line | QC | ON | 2948825.9676 | QC
LCP_Inputs_ON_Diverse_2023_04_03 | Electricity | Dispatch-Interconnection | QC | 2050 | Spring | Electricity Transmission Line | NY | QC | -300522.4778 | QC
LCP_Inputs_ON_Diverse_2023_04_03 | Electricity | Dispatch-Interconnection | QC | 2050 | Spring | Electricity Transmission Line | ON | QC | -122859.3293 | QC
LCP_Inputs_ON_Diverse_2023_04_03 | Electricity | Dispatch-Interconnection | QC | 2050 | Spring | Electricity Transmission Line | QC | NY | 5801446.5544 | QC
LCP_Inputs_ON_Diverse_2023_04_03 | Electricity | Dispatch-Interconnection | QC | 2050 | Spring | Electricity Transmission Line | QC | ON | 119084.8696 | QC
LCP_Inputs_ON_Diverse_2023_04_03 | Electricity | Dispatch-Interconnection | QC | 2050 | Summer | Electricity Transmission Line | NY | QC | -4815548.5036 | QC
LCP_Inputs_ON_Diverse_2023_04_03 | Electricity | Dispatch-Interconnection | QC | 2050 | Summer | Electricity Transmission Line | ON | QC | 0 | QC
LCP_Inputs_ON_Diverse_2023_04_03 | Electricity | Dispatch-Interconnection | QC | 2050 | Summer | Electricity Transmission Line | QC | NY | 359906.1102 | QC
LCP_Inputs_ON_Diverse_2023_04_03 | Electricity | Dispatch-Interconnection | QC | 2050 | Summer | Electricity Transmission Line | QC | ON | 1211618.1112 | QC
LCP_Inputs_ON_Diverse_2023_04_03 | Electricity | Dispatch-Interconnection | QC | 2050 | Winter | Electricity Transmission Line | NY | QC | 0 | QC
LCP_Inputs_ON_Diverse_2023_04_03 | Electricity | Dispatch-Interconnection | QC | 2050 | Winter | Electricity Transmission Line | ON | QC | -1476849.7572 | QC
LCP_Inputs_ON_Diverse_2023_04_03 | Electricity | Dispatch-Interconnection | QC | 2050 | Winter | Electricity Transmission Line | QC | NY | 456335.8574 | QC
LCP_Inputs_ON_Diverse_2023_04_03 | Electricity | Dispatch-Interconnection | QC | 2050 | Winter | Electricity Transmission Line | QC | ON | 0 | QC
LCP_Inputs_ON_Diverse_2023_04_03 | Electricity | Dispatch-Interconnection | QC | 2050 | Winter Peak | Electricity Transmission Line | NY | QC | 0 | QC
LCP_Inputs_ON_Diverse_2023_04_03 | Electricity | Dispatch-Interconnection | QC | 2050 | Winter Peak | Electricity Transmission Line | ON | QC | -178083.6705 | QC
LCP_Inputs_ON_Diverse_2023_04_03 | Electricity | Dispatch-Interconnection | QC | 2050 | Winter Peak | Electricity Transmission Line | QC | NY | 273937.5285 | QC
LCP_Inputs_ON_Diverse_2023_04_03 | Electricity | Dispatch-Interconnection | QC | 2050 | Winter Peak | Electricity Transmission Line | QC | ON | 0 | QC
LCP_Inputs_ON_Diverse_2023_04_03 | Electricity | Dispatch-Interconnection | WC | 2020 | Fall | Electricity Transmission Line | MI | WC | -1138835.1765 | WC
LCP_Inputs_ON_Diverse_2023_04_03 | Electricity | Dispatch-Interconnection | WC | 2020 | Fall | Electricity Transmission Line | ON | WC | 0 | WC
LCP_Inputs_ON_Diverse_2023_04_03 | Electricity | Dispatch-Interconnection | WC | 2020 | Fall | Electricity Transmission Line | WC | MI | 27847.5547 | WC
LCP_Inputs_ON_Diverse_2023_04_03 | Electricity | Dispatch-Interconnection | WC | 2020 | Fall | Electricity Transmission Line | WC | ON | 21471.3282 | WC
LCP_Inputs_ON_Diverse_2023_04_03 | Electricity | Dispatch-Interconnection | WC | 2020 | Spring | Electricity Transmission Line | MI | WC | -744565.9909 | WC
LCP_Inputs_ON_Diverse_2023_04_03 | Electricity | Dispatch-Interconnection | WC | 2020 | Spring | Electricity Transmission Line | ON | WC | 0 | WC
LCP_Inputs_ON_Diverse_2023_04_03 | Electricity | Dispatch-Interconnection | WC | 2020 | Spring | Electricity Transmission Line | WC | MI | 312368.459 | WC
LCP_Inputs_ON_Diverse_2023_04_03 | Electricity | Dispatch-Interconnection | WC | 2020 | Spring | Electricity Transmission Line | WC | ON | 0 | WC
LCP_Inputs_ON_Diverse_2023_04_03 | Electricity | Dispatch-Interconnection | WC | 2020 | Summer | Electricity Transmission Line | MI | WC | -997505.3365 | WC
LCP_Inputs_ON_Diverse_2023_04_03 | Electricity | Dispatch-Interconnection | WC | 2020 | Summer | Electricity Transmission Line | ON | WC | 0 | WC
LCP_Inputs_ON_Diverse_2023_04_03 | Electricity | Dispatch-Interconnection | WC | 2020 | Summer | Electricity Transmission Line | WC | MI | 192586.1966 | WC
LCP_Inputs_ON_Diverse_2023_04_03 | Electricity | Dispatch-Interconnection | WC | 2020 | Summer | Electricity Transmission Line | WC | ON | 7749.9281 | WC
LCP_Inputs_ON_Diverse_2023_04_03 | Electricity | Dispatch-Interconnection | WC | 2020 | Winter | Electricity Transmission Line | MI | WC | -2601891.5201 | WC
LCP_Inputs_ON_Diverse_2023_04_03 | Electricity | Dispatch-Interconnection | WC | 2020 | Winter | Electricity Transmission Line | ON | WC | -185539.6072 | WC
LCP_Inputs_ON_Diverse_2023_04_03 | Electricity | Dispatch-Interconnection | WC | 2020 | Winter | Electricity Transmission Line | WC | MI | 0 | WC
LCP_Inputs_ON_Diverse_2023_04_03 | Electricity | Dispatch-Interconnection | WC | 2020 | Winter | Electricity Transmission Line | WC | ON | 0 | WC
LCP_Inputs_ON_Diverse_2023_04_03 | Electricity | Dispatch-Interconnection | WC | 2020 | Winter Peak | Electricity Transmission Line | MI | WC | -27876.4319 | WC
LCP_Inputs_ON_Diverse_2023_04_03 | Electricity | Dispatch-Interconnection | WC | 2020 | Winter Peak | Electricity Transmission Line | ON | WC | -8064.4425 | WC
LCP_Inputs_ON_Diverse_2023_04_03 | Electricity | Dispatch-Interconnection | WC | 2020 | Winter Peak | Electricity Transmission Line | WC | MI | 0 | WC
LCP_Inputs_ON_Diverse_2023_04_03 | Electricity | Dispatch-Interconnection | WC | 2020 | Winter Peak | Electricity Transmission Line | WC | ON | 0 | WC
LCP_Inputs_ON_Diverse_2023_04_03 | Electricity | Dispatch-Interconnection | WC | 2030 | Fall | Electricity Transmission Line | MI | WC | -464973.5941 | WC
LCP_Inputs_ON_Diverse_2023_04_03 | Electricity | Dispatch-Interconnection | WC | 2030 | Fall | Electricity Transmission Line | ON | WC | -468228.287 | WC
LCP_Inputs_ON_Diverse_2023_04_03 | Electricity | Dispatch-Interconnection | WC | 2030 | Fall | Electricity Transmission Line | WC | MI | 33972.928 | WC
LCP_Inputs_ON_Diverse_2023_04_03 | Electricity | Dispatch-Interconnection | WC | 2030 | Fall | Electricity Transmission Line | WC | ON | 0 | WC
LCP_Inputs_ON_Diverse_2023_04_03 | Electricity | Dispatch-Interconnection | WC | 2030 | Spring | Electricity Transmission Line | MI | WC | -42804.2396 | WC
LCP_Inputs_ON_Diverse_2023_04_03 | Electricity | Dispatch-Interconnection | WC | 2030 | Spring | Electricity Transmission Line | ON | WC | -535822.9026 | WC
LCP_Inputs_ON_Diverse_2023_04_03 | Electricity | Dispatch-Interconnection | WC | 2030 | Spring | Electricity Transmission Line | WC | MI | 460926.6834 | WC
LCP_Inputs_ON_Diverse_2023_04_03 | Electricity | Dispatch-Interconnection | WC | 2030 | Spring | Electricity Transmission Line | WC | ON | 0 | WC
LCP_Inputs_ON_Diverse_2023_04_03 | Electricity | Dispatch-Interconnection | WC | 2030 | Summer | Electricity Transmission Line | MI | WC | -702929.2537 | WC
LCP_Inputs_ON_Diverse_2023_04_03 | Electricity | Dispatch-Interconnection | WC | 2030 | Summer | Electricity Transmission Line | ON | WC | -51283.3634 | WC
LCP_Inputs_ON_Diverse_2023_04_03 | Electricity | Dispatch-Interconnection | WC | 2030 | Summer | Electricity Transmission Line | WC | MI | 224587.0161 | WC
LCP_Inputs_ON_Diverse_2023_04_03 | Electricity | Dispatch-Interconnection | WC | 2030 | Summer | Electricity Transmission Line | WC | ON | 0 | WC
LCP_Inputs_ON_Diverse_2023_04_03 | Electricity | Dispatch-Interconnection | WC | 2030 | Winter | Electricity Transmission Line | MI | WC | -2527365.6285 | WC
LCP_Inputs_ON_Diverse_2023_04_03 | Electricity | Dispatch-Interconnection | WC | 2030 | Winter | Electricity Transmission Line | ON | WC | -265818.9202 | WC
LCP_Inputs_ON_Diverse_2023_04_03 | Electricity | Dispatch-Interconnection | WC | 2030 | Winter | Electricity Transmission Line | WC | MI | 0 | WC
LCP_Inputs_ON_Diverse_2023_04_03 | Electricity | Dispatch-Interconnection | WC | 2030 | Winter | Electricity Transmission Line | WC | ON | 0 | WC
LCP_Inputs_ON_Diverse_2023_04_03 | Electricity | Dispatch-Interconnection | WC | 2030 | Winter Peak | Electricity Transmission Line | MI | WC | 0 | WC
LCP_Inputs_ON_Diverse_2023_04_03 | Electricity | Dispatch-Interconnection | WC | 2030 | Winter Peak | Electricity Transmission Line | ON | WC | -55384.6154 | WC
LCP_Inputs_ON_Diverse_2023_04_03 | Electricity | Dispatch-Interconnection | WC | 2030 | Winter Peak | Electricity Transmission Line | WC | MI | 15609.7614 | WC
LCP_Inputs_ON_Diverse_2023_04_03 | Electricity | Dispatch-Interconnection | WC | 2030 | Winter Peak | Electricity Transmission Line | WC | ON | 0 | WC
LCP_Inputs_ON_Diverse_2023_04_03 | Electricity | Dispatch-Interconnection | WC | 2040 | Fall | Electricity Transmission Line | MI | WC | -446842.0503 | WC
LCP_Inputs_ON_Diverse_2023_04_03 | Electricity | Dispatch-Interconnection | WC | 2040 | Fall | Electricity Transmission Line | ON | WC | -1687037.275 | WC
LCP_Inputs_ON_Diverse_2023_04_03 | Electricity | Dispatch-Interconnection | WC | 2040 | Fall | Electricity Transmission Line | WC | MI | 843691.441 | WC
LCP_Inputs_ON_Diverse_2023_04_03 | Electricity | Dispatch-Interconnection | WC | 2040 | Fall | Electricity Transmission Line | WC | ON | 0 | WC
LCP_Inputs_ON_Diverse_2023_04_03 | Electricity | Dispatch-Interconnection | WC | 2040 | Spring | Electricity Transmission Line | MI | WC | 0 | WC
LCP_Inputs_ON_Diverse_2023_04_03 | Electricity | Dispatch-Interconnection | WC | 2040 | Spring | Electricity Transmission Line | ON | WC | -721734.3378 | WC
LCP_Inputs_ON_Diverse_2023_04_03 | Electricity | Dispatch-Interconnection | WC | 2040 | Spring | Electricity Transmission Line | WC | MI | 57860.3277 | WC
LCP_Inputs_ON_Diverse_2023_04_03 | Electricity | Dispatch-Interconnection | WC | 2040 | Spring | Electricity Transmission Line | WC | ON | 0 | WC
LCP_Inputs_ON_Diverse_2023_04_03 | Electricity | Dispatch-Interconnection | WC | 2040 | Summer | Electricity Transmission Line | MI | WC | -834097.9725 | WC
LCP_Inputs_ON_Diverse_2023_04_03 | Electricity | Dispatch-Interconnection | WC | 2040 | Summer | Electricity Transmission Line | ON | WC | -122022.0591 | WC
LCP_Inputs_ON_Diverse_2023_04_03 | Electricity | Dispatch-Interconnection | WC | 2040 | Summer | Electricity Transmission Line | WC | MI | 95217.8035 | WC
LCP_Inputs_ON_Diverse_2023_04_03 | Electricity | Dispatch-Interconnection | WC | 2040 | Summer | Electricity Transmission Line | WC | ON | 0 | WC
LCP_Inputs_ON_Diverse_2023_04_03 | Electricity | Dispatch-Interconnection | WC | 2040 | Winter | Electricity Transmission Line | MI | WC | 0 | WC
LCP_Inputs_ON_Diverse_2023_04_03 | Electricity | Dispatch-Interconnection | WC | 2040 | Winter | Electricity Transmission Line | ON | WC | -2291461.7216 | WC
LCP_Inputs_ON_Diverse_2023_04_03 | Electricity | Dispatch-Interconnection | WC | 2040 | Winter | Electricity Transmission Line | WC | MI | 0 | WC
LCP_Inputs_ON_Diverse_2023_04_03 | Electricity | Dispatch-Interconnection | WC | 2040 | Winter | Electricity Transmission Line | WC | ON | 0 | WC
LCP_Inputs_ON_Diverse_2023_04_03 | Electricity | Dispatch-Interconnection | WC | 2040 | Winter Peak | Electricity Transmission Line | MI | WC | 0 | WC
LCP_Inputs_ON_Diverse_2023_04_03 | Electricity | Dispatch-Interconnection | WC | 2040 | Winter Peak | Electricity Transmission Line | ON | WC | -101327.5021 | WC
LCP_Inputs_ON_Diverse_2023_04_03 | Electricity | Dispatch-Interconnection | WC | 2040 | Winter Peak | Electricity Transmission Line | WC | MI | 58959.283 | WC
LCP_Inputs_ON_Diverse_2023_04_03 | Electricity | Dispatch-Interconnection | WC | 2040 | Winter Peak | Electricity Transmission Line | WC | ON | 0 | WC
LCP_Inputs_ON_Diverse_2023_04_03 | Electricity | Dispatch-Interconnection | WC | 2050 | Fall | Electricity Transmission Line | MI | WC | -329655.4952 | WC
LCP_Inputs_ON_Diverse_2023_04_03 | Electricity | Dispatch-Interconnection | WC | 2050 | Fall | Electricity Transmission Line | ON | WC | -873976.4025 | WC
LCP_Inputs_ON_Diverse_2023_04_03 | Electricity | Dispatch-Interconnection | WC | 2050 | Fall | Electricity Transmission Line | WC | MI | 90735.7833 | WC
LCP_Inputs_ON_Diverse_2023_04_03 | Electricity | Dispatch-Interconnection | WC | 2050 | Fall | Electricity Transmission Line | WC | ON | 0 | WC
LCP_Inputs_ON_Diverse_2023_04_03 | Electricity | Dispatch-Interconnection | WC | 2050 | Spring | Electricity Transmission Line | MI | WC | 0 | WC
LCP_Inputs_ON_Diverse_2023_04_03 | Electricity | Dispatch-Interconnection | WC | 2050 | Spring | Electricity Transmission Line | ON | WC | -639725.626 | WC
LCP_Inputs_ON_Diverse_2023_04_03 | Electricity | Dispatch-Interconnection | WC | 2050 | Spring | Electricity Transmission Line | WC | MI | 51370.571 | WC
LCP_Inputs_ON_Diverse_2023_04_03 | Electricity | Dispatch-Interconnection | WC | 2050 | Spring | Electricity Transmission Line | WC | ON | 0 | WC
LCP_Inputs_ON_Diverse_2023_04_03 | Electricity | Dispatch-Interconnection | WC | 2050 | Summer | Electricity Transmission Line | MI | WC | -842407.8456 | WC
LCP_Inputs_ON_Diverse_2023_04_03 | Electricity | Dispatch-Interconnection | WC | 2050 | Summer | Electricity Transmission Line | ON | WC | 0 | WC
LCP_Inputs_ON_Diverse_2023_04_03 | Electricity | Dispatch-Interconnection | WC | 2050 | Summer | Electricity Transmission Line | WC | MI | 216426.4478 | WC
LCP_Inputs_ON_Diverse_2023_04_03 | Electricity | Dispatch-Interconnection | WC | 2050 | Summer | Electricity Transmission Line | WC | ON | 29221.4177 | WC
LCP_Inputs_ON_Diverse_2023_04_03 | Electricity | Dispatch-Interconnection | WC | 2050 | Winter | Electricity Transmission Line | MI | WC | 0 | WC
LCP_Inputs_ON_Diverse_2023_04_03 | Electricity | Dispatch-Interconnection | WC | 2050 | Winter | Electricity Transmission Line | ON | WC | -1887495.101 | WC
LCP_Inputs_ON_Diverse_2023_04_03 | Electricity | Dispatch-Interconnection | WC | 2050 | Winter | Electricity Transmission Line | WC | MI | 0 | WC
LCP_Inputs_ON_Diverse_2023_04_03 | Electricity | Dispatch-Interconnection | WC | 2050 | Winter | Electricity Transmission Line | WC | ON | 0 | WC
LCP_Inputs_ON_Diverse_2023_04_03 | Electricity | Dispatch-Interconnection | WC | 2050 | Winter Peak | Electricity Transmission Line | MI | WC | 0 | WC
LCP_Inputs_ON_Diverse_2023_04_03 | Electricity | Dispatch-Interconnection | WC | 2050 | Winter Peak | Electricity Transmission Line | ON | WC | -147528.6575 | WC
LCP_Inputs_ON_Diverse_2023_04_03 | Electricity | Dispatch-Interconnection | WC | 2050 | Winter Peak | Electricity Transmission Line | WC | MI | 103844.2787 | WC
LCP_Inputs_ON_Diverse_2023_04_03 | Electricity | Dispatch-Interconnection | WC | 2050 | Winter Peak | Electricity Transmission Line | WC | ON | 0 | WC
LCP_Inputs_ON_Diverse_2023_04_03 | Electricity | Dispatch-Storage | MI | 2020 | Fall | Battery Storage |  |  | 0 | MI
LCP_Inputs_ON_Diverse_2023_04_03 | Electricity | Dispatch-Storage | MI | 2020 | Fall | Hydro Pumped Storage |  |  | 0 | MI
LCP_Inputs_ON_Diverse_2023_04_03 | Electricity | Dispatch-Storage | MI | 2020 | Spring | Battery Storage |  |  | 0 | MI
LCP_Inputs_ON_Diverse_2023_04_03 | Electricity | Dispatch-Storage | MI | 2020 | Spring | Hydro Pumped Storage |  |  | 0 | MI
LCP_Inputs_ON_Diverse_2023_04_03 | Electricity | Dispatch-Storage | MI | 2020 | Summer | Battery Storage |  |  | 0 | MI
LCP_Inputs_ON_Diverse_2023_04_03 | Electricity | Dispatch-Storage | MI | 2020 | Summer | Hydro Pumped Storage |  |  | 0 | MI
LCP_Inputs_ON_Diverse_2023_04_03 | Electricity | Dispatch-Storage | MI | 2020 | Winter | Battery Storage |  |  | 0 | MI
LCP_Inputs_ON_Diverse_2023_04_03 | Electricity | Dispatch-Storage | MI | 2020 | Winter | Hydro Pumped Storage |  |  | 0 | MI
LCP_Inputs_ON_Diverse_2023_04_03 | Electricity | Dispatch-Storage | MI | 2020 | Winter Peak | Battery Storage |  |  | 0 | MI
LCP_Inputs_ON_Diverse_2023_04_03 | Electricity | Dispatch-Storage | MI | 2020 | Winter Peak | Hydro Pumped Storage |  |  | 0 | MI
LCP_Inputs_ON_Diverse_2023_04_03 | Electricity | Dispatch-Storage | MI | 2030 | Fall | Battery Storage |  |  | 688473.5351 | MI
LCP_Inputs_ON_Diverse_2023_04_03 | Electricity | Dispatch-Storage | MI | 2030 | Fall | Hydro Pumped Storage |  |  | 1104434.24 | MI
LCP_Inputs_ON_Diverse_2023_04_03 | Electricity | Dispatch-Storage | MI | 2030 | Spring | Battery Storage |  |  | 928965.6932 | MI
LCP_Inputs_ON_Diverse_2023_04_03 | Electricity | Dispatch-Storage | MI | 2030 | Spring | Hydro Pumped Storage |  |  | 1702136.3738 | MI
LCP_Inputs_ON_Diverse_2023_04_03 | Electricity | Dispatch-Storage | MI | 2030 | Summer | Battery Storage |  |  | 499480.8 | MI
LCP_Inputs_ON_Diverse_2023_04_03 | Electricity | Dispatch-Storage | MI | 2030 | Summer | Hydro Pumped Storage |  |  | 532095.0005 | MI
LCP_Inputs_ON_Diverse_2023_04_03 | Electricity | Dispatch-Storage | MI | 2030 | Winter | Battery Storage |  |  | 844809.4754 | MI
LCP_Inputs_ON_Diverse_2023_04_03 | Electricity | Dispatch-Storage | MI | 2030 | Winter | Hydro Pumped Storage |  |  | 864339.84 | MI
LCP_Inputs_ON_Diverse_2023_04_03 | Electricity | Dispatch-Storage | MI | 2030 | Winter Peak | Battery Storage |  |  | 0.64494 | MI
LCP_Inputs_ON_Diverse_2023_04_03 | Electricity | Dispatch-Storage | MI | 2030 | Winter Peak | Hydro Pumped Storage |  |  | 0 | MI
LCP_Inputs_ON_Diverse_2023_04_03 | Electricity | Dispatch-Storage | MI | 2040 | Fall | Battery Storage |  |  | 2084062.8393 | MI
LCP_Inputs_ON_Diverse_2023_04_03 | Electricity | Dispatch-Storage | MI | 2040 | Fall | Hydro Pumped Storage |  |  | 1206208.5918 | MI
LCP_Inputs_ON_Diverse_2023_04_03 | Electricity | Dispatch-Storage | MI | 2040 | Spring | Battery Storage |  |  | 4491203.5719 | MI
LCP_Inputs_ON_Diverse_2023_04_03 | Electricity | Dispatch-Storage | MI | 2040 | Spring | Hydro Pumped Storage |  |  | 1920755.2 | MI
LCP_Inputs_ON_Diverse_2023_04_03 | Electricity | Dispatch-Storage | MI | 2040 | Summer | Battery Storage |  |  | 1629162.08 | MI
LCP_Inputs_ON_Diverse_2023_04_03 | Electricity | Dispatch-Storage | MI | 2040 | Summer | Hydro Pumped Storage |  |  | 576226.56 | MI
LCP_Inputs_ON_Diverse_2023_04_03 | Electricity | Dispatch-Storage | MI | 2040 | Winter | Battery Storage |  |  | 4491203.5719 | MI
LCP_Inputs_ON_Diverse_2023_04_03 | Electricity | Dispatch-Storage | MI | 2040 | Winter | Hydro Pumped Storage |  |  | 1920755.2 | MI
LCP_Inputs_ON_Diverse_2023_04_03 | Electricity | Dispatch-Storage | MI | 2040 | Winter Peak | Battery Storage |  |  | 0 | MI
LCP_Inputs_ON_Diverse_2023_04_03 | Electricity | Dispatch-Storage | MI | 2040 | Winter Peak | Hydro Pumped Storage |  |  | 0 | MI
LCP_Inputs_ON_Diverse_2023_04_03 | Electricity | Dispatch-Storage | MI | 2050 | Fall | Battery Storage |  |  | 5146825.4903 | MI
LCP_Inputs_ON_Diverse_2023_04_03 | Electricity | Dispatch-Storage | MI | 2050 | Fall | Hydro Pumped Storage |  |  | 1164119.4738 | MI
LCP_Inputs_ON_Diverse_2023_04_03 | Electricity | Dispatch-Storage | MI | 2050 | Spring | Battery Storage |  |  | 11349046.2097 | MI
LCP_Inputs_ON_Diverse_2023_04_03 | Electricity | Dispatch-Storage | MI | 2050 | Spring | Hydro Pumped Storage |  |  | 1842422.083 | MI
LCP_Inputs_ON_Diverse_2023_04_03 | Electricity | Dispatch-Storage | MI | 2050 | Summer | Battery Storage |  |  | 4116810.88 | MI
LCP_Inputs_ON_Diverse_2023_04_03 | Electricity | Dispatch-Storage | MI | 2050 | Summer | Hydro Pumped Storage |  |  | 1394034.4072 | MI
LCP_Inputs_ON_Diverse_2023_04_03 | Electricity | Dispatch-Storage | MI | 2050 | Winter | Battery Storage |  |  | 11349046.2097 | MI
LCP_Inputs_ON_Diverse_2023_04_03 | Electricity | Dispatch-Storage | MI | 2050 | Winter | Hydro Pumped Storage |  |  | 1920755.2 | MI
LCP_Inputs_ON_Diverse_2023_04_03 | Electricity | Dispatch-Storage | MI | 2050 | Winter Peak | Battery Storage |  |  | 0 | MI
LCP_Inputs_ON_Diverse_2023_04_03 | Electricity | Dispatch-Storage | MI | 2050 | Winter Peak | Hydro Pumped Storage |  |  | 0 | MI
LCP_Inputs_ON_Diverse_2023_04_03 | Electricity | Dispatch-Storage | NY | 2020 | Fall | Battery Storage |  |  | 0 | NY
LCP_Inputs_ON_Diverse_2023_04_03 | Electricity | Dispatch-Storage | NY | 2020 | Fall | Hydro Pumped Storage |  |  | 0 | NY
LCP_Inputs_ON_Diverse_2023_04_03 | Electricity | Dispatch-Storage | NY | 2020 | Spring | Battery Storage |  |  | 0 | NY
LCP_Inputs_ON_Diverse_2023_04_03 | Electricity | Dispatch-Storage | NY | 2020 | Spring | Hydro Pumped Storage |  |  | 0 | NY
LCP_Inputs_ON_Diverse_2023_04_03 | Electricity | Dispatch-Storage | NY | 2020 | Summer | Battery Storage |  |  | 0 | NY
LCP_Inputs_ON_Diverse_2023_04_03 | Electricity | Dispatch-Storage | NY | 2020 | Summer | Hydro Pumped Storage |  |  | 0 | NY
LCP_Inputs_ON_Diverse_2023_04_03 | Electricity | Dispatch-Storage | NY | 2020 | Winter | Battery Storage |  |  | 0 | NY
LCP_Inputs_ON_Diverse_2023_04_03 | Electricity | Dispatch-Storage | NY | 2020 | Winter | Hydro Pumped Storage |  |  | 0 | NY
LCP_Inputs_ON_Diverse_2023_04_03 | Electricity | Dispatch-Storage | NY | 2020 | Winter Peak | Battery Storage |  |  | 0 | NY
LCP_Inputs_ON_Diverse_2023_04_03 | Electricity | Dispatch-Storage | NY | 2020 | Winter Peak | Hydro Pumped Storage |  |  | 0 | NY
LCP_Inputs_ON_Diverse_2023_04_03 | Electricity | Dispatch-Storage | NY | 2030 | Fall | Battery Storage |  |  | 778596 | NY
LCP_Inputs_ON_Diverse_2023_04_03 | Electricity | Dispatch-Storage | NY | 2030 | Fall | Hydro Pumped Storage |  |  | 382371.4385 | NY
LCP_Inputs_ON_Diverse_2023_04_03 | Electricity | Dispatch-Storage | NY | 2030 | Spring | Battery Storage |  |  | 1080016.1004 | NY
LCP_Inputs_ON_Diverse_2023_04_03 | Electricity | Dispatch-Storage | NY | 2030 | Spring | Hydro Pumped Storage |  |  | 900017.3 | NY
LCP_Inputs_ON_Diverse_2023_04_03 | Electricity | Dispatch-Storage | NY | 2030 | Summer | Battery Storage |  |  | 684451.9157 | NY
LCP_Inputs_ON_Diverse_2023_04_03 | Electricity | Dispatch-Storage | NY | 2030 | Summer | Hydro Pumped Storage |  |  | 310324.2014 | NY
LCP_Inputs_ON_Diverse_2023_04_03 | Electricity | Dispatch-Storage | NY | 2030 | Winter | Battery Storage |  |  | 1229108.9833 | NY
LCP_Inputs_ON_Diverse_2023_04_03 | Electricity | Dispatch-Storage | NY | 2030 | Winter | Hydro Pumped Storage |  |  | 523157.5676 | NY
LCP_Inputs_ON_Diverse_2023_04_03 | Electricity | Dispatch-Storage | NY | 2030 | Winter Peak | Battery Storage |  |  | 0 | NY
LCP_Inputs_ON_Diverse_2023_04_03 | Electricity | Dispatch-Storage | NY | 2030 | Winter Peak | Hydro Pumped Storage |  |  | 0 | NY
LCP_Inputs_ON_Diverse_2023_04_03 | Electricity | Dispatch-Storage | NY | 2040 | Fall | Battery Storage |  |  | 2459069.3396 | NY
LCP_Inputs_ON_Diverse_2023_04_03 | Electricity | Dispatch-Storage | NY | 2040 | Fall | Hydro Pumped Storage |  |  | 249766.4388 | NY
LCP_Inputs_ON_Diverse_2023_04_03 | Electricity | Dispatch-Storage | NY | 2040 | Spring | Battery Storage |  |  | 3849179.937 | NY
LCP_Inputs_ON_Diverse_2023_04_03 | Electricity | Dispatch-Storage | NY | 2040 | Spring | Hydro Pumped Storage |  |  | 937160.8711 | NY
LCP_Inputs_ON_Diverse_2023_04_03 | Electricity | Dispatch-Storage | NY | 2040 | Summer | Battery Storage |  |  | 2360264.5208 | NY
LCP_Inputs_ON_Diverse_2023_04_03 | Electricity | Dispatch-Storage | NY | 2040 | Summer | Hydro Pumped Storage |  |  | 1090064.2937 | NY
LCP_Inputs_ON_Diverse_2023_04_03 | Electricity | Dispatch-Storage | NY | 2040 | Winter | Battery Storage |  |  | 6073940.1081 | NY
LCP_Inputs_ON_Diverse_2023_04_03 | Electricity | Dispatch-Storage | NY | 2040 | Winter | Hydro Pumped Storage |  |  | 1314310.9778 | NY
LCP_Inputs_ON_Diverse_2023_04_03 | Electricity | Dispatch-Storage | NY | 2040 | Winter Peak | Battery Storage |  |  | 0 | NY
LCP_Inputs_ON_Diverse_2023_04_03 | Electricity | Dispatch-Storage | NY | 2040 | Winter Peak | Hydro Pumped Storage |  |  | 0 | NY
LCP_Inputs_ON_Diverse_2023_04_03 | Electricity | Dispatch-Storage | NY | 2050 | Fall | Battery Storage |  |  | 2550548 | NY
LCP_Inputs_ON_Diverse_2023_04_03 | Electricity | Dispatch-Storage | NY | 2050 | Fall | Hydro Pumped Storage |  |  | 655014.957 | NY
LCP_Inputs_ON_Diverse_2023_04_03 | Electricity | Dispatch-Storage | NY | 2050 | Spring | Battery Storage |  |  | 5070893.0892 | NY
LCP_Inputs_ON_Diverse_2023_04_03 | Electricity | Dispatch-Storage | NY | 2050 | Spring | Hydro Pumped Storage |  |  | 1028591.2 | NY
LCP_Inputs_ON_Diverse_2023_04_03 | Electricity | Dispatch-Storage | NY | 2050 | Summer | Battery Storage |  |  | 2587277.5411 | NY
LCP_Inputs_ON_Diverse_2023_04_03 | Electricity | Dispatch-Storage | NY | 2050 | Summer | Hydro Pumped Storage |  |  | 1157165.1 | NY
LCP_Inputs_ON_Diverse_2023_04_03 | Electricity | Dispatch-Storage | NY | 2050 | Winter | Battery Storage |  |  | 5635299.3461 | NY
LCP_Inputs_ON_Diverse_2023_04_03 | Electricity | Dispatch-Storage | NY | 2050 | Winter | Hydro Pumped Storage |  |  | 1214309.0556 | NY
LCP_Inputs_ON_Diverse_2023_04_03 | Electricity | Dispatch-Storage | NY | 2050 | Winter Peak | Battery Storage |  |  | 0 | NY
LCP_Inputs_ON_Diverse_2023_04_03 | Electricity | Dispatch-Storage | NY | 2050 | Winter Peak | Hydro Pumped Storage |  |  | 0 | NY
LCP_Inputs_ON_Diverse_2023_04_03 | Electricity | Dispatch-Storage | ON | 2020 | Fall | Battery Storage |  |  | 0 | ON
LCP_Inputs_ON_Diverse_2023_04_03 | Electricity | Dispatch-Storage | ON | 2020 | Fall | Hydro Pumped Storage |  |  | 63554.4 | ON
LCP_Inputs_ON_Diverse_2023_04_03 | Electricity | Dispatch-Storage | ON | 2020 | Spring | Battery Storage |  |  | 0 | ON
LCP_Inputs_ON_Diverse_2023_04_03 | Electricity | Dispatch-Storage | ON | 2020 | Spring | Hydro Pumped Storage |  |  | 38132.64 | ON
LCP_Inputs_ON_Diverse_2023_04_03 | Electricity | Dispatch-Storage | ON | 2020 | Summer | Battery Storage |  |  | 0 | ON
LCP_Inputs_ON_Diverse_2023_04_03 | Electricity | Dispatch-Storage | ON | 2020 | Summer | Hydro Pumped Storage |  |  | 88976.16 | ON
LCP_Inputs_ON_Diverse_2023_04_03 | Electricity | Dispatch-Storage | ON | 2020 | Winter | Battery Storage |  |  | 0 | ON
LCP_Inputs_ON_Diverse_2023_04_03 | Electricity | Dispatch-Storage | ON | 2020 | Winter | Hydro Pumped Storage |  |  | 1391.1692 | ON
LCP_Inputs_ON_Diverse_2023_04_03 | Electricity | Dispatch-Storage | ON | 2020 | Winter Peak | Battery Storage |  |  | 0 | ON
LCP_Inputs_ON_Diverse_2023_04_03 | Electricity | Dispatch-Storage | ON | 2020 | Winter Peak | Hydro Pumped Storage |  |  | 0 | ON
LCP_Inputs_ON_Diverse_2023_04_03 | Electricity | Dispatch-Storage | ON | 2030 | Fall | Battery Storage |  |  | 472472 | ON
LCP_Inputs_ON_Diverse_2023_04_03 | Electricity | Dispatch-Storage | ON | 2030 | Fall | Hydro Pumped Storage |  |  | 90388.48 | ON
LCP_Inputs_ON_Diverse_2023_04_03 | Electricity | Dispatch-Storage | ON | 2030 | Spring | Battery Storage |  |  | 472472 | ON
LCP_Inputs_ON_Diverse_2023_04_03 | Electricity | Dispatch-Storage | ON | 2030 | Spring | Hydro Pumped Storage |  |  | 91721.8814 | ON
LCP_Inputs_ON_Diverse_2023_04_03 | Electricity | Dispatch-Storage | ON | 2030 | Summer | Battery Storage |  |  | 472472 | ON
LCP_Inputs_ON_Diverse_2023_04_03 | Electricity | Dispatch-Storage | ON | 2030 | Summer | Hydro Pumped Storage |  |  | 63554.4 | ON
LCP_Inputs_ON_Diverse_2023_04_03 | Electricity | Dispatch-Storage | ON | 2030 | Winter | Battery Storage |  |  | 635671.659 | ON
LCP_Inputs_ON_Diverse_2023_04_03 | Electricity | Dispatch-Storage | ON | 2030 | Winter | Hydro Pumped Storage |  |  | 76265.28 | ON
LCP_Inputs_ON_Diverse_2023_04_03 | Electricity | Dispatch-Storage | ON | 2030 | Winter Peak | Battery Storage |  |  | 660.2649 | ON
LCP_Inputs_ON_Diverse_2023_04_03 | Electricity | Dispatch-Storage | ON | 2030 | Winter Peak | Hydro Pumped Storage |  |  | 0 | ON
LCP_Inputs_ON_Diverse_2023_04_03 | Electricity | Dispatch-Storage | ON | 2040 | Fall | Battery Storage |  |  | 1346800 | ON
LCP_Inputs_ON_Diverse_2023_04_03 | Electricity | Dispatch-Storage | ON | 2040 | Fall | Hydro Pumped Storage |  |  | 76265.28 | ON
LCP_Inputs_ON_Diverse_2023_04_03 | Electricity | Dispatch-Storage | ON | 2040 | Spring | Battery Storage |  |  | 339279.3863 | ON
LCP_Inputs_ON_Diverse_2023_04_03 | Electricity | Dispatch-Storage | ON | 2040 | Spring | Hydro Pumped Storage |  |  | 0 | ON
LCP_Inputs_ON_Diverse_2023_04_03 | Electricity | Dispatch-Storage | ON | 2040 | Summer | Battery Storage |  |  | 1427457.8789 | ON
LCP_Inputs_ON_Diverse_2023_04_03 | Electricity | Dispatch-Storage | ON | 2040 | Summer | Hydro Pumped Storage |  |  | 111220.2 | ON
LCP_Inputs_ON_Diverse_2023_04_03 | Electricity | Dispatch-Storage | ON | 2040 | Winter | Battery Storage |  |  | 0 | ON
LCP_Inputs_ON_Diverse_2023_04_03 | Electricity | Dispatch-Storage | ON | 2040 | Winter | Hydro Pumped Storage |  |  | 0 | ON
LCP_Inputs_ON_Diverse_2023_04_03 | Electricity | Dispatch-Storage | ON | 2040 | Winter Peak | Battery Storage |  |  | 18543.9305 | ON
LCP_Inputs_ON_Diverse_2023_04_03 | Electricity | Dispatch-Storage | ON | 2040 | Winter Peak | Hydro Pumped Storage |  |  | 0 | ON
LCP_Inputs_ON_Diverse_2023_04_03 | Electricity | Dispatch-Storage | ON | 2050 | Fall | Battery Storage |  |  | 2293200 | ON
LCP_Inputs_ON_Diverse_2023_04_03 | Electricity | Dispatch-Storage | ON | 2050 | Fall | Hydro Pumped Storage |  |  | 88976.16 | ON
LCP_Inputs_ON_Diverse_2023_04_03 | Electricity | Dispatch-Storage | ON | 2050 | Spring | Battery Storage |  |  | 34634.8703 | ON
LCP_Inputs_ON_Diverse_2023_04_03 | Electricity | Dispatch-Storage | ON | 2050 | Spring | Hydro Pumped Storage |  |  | 0 | ON
LCP_Inputs_ON_Diverse_2023_04_03 | Electricity | Dispatch-Storage | ON | 2050 | Summer | Battery Storage |  |  | 2556524.2958 | ON
LCP_Inputs_ON_Diverse_2023_04_03 | Electricity | Dispatch-Storage | ON | 2050 | Summer | Hydro Pumped Storage |  |  | 127108.8 | ON
LCP_Inputs_ON_Diverse_2023_04_03 | Electricity | Dispatch-Storage | ON | 2050 | Winter | Battery Storage |  |  | 308166.8121 | ON
LCP_Inputs_ON_Diverse_2023_04_03 | Electricity | Dispatch-Storage | ON | 2050 | Winter | Hydro Pumped Storage |  |  | 0 | ON
LCP_Inputs_ON_Diverse_2023_04_03 | Electricity | Dispatch-Storage | ON | 2050 | Winter Peak | Battery Storage |  |  | 23936.1606 | ON
LCP_Inputs_ON_Diverse_2023_04_03 | Electricity | Dispatch-Storage | ON | 2050 | Winter Peak | Hydro Pumped Storage |  |  | 0 | ON
LCP_Inputs_ON_Diverse_2023_04_03 | Electricity | Dispatch-Storage | PJ | 2020 | Fall | Battery Storage |  |  | 0 | PJ
LCP_Inputs_ON_Diverse_2023_04_03 | Electricity | Dispatch-Storage | PJ | 2020 | Fall | Hydro Pumped Storage |  |  | 0 | PJ
LCP_Inputs_ON_Diverse_2023_04_03 | Electricity | Dispatch-Storage | PJ | 2020 | Spring | Battery Storage |  |  | 0 | PJ
LCP_Inputs_ON_Diverse_2023_04_03 | Electricity | Dispatch-Storage | PJ | 2020 | Spring | Hydro Pumped Storage |  |  | 0 | PJ
LCP_Inputs_ON_Diverse_2023_04_03 | Electricity | Dispatch-Storage | PJ | 2020 | Summer | Battery Storage |  |  | 0 | PJ
LCP_Inputs_ON_Diverse_2023_04_03 | Electricity | Dispatch-Storage | PJ | 2020 | Summer | Hydro Pumped Storage |  |  | 0 | PJ
LCP_Inputs_ON_Diverse_2023_04_03 | Electricity | Dispatch-Storage | PJ | 2020 | Winter | Battery Storage |  |  | 0 | PJ
LCP_Inputs_ON_Diverse_2023_04_03 | Electricity | Dispatch-Storage | PJ | 2020 | Winter | Hydro Pumped Storage |  |  | 0 | PJ
LCP_Inputs_ON_Diverse_2023_04_03 | Electricity | Dispatch-Storage | PJ | 2020 | Winter Peak | Battery Storage |  |  | 0 | PJ
LCP_Inputs_ON_Diverse_2023_04_03 | Electricity | Dispatch-Storage | PJ | 2020 | Winter Peak | Hydro Pumped Storage |  |  | 0 | PJ
LCP_Inputs_ON_Diverse_2023_04_03 | Electricity | Dispatch-Storage | PJ | 2030 | Fall | Battery Storage |  |  | 0 | PJ
LCP_Inputs_ON_Diverse_2023_04_03 | Electricity | Dispatch-Storage | PJ | 2030 | Fall | Hydro Pumped Storage |  |  | 0 | PJ
LCP_Inputs_ON_Diverse_2023_04_03 | Electricity | Dispatch-Storage | PJ | 2030 | Spring | Battery Storage |  |  | 976240.6216 | PJ
LCP_Inputs_ON_Diverse_2023_04_03 | Electricity | Dispatch-Storage | PJ | 2030 | Spring | Hydro Pumped Storage |  |  | 3483203.4009 | PJ
LCP_Inputs_ON_Diverse_2023_04_03 | Electricity | Dispatch-Storage | PJ | 2030 | Summer | Battery Storage |  |  | 0 | PJ
LCP_Inputs_ON_Diverse_2023_04_03 | Electricity | Dispatch-Storage | PJ | 2030 | Summer | Hydro Pumped Storage |  |  | 0 | PJ
LCP_Inputs_ON_Diverse_2023_04_03 | Electricity | Dispatch-Storage | PJ | 2030 | Winter | Battery Storage |  |  | 721965.1907 | PJ
LCP_Inputs_ON_Diverse_2023_04_03 | Electricity | Dispatch-Storage | PJ | 2030 | Winter | Hydro Pumped Storage |  |  | 1270881.4646 | PJ
LCP_Inputs_ON_Diverse_2023_04_03 | Electricity | Dispatch-Storage | PJ | 2030 | Winter Peak | Battery Storage |  |  | 12051.0289 | PJ
LCP_Inputs_ON_Diverse_2023_04_03 | Electricity | Dispatch-Storage | PJ | 2030 | Winter Peak | Hydro Pumped Storage |  |  | 33849.2937 | PJ
LCP_Inputs_ON_Diverse_2023_04_03 | Electricity | Dispatch-Storage | PJ | 2040 | Fall | Battery Storage |  |  | 634201.9421 | PJ
LCP_Inputs_ON_Diverse_2023_04_03 | Electricity | Dispatch-Storage | PJ | 2040 | Fall | Hydro Pumped Storage |  |  | 0 | PJ
LCP_Inputs_ON_Diverse_2023_04_03 | Electricity | Dispatch-Storage | PJ | 2040 | Spring | Battery Storage |  |  | 4501251.5459 | PJ
LCP_Inputs_ON_Diverse_2023_04_03 | Electricity | Dispatch-Storage | PJ | 2040 | Spring | Hydro Pumped Storage |  |  | 3824402.4 | PJ
LCP_Inputs_ON_Diverse_2023_04_03 | Electricity | Dispatch-Storage | PJ | 2040 | Summer | Battery Storage |  |  | 0 | PJ
LCP_Inputs_ON_Diverse_2023_04_03 | Electricity | Dispatch-Storage | PJ | 2040 | Summer | Hydro Pumped Storage |  |  | 0 | PJ
LCP_Inputs_ON_Diverse_2023_04_03 | Electricity | Dispatch-Storage | PJ | 2040 | Winter | Battery Storage |  |  | 5345236.2108 | PJ
LCP_Inputs_ON_Diverse_2023_04_03 | Electricity | Dispatch-Storage | PJ | 2040 | Winter | Hydro Pumped Storage |  |  | 4886736.4 | PJ
LCP_Inputs_ON_Diverse_2023_04_03 | Electricity | Dispatch-Storage | PJ | 2040 | Winter Peak | Battery Storage |  |  | 42817.537 | PJ
LCP_Inputs_ON_Diverse_2023_04_03 | Electricity | Dispatch-Storage | PJ | 2040 | Winter Peak | Hydro Pumped Storage |  |  | 4202.64 | PJ
LCP_Inputs_ON_Diverse_2023_04_03 | Electricity | Dispatch-Storage | PJ | 2050 | Fall | Battery Storage |  |  | 4160249.1075 | PJ
LCP_Inputs_ON_Diverse_2023_04_03 | Electricity | Dispatch-Storage | PJ | 2050 | Fall | Hydro Pumped Storage |  |  | 611817.5485 | PJ
LCP_Inputs_ON_Diverse_2023_04_03 | Electricity | Dispatch-Storage | PJ | 2050 | Spring | Battery Storage |  |  | 8260972.1642 | PJ
LCP_Inputs_ON_Diverse_2023_04_03 | Electricity | Dispatch-Storage | PJ | 2050 | Spring | Hydro Pumped Storage |  |  | 3611935.6 | PJ
LCP_Inputs_ON_Diverse_2023_04_03 | Electricity | Dispatch-Storage | PJ | 2050 | Summer | Battery Storage |  |  | 1137710.21 | PJ
LCP_Inputs_ON_Diverse_2023_04_03 | Electricity | Dispatch-Storage | PJ | 2050 | Summer | Hydro Pumped Storage |  |  | 382440.24 | PJ
LCP_Inputs_ON_Diverse_2023_04_03 | Electricity | Dispatch-Storage | PJ | 2050 | Winter | Battery Storage |  |  | 7734653.4044 | PJ
LCP_Inputs_ON_Diverse_2023_04_03 | Electricity | Dispatch-Storage | PJ | 2050 | Winter | Hydro Pumped Storage |  |  | 2020267.8922 | PJ
LCP_Inputs_ON_Diverse_2023_04_03 | Electricity | Dispatch-Storage | PJ | 2050 | Winter Peak | Battery Storage |  |  | 101038.8254 | PJ
LCP_Inputs_ON_Diverse_2023_04_03 | Electricity | Dispatch-Storage | PJ | 2050 | Winter Peak | Hydro Pumped Storage |  |  | 49030.8 | PJ
LCP_Inputs_ON_Diverse_2023_04_03 | Electricity | Dispatch-Storage | QC | 2020 | Fall | Battery Storage |  |  | 0 | QC
LCP_Inputs_ON_Diverse_2023_04_03 | Electricity | Dispatch-Storage | QC | 2020 | Fall | Hydro Pumped Storage |  |  | 0 | QC
LCP_Inputs_ON_Diverse_2023_04_03 | Electricity | Dispatch-Storage | QC | 2020 | Spring | Battery Storage |  |  | 0 | QC
LCP_Inputs_ON_Diverse_2023_04_03 | Electricity | Dispatch-Storage | QC | 2020 | Spring | Hydro Pumped Storage |  |  | 0 | QC
LCP_Inputs_ON_Diverse_2023_04_03 | Electricity | Dispatch-Storage | QC | 2020 | Summer | Battery Storage |  |  | 0 | QC
LCP_Inputs_ON_Diverse_2023_04_03 | Electricity | Dispatch-Storage | QC | 2020 | Summer | Hydro Pumped Storage |  |  | 0 | QC
LCP_Inputs_ON_Diverse_2023_04_03 | Electricity | Dispatch-Storage | QC | 2020 | Winter | Battery Storage |  |  | 0 | QC
LCP_Inputs_ON_Diverse_2023_04_03 | Electricity | Dispatch-Storage | QC | 2020 | Winter | Hydro Pumped Storage |  |  | 0 | QC
LCP_Inputs_ON_Diverse_2023_04_03 | Electricity | Dispatch-Storage | QC | 2020 | Winter Peak | Battery Storage |  |  | 0 | QC
LCP_Inputs_ON_Diverse_2023_04_03 | Electricity | Dispatch-Storage | QC | 2020 | Winter Peak | Hydro Pumped Storage |  |  | 0 | QC
LCP_Inputs_ON_Diverse_2023_04_03 | Electricity | Dispatch-Storage | QC | 2030 | Fall | Battery Storage |  |  | 0 | QC
LCP_Inputs_ON_Diverse_2023_04_03 | Electricity | Dispatch-Storage | QC | 2030 | Fall | Hydro Pumped Storage |  |  | 0 | QC
LCP_Inputs_ON_Diverse_2023_04_03 | Electricity | Dispatch-Storage | QC | 2030 | Spring | Battery Storage |  |  | 0 | QC
LCP_Inputs_ON_Diverse_2023_04_03 | Electricity | Dispatch-Storage | QC | 2030 | Spring | Hydro Pumped Storage |  |  | 0 | QC
LCP_Inputs_ON_Diverse_2023_04_03 | Electricity | Dispatch-Storage | QC | 2030 | Summer | Battery Storage |  |  | 0 | QC
LCP_Inputs_ON_Diverse_2023_04_03 | Electricity | Dispatch-Storage | QC | 2030 | Summer | Hydro Pumped Storage |  |  | 0 | QC
LCP_Inputs_ON_Diverse_2023_04_03 | Electricity | Dispatch-Storage | QC | 2030 | Winter | Battery Storage |  |  | 0 | QC
LCP_Inputs_ON_Diverse_2023_04_03 | Electricity | Dispatch-Storage | QC | 2030 | Winter | Hydro Pumped Storage |  |  | 0 | QC
LCP_Inputs_ON_Diverse_2023_04_03 | Electricity | Dispatch-Storage | QC | 2030 | Winter Peak | Battery Storage |  |  | 0 | QC
LCP_Inputs_ON_Diverse_2023_04_03 | Electricity | Dispatch-Storage | QC | 2030 | Winter Peak | Hydro Pumped Storage |  |  | 0 | QC
LCP_Inputs_ON_Diverse_2023_04_03 | Electricity | Dispatch-Storage | QC | 2040 | Fall | Battery Storage |  |  | 0 | QC
LCP_Inputs_ON_Diverse_2023_04_03 | Electricity | Dispatch-Storage | QC | 2040 | Fall | Hydro Pumped Storage |  |  | 0 | QC
LCP_Inputs_ON_Diverse_2023_04_03 | Electricity | Dispatch-Storage | QC | 2040 | Spring | Battery Storage |  |  | 0 | QC
LCP_Inputs_ON_Diverse_2023_04_03 | Electricity | Dispatch-Storage | QC | 2040 | Spring | Hydro Pumped Storage |  |  | 0 | QC
LCP_Inputs_ON_Diverse_2023_04_03 | Electricity | Dispatch-Storage | QC | 2040 | Summer | Battery Storage |  |  | 0 | QC
LCP_Inputs_ON_Diverse_2023_04_03 | Electricity | Dispatch-Storage | QC | 2040 | Summer | Hydro Pumped Storage |  |  | 0 | QC
LCP_Inputs_ON_Diverse_2023_04_03 | Electricity | Dispatch-Storage | QC | 2040 | Winter | Battery Storage |  |  | 0 | QC
LCP_Inputs_ON_Diverse_2023_04_03 | Electricity | Dispatch-Storage | QC | 2040 | Winter | Hydro Pumped Storage |  |  | 0 | QC
LCP_Inputs_ON_Diverse_2023_04_03 | Electricity | Dispatch-Storage | QC | 2040 | Winter Peak | Battery Storage |  |  | 0 | QC
LCP_Inputs_ON_Diverse_2023_04_03 | Electricity | Dispatch-Storage | QC | 2040 | Winter Peak | Hydro Pumped Storage |  |  | 0 | QC
LCP_Inputs_ON_Diverse_2023_04_03 | Electricity | Dispatch-Storage | QC | 2050 | Fall | Battery Storage |  |  | 0 | QC
LCP_Inputs_ON_Diverse_2023_04_03 | Electricity | Dispatch-Storage | QC | 2050 | Fall | Hydro Pumped Storage |  |  | 0 | QC
LCP_Inputs_ON_Diverse_2023_04_03 | Electricity | Dispatch-Storage | QC | 2050 | Spring | Battery Storage |  |  | 0 | QC
LCP_Inputs_ON_Diverse_2023_04_03 | Electricity | Dispatch-Storage | QC | 2050 | Spring | Hydro Pumped Storage |  |  | 0 | QC
LCP_Inputs_ON_Diverse_2023_04_03 | Electricity | Dispatch-Storage | QC | 2050 | Summer | Battery Storage |  |  | 0 | QC
LCP_Inputs_ON_Diverse_2023_04_03 | Electricity | Dispatch-Storage | QC | 2050 | Summer | Hydro Pumped Storage |  |  | 0 | QC
LCP_Inputs_ON_Diverse_2023_04_03 | Electricity | Dispatch-Storage | QC | 2050 | Winter | Battery Storage |  |  | 0 | QC
LCP_Inputs_ON_Diverse_2023_04_03 | Electricity | Dispatch-Storage | QC | 2050 | Winter | Hydro Pumped Storage |  |  | 0 | QC
LCP_Inputs_ON_Diverse_2023_04_03 | Electricity | Dispatch-Storage | QC | 2050 | Winter Peak | Battery Storage |  |  | 0 | QC
LCP_Inputs_ON_Diverse_2023_04_03 | Electricity | Dispatch-Storage | QC | 2050 | Winter Peak | Hydro Pumped Storage |  |  | 0 | QC
LCP_Inputs_ON_Diverse_2023_04_03 | Electricity | Dispatch-Storage | WC | 2020 | Fall | Battery Storage |  |  | 0 | WC
LCP_Inputs_ON_Diverse_2023_04_03 | Electricity | Dispatch-Storage | WC | 2020 | Fall | Hydro Pumped Storage |  |  | 0 | WC
LCP_Inputs_ON_Diverse_2023_04_03 | Electricity | Dispatch-Storage | WC | 2020 | Spring | Battery Storage |  |  | 0 | WC
LCP_Inputs_ON_Diverse_2023_04_03 | Electricity | Dispatch-Storage | WC | 2020 | Spring | Hydro Pumped Storage |  |  | 0 | WC
LCP_Inputs_ON_Diverse_2023_04_03 | Electricity | Dispatch-Storage | WC | 2020 | Summer | Battery Storage |  |  | 0 | WC
LCP_Inputs_ON_Diverse_2023_04_03 | Electricity | Dispatch-Storage | WC | 2020 | Summer | Hydro Pumped Storage |  |  | 0 | WC
LCP_Inputs_ON_Diverse_2023_04_03 | Electricity | Dispatch-Storage | WC | 2020 | Winter | Battery Storage |  |  | 0 | WC
LCP_Inputs_ON_Diverse_2023_04_03 | Electricity | Dispatch-Storage | WC | 2020 | Winter | Hydro Pumped Storage |  |  | 0 | WC
LCP_Inputs_ON_Diverse_2023_04_03 | Electricity | Dispatch-Storage | WC | 2020 | Winter Peak | Battery Storage |  |  | 0 | WC
LCP_Inputs_ON_Diverse_2023_04_03 | Electricity | Dispatch-Storage | WC | 2020 | Winter Peak | Hydro Pumped Storage |  |  | 0 | WC
LCP_Inputs_ON_Diverse_2023_04_03 | Electricity | Dispatch-Storage | WC | 2030 | Fall | Battery Storage |  |  | 0 | WC
LCP_Inputs_ON_Diverse_2023_04_03 | Electricity | Dispatch-Storage | WC | 2030 | Fall | Hydro Pumped Storage |  |  | 0 | WC
LCP_Inputs_ON_Diverse_2023_04_03 | Electricity | Dispatch-Storage | WC | 2030 | Spring | Battery Storage |  |  | 0 | WC
LCP_Inputs_ON_Diverse_2023_04_03 | Electricity | Dispatch-Storage | WC | 2030 | Spring | Hydro Pumped Storage |  |  | 0 | WC
LCP_Inputs_ON_Diverse_2023_04_03 | Electricity | Dispatch-Storage | WC | 2030 | Summer | Battery Storage |  |  | 0 | WC
LCP_Inputs_ON_Diverse_2023_04_03 | Electricity | Dispatch-Storage | WC | 2030 | Summer | Hydro Pumped Storage |  |  | 0 | WC
LCP_Inputs_ON_Diverse_2023_04_03 | Electricity | Dispatch-Storage | WC | 2030 | Winter | Battery Storage |  |  | 0 | WC
LCP_Inputs_ON_Diverse_2023_04_03 | Electricity | Dispatch-Storage | WC | 2030 | Winter | Hydro Pumped Storage |  |  | 0 | WC
LCP_Inputs_ON_Diverse_2023_04_03 | Electricity | Dispatch-Storage | WC | 2030 | Winter Peak | Battery Storage |  |  | 0 | WC
LCP_Inputs_ON_Diverse_2023_04_03 | Electricity | Dispatch-Storage | WC | 2030 | Winter Peak | Hydro Pumped Storage |  |  | 0 | WC
LCP_Inputs_ON_Diverse_2023_04_03 | Electricity | Dispatch-Storage | WC | 2040 | Fall | Battery Storage |  |  | 0 | WC
LCP_Inputs_ON_Diverse_2023_04_03 | Electricity | Dispatch-Storage | WC | 2040 | Fall | Hydro Pumped Storage |  |  | 0 | WC
LCP_Inputs_ON_Diverse_2023_04_03 | Electricity | Dispatch-Storage | WC | 2040 | Spring | Battery Storage |  |  | 0 | WC
LCP_Inputs_ON_Diverse_2023_04_03 | Electricity | Dispatch-Storage | WC | 2040 | Spring | Hydro Pumped Storage |  |  | 0 | WC
LCP_Inputs_ON_Diverse_2023_04_03 | Electricity | Dispatch-Storage | WC | 2040 | Summer | Battery Storage |  |  | 0 | WC
LCP_Inputs_ON_Diverse_2023_04_03 | Electricity | Dispatch-Storage | WC | 2040 | Summer | Hydro Pumped Storage |  |  | 0 | WC
LCP_Inputs_ON_Diverse_2023_04_03 | Electricity | Dispatch-Storage | WC | 2040 | Winter | Battery Storage |  |  | 0 | WC
LCP_Inputs_ON_Diverse_2023_04_03 | Electricity | Dispatch-Storage | WC | 2040 | Winter | Hydro Pumped Storage |  |  | 0 | WC
LCP_Inputs_ON_Diverse_2023_04_03 | Electricity | Dispatch-Storage | WC | 2040 | Winter Peak | Battery Storage |  |  | 0 | WC
LCP_Inputs_ON_Diverse_2023_04_03 | Electricity | Dispatch-Storage | WC | 2040 | Winter Peak | Hydro Pumped Storage |  |  | 0 | WC
LCP_Inputs_ON_Diverse_2023_04_03 | Electricity | Dispatch-Storage | WC | 2050 | Fall | Battery Storage |  |  | 0 | WC
LCP_Inputs_ON_Diverse_2023_04_03 | Electricity | Dispatch-Storage | WC | 2050 | Fall | Hydro Pumped Storage |  |  | 0 | WC
LCP_Inputs_ON_Diverse_2023_04_03 | Electricity | Dispatch-Storage | WC | 2050 | Spring | Battery Storage |  |  | 0 | WC
LCP_Inputs_ON_Diverse_2023_04_03 | Electricity | Dispatch-Storage | WC | 2050 | Spring | Hydro Pumped Storage |  |  | 0 | WC
LCP_Inputs_ON_Diverse_2023_04_03 | Electricity | Dispatch-Storage | WC | 2050 | Summer | Battery Storage |  |  | 0 | WC
LCP_Inputs_ON_Diverse_2023_04_03 | Electricity | Dispatch-Storage | WC | 2050 | Summer | Hydro Pumped Storage |  |  | 0 | WC
LCP_Inputs_ON_Diverse_2023_04_03 | Electricity | Dispatch-Storage | WC | 2050 | Winter | Battery Storage |  |  | 0 | WC
LCP_Inputs_ON_Diverse_2023_04_03 | Electricity | Dispatch-Storage | WC | 2050 | Winter | Hydro Pumped Storage |  |  | 0 | WC
LCP_Inputs_ON_Diverse_2023_04_03 | Electricity | Dispatch-Storage | WC | 2050 | Winter Peak | Battery Storage |  |  | 0 | WC
LCP_Inputs_ON_Diverse_2023_04_03 | Electricity | Dispatch-Storage | WC | 2050 | Winter Peak | Hydro Pumped Storage |  |  | 0 | WC
LCP_Inputs_ON_Diverse_2023_04_03 | Hydrogen | Charging-Storage | MI | 2020 | Fall | H2 Salt Cavern Storage - ON |  |  | 0 | MI
LCP_Inputs_ON_Diverse_2023_04_03 | Hydrogen | Charging-Storage | MI | 2020 | Spring | H2 Salt Cavern Storage - ON |  |  | 0 | MI
LCP_Inputs_ON_Diverse_2023_04_03 | Hydrogen | Charging-Storage | MI | 2020 | Summer | H2 Salt Cavern Storage - ON |  |  | 0 | MI
LCP_Inputs_ON_Diverse_2023_04_03 | Hydrogen | Charging-Storage | MI | 2020 | Winter | H2 Salt Cavern Storage - ON |  |  | 0 | MI
LCP_Inputs_ON_Diverse_2023_04_03 | Hydrogen | Charging-Storage | MI | 2020 | Winter Peak | H2 Salt Cavern Storage - ON |  |  | 0 | MI
LCP_Inputs_ON_Diverse_2023_04_03 | Hydrogen | Charging-Storage | MI | 2030 | Fall | H2 Salt Cavern Storage - ON |  |  | 0 | MI
LCP_Inputs_ON_Diverse_2023_04_03 | Hydrogen | Charging-Storage | MI | 2030 | Spring | H2 Salt Cavern Storage - ON |  |  | 0 | MI
LCP_Inputs_ON_Diverse_2023_04_03 | Hydrogen | Charging-Storage | MI | 2030 | Summer | H2 Salt Cavern Storage - ON |  |  | 0 | MI
LCP_Inputs_ON_Diverse_2023_04_03 | Hydrogen | Charging-Storage | MI | 2030 | Winter | H2 Salt Cavern Storage - ON |  |  | 0 | MI
LCP_Inputs_ON_Diverse_2023_04_03 | Hydrogen | Charging-Storage | MI | 2030 | Winter Peak | H2 Salt Cavern Storage - ON |  |  | 0 | MI
LCP_Inputs_ON_Diverse_2023_04_03 | Hydrogen | Charging-Storage | MI | 2040 | Fall | H2 Salt Cavern Storage - ON |  |  | 0 | MI
LCP_Inputs_ON_Diverse_2023_04_03 | Hydrogen | Charging-Storage | MI | 2040 | Spring | H2 Salt Cavern Storage - ON |  |  | 0 | MI
LCP_Inputs_ON_Diverse_2023_04_03 | Hydrogen | Charging-Storage | MI | 2040 | Summer | H2 Salt Cavern Storage - ON |  |  | 0 | MI
LCP_Inputs_ON_Diverse_2023_04_03 | Hydrogen | Charging-Storage | MI | 2040 | Winter | H2 Salt Cavern Storage - ON |  |  | 0 | MI
LCP_Inputs_ON_Diverse_2023_04_03 | Hydrogen | Charging-Storage | MI | 2040 | Winter Peak | H2 Salt Cavern Storage - ON |  |  | 0 | MI
LCP_Inputs_ON_Diverse_2023_04_03 | Hydrogen | Charging-Storage | MI | 2050 | Fall | H2 Salt Cavern Storage - ON |  |  | 0 | MI
LCP_Inputs_ON_Diverse_2023_04_03 | Hydrogen | Charging-Storage | MI | 2050 | Spring | H2 Salt Cavern Storage - ON |  |  | 0 | MI
LCP_Inputs_ON_Diverse_2023_04_03 | Hydrogen | Charging-Storage | MI | 2050 | Summer | H2 Salt Cavern Storage - ON |  |  | 0 | MI
LCP_Inputs_ON_Diverse_2023_04_03 | Hydrogen | Charging-Storage | MI | 2050 | Winter | H2 Salt Cavern Storage - ON |  |  | 0 | MI
LCP_Inputs_ON_Diverse_2023_04_03 | Hydrogen | Charging-Storage | MI | 2050 | Winter Peak | H2 Salt Cavern Storage - ON |  |  | 0 | MI
LCP_Inputs_ON_Diverse_2023_04_03 | Hydrogen | Charging-Storage | NY | 2020 | Fall | H2 Salt Cavern Storage - ON |  |  | 0 | NY
LCP_Inputs_ON_Diverse_2023_04_03 | Hydrogen | Charging-Storage | NY | 2020 | Spring | H2 Salt Cavern Storage - ON |  |  | 0 | NY
LCP_Inputs_ON_Diverse_2023_04_03 | Hydrogen | Charging-Storage | NY | 2020 | Summer | H2 Salt Cavern Storage - ON |  |  | 0 | NY
LCP_Inputs_ON_Diverse_2023_04_03 | Hydrogen | Charging-Storage | NY | 2020 | Winter | H2 Salt Cavern Storage - ON |  |  | 0 | NY
LCP_Inputs_ON_Diverse_2023_04_03 | Hydrogen | Charging-Storage | NY | 2020 | Winter Peak | H2 Salt Cavern Storage - ON |  |  | 0 | NY
LCP_Inputs_ON_Diverse_2023_04_03 | Hydrogen | Charging-Storage | NY | 2030 | Fall | H2 Salt Cavern Storage - ON |  |  | 0 | NY
LCP_Inputs_ON_Diverse_2023_04_03 | Hydrogen | Charging-Storage | NY | 2030 | Spring | H2 Salt Cavern Storage - ON |  |  | 0 | NY
LCP_Inputs_ON_Diverse_2023_04_03 | Hydrogen | Charging-Storage | NY | 2030 | Summer | H2 Salt Cavern Storage - ON |  |  | 0 | NY
LCP_Inputs_ON_Diverse_2023_04_03 | Hydrogen | Charging-Storage | NY | 2030 | Winter | H2 Salt Cavern Storage - ON |  |  | 0 | NY
LCP_Inputs_ON_Diverse_2023_04_03 | Hydrogen | Charging-Storage | NY | 2030 | Winter Peak | H2 Salt Cavern Storage - ON |  |  | 0 | NY
LCP_Inputs_ON_Diverse_2023_04_03 | Hydrogen | Charging-Storage | NY | 2040 | Fall | H2 Salt Cavern Storage - ON |  |  | 0 | NY
LCP_Inputs_ON_Diverse_2023_04_03 | Hydrogen | Charging-Storage | NY | 2040 | Spring | H2 Salt Cavern Storage - ON |  |  | 0 | NY
LCP_Inputs_ON_Diverse_2023_04_03 | Hydrogen | Charging-Storage | NY | 2040 | Summer | H2 Salt Cavern Storage - ON |  |  | 0 | NY
LCP_Inputs_ON_Diverse_2023_04_03 | Hydrogen | Charging-Storage | NY | 2040 | Winter | H2 Salt Cavern Storage - ON |  |  | 0 | NY
LCP_Inputs_ON_Diverse_2023_04_03 | Hydrogen | Charging-Storage | NY | 2040 | Winter Peak | H2 Salt Cavern Storage - ON |  |  | 0 | NY
LCP_Inputs_ON_Diverse_2023_04_03 | Hydrogen | Charging-Storage | NY | 2050 | Fall | H2 Salt Cavern Storage - ON |  |  | 0 | NY
LCP_Inputs_ON_Diverse_2023_04_03 | Hydrogen | Charging-Storage | NY | 2050 | Spring | H2 Salt Cavern Storage - ON |  |  | 0 | NY
LCP_Inputs_ON_Diverse_2023_04_03 | Hydrogen | Charging-Storage | NY | 2050 | Summer | H2 Salt Cavern Storage - ON |  |  | 0 | NY
LCP_Inputs_ON_Diverse_2023_04_03 | Hydrogen | Charging-Storage | NY | 2050 | Winter | H2 Salt Cavern Storage - ON |  |  | 0 | NY
LCP_Inputs_ON_Diverse_2023_04_03 | Hydrogen | Charging-Storage | NY | 2050 | Winter Peak | H2 Salt Cavern Storage - ON |  |  | 0 | NY
LCP_Inputs_ON_Diverse_2023_04_03 | Hydrogen | Charging-Storage | ON | 2020 | Fall | H2 Salt Cavern Storage - ON |  |  | 0 | ON
LCP_Inputs_ON_Diverse_2023_04_03 | Hydrogen | Charging-Storage | ON | 2020 | Spring | H2 Salt Cavern Storage - ON |  |  | 0 | ON
LCP_Inputs_ON_Diverse_2023_04_03 | Hydrogen | Charging-Storage | ON | 2020 | Summer | H2 Salt Cavern Storage - ON |  |  | 0 | ON
LCP_Inputs_ON_Diverse_2023_04_03 | Hydrogen | Charging-Storage | ON | 2020 | Winter | H2 Salt Cavern Storage - ON |  |  | 0 | ON
LCP_Inputs_ON_Diverse_2023_04_03 | Hydrogen | Charging-Storage | ON | 2020 | Winter Peak | H2 Salt Cavern Storage - ON |  |  | 0 | ON
LCP_Inputs_ON_Diverse_2023_04_03 | Hydrogen | Charging-Storage | ON | 2030 | Fall | H2 Salt Cavern Storage - ON |  |  | -570762.7538 | ON
LCP_Inputs_ON_Diverse_2023_04_03 | Hydrogen | Charging-Storage | ON | 2030 | Spring | H2 Salt Cavern Storage - ON |  |  | -439001.751 | ON
LCP_Inputs_ON_Diverse_2023_04_03 | Hydrogen | Charging-Storage | ON | 2030 | Summer | H2 Salt Cavern Storage - ON |  |  | -418165.223 | ON
LCP_Inputs_ON_Diverse_2023_04_03 | Hydrogen | Charging-Storage | ON | 2030 | Winter | H2 Salt Cavern Storage - ON |  |  | 0 | ON
LCP_Inputs_ON_Diverse_2023_04_03 | Hydrogen | Charging-Storage | ON | 2030 | Winter Peak | H2 Salt Cavern Storage - ON |  |  | 0 | ON
LCP_Inputs_ON_Diverse_2023_04_03 | Hydrogen | Charging-Storage | ON | 2040 | Fall | H2 Salt Cavern Storage - ON |  |  | -1835280.849 | ON
LCP_Inputs_ON_Diverse_2023_04_03 | Hydrogen | Charging-Storage | ON | 2040 | Spring | H2 Salt Cavern Storage - ON |  |  | -1962792.8925 | ON
LCP_Inputs_ON_Diverse_2023_04_03 | Hydrogen | Charging-Storage | ON | 2040 | Summer | H2 Salt Cavern Storage - ON |  |  | -1991160.1215 | ON
LCP_Inputs_ON_Diverse_2023_04_03 | Hydrogen | Charging-Storage | ON | 2040 | Winter | H2 Salt Cavern Storage - ON |  |  | 0 | ON
LCP_Inputs_ON_Diverse_2023_04_03 | Hydrogen | Charging-Storage | ON | 2040 | Winter Peak | H2 Salt Cavern Storage - ON |  |  | 0 | ON
LCP_Inputs_ON_Diverse_2023_04_03 | Hydrogen | Charging-Storage | ON | 2050 | Fall | H2 Salt Cavern Storage - ON |  |  | -1864068.1786 | ON
LCP_Inputs_ON_Diverse_2023_04_03 | Hydrogen | Charging-Storage | ON | 2050 | Spring | H2 Salt Cavern Storage - ON |  |  | -2521545.5019 | ON
LCP_Inputs_ON_Diverse_2023_04_03 | Hydrogen | Charging-Storage | ON | 2050 | Summer | H2 Salt Cavern Storage - ON |  |  | -5130585.1513 | ON
LCP_Inputs_ON_Diverse_2023_04_03 | Hydrogen | Charging-Storage | ON | 2050 | Winter | H2 Salt Cavern Storage - ON |  |  | 0 | ON
LCP_Inputs_ON_Diverse_2023_04_03 | Hydrogen | Charging-Storage | ON | 2050 | Winter Peak | H2 Salt Cavern Storage - ON |  |  | 0 | ON
LCP_Inputs_ON_Diverse_2023_04_03 | Hydrogen | Charging-Storage | PJ | 2020 | Fall | H2 Salt Cavern Storage - ON |  |  | 0 | PJ
LCP_Inputs_ON_Diverse_2023_04_03 | Hydrogen | Charging-Storage | PJ | 2020 | Spring | H2 Salt Cavern Storage - ON |  |  | 0 | PJ
LCP_Inputs_ON_Diverse_2023_04_03 | Hydrogen | Charging-Storage | PJ | 2020 | Summer | H2 Salt Cavern Storage - ON |  |  | 0 | PJ
LCP_Inputs_ON_Diverse_2023_04_03 | Hydrogen | Charging-Storage | PJ | 2020 | Winter | H2 Salt Cavern Storage - ON |  |  | 0 | PJ
LCP_Inputs_ON_Diverse_2023_04_03 | Hydrogen | Charging-Storage | PJ | 2020 | Winter Peak | H2 Salt Cavern Storage - ON |  |  | 0 | PJ
LCP_Inputs_ON_Diverse_2023_04_03 | Hydrogen | Charging-Storage | PJ | 2030 | Fall | H2 Salt Cavern Storage - ON |  |  | 0 | PJ
LCP_Inputs_ON_Diverse_2023_04_03 | Hydrogen | Charging-Storage | PJ | 2030 | Spring | H2 Salt Cavern Storage - ON |  |  | 0 | PJ
LCP_Inputs_ON_Diverse_2023_04_03 | Hydrogen | Charging-Storage | PJ | 2030 | Summer | H2 Salt Cavern Storage - ON |  |  | 0 | PJ
LCP_Inputs_ON_Diverse_2023_04_03 | Hydrogen | Charging-Storage | PJ | 2030 | Winter | H2 Salt Cavern Storage - ON |  |  | 0 | PJ
LCP_Inputs_ON_Diverse_2023_04_03 | Hydrogen | Charging-Storage | PJ | 2030 | Winter Peak | H2 Salt Cavern Storage - ON |  |  | 0 | PJ
LCP_Inputs_ON_Diverse_2023_04_03 | Hydrogen | Charging-Storage | PJ | 2040 | Fall | H2 Salt Cavern Storage - ON |  |  | 0 | PJ
LCP_Inputs_ON_Diverse_2023_04_03 | Hydrogen | Charging-Storage | PJ | 2040 | Spring | H2 Salt Cavern Storage - ON |  |  | 0 | PJ
LCP_Inputs_ON_Diverse_2023_04_03 | Hydrogen | Charging-Storage | PJ | 2040 | Summer | H2 Salt Cavern Storage - ON |  |  | 0 | PJ
LCP_Inputs_ON_Diverse_2023_04_03 | Hydrogen | Charging-Storage | PJ | 2040 | Winter | H2 Salt Cavern Storage - ON |  |  | 0 | PJ
LCP_Inputs_ON_Diverse_2023_04_03 | Hydrogen | Charging-Storage | PJ | 2040 | Winter Peak | H2 Salt Cavern Storage - ON |  |  | 0 | PJ
LCP_Inputs_ON_Diverse_2023_04_03 | Hydrogen | Charging-Storage | PJ | 2050 | Fall | H2 Salt Cavern Storage - ON |  |  | 0 | PJ
LCP_Inputs_ON_Diverse_2023_04_03 | Hydrogen | Charging-Storage | PJ | 2050 | Spring | H2 Salt Cavern Storage - ON |  |  | 0 | PJ
LCP_Inputs_ON_Diverse_2023_04_03 | Hydrogen | Charging-Storage | PJ | 2050 | Summer | H2 Salt Cavern Storage - ON |  |  | 0 | PJ
LCP_Inputs_ON_Diverse_2023_04_03 | Hydrogen | Charging-Storage | PJ | 2050 | Winter | H2 Salt Cavern Storage - ON |  |  | 0 | PJ
LCP_Inputs_ON_Diverse_2023_04_03 | Hydrogen | Charging-Storage | PJ | 2050 | Winter Peak | H2 Salt Cavern Storage - ON |  |  | 0 | PJ
LCP_Inputs_ON_Diverse_2023_04_03 | Hydrogen | Charging-Storage | QC | 2020 | Fall | H2 Salt Cavern Storage - ON |  |  | 0 | QC
LCP_Inputs_ON_Diverse_2023_04_03 | Hydrogen | Charging-Storage | QC | 2020 | Spring | H2 Salt Cavern Storage - ON |  |  | 0 | QC
LCP_Inputs_ON_Diverse_2023_04_03 | Hydrogen | Charging-Storage | QC | 2020 | Summer | H2 Salt Cavern Storage - ON |  |  | 0 | QC
LCP_Inputs_ON_Diverse_2023_04_03 | Hydrogen | Charging-Storage | QC | 2020 | Winter | H2 Salt Cavern Storage - ON |  |  | 0 | QC
LCP_Inputs_ON_Diverse_2023_04_03 | Hydrogen | Charging-Storage | QC | 2020 | Winter Peak | H2 Salt Cavern Storage - ON |  |  | 0 | QC
LCP_Inputs_ON_Diverse_2023_04_03 | Hydrogen | Charging-Storage | QC | 2030 | Fall | H2 Salt Cavern Storage - ON |  |  | 0 | QC
LCP_Inputs_ON_Diverse_2023_04_03 | Hydrogen | Charging-Storage | QC | 2030 | Spring | H2 Salt Cavern Storage - ON |  |  | 0 | QC
LCP_Inputs_ON_Diverse_2023_04_03 | Hydrogen | Charging-Storage | QC | 2030 | Summer | H2 Salt Cavern Storage - ON |  |  | 0 | QC
LCP_Inputs_ON_Diverse_2023_04_03 | Hydrogen | Charging-Storage | QC | 2030 | Winter | H2 Salt Cavern Storage - ON |  |  | 0 | QC
LCP_Inputs_ON_Diverse_2023_04_03 | Hydrogen | Charging-Storage | QC | 2030 | Winter Peak | H2 Salt Cavern Storage - ON |  |  | 0 | QC
LCP_Inputs_ON_Diverse_2023_04_03 | Hydrogen | Charging-Storage | QC | 2040 | Fall | H2 Salt Cavern Storage - ON |  |  | 0 | QC
LCP_Inputs_ON_Diverse_2023_04_03 | Hydrogen | Charging-Storage | QC | 2040 | Spring | H2 Salt Cavern Storage - ON |  |  | 0 | QC
LCP_Inputs_ON_Diverse_2023_04_03 | Hydrogen | Charging-Storage | QC | 2040 | Summer | H2 Salt Cavern Storage - ON |  |  | 0 | QC
LCP_Inputs_ON_Diverse_2023_04_03 | Hydrogen | Charging-Storage | QC | 2040 | Winter | H2 Salt Cavern Storage - ON |  |  | 0 | QC
LCP_Inputs_ON_Diverse_2023_04_03 | Hydrogen | Charging-Storage | QC | 2040 | Winter Peak | H2 Salt Cavern Storage - ON |  |  | 0 | QC
LCP_Inputs_ON_Diverse_2023_04_03 | Hydrogen | Charging-Storage | QC | 2050 | Fall | H2 Salt Cavern Storage - ON |  |  | 0 | QC
LCP_Inputs_ON_Diverse_2023_04_03 | Hydrogen | Charging-Storage | QC | 2050 | Spring | H2 Salt Cavern Storage - ON |  |  | 0 | QC
LCP_Inputs_ON_Diverse_2023_04_03 | Hydrogen | Charging-Storage | QC | 2050 | Summer | H2 Salt Cavern Storage - ON |  |  | 0 | QC
LCP_Inputs_ON_Diverse_2023_04_03 | Hydrogen | Charging-Storage | QC | 2050 | Winter | H2 Salt Cavern Storage - ON |  |  | 0 | QC
LCP_Inputs_ON_Diverse_2023_04_03 | Hydrogen | Charging-Storage | QC | 2050 | Winter Peak | H2 Salt Cavern Storage - ON |  |  | 0 | QC
LCP_Inputs_ON_Diverse_2023_04_03 | Hydrogen | Charging-Storage | WC | 2020 | Fall | H2 Salt Cavern Storage - ON |  |  | 0 | WC
LCP_Inputs_ON_Diverse_2023_04_03 | Hydrogen | Charging-Storage | WC | 2020 | Spring | H2 Salt Cavern Storage - ON |  |  | 0 | WC
LCP_Inputs_ON_Diverse_2023_04_03 | Hydrogen | Charging-Storage | WC | 2020 | Summer | H2 Salt Cavern Storage - ON |  |  | 0 | WC
LCP_Inputs_ON_Diverse_2023_04_03 | Hydrogen | Charging-Storage | WC | 2020 | Winter | H2 Salt Cavern Storage - ON |  |  | 0 | WC
LCP_Inputs_ON_Diverse_2023_04_03 | Hydrogen | Charging-Storage | WC | 2020 | Winter Peak | H2 Salt Cavern Storage - ON |  |  | 0 | WC
LCP_Inputs_ON_Diverse_2023_04_03 | Hydrogen | Charging-Storage | WC | 2030 | Fall | H2 Salt Cavern Storage - ON |  |  | 0 | WC
LCP_Inputs_ON_Diverse_2023_04_03 | Hydrogen | Charging-Storage | WC | 2030 | Spring | H2 Salt Cavern Storage - ON |  |  | 0 | WC
LCP_Inputs_ON_Diverse_2023_04_03 | Hydrogen | Charging-Storage | WC | 2030 | Summer | H2 Salt Cavern Storage - ON |  |  | 0 | WC
LCP_Inputs_ON_Diverse_2023_04_03 | Hydrogen | Charging-Storage | WC | 2030 | Winter | H2 Salt Cavern Storage - ON |  |  | 0 | WC
LCP_Inputs_ON_Diverse_2023_04_03 | Hydrogen | Charging-Storage | WC | 2030 | Winter Peak | H2 Salt Cavern Storage - ON |  |  | 0 | WC
LCP_Inputs_ON_Diverse_2023_04_03 | Hydrogen | Charging-Storage | WC | 2040 | Fall | H2 Salt Cavern Storage - ON |  |  | 0 | WC
LCP_Inputs_ON_Diverse_2023_04_03 | Hydrogen | Charging-Storage | WC | 2040 | Spring | H2 Salt Cavern Storage - ON |  |  | 0 | WC
LCP_Inputs_ON_Diverse_2023_04_03 | Hydrogen | Charging-Storage | WC | 2040 | Summer | H2 Salt Cavern Storage - ON |  |  | 0 | WC
LCP_Inputs_ON_Diverse_2023_04_03 | Hydrogen | Charging-Storage | WC | 2040 | Winter | H2 Salt Cavern Storage - ON |  |  | 0 | WC
LCP_Inputs_ON_Diverse_2023_04_03 | Hydrogen | Charging-Storage | WC | 2040 | Winter Peak | H2 Salt Cavern Storage - ON |  |  | 0 | WC
LCP_Inputs_ON_Diverse_2023_04_03 | Hydrogen | Charging-Storage | WC | 2050 | Fall | H2 Salt Cavern Storage - ON |  |  | 0 | WC
LCP_Inputs_ON_Diverse_2023_04_03 | Hydrogen | Charging-Storage | WC | 2050 | Spring | H2 Salt Cavern Storage - ON |  |  | 0 | WC
LCP_Inputs_ON_Diverse_2023_04_03 | Hydrogen | Charging-Storage | WC | 2050 | Summer | H2 Salt Cavern Storage - ON |  |  | 0 | WC
LCP_Inputs_ON_Diverse_2023_04_03 | Hydrogen | Charging-Storage | WC | 2050 | Winter | H2 Salt Cavern Storage - ON |  |  | 0 | WC
LCP_Inputs_ON_Diverse_2023_04_03 | Hydrogen | Charging-Storage | WC | 2050 | Winter Peak | H2 Salt Cavern Storage - ON |  |  | 0 | WC
LCP_Inputs_ON_Diverse_2023_04_03 | Hydrogen | Dispatch-Crossload | MI | 2020 | Fall | Electrolyser 2020/2030 |  |  | 0 | MI
LCP_Inputs_ON_Diverse_2023_04_03 | Hydrogen | Dispatch-Crossload | MI | 2020 | Fall | Electrolyser 2040 |  |  | 0 | MI
LCP_Inputs_ON_Diverse_2023_04_03 | Hydrogen | Dispatch-Crossload | MI | 2020 | Fall | Electrolyser 2050 |  |  | 0 | MI
LCP_Inputs_ON_Diverse_2023_04_03 | Hydrogen | Dispatch-Crossload | MI | 2020 | Fall | O/CCGT - H2 New |  |  | 0 | MI
LCP_Inputs_ON_Diverse_2023_04_03 | Hydrogen | Dispatch-Crossload | MI | 2020 | Fall | SMR CCS |  |  | 0 | MI
LCP_Inputs_ON_Diverse_2023_04_03 | Hydrogen | Dispatch-Crossload | MI | 2020 | Spring | Electrolyser 2020/2030 |  |  | 0 | MI
LCP_Inputs_ON_Diverse_2023_04_03 | Hydrogen | Dispatch-Crossload | MI | 2020 | Spring | Electrolyser 2040 |  |  | 0 | MI
LCP_Inputs_ON_Diverse_2023_04_03 | Hydrogen | Dispatch-Crossload | MI | 2020 | Spring | Electrolyser 2050 |  |  | 0 | MI
LCP_Inputs_ON_Diverse_2023_04_03 | Hydrogen | Dispatch-Crossload | MI | 2020 | Spring | O/CCGT - H2 New |  |  | 0 | MI
LCP_Inputs_ON_Diverse_2023_04_03 | Hydrogen | Dispatch-Crossload | MI | 2020 | Spring | SMR CCS |  |  | 0 | MI
LCP_Inputs_ON_Diverse_2023_04_03 | Hydrogen | Dispatch-Crossload | MI | 2020 | Summer | Electrolyser 2020/2030 |  |  | 0 | MI
LCP_Inputs_ON_Diverse_2023_04_03 | Hydrogen | Dispatch-Crossload | MI | 2020 | Summer | Electrolyser 2040 |  |  | 0 | MI
LCP_Inputs_ON_Diverse_2023_04_03 | Hydrogen | Dispatch-Crossload | MI | 2020 | Summer | Electrolyser 2050 |  |  | 0 | MI
LCP_Inputs_ON_Diverse_2023_04_03 | Hydrogen | Dispatch-Crossload | MI | 2020 | Summer | O/CCGT - H2 New |  |  | 0 | MI
LCP_Inputs_ON_Diverse_2023_04_03 | Hydrogen | Dispatch-Crossload | MI | 2020 | Summer | SMR CCS |  |  | 0 | MI
LCP_Inputs_ON_Diverse_2023_04_03 | Hydrogen | Dispatch-Crossload | MI | 2020 | Winter | Electrolyser 2020/2030 |  |  | 0 | MI
LCP_Inputs_ON_Diverse_2023_04_03 | Hydrogen | Dispatch-Crossload | MI | 2020 | Winter | Electrolyser 2040 |  |  | 0 | MI
LCP_Inputs_ON_Diverse_2023_04_03 | Hydrogen | Dispatch-Crossload | MI | 2020 | Winter | Electrolyser 2050 |  |  | 0 | MI
LCP_Inputs_ON_Diverse_2023_04_03 | Hydrogen | Dispatch-Crossload | MI | 2020 | Winter | O/CCGT - H2 New |  |  | 0 | MI
LCP_Inputs_ON_Diverse_2023_04_03 | Hydrogen | Dispatch-Crossload | MI | 2020 | Winter | SMR CCS |  |  | 0 | MI
LCP_Inputs_ON_Diverse_2023_04_03 | Hydrogen | Dispatch-Crossload | MI | 2020 | Winter Peak | Electrolyser 2020/2030 |  |  | 0 | MI
LCP_Inputs_ON_Diverse_2023_04_03 | Hydrogen | Dispatch-Crossload | MI | 2020 | Winter Peak | Electrolyser 2040 |  |  | 0 | MI
LCP_Inputs_ON_Diverse_2023_04_03 | Hydrogen | Dispatch-Crossload | MI | 2020 | Winter Peak | Electrolyser 2050 |  |  | 0 | MI
LCP_Inputs_ON_Diverse_2023_04_03 | Hydrogen | Dispatch-Crossload | MI | 2020 | Winter Peak | O/CCGT - H2 New |  |  | 0 | MI
LCP_Inputs_ON_Diverse_2023_04_03 | Hydrogen | Dispatch-Crossload | MI | 2020 | Winter Peak | SMR CCS |  |  | 0 | MI
LCP_Inputs_ON_Diverse_2023_04_03 | Hydrogen | Dispatch-Crossload | MI | 2030 | Fall | Electrolyser 2020/2030 |  |  | 0 | MI
LCP_Inputs_ON_Diverse_2023_04_03 | Hydrogen | Dispatch-Crossload | MI | 2030 | Fall | Electrolyser 2040 |  |  | 0 | MI
LCP_Inputs_ON_Diverse_2023_04_03 | Hydrogen | Dispatch-Crossload | MI | 2030 | Fall | Electrolyser 2050 |  |  | 0 | MI
LCP_Inputs_ON_Diverse_2023_04_03 | Hydrogen | Dispatch-Crossload | MI | 2030 | Fall | O/CCGT - H2 New |  |  | 0 | MI
LCP_Inputs_ON_Diverse_2023_04_03 | Hydrogen | Dispatch-Crossload | MI | 2030 | Fall | SMR CCS |  |  | 0 | MI
LCP_Inputs_ON_Diverse_2023_04_03 | Hydrogen | Dispatch-Crossload | MI | 2030 | Spring | Electrolyser 2020/2030 |  |  | 0 | MI
LCP_Inputs_ON_Diverse_2023_04_03 | Hydrogen | Dispatch-Crossload | MI | 2030 | Spring | Electrolyser 2040 |  |  | 0 | MI
LCP_Inputs_ON_Diverse_2023_04_03 | Hydrogen | Dispatch-Crossload | MI | 2030 | Spring | Electrolyser 2050 |  |  | 0 | MI
LCP_Inputs_ON_Diverse_2023_04_03 | Hydrogen | Dispatch-Crossload | MI | 2030 | Spring | O/CCGT - H2 New |  |  | 0 | MI
LCP_Inputs_ON_Diverse_2023_04_03 | Hydrogen | Dispatch-Crossload | MI | 2030 | Spring | SMR CCS |  |  | 0 | MI
LCP_Inputs_ON_Diverse_2023_04_03 | Hydrogen | Dispatch-Crossload | MI | 2030 | Summer | Electrolyser 2020/2030 |  |  | 0 | MI
LCP_Inputs_ON_Diverse_2023_04_03 | Hydrogen | Dispatch-Crossload | MI | 2030 | Summer | Electrolyser 2040 |  |  | 0 | MI
LCP_Inputs_ON_Diverse_2023_04_03 | Hydrogen | Dispatch-Crossload | MI | 2030 | Summer | Electrolyser 2050 |  |  | 0 | MI
LCP_Inputs_ON_Diverse_2023_04_03 | Hydrogen | Dispatch-Crossload | MI | 2030 | Summer | O/CCGT - H2 New |  |  | 0 | MI
LCP_Inputs_ON_Diverse_2023_04_03 | Hydrogen | Dispatch-Crossload | MI | 2030 | Summer | SMR CCS |  |  | 0 | MI
LCP_Inputs_ON_Diverse_2023_04_03 | Hydrogen | Dispatch-Crossload | MI | 2030 | Winter | Electrolyser 2020/2030 |  |  | 0 | MI
LCP_Inputs_ON_Diverse_2023_04_03 | Hydrogen | Dispatch-Crossload | MI | 2030 | Winter | Electrolyser 2040 |  |  | 0 | MI
LCP_Inputs_ON_Diverse_2023_04_03 | Hydrogen | Dispatch-Crossload | MI | 2030 | Winter | Electrolyser 2050 |  |  | 0 | MI
LCP_Inputs_ON_Diverse_2023_04_03 | Hydrogen | Dispatch-Crossload | MI | 2030 | Winter | O/CCGT - H2 New |  |  | 0 | MI
LCP_Inputs_ON_Diverse_2023_04_03 | Hydrogen | Dispatch-Crossload | MI | 2030 | Winter | SMR CCS |  |  | 0 | MI
LCP_Inputs_ON_Diverse_2023_04_03 | Hydrogen | Dispatch-Crossload | MI | 2030 | Winter Peak | Electrolyser 2020/2030 |  |  | 0 | MI
LCP_Inputs_ON_Diverse_2023_04_03 | Hydrogen | Dispatch-Crossload | MI | 2030 | Winter Peak | Electrolyser 2040 |  |  | 0 | MI
LCP_Inputs_ON_Diverse_2023_04_03 | Hydrogen | Dispatch-Crossload | MI | 2030 | Winter Peak | Electrolyser 2050 |  |  | 0 | MI
LCP_Inputs_ON_Diverse_2023_04_03 | Hydrogen | Dispatch-Crossload | MI | 2030 | Winter Peak | O/CCGT - H2 New |  |  | 0 | MI
LCP_Inputs_ON_Diverse_2023_04_03 | Hydrogen | Dispatch-Crossload | MI | 2030 | Winter Peak | SMR CCS |  |  | 0 | MI
LCP_Inputs_ON_Diverse_2023_04_03 | Hydrogen | Dispatch-Crossload | MI | 2040 | Fall | Electrolyser 2020/2030 |  |  | 0 | MI
LCP_Inputs_ON_Diverse_2023_04_03 | Hydrogen | Dispatch-Crossload | MI | 2040 | Fall | Electrolyser 2040 |  |  | 0 | MI
LCP_Inputs_ON_Diverse_2023_04_03 | Hydrogen | Dispatch-Crossload | MI | 2040 | Fall | Electrolyser 2050 |  |  | 0 | MI
LCP_Inputs_ON_Diverse_2023_04_03 | Hydrogen | Dispatch-Crossload | MI | 2040 | Fall | O/CCGT - H2 New |  |  | 0 | MI
LCP_Inputs_ON_Diverse_2023_04_03 | Hydrogen | Dispatch-Crossload | MI | 2040 | Fall | SMR CCS |  |  | 0 | MI
LCP_Inputs_ON_Diverse_2023_04_03 | Hydrogen | Dispatch-Crossload | MI | 2040 | Spring | Electrolyser 2020/2030 |  |  | 0 | MI
LCP_Inputs_ON_Diverse_2023_04_03 | Hydrogen | Dispatch-Crossload | MI | 2040 | Spring | Electrolyser 2040 |  |  | 0 | MI
LCP_Inputs_ON_Diverse_2023_04_03 | Hydrogen | Dispatch-Crossload | MI | 2040 | Spring | Electrolyser 2050 |  |  | 0 | MI
LCP_Inputs_ON_Diverse_2023_04_03 | Hydrogen | Dispatch-Crossload | MI | 2040 | Spring | O/CCGT - H2 New |  |  | 0 | MI
LCP_Inputs_ON_Diverse_2023_04_03 | Hydrogen | Dispatch-Crossload | MI | 2040 | Spring | SMR CCS |  |  | 0 | MI
LCP_Inputs_ON_Diverse_2023_04_03 | Hydrogen | Dispatch-Crossload | MI | 2040 | Summer | Electrolyser 2020/2030 |  |  | 0 | MI
LCP_Inputs_ON_Diverse_2023_04_03 | Hydrogen | Dispatch-Crossload | MI | 2040 | Summer | Electrolyser 2040 |  |  | 0 | MI
LCP_Inputs_ON_Diverse_2023_04_03 | Hydrogen | Dispatch-Crossload | MI | 2040 | Summer | Electrolyser 2050 |  |  | 0 | MI
LCP_Inputs_ON_Diverse_2023_04_03 | Hydrogen | Dispatch-Crossload | MI | 2040 | Summer | O/CCGT - H2 New |  |  | 0 | MI
LCP_Inputs_ON_Diverse_2023_04_03 | Hydrogen | Dispatch-Crossload | MI | 2040 | Summer | SMR CCS |  |  | 0 | MI
LCP_Inputs_ON_Diverse_2023_04_03 | Hydrogen | Dispatch-Crossload | MI | 2040 | Winter | Electrolyser 2020/2030 |  |  | 0 | MI
LCP_Inputs_ON_Diverse_2023_04_03 | Hydrogen | Dispatch-Crossload | MI | 2040 | Winter | Electrolyser 2040 |  |  | 0 | MI
LCP_Inputs_ON_Diverse_2023_04_03 | Hydrogen | Dispatch-Crossload | MI | 2040 | Winter | Electrolyser 2050 |  |  | 0 | MI
LCP_Inputs_ON_Diverse_2023_04_03 | Hydrogen | Dispatch-Crossload | MI | 2040 | Winter | O/CCGT - H2 New |  |  | 0 | MI
LCP_Inputs_ON_Diverse_2023_04_03 | Hydrogen | Dispatch-Crossload | MI | 2040 | Winter | SMR CCS |  |  | 0 | MI
LCP_Inputs_ON_Diverse_2023_04_03 | Hydrogen | Dispatch-Crossload | MI | 2040 | Winter Peak | Electrolyser 2020/2030 |  |  | 0 | MI
LCP_Inputs_ON_Diverse_2023_04_03 | Hydrogen | Dispatch-Crossload | MI | 2040 | Winter Peak | Electrolyser 2040 |  |  | 0 | MI
LCP_Inputs_ON_Diverse_2023_04_03 | Hydrogen | Dispatch-Crossload | MI | 2040 | Winter Peak | Electrolyser 2050 |  |  | 0 | MI
LCP_Inputs_ON_Diverse_2023_04_03 | Hydrogen | Dispatch-Crossload | MI | 2040 | Winter Peak | O/CCGT - H2 New |  |  | 0 | MI
LCP_Inputs_ON_Diverse_2023_04_03 | Hydrogen | Dispatch-Crossload | MI | 2040 | Winter Peak | SMR CCS |  |  | 0 | MI
LCP_Inputs_ON_Diverse_2023_04_03 | Hydrogen | Dispatch-Crossload | MI | 2050 | Fall | Electrolyser 2020/2030 |  |  | 0 | MI
LCP_Inputs_ON_Diverse_2023_04_03 | Hydrogen | Dispatch-Crossload | MI | 2050 | Fall | Electrolyser 2040 |  |  | 0 | MI
LCP_Inputs_ON_Diverse_2023_04_03 | Hydrogen | Dispatch-Crossload | MI | 2050 | Fall | Electrolyser 2050 |  |  | 0 | MI
LCP_Inputs_ON_Diverse_2023_04_03 | Hydrogen | Dispatch-Crossload | MI | 2050 | Fall | O/CCGT - H2 New |  |  | 0 | MI
LCP_Inputs_ON_Diverse_2023_04_03 | Hydrogen | Dispatch-Crossload | MI | 2050 | Fall | SMR CCS |  |  | 0 | MI
LCP_Inputs_ON_Diverse_2023_04_03 | Hydrogen | Dispatch-Crossload | MI | 2050 | Spring | Electrolyser 2020/2030 |  |  | 0 | MI
LCP_Inputs_ON_Diverse_2023_04_03 | Hydrogen | Dispatch-Crossload | MI | 2050 | Spring | Electrolyser 2040 |  |  | 0 | MI
LCP_Inputs_ON_Diverse_2023_04_03 | Hydrogen | Dispatch-Crossload | MI | 2050 | Spring | Electrolyser 2050 |  |  | 0 | MI
LCP_Inputs_ON_Diverse_2023_04_03 | Hydrogen | Dispatch-Crossload | MI | 2050 | Spring | O/CCGT - H2 New |  |  | 0 | MI
LCP_Inputs_ON_Diverse_2023_04_03 | Hydrogen | Dispatch-Crossload | MI | 2050 | Spring | SMR CCS |  |  | 0 | MI
LCP_Inputs_ON_Diverse_2023_04_03 | Hydrogen | Dispatch-Crossload | MI | 2050 | Summer | Electrolyser 2020/2030 |  |  | 0 | MI
LCP_Inputs_ON_Diverse_2023_04_03 | Hydrogen | Dispatch-Crossload | MI | 2050 | Summer | Electrolyser 2040 |  |  | 0 | MI
LCP_Inputs_ON_Diverse_2023_04_03 | Hydrogen | Dispatch-Crossload | MI | 2050 | Summer | Electrolyser 2050 |  |  | 0 | MI
LCP_Inputs_ON_Diverse_2023_04_03 | Hydrogen | Dispatch-Crossload | MI | 2050 | Summer | O/CCGT - H2 New |  |  | 0 | MI
LCP_Inputs_ON_Diverse_2023_04_03 | Hydrogen | Dispatch-Crossload | MI | 2050 | Summer | SMR CCS |  |  | 0 | MI
LCP_Inputs_ON_Diverse_2023_04_03 | Hydrogen | Dispatch-Crossload | MI | 2050 | Winter | Electrolyser 2020/2030 |  |  | 0 | MI
LCP_Inputs_ON_Diverse_2023_04_03 | Hydrogen | Dispatch-Crossload | MI | 2050 | Winter | Electrolyser 2040 |  |  | 0 | MI
LCP_Inputs_ON_Diverse_2023_04_03 | Hydrogen | Dispatch-Crossload | MI | 2050 | Winter | Electrolyser 2050 |  |  | 0 | MI
LCP_Inputs_ON_Diverse_2023_04_03 | Hydrogen | Dispatch-Crossload | MI | 2050 | Winter | O/CCGT - H2 New |  |  | 0 | MI
LCP_Inputs_ON_Diverse_2023_04_03 | Hydrogen | Dispatch-Crossload | MI | 2050 | Winter | SMR CCS |  |  | 0 | MI
LCP_Inputs_ON_Diverse_2023_04_03 | Hydrogen | Dispatch-Crossload | MI | 2050 | Winter Peak | Electrolyser 2020/2030 |  |  | 0 | MI
LCP_Inputs_ON_Diverse_2023_04_03 | Hydrogen | Dispatch-Crossload | MI | 2050 | Winter Peak | Electrolyser 2040 |  |  | 0 | MI
LCP_Inputs_ON_Diverse_2023_04_03 | Hydrogen | Dispatch-Crossload | MI | 2050 | Winter Peak | Electrolyser 2050 |  |  | 0 | MI
LCP_Inputs_ON_Diverse_2023_04_03 | Hydrogen | Dispatch-Crossload | MI | 2050 | Winter Peak | O/CCGT - H2 New |  |  | 0 | MI
LCP_Inputs_ON_Diverse_2023_04_03 | Hydrogen | Dispatch-Crossload | MI | 2050 | Winter Peak | SMR CCS |  |  | 0 | MI
LCP_Inputs_ON_Diverse_2023_04_03 | Hydrogen | Dispatch-Crossload | NY | 2020 | Fall | Electrolyser 2020/2030 |  |  | 0 | NY
LCP_Inputs_ON_Diverse_2023_04_03 | Hydrogen | Dispatch-Crossload | NY | 2020 | Fall | Electrolyser 2040 |  |  | 0 | NY
LCP_Inputs_ON_Diverse_2023_04_03 | Hydrogen | Dispatch-Crossload | NY | 2020 | Fall | Electrolyser 2050 |  |  | 0 | NY
LCP_Inputs_ON_Diverse_2023_04_03 | Hydrogen | Dispatch-Crossload | NY | 2020 | Fall | O/CCGT - H2 New |  |  | 0 | NY
LCP_Inputs_ON_Diverse_2023_04_03 | Hydrogen | Dispatch-Crossload | NY | 2020 | Fall | SMR CCS |  |  | 0 | NY
LCP_Inputs_ON_Diverse_2023_04_03 | Hydrogen | Dispatch-Crossload | NY | 2020 | Spring | Electrolyser 2020/2030 |  |  | 0 | NY
LCP_Inputs_ON_Diverse_2023_04_03 | Hydrogen | Dispatch-Crossload | NY | 2020 | Spring | Electrolyser 2040 |  |  | 0 | NY
LCP_Inputs_ON_Diverse_2023_04_03 | Hydrogen | Dispatch-Crossload | NY | 2020 | Spring | Electrolyser 2050 |  |  | 0 | NY
LCP_Inputs_ON_Diverse_2023_04_03 | Hydrogen | Dispatch-Crossload | NY | 2020 | Spring | O/CCGT - H2 New |  |  | 0 | NY
LCP_Inputs_ON_Diverse_2023_04_03 | Hydrogen | Dispatch-Crossload | NY | 2020 | Spring | SMR CCS |  |  | 0 | NY
LCP_Inputs_ON_Diverse_2023_04_03 | Hydrogen | Dispatch-Crossload | NY | 2020 | Summer | Electrolyser 2020/2030 |  |  | 0 | NY
LCP_Inputs_ON_Diverse_2023_04_03 | Hydrogen | Dispatch-Crossload | NY | 2020 | Summer | Electrolyser 2040 |  |  | 0 | NY
LCP_Inputs_ON_Diverse_2023_04_03 | Hydrogen | Dispatch-Crossload | NY | 2020 | Summer | Electrolyser 2050 |  |  | 0 | NY
LCP_Inputs_ON_Diverse_2023_04_03 | Hydrogen | Dispatch-Crossload | NY | 2020 | Summer | O/CCGT - H2 New |  |  | 0 | NY
LCP_Inputs_ON_Diverse_2023_04_03 | Hydrogen | Dispatch-Crossload | NY | 2020 | Summer | SMR CCS |  |  | 0 | NY
LCP_Inputs_ON_Diverse_2023_04_03 | Hydrogen | Dispatch-Crossload | NY | 2020 | Winter | Electrolyser 2020/2030 |  |  | 0 | NY
LCP_Inputs_ON_Diverse_2023_04_03 | Hydrogen | Dispatch-Crossload | NY | 2020 | Winter | Electrolyser 2040 |  |  | 0 | NY
LCP_Inputs_ON_Diverse_2023_04_03 | Hydrogen | Dispatch-Crossload | NY | 2020 | Winter | Electrolyser 2050 |  |  | 0 | NY
LCP_Inputs_ON_Diverse_2023_04_03 | Hydrogen | Dispatch-Crossload | NY | 2020 | Winter | O/CCGT - H2 New |  |  | 0 | NY
LCP_Inputs_ON_Diverse_2023_04_03 | Hydrogen | Dispatch-Crossload | NY | 2020 | Winter | SMR CCS |  |  | 0 | NY
LCP_Inputs_ON_Diverse_2023_04_03 | Hydrogen | Dispatch-Crossload | NY | 2020 | Winter Peak | Electrolyser 2020/2030 |  |  | 0 | NY
LCP_Inputs_ON_Diverse_2023_04_03 | Hydrogen | Dispatch-Crossload | NY | 2020 | Winter Peak | Electrolyser 2040 |  |  | 0 | NY
LCP_Inputs_ON_Diverse_2023_04_03 | Hydrogen | Dispatch-Crossload | NY | 2020 | Winter Peak | Electrolyser 2050 |  |  | 0 | NY
LCP_Inputs_ON_Diverse_2023_04_03 | Hydrogen | Dispatch-Crossload | NY | 2020 | Winter Peak | O/CCGT - H2 New |  |  | 0 | NY
LCP_Inputs_ON_Diverse_2023_04_03 | Hydrogen | Dispatch-Crossload | NY | 2020 | Winter Peak | SMR CCS |  |  | 0 | NY
LCP_Inputs_ON_Diverse_2023_04_03 | Hydrogen | Dispatch-Crossload | NY | 2030 | Fall | Electrolyser 2020/2030 |  |  | 0 | NY
LCP_Inputs_ON_Diverse_2023_04_03 | Hydrogen | Dispatch-Crossload | NY | 2030 | Fall | Electrolyser 2040 |  |  | 0 | NY
LCP_Inputs_ON_Diverse_2023_04_03 | Hydrogen | Dispatch-Crossload | NY | 2030 | Fall | Electrolyser 2050 |  |  | 0 | NY
LCP_Inputs_ON_Diverse_2023_04_03 | Hydrogen | Dispatch-Crossload | NY | 2030 | Fall | O/CCGT - H2 New |  |  | 0 | NY
LCP_Inputs_ON_Diverse_2023_04_03 | Hydrogen | Dispatch-Crossload | NY | 2030 | Fall | SMR CCS |  |  | 0 | NY
LCP_Inputs_ON_Diverse_2023_04_03 | Hydrogen | Dispatch-Crossload | NY | 2030 | Spring | Electrolyser 2020/2030 |  |  | 0 | NY
LCP_Inputs_ON_Diverse_2023_04_03 | Hydrogen | Dispatch-Crossload | NY | 2030 | Spring | Electrolyser 2040 |  |  | 0 | NY
LCP_Inputs_ON_Diverse_2023_04_03 | Hydrogen | Dispatch-Crossload | NY | 2030 | Spring | Electrolyser 2050 |  |  | 0 | NY
LCP_Inputs_ON_Diverse_2023_04_03 | Hydrogen | Dispatch-Crossload | NY | 2030 | Spring | O/CCGT - H2 New |  |  | 0 | NY
LCP_Inputs_ON_Diverse_2023_04_03 | Hydrogen | Dispatch-Crossload | NY | 2030 | Spring | SMR CCS |  |  | 0 | NY
LCP_Inputs_ON_Diverse_2023_04_03 | Hydrogen | Dispatch-Crossload | NY | 2030 | Summer | Electrolyser 2020/2030 |  |  | 0 | NY
LCP_Inputs_ON_Diverse_2023_04_03 | Hydrogen | Dispatch-Crossload | NY | 2030 | Summer | Electrolyser 2040 |  |  | 0 | NY
LCP_Inputs_ON_Diverse_2023_04_03 | Hydrogen | Dispatch-Crossload | NY | 2030 | Summer | Electrolyser 2050 |  |  | 0 | NY
LCP_Inputs_ON_Diverse_2023_04_03 | Hydrogen | Dispatch-Crossload | NY | 2030 | Summer | O/CCGT - H2 New |  |  | 0 | NY
LCP_Inputs_ON_Diverse_2023_04_03 | Hydrogen | Dispatch-Crossload | NY | 2030 | Summer | SMR CCS |  |  | 0 | NY
LCP_Inputs_ON_Diverse_2023_04_03 | Hydrogen | Dispatch-Crossload | NY | 2030 | Winter | Electrolyser 2020/2030 |  |  | 0 | NY
LCP_Inputs_ON_Diverse_2023_04_03 | Hydrogen | Dispatch-Crossload | NY | 2030 | Winter | Electrolyser 2040 |  |  | 0 | NY
LCP_Inputs_ON_Diverse_2023_04_03 | Hydrogen | Dispatch-Crossload | NY | 2030 | Winter | Electrolyser 2050 |  |  | 0 | NY
LCP_Inputs_ON_Diverse_2023_04_03 | Hydrogen | Dispatch-Crossload | NY | 2030 | Winter | O/CCGT - H2 New |  |  | 0 | NY
LCP_Inputs_ON_Diverse_2023_04_03 | Hydrogen | Dispatch-Crossload | NY | 2030 | Winter | SMR CCS |  |  | 0 | NY
LCP_Inputs_ON_Diverse_2023_04_03 | Hydrogen | Dispatch-Crossload | NY | 2030 | Winter Peak | Electrolyser 2020/2030 |  |  | 0 | NY
LCP_Inputs_ON_Diverse_2023_04_03 | Hydrogen | Dispatch-Crossload | NY | 2030 | Winter Peak | Electrolyser 2040 |  |  | 0 | NY
LCP_Inputs_ON_Diverse_2023_04_03 | Hydrogen | Dispatch-Crossload | NY | 2030 | Winter Peak | Electrolyser 2050 |  |  | 0 | NY
LCP_Inputs_ON_Diverse_2023_04_03 | Hydrogen | Dispatch-Crossload | NY | 2030 | Winter Peak | O/CCGT - H2 New |  |  | 0 | NY
LCP_Inputs_ON_Diverse_2023_04_03 | Hydrogen | Dispatch-Crossload | NY | 2030 | Winter Peak | SMR CCS |  |  | 0 | NY
LCP_Inputs_ON_Diverse_2023_04_03 | Hydrogen | Dispatch-Crossload | NY | 2040 | Fall | Electrolyser 2020/2030 |  |  | 0 | NY
LCP_Inputs_ON_Diverse_2023_04_03 | Hydrogen | Dispatch-Crossload | NY | 2040 | Fall | Electrolyser 2040 |  |  | 0 | NY
LCP_Inputs_ON_Diverse_2023_04_03 | Hydrogen | Dispatch-Crossload | NY | 2040 | Fall | Electrolyser 2050 |  |  | 0 | NY
LCP_Inputs_ON_Diverse_2023_04_03 | Hydrogen | Dispatch-Crossload | NY | 2040 | Fall | O/CCGT - H2 New |  |  | 0 | NY
LCP_Inputs_ON_Diverse_2023_04_03 | Hydrogen | Dispatch-Crossload | NY | 2040 | Fall | SMR CCS |  |  | 0 | NY
LCP_Inputs_ON_Diverse_2023_04_03 | Hydrogen | Dispatch-Crossload | NY | 2040 | Spring | Electrolyser 2020/2030 |  |  | 0 | NY
LCP_Inputs_ON_Diverse_2023_04_03 | Hydrogen | Dispatch-Crossload | NY | 2040 | Spring | Electrolyser 2040 |  |  | 0 | NY
LCP_Inputs_ON_Diverse_2023_04_03 | Hydrogen | Dispatch-Crossload | NY | 2040 | Spring | Electrolyser 2050 |  |  | 0 | NY
LCP_Inputs_ON_Diverse_2023_04_03 | Hydrogen | Dispatch-Crossload | NY | 2040 | Spring | O/CCGT - H2 New |  |  | 0 | NY
LCP_Inputs_ON_Diverse_2023_04_03 | Hydrogen | Dispatch-Crossload | NY | 2040 | Spring | SMR CCS |  |  | 0 | NY
LCP_Inputs_ON_Diverse_2023_04_03 | Hydrogen | Dispatch-Crossload | NY | 2040 | Summer | Electrolyser 2020/2030 |  |  | 0 | NY
LCP_Inputs_ON_Diverse_2023_04_03 | Hydrogen | Dispatch-Crossload | NY | 2040 | Summer | Electrolyser 2040 |  |  | 0 | NY
LCP_Inputs_ON_Diverse_2023_04_03 | Hydrogen | Dispatch-Crossload | NY | 2040 | Summer | Electrolyser 2050 |  |  | 0 | NY
LCP_Inputs_ON_Diverse_2023_04_03 | Hydrogen | Dispatch-Crossload | NY | 2040 | Summer | O/CCGT - H2 New |  |  | 0 | NY
LCP_Inputs_ON_Diverse_2023_04_03 | Hydrogen | Dispatch-Crossload | NY | 2040 | Summer | SMR CCS |  |  | 0 | NY
LCP_Inputs_ON_Diverse_2023_04_03 | Hydrogen | Dispatch-Crossload | NY | 2040 | Winter | Electrolyser 2020/2030 |  |  | 0 | NY
LCP_Inputs_ON_Diverse_2023_04_03 | Hydrogen | Dispatch-Crossload | NY | 2040 | Winter | Electrolyser 2040 |  |  | 0 | NY
LCP_Inputs_ON_Diverse_2023_04_03 | Hydrogen | Dispatch-Crossload | NY | 2040 | Winter | Electrolyser 2050 |  |  | 0 | NY
LCP_Inputs_ON_Diverse_2023_04_03 | Hydrogen | Dispatch-Crossload | NY | 2040 | Winter | O/CCGT - H2 New |  |  | 0 | NY
LCP_Inputs_ON_Diverse_2023_04_03 | Hydrogen | Dispatch-Crossload | NY | 2040 | Winter | SMR CCS |  |  | 0 | NY
LCP_Inputs_ON_Diverse_2023_04_03 | Hydrogen | Dispatch-Crossload | NY | 2040 | Winter Peak | Electrolyser 2020/2030 |  |  | 0 | NY
LCP_Inputs_ON_Diverse_2023_04_03 | Hydrogen | Dispatch-Crossload | NY | 2040 | Winter Peak | Electrolyser 2040 |  |  | 0 | NY
LCP_Inputs_ON_Diverse_2023_04_03 | Hydrogen | Dispatch-Crossload | NY | 2040 | Winter Peak | Electrolyser 2050 |  |  | 0 | NY
LCP_Inputs_ON_Diverse_2023_04_03 | Hydrogen | Dispatch-Crossload | NY | 2040 | Winter Peak | O/CCGT - H2 New |  |  | 0 | NY
LCP_Inputs_ON_Diverse_2023_04_03 | Hydrogen | Dispatch-Crossload | NY | 2040 | Winter Peak | SMR CCS |  |  | 0 | NY
LCP_Inputs_ON_Diverse_2023_04_03 | Hydrogen | Dispatch-Crossload | NY | 2050 | Fall | Electrolyser 2020/2030 |  |  | 0 | NY
LCP_Inputs_ON_Diverse_2023_04_03 | Hydrogen | Dispatch-Crossload | NY | 2050 | Fall | Electrolyser 2040 |  |  | 0 | NY
LCP_Inputs_ON_Diverse_2023_04_03 | Hydrogen | Dispatch-Crossload | NY | 2050 | Fall | Electrolyser 2050 |  |  | 0 | NY
LCP_Inputs_ON_Diverse_2023_04_03 | Hydrogen | Dispatch-Crossload | NY | 2050 | Fall | O/CCGT - H2 New |  |  | 0 | NY
LCP_Inputs_ON_Diverse_2023_04_03 | Hydrogen | Dispatch-Crossload | NY | 2050 | Fall | SMR CCS |  |  | 0 | NY
LCP_Inputs_ON_Diverse_2023_04_03 | Hydrogen | Dispatch-Crossload | NY | 2050 | Spring | Electrolyser 2020/2030 |  |  | 0 | NY
LCP_Inputs_ON_Diverse_2023_04_03 | Hydrogen | Dispatch-Crossload | NY | 2050 | Spring | Electrolyser 2040 |  |  | 0 | NY
LCP_Inputs_ON_Diverse_2023_04_03 | Hydrogen | Dispatch-Crossload | NY | 2050 | Spring | Electrolyser 2050 |  |  | 0 | NY
LCP_Inputs_ON_Diverse_2023_04_03 | Hydrogen | Dispatch-Crossload | NY | 2050 | Spring | O/CCGT - H2 New |  |  | 0 | NY
LCP_Inputs_ON_Diverse_2023_04_03 | Hydrogen | Dispatch-Crossload | NY | 2050 | Spring | SMR CCS |  |  | 0 | NY
LCP_Inputs_ON_Diverse_2023_04_03 | Hydrogen | Dispatch-Crossload | NY | 2050 | Summer | Electrolyser 2020/2030 |  |  | 0 | NY
LCP_Inputs_ON_Diverse_2023_04_03 | Hydrogen | Dispatch-Crossload | NY | 2050 | Summer | Electrolyser 2040 |  |  | 0 | NY
LCP_Inputs_ON_Diverse_2023_04_03 | Hydrogen | Dispatch-Crossload | NY | 2050 | Summer | Electrolyser 2050 |  |  | 0 | NY
LCP_Inputs_ON_Diverse_2023_04_03 | Hydrogen | Dispatch-Crossload | NY | 2050 | Summer | O/CCGT - H2 New |  |  | 0 | NY
LCP_Inputs_ON_Diverse_2023_04_03 | Hydrogen | Dispatch-Crossload | NY | 2050 | Summer | SMR CCS |  |  | 0 | NY
LCP_Inputs_ON_Diverse_2023_04_03 | Hydrogen | Dispatch-Crossload | NY | 2050 | Winter | Electrolyser 2020/2030 |  |  | 0 | NY
LCP_Inputs_ON_Diverse_2023_04_03 | Hydrogen | Dispatch-Crossload | NY | 2050 | Winter | Electrolyser 2040 |  |  | 0 | NY
LCP_Inputs_ON_Diverse_2023_04_03 | Hydrogen | Dispatch-Crossload | NY | 2050 | Winter | Electrolyser 2050 |  |  | 0 | NY
LCP_Inputs_ON_Diverse_2023_04_03 | Hydrogen | Dispatch-Crossload | NY | 2050 | Winter | O/CCGT - H2 New |  |  | 0 | NY
LCP_Inputs_ON_Diverse_2023_04_03 | Hydrogen | Dispatch-Crossload | NY | 2050 | Winter | SMR CCS |  |  | 0 | NY
LCP_Inputs_ON_Diverse_2023_04_03 | Hydrogen | Dispatch-Crossload | NY | 2050 | Winter Peak | Electrolyser 2020/2030 |  |  | 0 | NY
LCP_Inputs_ON_Diverse_2023_04_03 | Hydrogen | Dispatch-Crossload | NY | 2050 | Winter Peak | Electrolyser 2040 |  |  | 0 | NY
LCP_Inputs_ON_Diverse_2023_04_03 | Hydrogen | Dispatch-Crossload | NY | 2050 | Winter Peak | Electrolyser 2050 |  |  | 0 | NY
LCP_Inputs_ON_Diverse_2023_04_03 | Hydrogen | Dispatch-Crossload | NY | 2050 | Winter Peak | O/CCGT - H2 New |  |  | 0 | NY
LCP_Inputs_ON_Diverse_2023_04_03 | Hydrogen | Dispatch-Crossload | NY | 2050 | Winter Peak | SMR CCS |  |  | 0 | NY
LCP_Inputs_ON_Diverse_2023_04_03 | Hydrogen | Dispatch-Crossload | ON | 2020 | Fall | Electrolyser 2020/2030 |  |  | 0 | ON
LCP_Inputs_ON_Diverse_2023_04_03 | Hydrogen | Dispatch-Crossload | ON | 2020 | Fall | Electrolyser 2040 |  |  | 0 | ON
LCP_Inputs_ON_Diverse_2023_04_03 | Hydrogen | Dispatch-Crossload | ON | 2020 | Fall | Electrolyser 2050 |  |  | 0 | ON
LCP_Inputs_ON_Diverse_2023_04_03 | Hydrogen | Dispatch-Crossload | ON | 2020 | Fall | O/CCGT - H2 New |  |  | 0 | ON
LCP_Inputs_ON_Diverse_2023_04_03 | Hydrogen | Dispatch-Crossload | ON | 2020 | Fall | SMR CCS |  |  | 0 | ON
LCP_Inputs_ON_Diverse_2023_04_03 | Hydrogen | Dispatch-Crossload | ON | 2020 | Spring | Electrolyser 2020/2030 |  |  | 0 | ON
LCP_Inputs_ON_Diverse_2023_04_03 | Hydrogen | Dispatch-Crossload | ON | 2020 | Spring | Electrolyser 2040 |  |  | 0 | ON
LCP_Inputs_ON_Diverse_2023_04_03 | Hydrogen | Dispatch-Crossload | ON | 2020 | Spring | Electrolyser 2050 |  |  | 0 | ON
LCP_Inputs_ON_Diverse_2023_04_03 | Hydrogen | Dispatch-Crossload | ON | 2020 | Spring | O/CCGT - H2 New |  |  | 0 | ON
LCP_Inputs_ON_Diverse_2023_04_03 | Hydrogen | Dispatch-Crossload | ON | 2020 | Spring | SMR CCS |  |  | 0 | ON
LCP_Inputs_ON_Diverse_2023_04_03 | Hydrogen | Dispatch-Crossload | ON | 2020 | Summer | Electrolyser 2020/2030 |  |  | 0 | ON
LCP_Inputs_ON_Diverse_2023_04_03 | Hydrogen | Dispatch-Crossload | ON | 2020 | Summer | Electrolyser 2040 |  |  | 0 | ON
LCP_Inputs_ON_Diverse_2023_04_03 | Hydrogen | Dispatch-Crossload | ON | 2020 | Summer | Electrolyser 2050 |  |  | 0 | ON
LCP_Inputs_ON_Diverse_2023_04_03 | Hydrogen | Dispatch-Crossload | ON | 2020 | Summer | O/CCGT - H2 New |  |  | 0 | ON
LCP_Inputs_ON_Diverse_2023_04_03 | Hydrogen | Dispatch-Crossload | ON | 2020 | Summer | SMR CCS |  |  | 0 | ON
LCP_Inputs_ON_Diverse_2023_04_03 | Hydrogen | Dispatch-Crossload | ON | 2020 | Winter | Electrolyser 2020/2030 |  |  | 0 | ON
LCP_Inputs_ON_Diverse_2023_04_03 | Hydrogen | Dispatch-Crossload | ON | 2020 | Winter | Electrolyser 2040 |  |  | 0 | ON
LCP_Inputs_ON_Diverse_2023_04_03 | Hydrogen | Dispatch-Crossload | ON | 2020 | Winter | Electrolyser 2050 |  |  | 0 | ON
LCP_Inputs_ON_Diverse_2023_04_03 | Hydrogen | Dispatch-Crossload | ON | 2020 | Winter | O/CCGT - H2 New |  |  | 0 | ON
LCP_Inputs_ON_Diverse_2023_04_03 | Hydrogen | Dispatch-Crossload | ON | 2020 | Winter | SMR CCS |  |  | 0 | ON
LCP_Inputs_ON_Diverse_2023_04_03 | Hydrogen | Dispatch-Crossload | ON | 2020 | Winter Peak | Electrolyser 2020/2030 |  |  | 0 | ON
LCP_Inputs_ON_Diverse_2023_04_03 | Hydrogen | Dispatch-Crossload | ON | 2020 | Winter Peak | Electrolyser 2040 |  |  | 0 | ON
LCP_Inputs_ON_Diverse_2023_04_03 | Hydrogen | Dispatch-Crossload | ON | 2020 | Winter Peak | Electrolyser 2050 |  |  | 0 | ON
LCP_Inputs_ON_Diverse_2023_04_03 | Hydrogen | Dispatch-Crossload | ON | 2020 | Winter Peak | O/CCGT - H2 New |  |  | 0 | ON
LCP_Inputs_ON_Diverse_2023_04_03 | Hydrogen | Dispatch-Crossload | ON | 2020 | Winter Peak | SMR CCS |  |  | 0 | ON
LCP_Inputs_ON_Diverse_2023_04_03 | Hydrogen | Dispatch-Crossload | ON | 2030 | Fall | Electrolyser 2020/2030 |  |  | 0 | ON
LCP_Inputs_ON_Diverse_2023_04_03 | Hydrogen | Dispatch-Crossload | ON | 2030 | Fall | Electrolyser 2040 |  |  | 0 | ON
LCP_Inputs_ON_Diverse_2023_04_03 | Hydrogen | Dispatch-Crossload | ON | 2030 | Fall | Electrolyser 2050 |  |  | 0 | ON
LCP_Inputs_ON_Diverse_2023_04_03 | Hydrogen | Dispatch-Crossload | ON | 2030 | Fall | O/CCGT - H2 New |  |  | -1251502.9688 | ON
LCP_Inputs_ON_Diverse_2023_04_03 | Hydrogen | Dispatch-Crossload | ON | 2030 | Fall | SMR CCS |  |  | 10797093.1276 | ON
LCP_Inputs_ON_Diverse_2023_04_03 | Hydrogen | Dispatch-Crossload | ON | 2030 | Spring | Electrolyser 2020/2030 |  |  | 0 | ON
LCP_Inputs_ON_Diverse_2023_04_03 | Hydrogen | Dispatch-Crossload | ON | 2030 | Spring | Electrolyser 2040 |  |  | 0 | ON
LCP_Inputs_ON_Diverse_2023_04_03 | Hydrogen | Dispatch-Crossload | ON | 2030 | Spring | Electrolyser 2050 |  |  | 0 | ON
LCP_Inputs_ON_Diverse_2023_04_03 | Hydrogen | Dispatch-Crossload | ON | 2030 | Spring | O/CCGT - H2 New |  |  | -195188.1082 | ON
LCP_Inputs_ON_Diverse_2023_04_03 | Hydrogen | Dispatch-Crossload | ON | 2030 | Spring | SMR CCS |  |  | 10797093.1276 | ON
LCP_Inputs_ON_Diverse_2023_04_03 | Hydrogen | Dispatch-Crossload | ON | 2030 | Summer | Electrolyser 2020/2030 |  |  | 0 | ON
LCP_Inputs_ON_Diverse_2023_04_03 | Hydrogen | Dispatch-Crossload | ON | 2030 | Summer | Electrolyser 2040 |  |  | 0 | ON
LCP_Inputs_ON_Diverse_2023_04_03 | Hydrogen | Dispatch-Crossload | ON | 2030 | Summer | Electrolyser 2050 |  |  | 0 | ON
LCP_Inputs_ON_Diverse_2023_04_03 | Hydrogen | Dispatch-Crossload | ON | 2030 | Summer | O/CCGT - H2 New |  |  | -1642597.6465 | ON
LCP_Inputs_ON_Diverse_2023_04_03 | Hydrogen | Dispatch-Crossload | ON | 2030 | Summer | SMR CCS |  |  | 10797093.1276 | ON
LCP_Inputs_ON_Diverse_2023_04_03 | Hydrogen | Dispatch-Crossload | ON | 2030 | Winter | Electrolyser 2020/2030 |  |  | 0 | ON
LCP_Inputs_ON_Diverse_2023_04_03 | Hydrogen | Dispatch-Crossload | ON | 2030 | Winter | Electrolyser 2040 |  |  | 0 | ON
LCP_Inputs_ON_Diverse_2023_04_03 | Hydrogen | Dispatch-Crossload | ON | 2030 | Winter | Electrolyser 2050 |  |  | 0 | ON
LCP_Inputs_ON_Diverse_2023_04_03 | Hydrogen | Dispatch-Crossload | ON | 2030 | Winter | O/CCGT - H2 New |  |  | 0 | ON
LCP_Inputs_ON_Diverse_2023_04_03 | Hydrogen | Dispatch-Crossload | ON | 2030 | Winter | SMR CCS |  |  | 10797093.1276 | ON
LCP_Inputs_ON_Diverse_2023_04_03 | Hydrogen | Dispatch-Crossload | ON | 2030 | Winter Peak | Electrolyser 2020/2030 |  |  | 0 | ON
LCP_Inputs_ON_Diverse_2023_04_03 | Hydrogen | Dispatch-Crossload | ON | 2030 | Winter Peak | Electrolyser 2040 |  |  | 0 | ON
LCP_Inputs_ON_Diverse_2023_04_03 | Hydrogen | Dispatch-Crossload | ON | 2030 | Winter Peak | Electrolyser 2050 |  |  | 0 | ON
LCP_Inputs_ON_Diverse_2023_04_03 | Hydrogen | Dispatch-Crossload | ON | 2030 | Winter Peak | O/CCGT - H2 New |  |  | 0 | ON
LCP_Inputs_ON_Diverse_2023_04_03 | Hydrogen | Dispatch-Crossload | ON | 2030 | Winter Peak | SMR CCS |  |  | 118649.375 | ON
LCP_Inputs_ON_Diverse_2023_04_03 | Hydrogen | Dispatch-Crossload | ON | 2040 | Fall | Electrolyser 2020/2030 |  |  | 0 | ON
LCP_Inputs_ON_Diverse_2023_04_03 | Hydrogen | Dispatch-Crossload | ON | 2040 | Fall | Electrolyser 2040 |  |  | 10123558.8315 | ON
LCP_Inputs_ON_Diverse_2023_04_03 | Hydrogen | Dispatch-Crossload | ON | 2040 | Fall | Electrolyser 2050 |  |  | 0 | ON
LCP_Inputs_ON_Diverse_2023_04_03 | Hydrogen | Dispatch-Crossload | ON | 2040 | Fall | O/CCGT - H2 New |  |  | -1183896.7463 | ON
LCP_Inputs_ON_Diverse_2023_04_03 | Hydrogen | Dispatch-Crossload | ON | 2040 | Fall | SMR CCS |  |  | 20396364.2463 | ON
LCP_Inputs_ON_Diverse_2023_04_03 | Hydrogen | Dispatch-Crossload | ON | 2040 | Spring | Electrolyser 2020/2030 |  |  | 0 | ON
LCP_Inputs_ON_Diverse_2023_04_03 | Hydrogen | Dispatch-Crossload | ON | 2040 | Spring | Electrolyser 2040 |  |  | 15986445.7872 | ON
LCP_Inputs_ON_Diverse_2023_04_03 | Hydrogen | Dispatch-Crossload | ON | 2040 | Spring | Electrolyser 2050 |  |  | 0 | ON
LCP_Inputs_ON_Diverse_2023_04_03 | Hydrogen | Dispatch-Crossload | ON | 2040 | Spring | O/CCGT - H2 New |  |  | 0 | ON
LCP_Inputs_ON_Diverse_2023_04_03 | Hydrogen | Dispatch-Crossload | ON | 2040 | Spring | SMR CCS |  |  | 20396364.2463 | ON
LCP_Inputs_ON_Diverse_2023_04_03 | Hydrogen | Dispatch-Crossload | ON | 2040 | Summer | Electrolyser 2020/2030 |  |  | 0 | ON
LCP_Inputs_ON_Diverse_2023_04_03 | Hydrogen | Dispatch-Crossload | ON | 2040 | Summer | Electrolyser 2040 |  |  | 8326273.8475 | ON
LCP_Inputs_ON_Diverse_2023_04_03 | Hydrogen | Dispatch-Crossload | ON | 2040 | Summer | Electrolyser 2050 |  |  | 0 | ON
LCP_Inputs_ON_Diverse_2023_04_03 | Hydrogen | Dispatch-Crossload | ON | 2040 | Summer | O/CCGT - H2 New |  |  | -5520301.3822 | ON
LCP_Inputs_ON_Diverse_2023_04_03 | Hydrogen | Dispatch-Crossload | ON | 2040 | Summer | SMR CCS |  |  | 20396364.2463 | ON
LCP_Inputs_ON_Diverse_2023_04_03 | Hydrogen | Dispatch-Crossload | ON | 2040 | Winter | Electrolyser 2020/2030 |  |  | 0 | ON
LCP_Inputs_ON_Diverse_2023_04_03 | Hydrogen | Dispatch-Crossload | ON | 2040 | Winter | Electrolyser 2040 |  |  | 15986445.7872 | ON
LCP_Inputs_ON_Diverse_2023_04_03 | Hydrogen | Dispatch-Crossload | ON | 2040 | Winter | Electrolyser 2050 |  |  | 0 | ON
LCP_Inputs_ON_Diverse_2023_04_03 | Hydrogen | Dispatch-Crossload | ON | 2040 | Winter | O/CCGT - H2 New |  |  | 0 | ON
LCP_Inputs_ON_Diverse_2023_04_03 | Hydrogen | Dispatch-Crossload | ON | 2040 | Winter | SMR CCS |  |  | 20396364.2463 | ON
LCP_Inputs_ON_Diverse_2023_04_03 | Hydrogen | Dispatch-Crossload | ON | 2040 | Winter Peak | Electrolyser 2020/2030 |  |  | 0 | ON
LCP_Inputs_ON_Diverse_2023_04_03 | Hydrogen | Dispatch-Crossload | ON | 2040 | Winter Peak | Electrolyser 2040 |  |  | 87837.6142 | ON
LCP_Inputs_ON_Diverse_2023_04_03 | Hydrogen | Dispatch-Crossload | ON | 2040 | Winter Peak | Electrolyser 2050 |  |  | 0 | ON
LCP_Inputs_ON_Diverse_2023_04_03 | Hydrogen | Dispatch-Crossload | ON | 2040 | Winter Peak | O/CCGT - H2 New |  |  | -176465.1453 | ON
LCP_Inputs_ON_Diverse_2023_04_03 | Hydrogen | Dispatch-Crossload | ON | 2040 | Winter Peak | SMR CCS |  |  | 224135.8708 | ON
LCP_Inputs_ON_Diverse_2023_04_03 | Hydrogen | Dispatch-Crossload | ON | 2050 | Fall | Electrolyser 2020/2030 |  |  | 0 | ON
LCP_Inputs_ON_Diverse_2023_04_03 | Hydrogen | Dispatch-Crossload | ON | 2050 | Fall | Electrolyser 2040 |  |  | 9068965.3246 | ON
LCP_Inputs_ON_Diverse_2023_04_03 | Hydrogen | Dispatch-Crossload | ON | 2050 | Fall | Electrolyser 2050 |  |  | 18944872.5865 | ON
LCP_Inputs_ON_Diverse_2023_04_03 | Hydrogen | Dispatch-Crossload | ON | 2050 | Fall | O/CCGT - H2 New |  |  | 0 | ON
LCP_Inputs_ON_Diverse_2023_04_03 | Hydrogen | Dispatch-Crossload | ON | 2050 | Fall | SMR CCS |  |  | 20396364.2463 | ON
LCP_Inputs_ON_Diverse_2023_04_03 | Hydrogen | Dispatch-Crossload | ON | 2050 | Spring | Electrolyser 2020/2030 |  |  | 0 | ON
LCP_Inputs_ON_Diverse_2023_04_03 | Hydrogen | Dispatch-Crossload | ON | 2050 | Spring | Electrolyser 2040 |  |  | 15986445.7872 | ON
LCP_Inputs_ON_Diverse_2023_04_03 | Hydrogen | Dispatch-Crossload | ON | 2050 | Spring | Electrolyser 2050 |  |  | 28389044.2998 | ON
LCP_Inputs_ON_Diverse_2023_04_03 | Hydrogen | Dispatch-Crossload | ON | 2050 | Spring | O/CCGT - H2 New |  |  | 0 | ON
LCP_Inputs_ON_Diverse_2023_04_03 | Hydrogen | Dispatch-Crossload | ON | 2050 | Spring | SMR CCS |  |  | 20377707.7482 | ON
LCP_Inputs_ON_Diverse_2023_04_03 | Hydrogen | Dispatch-Crossload | ON | 2050 | Summer | Electrolyser 2020/2030 |  |  | 0 | ON
LCP_Inputs_ON_Diverse_2023_04_03 | Hydrogen | Dispatch-Crossload | ON | 2050 | Summer | Electrolyser 2040 |  |  | 7993222.8936 | ON
LCP_Inputs_ON_Diverse_2023_04_03 | Hydrogen | Dispatch-Crossload | ON | 2050 | Summer | Electrolyser 2050 |  |  | 17008890.2627 | ON
LCP_Inputs_ON_Diverse_2023_04_03 | Hydrogen | Dispatch-Crossload | ON | 2050 | Summer | O/CCGT - H2 New |  |  | -949189.6237 | ON
LCP_Inputs_ON_Diverse_2023_04_03 | Hydrogen | Dispatch-Crossload | ON | 2050 | Summer | SMR CCS |  |  | 18846502.1125 | ON
LCP_Inputs_ON_Diverse_2023_04_03 | Hydrogen | Dispatch-Crossload | ON | 2050 | Winter | Electrolyser 2020/2030 |  |  | 0 | ON
LCP_Inputs_ON_Diverse_2023_04_03 | Hydrogen | Dispatch-Crossload | ON | 2050 | Winter | Electrolyser 2040 |  |  | 15986445.7872 | ON
LCP_Inputs_ON_Diverse_2023_04_03 | Hydrogen | Dispatch-Crossload | ON | 2050 | Winter | Electrolyser 2050 |  |  | 28389044.2998 | ON
LCP_Inputs_ON_Diverse_2023_04_03 | Hydrogen | Dispatch-Crossload | ON | 2050 | Winter | O/CCGT - H2 New |  |  | 0 | ON
LCP_Inputs_ON_Diverse_2023_04_03 | Hydrogen | Dispatch-Crossload | ON | 2050 | Winter | SMR CCS |  |  | 20396364.2463 | ON
LCP_Inputs_ON_Diverse_2023_04_03 | Hydrogen | Dispatch-Crossload | ON | 2050 | Winter Peak | Electrolyser 2020/2030 |  |  | 0 | ON
LCP_Inputs_ON_Diverse_2023_04_03 | Hydrogen | Dispatch-Crossload | ON | 2050 | Winter Peak | Electrolyser 2040 |  |  | 87837.6142 | ON
LCP_Inputs_ON_Diverse_2023_04_03 | Hydrogen | Dispatch-Crossload | ON | 2050 | Winter Peak | Electrolyser 2050 |  |  | 155983.7599 | ON
LCP_Inputs_ON_Diverse_2023_04_03 | Hydrogen | Dispatch-Crossload | ON | 2050 | Winter Peak | O/CCGT - H2 New |  |  | -762528.2942 | ON
LCP_Inputs_ON_Diverse_2023_04_03 | Hydrogen | Dispatch-Crossload | ON | 2050 | Winter Peak | SMR CCS |  |  | 224135.8708 | ON
LCP_Inputs_ON_Diverse_2023_04_03 | Hydrogen | Dispatch-Crossload | PJ | 2020 | Fall | Electrolyser 2020/2030 |  |  | 0 | PJ
LCP_Inputs_ON_Diverse_2023_04_03 | Hydrogen | Dispatch-Crossload | PJ | 2020 | Fall | Electrolyser 2040 |  |  | 0 | PJ
LCP_Inputs_ON_Diverse_2023_04_03 | Hydrogen | Dispatch-Crossload | PJ | 2020 | Fall | Electrolyser 2050 |  |  | 0 | PJ
LCP_Inputs_ON_Diverse_2023_04_03 | Hydrogen | Dispatch-Crossload | PJ | 2020 | Fall | O/CCGT - H2 New |  |  | 0 | PJ
LCP_Inputs_ON_Diverse_2023_04_03 | Hydrogen | Dispatch-Crossload | PJ | 2020 | Fall | SMR CCS |  |  | 0 | PJ
LCP_Inputs_ON_Diverse_2023_04_03 | Hydrogen | Dispatch-Crossload | PJ | 2020 | Spring | Electrolyser 2020/2030 |  |  | 0 | PJ
LCP_Inputs_ON_Diverse_2023_04_03 | Hydrogen | Dispatch-Crossload | PJ | 2020 | Spring | Electrolyser 2040 |  |  | 0 | PJ
LCP_Inputs_ON_Diverse_2023_04_03 | Hydrogen | Dispatch-Crossload | PJ | 2020 | Spring | Electrolyser 2050 |  |  | 0 | PJ
LCP_Inputs_ON_Diverse_2023_04_03 | Hydrogen | Dispatch-Crossload | PJ | 2020 | Spring | O/CCGT - H2 New |  |  | 0 | PJ
LCP_Inputs_ON_Diverse_2023_04_03 | Hydrogen | Dispatch-Crossload | PJ | 2020 | Spring | SMR CCS |  |  | 0 | PJ
LCP_Inputs_ON_Diverse_2023_04_03 | Hydrogen | Dispatch-Crossload | PJ | 2020 | Summer | Electrolyser 2020/2030 |  |  | 0 | PJ
LCP_Inputs_ON_Diverse_2023_04_03 | Hydrogen | Dispatch-Crossload | PJ | 2020 | Summer | Electrolyser 2040 |  |  | 0 | PJ
LCP_Inputs_ON_Diverse_2023_04_03 | Hydrogen | Dispatch-Crossload | PJ | 2020 | Summer | Electrolyser 2050 |  |  | 0 | PJ
LCP_Inputs_ON_Diverse_2023_04_03 | Hydrogen | Dispatch-Crossload | PJ | 2020 | Summer | O/CCGT - H2 New |  |  | 0 | PJ
LCP_Inputs_ON_Diverse_2023_04_03 | Hydrogen | Dispatch-Crossload | PJ | 2020 | Summer | SMR CCS |  |  | 0 | PJ
LCP_Inputs_ON_Diverse_2023_04_03 | Hydrogen | Dispatch-Crossload | PJ | 2020 | Winter | Electrolyser 2020/2030 |  |  | 0 | PJ
LCP_Inputs_ON_Diverse_2023_04_03 | Hydrogen | Dispatch-Crossload | PJ | 2020 | Winter | Electrolyser 2040 |  |  | 0 | PJ
LCP_Inputs_ON_Diverse_2023_04_03 | Hydrogen | Dispatch-Crossload | PJ | 2020 | Winter | Electrolyser 2050 |  |  | 0 | PJ
LCP_Inputs_ON_Diverse_2023_04_03 | Hydrogen | Dispatch-Crossload | PJ | 2020 | Winter | O/CCGT - H2 New |  |  | 0 | PJ
LCP_Inputs_ON_Diverse_2023_04_03 | Hydrogen | Dispatch-Crossload | PJ | 2020 | Winter | SMR CCS |  |  | 0 | PJ
LCP_Inputs_ON_Diverse_2023_04_03 | Hydrogen | Dispatch-Crossload | PJ | 2020 | Winter Peak | Electrolyser 2020/2030 |  |  | 0 | PJ
LCP_Inputs_ON_Diverse_2023_04_03 | Hydrogen | Dispatch-Crossload | PJ | 2020 | Winter Peak | Electrolyser 2040 |  |  | 0 | PJ
LCP_Inputs_ON_Diverse_2023_04_03 | Hydrogen | Dispatch-Crossload | PJ | 2020 | Winter Peak | Electrolyser 2050 |  |  | 0 | PJ
LCP_Inputs_ON_Diverse_2023_04_03 | Hydrogen | Dispatch-Crossload | PJ | 2020 | Winter Peak | O/CCGT - H2 New |  |  | 0 | PJ
LCP_Inputs_ON_Diverse_2023_04_03 | Hydrogen | Dispatch-Crossload | PJ | 2020 | Winter Peak | SMR CCS |  |  | 0 | PJ
LCP_Inputs_ON_Diverse_2023_04_03 | Hydrogen | Dispatch-Crossload | PJ | 2030 | Fall | Electrolyser 2020/2030 |  |  | 0 | PJ
LCP_Inputs_ON_Diverse_2023_04_03 | Hydrogen | Dispatch-Crossload | PJ | 2030 | Fall | Electrolyser 2040 |  |  | 0 | PJ
LCP_Inputs_ON_Diverse_2023_04_03 | Hydrogen | Dispatch-Crossload | PJ | 2030 | Fall | Electrolyser 2050 |  |  | 0 | PJ
LCP_Inputs_ON_Diverse_2023_04_03 | Hydrogen | Dispatch-Crossload | PJ | 2030 | Fall | O/CCGT - H2 New |  |  | 0 | PJ
LCP_Inputs_ON_Diverse_2023_04_03 | Hydrogen | Dispatch-Crossload | PJ | 2030 | Fall | SMR CCS |  |  | 0 | PJ
LCP_Inputs_ON_Diverse_2023_04_03 | Hydrogen | Dispatch-Crossload | PJ | 2030 | Spring | Electrolyser 2020/2030 |  |  | 0 | PJ
LCP_Inputs_ON_Diverse_2023_04_03 | Hydrogen | Dispatch-Crossload | PJ | 2030 | Spring | Electrolyser 2040 |  |  | 0 | PJ
LCP_Inputs_ON_Diverse_2023_04_03 | Hydrogen | Dispatch-Crossload | PJ | 2030 | Spring | Electrolyser 2050 |  |  | 0 | PJ
LCP_Inputs_ON_Diverse_2023_04_03 | Hydrogen | Dispatch-Crossload | PJ | 2030 | Spring | O/CCGT - H2 New |  |  | 0 | PJ
LCP_Inputs_ON_Diverse_2023_04_03 | Hydrogen | Dispatch-Crossload | PJ | 2030 | Spring | SMR CCS |  |  | 0 | PJ
LCP_Inputs_ON_Diverse_2023_04_03 | Hydrogen | Dispatch-Crossload | PJ | 2030 | Summer | Electrolyser 2020/2030 |  |  | 0 | PJ
LCP_Inputs_ON_Diverse_2023_04_03 | Hydrogen | Dispatch-Crossload | PJ | 2030 | Summer | Electrolyser 2040 |  |  | 0 | PJ
LCP_Inputs_ON_Diverse_2023_04_03 | Hydrogen | Dispatch-Crossload | PJ | 2030 | Summer | Electrolyser 2050 |  |  | 0 | PJ
LCP_Inputs_ON_Diverse_2023_04_03 | Hydrogen | Dispatch-Crossload | PJ | 2030 | Summer | O/CCGT - H2 New |  |  | 0 | PJ
LCP_Inputs_ON_Diverse_2023_04_03 | Hydrogen | Dispatch-Crossload | PJ | 2030 | Summer | SMR CCS |  |  | 0 | PJ
LCP_Inputs_ON_Diverse_2023_04_03 | Hydrogen | Dispatch-Crossload | PJ | 2030 | Winter | Electrolyser 2020/2030 |  |  | 0 | PJ
LCP_Inputs_ON_Diverse_2023_04_03 | Hydrogen | Dispatch-Crossload | PJ | 2030 | Winter | Electrolyser 2040 |  |  | 0 | PJ
LCP_Inputs_ON_Diverse_2023_04_03 | Hydrogen | Dispatch-Crossload | PJ | 2030 | Winter | Electrolyser 2050 |  |  | 0 | PJ
LCP_Inputs_ON_Diverse_2023_04_03 | Hydrogen | Dispatch-Crossload | PJ | 2030 | Winter | O/CCGT - H2 New |  |  | 0 | PJ
LCP_Inputs_ON_Diverse_2023_04_03 | Hydrogen | Dispatch-Crossload | PJ | 2030 | Winter | SMR CCS |  |  | 0 | PJ
LCP_Inputs_ON_Diverse_2023_04_03 | Hydrogen | Dispatch-Crossload | PJ | 2030 | Winter Peak | Electrolyser 2020/2030 |  |  | 0 | PJ
LCP_Inputs_ON_Diverse_2023_04_03 | Hydrogen | Dispatch-Crossload | PJ | 2030 | Winter Peak | Electrolyser 2040 |  |  | 0 | PJ
LCP_Inputs_ON_Diverse_2023_04_03 | Hydrogen | Dispatch-Crossload | PJ | 2030 | Winter Peak | Electrolyser 2050 |  |  | 0 | PJ
LCP_Inputs_ON_Diverse_2023_04_03 | Hydrogen | Dispatch-Crossload | PJ | 2030 | Winter Peak | O/CCGT - H2 New |  |  | 0 | PJ
LCP_Inputs_ON_Diverse_2023_04_03 | Hydrogen | Dispatch-Crossload | PJ | 2030 | Winter Peak | SMR CCS |  |  | 0 | PJ
LCP_Inputs_ON_Diverse_2023_04_03 | Hydrogen | Dispatch-Crossload | PJ | 2040 | Fall | Electrolyser 2020/2030 |  |  | 0 | PJ
LCP_Inputs_ON_Diverse_2023_04_03 | Hydrogen | Dispatch-Crossload | PJ | 2040 | Fall | Electrolyser 2040 |  |  | 0 | PJ
LCP_Inputs_ON_Diverse_2023_04_03 | Hydrogen | Dispatch-Crossload | PJ | 2040 | Fall | Electrolyser 2050 |  |  | 0 | PJ
LCP_Inputs_ON_Diverse_2023_04_03 | Hydrogen | Dispatch-Crossload | PJ | 2040 | Fall | O/CCGT - H2 New |  |  | 0 | PJ
LCP_Inputs_ON_Diverse_2023_04_03 | Hydrogen | Dispatch-Crossload | PJ | 2040 | Fall | SMR CCS |  |  | 0 | PJ
LCP_Inputs_ON_Diverse_2023_04_03 | Hydrogen | Dispatch-Crossload | PJ | 2040 | Spring | Electrolyser 2020/2030 |  |  | 0 | PJ
LCP_Inputs_ON_Diverse_2023_04_03 | Hydrogen | Dispatch-Crossload | PJ | 2040 | Spring | Electrolyser 2040 |  |  | 0 | PJ
LCP_Inputs_ON_Diverse_2023_04_03 | Hydrogen | Dispatch-Crossload | PJ | 2040 | Spring | Electrolyser 2050 |  |  | 0 | PJ
LCP_Inputs_ON_Diverse_2023_04_03 | Hydrogen | Dispatch-Crossload | PJ | 2040 | Spring | O/CCGT - H2 New |  |  | 0 | PJ
LCP_Inputs_ON_Diverse_2023_04_03 | Hydrogen | Dispatch-Crossload | PJ | 2040 | Spring | SMR CCS |  |  | 0 | PJ
LCP_Inputs_ON_Diverse_2023_04_03 | Hydrogen | Dispatch-Crossload | PJ | 2040 | Summer | Electrolyser 2020/2030 |  |  | 0 | PJ
LCP_Inputs_ON_Diverse_2023_04_03 | Hydrogen | Dispatch-Crossload | PJ | 2040 | Summer | Electrolyser 2040 |  |  | 0 | PJ
LCP_Inputs_ON_Diverse_2023_04_03 | Hydrogen | Dispatch-Crossload | PJ | 2040 | Summer | Electrolyser 2050 |  |  | 0 | PJ
LCP_Inputs_ON_Diverse_2023_04_03 | Hydrogen | Dispatch-Crossload | PJ | 2040 | Summer | O/CCGT - H2 New |  |  | 0 | PJ
LCP_Inputs_ON_Diverse_2023_04_03 | Hydrogen | Dispatch-Crossload | PJ | 2040 | Summer | SMR CCS |  |  | 0 | PJ
LCP_Inputs_ON_Diverse_2023_04_03 | Hydrogen | Dispatch-Crossload | PJ | 2040 | Winter | Electrolyser 2020/2030 |  |  | 0 | PJ
LCP_Inputs_ON_Diverse_2023_04_03 | Hydrogen | Dispatch-Crossload | PJ | 2040 | Winter | Electrolyser 2040 |  |  | 0 | PJ
LCP_Inputs_ON_Diverse_2023_04_03 | Hydrogen | Dispatch-Crossload | PJ | 2040 | Winter | Electrolyser 2050 |  |  | 0 | PJ
LCP_Inputs_ON_Diverse_2023_04_03 | Hydrogen | Dispatch-Crossload | PJ | 2040 | Winter | O/CCGT - H2 New |  |  | 0 | PJ
LCP_Inputs_ON_Diverse_2023_04_03 | Hydrogen | Dispatch-Crossload | PJ | 2040 | Winter | SMR CCS |  |  | 0 | PJ
LCP_Inputs_ON_Diverse_2023_04_03 | Hydrogen | Dispatch-Crossload | PJ | 2040 | Winter Peak | Electrolyser 2020/2030 |  |  | 0 | PJ
LCP_Inputs_ON_Diverse_2023_04_03 | Hydrogen | Dispatch-Crossload | PJ | 2040 | Winter Peak | Electrolyser 2040 |  |  | 0 | PJ
LCP_Inputs_ON_Diverse_2023_04_03 | Hydrogen | Dispatch-Crossload | PJ | 2040 | Winter Peak | Electrolyser 2050 |  |  | 0 | PJ
LCP_Inputs_ON_Diverse_2023_04_03 | Hydrogen | Dispatch-Crossload | PJ | 2040 | Winter Peak | O/CCGT - H2 New |  |  | 0 | PJ
LCP_Inputs_ON_Diverse_2023_04_03 | Hydrogen | Dispatch-Crossload | PJ | 2040 | Winter Peak | SMR CCS |  |  | 0 | PJ
LCP_Inputs_ON_Diverse_2023_04_03 | Hydrogen | Dispatch-Crossload | PJ | 2050 | Fall | Electrolyser 2020/2030 |  |  | 0 | PJ
LCP_Inputs_ON_Diverse_2023_04_03 | Hydrogen | Dispatch-Crossload | PJ | 2050 | Fall | Electrolyser 2040 |  |  | 0 | PJ
LCP_Inputs_ON_Diverse_2023_04_03 | Hydrogen | Dispatch-Crossload | PJ | 2050 | Fall | Electrolyser 2050 |  |  | 0 | PJ
LCP_Inputs_ON_Diverse_2023_04_03 | Hydrogen | Dispatch-Crossload | PJ | 2050 | Fall | O/CCGT - H2 New |  |  | 0 | PJ
LCP_Inputs_ON_Diverse_2023_04_03 | Hydrogen | Dispatch-Crossload | PJ | 2050 | Fall | SMR CCS |  |  | 0 | PJ
LCP_Inputs_ON_Diverse_2023_04_03 | Hydrogen | Dispatch-Crossload | PJ | 2050 | Spring | Electrolyser 2020/2030 |  |  | 0 | PJ
LCP_Inputs_ON_Diverse_2023_04_03 | Hydrogen | Dispatch-Crossload | PJ | 2050 | Spring | Electrolyser 2040 |  |  | 0 | PJ
LCP_Inputs_ON_Diverse_2023_04_03 | Hydrogen | Dispatch-Crossload | PJ | 2050 | Spring | Electrolyser 2050 |  |  | 0 | PJ
LCP_Inputs_ON_Diverse_2023_04_03 | Hydrogen | Dispatch-Crossload | PJ | 2050 | Spring | O/CCGT - H2 New |  |  | 0 | PJ
LCP_Inputs_ON_Diverse_2023_04_03 | Hydrogen | Dispatch-Crossload | PJ | 2050 | Spring | SMR CCS |  |  | 0 | PJ
LCP_Inputs_ON_Diverse_2023_04_03 | Hydrogen | Dispatch-Crossload | PJ | 2050 | Summer | Electrolyser 2020/2030 |  |  | 0 | PJ
LCP_Inputs_ON_Diverse_2023_04_03 | Hydrogen | Dispatch-Crossload | PJ | 2050 | Summer | Electrolyser 2040 |  |  | 0 | PJ
LCP_Inputs_ON_Diverse_2023_04_03 | Hydrogen | Dispatch-Crossload | PJ | 2050 | Summer | Electrolyser 2050 |  |  | 0 | PJ
LCP_Inputs_ON_Diverse_2023_04_03 | Hydrogen | Dispatch-Crossload | PJ | 2050 | Summer | O/CCGT - H2 New |  |  | 0 | PJ
LCP_Inputs_ON_Diverse_2023_04_03 | Hydrogen | Dispatch-Crossload | PJ | 2050 | Summer | SMR CCS |  |  | 0 | PJ
LCP_Inputs_ON_Diverse_2023_04_03 | Hydrogen | Dispatch-Crossload | PJ | 2050 | Winter | Electrolyser 2020/2030 |  |  | 0 | PJ
LCP_Inputs_ON_Diverse_2023_04_03 | Hydrogen | Dispatch-Crossload | PJ | 2050 | Winter | Electrolyser 2040 |  |  | 0 | PJ
LCP_Inputs_ON_Diverse_2023_04_03 | Hydrogen | Dispatch-Crossload | PJ | 2050 | Winter | Electrolyser 2050 |  |  | 0 | PJ
LCP_Inputs_ON_Diverse_2023_04_03 | Hydrogen | Dispatch-Crossload | PJ | 2050 | Winter | O/CCGT - H2 New |  |  | 0 | PJ
LCP_Inputs_ON_Diverse_2023_04_03 | Hydrogen | Dispatch-Crossload | PJ | 2050 | Winter | SMR CCS |  |  | 0 | PJ
LCP_Inputs_ON_Diverse_2023_04_03 | Hydrogen | Dispatch-Crossload | PJ | 2050 | Winter Peak | Electrolyser 2020/2030 |  |  | 0 | PJ
LCP_Inputs_ON_Diverse_2023_04_03 | Hydrogen | Dispatch-Crossload | PJ | 2050 | Winter Peak | Electrolyser 2040 |  |  | 0 | PJ
LCP_Inputs_ON_Diverse_2023_04_03 | Hydrogen | Dispatch-Crossload | PJ | 2050 | Winter Peak | Electrolyser 2050 |  |  | 0 | PJ
LCP_Inputs_ON_Diverse_2023_04_03 | Hydrogen | Dispatch-Crossload | PJ | 2050 | Winter Peak | O/CCGT - H2 New |  |  | 0 | PJ
LCP_Inputs_ON_Diverse_2023_04_03 | Hydrogen | Dispatch-Crossload | PJ | 2050 | Winter Peak | SMR CCS |  |  | 0 | PJ
LCP_Inputs_ON_Diverse_2023_04_03 | Hydrogen | Dispatch-Crossload | QC | 2020 | Fall | Electrolyser 2020/2030 |  |  | 0 | QC
LCP_Inputs_ON_Diverse_2023_04_03 | Hydrogen | Dispatch-Crossload | QC | 2020 | Fall | Electrolyser 2040 |  |  | 0 | QC
LCP_Inputs_ON_Diverse_2023_04_03 | Hydrogen | Dispatch-Crossload | QC | 2020 | Fall | Electrolyser 2050 |  |  | 0 | QC
LCP_Inputs_ON_Diverse_2023_04_03 | Hydrogen | Dispatch-Crossload | QC | 2020 | Fall | O/CCGT - H2 New |  |  | 0 | QC
LCP_Inputs_ON_Diverse_2023_04_03 | Hydrogen | Dispatch-Crossload | QC | 2020 | Fall | SMR CCS |  |  | 0 | QC
LCP_Inputs_ON_Diverse_2023_04_03 | Hydrogen | Dispatch-Crossload | QC | 2020 | Spring | Electrolyser 2020/2030 |  |  | 0 | QC
LCP_Inputs_ON_Diverse_2023_04_03 | Hydrogen | Dispatch-Crossload | QC | 2020 | Spring | Electrolyser 2040 |  |  | 0 | QC
LCP_Inputs_ON_Diverse_2023_04_03 | Hydrogen | Dispatch-Crossload | QC | 2020 | Spring | Electrolyser 2050 |  |  | 0 | QC
LCP_Inputs_ON_Diverse_2023_04_03 | Hydrogen | Dispatch-Crossload | QC | 2020 | Spring | O/CCGT - H2 New |  |  | 0 | QC
LCP_Inputs_ON_Diverse_2023_04_03 | Hydrogen | Dispatch-Crossload | QC | 2020 | Spring | SMR CCS |  |  | 0 | QC
LCP_Inputs_ON_Diverse_2023_04_03 | Hydrogen | Dispatch-Crossload | QC | 2020 | Summer | Electrolyser 2020/2030 |  |  | 0 | QC
LCP_Inputs_ON_Diverse_2023_04_03 | Hydrogen | Dispatch-Crossload | QC | 2020 | Summer | Electrolyser 2040 |  |  | 0 | QC
LCP_Inputs_ON_Diverse_2023_04_03 | Hydrogen | Dispatch-Crossload | QC | 2020 | Summer | Electrolyser 2050 |  |  | 0 | QC
LCP_Inputs_ON_Diverse_2023_04_03 | Hydrogen | Dispatch-Crossload | QC | 2020 | Summer | O/CCGT - H2 New |  |  | 0 | QC
LCP_Inputs_ON_Diverse_2023_04_03 | Hydrogen | Dispatch-Crossload | QC | 2020 | Summer | SMR CCS |  |  | 0 | QC
LCP_Inputs_ON_Diverse_2023_04_03 | Hydrogen | Dispatch-Crossload | QC | 2020 | Winter | Electrolyser 2020/2030 |  |  | 0 | QC
LCP_Inputs_ON_Diverse_2023_04_03 | Hydrogen | Dispatch-Crossload | QC | 2020 | Winter | Electrolyser 2040 |  |  | 0 | QC
LCP_Inputs_ON_Diverse_2023_04_03 | Hydrogen | Dispatch-Crossload | QC | 2020 | Winter | Electrolyser 2050 |  |  | 0 | QC
LCP_Inputs_ON_Diverse_2023_04_03 | Hydrogen | Dispatch-Crossload | QC | 2020 | Winter | O/CCGT - H2 New |  |  | 0 | QC
LCP_Inputs_ON_Diverse_2023_04_03 | Hydrogen | Dispatch-Crossload | QC | 2020 | Winter | SMR CCS |  |  | 0 | QC
LCP_Inputs_ON_Diverse_2023_04_03 | Hydrogen | Dispatch-Crossload | QC | 2020 | Winter Peak | Electrolyser 2020/2030 |  |  | 0 | QC
LCP_Inputs_ON_Diverse_2023_04_03 | Hydrogen | Dispatch-Crossload | QC | 2020 | Winter Peak | Electrolyser 2040 |  |  | 0 | QC
LCP_Inputs_ON_Diverse_2023_04_03 | Hydrogen | Dispatch-Crossload | QC | 2020 | Winter Peak | Electrolyser 2050 |  |  | 0 | QC
LCP_Inputs_ON_Diverse_2023_04_03 | Hydrogen | Dispatch-Crossload | QC | 2020 | Winter Peak | O/CCGT - H2 New |  |  | 0 | QC
LCP_Inputs_ON_Diverse_2023_04_03 | Hydrogen | Dispatch-Crossload | QC | 2020 | Winter Peak | SMR CCS |  |  | 0 | QC
LCP_Inputs_ON_Diverse_2023_04_03 | Hydrogen | Dispatch-Crossload | QC | 2030 | Fall | Electrolyser 2020/2030 |  |  | 0 | QC
LCP_Inputs_ON_Diverse_2023_04_03 | Hydrogen | Dispatch-Crossload | QC | 2030 | Fall | Electrolyser 2040 |  |  | 0 | QC
LCP_Inputs_ON_Diverse_2023_04_03 | Hydrogen | Dispatch-Crossload | QC | 2030 | Fall | Electrolyser 2050 |  |  | 0 | QC
LCP_Inputs_ON_Diverse_2023_04_03 | Hydrogen | Dispatch-Crossload | QC | 2030 | Fall | O/CCGT - H2 New |  |  | 0 | QC
LCP_Inputs_ON_Diverse_2023_04_03 | Hydrogen | Dispatch-Crossload | QC | 2030 | Fall | SMR CCS |  |  | 0 | QC
LCP_Inputs_ON_Diverse_2023_04_03 | Hydrogen | Dispatch-Crossload | QC | 2030 | Spring | Electrolyser 2020/2030 |  |  | 0 | QC
LCP_Inputs_ON_Diverse_2023_04_03 | Hydrogen | Dispatch-Crossload | QC | 2030 | Spring | Electrolyser 2040 |  |  | 0 | QC
LCP_Inputs_ON_Diverse_2023_04_03 | Hydrogen | Dispatch-Crossload | QC | 2030 | Spring | Electrolyser 2050 |  |  | 0 | QC
LCP_Inputs_ON_Diverse_2023_04_03 | Hydrogen | Dispatch-Crossload | QC | 2030 | Spring | O/CCGT - H2 New |  |  | 0 | QC
LCP_Inputs_ON_Diverse_2023_04_03 | Hydrogen | Dispatch-Crossload | QC | 2030 | Spring | SMR CCS |  |  | 0 | QC
LCP_Inputs_ON_Diverse_2023_04_03 | Hydrogen | Dispatch-Crossload | QC | 2030 | Summer | Electrolyser 2020/2030 |  |  | 0 | QC
LCP_Inputs_ON_Diverse_2023_04_03 | Hydrogen | Dispatch-Crossload | QC | 2030 | Summer | Electrolyser 2040 |  |  | 0 | QC
LCP_Inputs_ON_Diverse_2023_04_03 | Hydrogen | Dispatch-Crossload | QC | 2030 | Summer | Electrolyser 2050 |  |  | 0 | QC
LCP_Inputs_ON_Diverse_2023_04_03 | Hydrogen | Dispatch-Crossload | QC | 2030 | Summer | O/CCGT - H2 New |  |  | 0 | QC
LCP_Inputs_ON_Diverse_2023_04_03 | Hydrogen | Dispatch-Crossload | QC | 2030 | Summer | SMR CCS |  |  | 0 | QC
LCP_Inputs_ON_Diverse_2023_04_03 | Hydrogen | Dispatch-Crossload | QC | 2030 | Winter | Electrolyser 2020/2030 |  |  | 0 | QC
LCP_Inputs_ON_Diverse_2023_04_03 | Hydrogen | Dispatch-Crossload | QC | 2030 | Winter | Electrolyser 2040 |  |  | 0 | QC
LCP_Inputs_ON_Diverse_2023_04_03 | Hydrogen | Dispatch-Crossload | QC | 2030 | Winter | Electrolyser 2050 |  |  | 0 | QC
LCP_Inputs_ON_Diverse_2023_04_03 | Hydrogen | Dispatch-Crossload | QC | 2030 | Winter | O/CCGT - H2 New |  |  | 0 | QC
LCP_Inputs_ON_Diverse_2023_04_03 | Hydrogen | Dispatch-Crossload | QC | 2030 | Winter | SMR CCS |  |  | 0 | QC
LCP_Inputs_ON_Diverse_2023_04_03 | Hydrogen | Dispatch-Crossload | QC | 2030 | Winter Peak | Electrolyser 2020/2030 |  |  | 0 | QC
LCP_Inputs_ON_Diverse_2023_04_03 | Hydrogen | Dispatch-Crossload | QC | 2030 | Winter Peak | Electrolyser 2040 |  |  | 0 | QC
LCP_Inputs_ON_Diverse_2023_04_03 | Hydrogen | Dispatch-Crossload | QC | 2030 | Winter Peak | Electrolyser 2050 |  |  | 0 | QC
LCP_Inputs_ON_Diverse_2023_04_03 | Hydrogen | Dispatch-Crossload | QC | 2030 | Winter Peak | O/CCGT - H2 New |  |  | 0 | QC
LCP_Inputs_ON_Diverse_2023_04_03 | Hydrogen | Dispatch-Crossload | QC | 2030 | Winter Peak | SMR CCS |  |  | 0 | QC
LCP_Inputs_ON_Diverse_2023_04_03 | Hydrogen | Dispatch-Crossload | QC | 2040 | Fall | Electrolyser 2020/2030 |  |  | 0 | QC
LCP_Inputs_ON_Diverse_2023_04_03 | Hydrogen | Dispatch-Crossload | QC | 2040 | Fall | Electrolyser 2040 |  |  | 0 | QC
LCP_Inputs_ON_Diverse_2023_04_03 | Hydrogen | Dispatch-Crossload | QC | 2040 | Fall | Electrolyser 2050 |  |  | 0 | QC
LCP_Inputs_ON_Diverse_2023_04_03 | Hydrogen | Dispatch-Crossload | QC | 2040 | Fall | O/CCGT - H2 New |  |  | 0 | QC
LCP_Inputs_ON_Diverse_2023_04_03 | Hydrogen | Dispatch-Crossload | QC | 2040 | Fall | SMR CCS |  |  | 0 | QC
LCP_Inputs_ON_Diverse_2023_04_03 | Hydrogen | Dispatch-Crossload | QC | 2040 | Spring | Electrolyser 2020/2030 |  |  | 0 | QC
LCP_Inputs_ON_Diverse_2023_04_03 | Hydrogen | Dispatch-Crossload | QC | 2040 | Spring | Electrolyser 2040 |  |  | 0 | QC
LCP_Inputs_ON_Diverse_2023_04_03 | Hydrogen | Dispatch-Crossload | QC | 2040 | Spring | Electrolyser 2050 |  |  | 0 | QC
LCP_Inputs_ON_Diverse_2023_04_03 | Hydrogen | Dispatch-Crossload | QC | 2040 | Spring | O/CCGT - H2 New |  |  | 0 | QC
LCP_Inputs_ON_Diverse_2023_04_03 | Hydrogen | Dispatch-Crossload | QC | 2040 | Spring | SMR CCS |  |  | 0 | QC
LCP_Inputs_ON_Diverse_2023_04_03 | Hydrogen | Dispatch-Crossload | QC | 2040 | Summer | Electrolyser 2020/2030 |  |  | 0 | QC
LCP_Inputs_ON_Diverse_2023_04_03 | Hydrogen | Dispatch-Crossload | QC | 2040 | Summer | Electrolyser 2040 |  |  | 0 | QC
LCP_Inputs_ON_Diverse_2023_04_03 | Hydrogen | Dispatch-Crossload | QC | 2040 | Summer | Electrolyser 2050 |  |  | 0 | QC
LCP_Inputs_ON_Diverse_2023_04_03 | Hydrogen | Dispatch-Crossload | QC | 2040 | Summer | O/CCGT - H2 New |  |  | 0 | QC
LCP_Inputs_ON_Diverse_2023_04_03 | Hydrogen | Dispatch-Crossload | QC | 2040 | Summer | SMR CCS |  |  | 0 | QC
LCP_Inputs_ON_Diverse_2023_04_03 | Hydrogen | Dispatch-Crossload | QC | 2040 | Winter | Electrolyser 2020/2030 |  |  | 0 | QC
LCP_Inputs_ON_Diverse_2023_04_03 | Hydrogen | Dispatch-Crossload | QC | 2040 | Winter | Electrolyser 2040 |  |  | 0 | QC
LCP_Inputs_ON_Diverse_2023_04_03 | Hydrogen | Dispatch-Crossload | QC | 2040 | Winter | Electrolyser 2050 |  |  | 0 | QC
LCP_Inputs_ON_Diverse_2023_04_03 | Hydrogen | Dispatch-Crossload | QC | 2040 | Winter | O/CCGT - H2 New |  |  | 0 | QC
LCP_Inputs_ON_Diverse_2023_04_03 | Hydrogen | Dispatch-Crossload | QC | 2040 | Winter | SMR CCS |  |  | 0 | QC
LCP_Inputs_ON_Diverse_2023_04_03 | Hydrogen | Dispatch-Crossload | QC | 2040 | Winter Peak | Electrolyser 2020/2030 |  |  | 0 | QC
LCP_Inputs_ON_Diverse_2023_04_03 | Hydrogen | Dispatch-Crossload | QC | 2040 | Winter Peak | Electrolyser 2040 |  |  | 0 | QC
LCP_Inputs_ON_Diverse_2023_04_03 | Hydrogen | Dispatch-Crossload | QC | 2040 | Winter Peak | Electrolyser 2050 |  |  | 0 | QC
LCP_Inputs_ON_Diverse_2023_04_03 | Hydrogen | Dispatch-Crossload | QC | 2040 | Winter Peak | O/CCGT - H2 New |  |  | 0 | QC
LCP_Inputs_ON_Diverse_2023_04_03 | Hydrogen | Dispatch-Crossload | QC | 2040 | Winter Peak | SMR CCS |  |  | 0 | QC
LCP_Inputs_ON_Diverse_2023_04_03 | Hydrogen | Dispatch-Crossload | QC | 2050 | Fall | Electrolyser 2020/2030 |  |  | 0 | QC
LCP_Inputs_ON_Diverse_2023_04_03 | Hydrogen | Dispatch-Crossload | QC | 2050 | Fall | Electrolyser 2040 |  |  | 0 | QC
LCP_Inputs_ON_Diverse_2023_04_03 | Hydrogen | Dispatch-Crossload | QC | 2050 | Fall | Electrolyser 2050 |  |  | 0 | QC
LCP_Inputs_ON_Diverse_2023_04_03 | Hydrogen | Dispatch-Crossload | QC | 2050 | Fall | O/CCGT - H2 New |  |  | 0 | QC
LCP_Inputs_ON_Diverse_2023_04_03 | Hydrogen | Dispatch-Crossload | QC | 2050 | Fall | SMR CCS |  |  | 0 | QC
LCP_Inputs_ON_Diverse_2023_04_03 | Hydrogen | Dispatch-Crossload | QC | 2050 | Spring | Electrolyser 2020/2030 |  |  | 0 | QC
LCP_Inputs_ON_Diverse_2023_04_03 | Hydrogen | Dispatch-Crossload | QC | 2050 | Spring | Electrolyser 2040 |  |  | 0 | QC
LCP_Inputs_ON_Diverse_2023_04_03 | Hydrogen | Dispatch-Crossload | QC | 2050 | Spring | Electrolyser 2050 |  |  | 0 | QC
LCP_Inputs_ON_Diverse_2023_04_03 | Hydrogen | Dispatch-Crossload | QC | 2050 | Spring | O/CCGT - H2 New |  |  | 0 | QC
LCP_Inputs_ON_Diverse_2023_04_03 | Hydrogen | Dispatch-Crossload | QC | 2050 | Spring | SMR CCS |  |  | 0 | QC
LCP_Inputs_ON_Diverse_2023_04_03 | Hydrogen | Dispatch-Crossload | QC | 2050 | Summer | Electrolyser 2020/2030 |  |  | 0 | QC
LCP_Inputs_ON_Diverse_2023_04_03 | Hydrogen | Dispatch-Crossload | QC | 2050 | Summer | Electrolyser 2040 |  |  | 0 | QC
LCP_Inputs_ON_Diverse_2023_04_03 | Hydrogen | Dispatch-Crossload | QC | 2050 | Summer | Electrolyser 2050 |  |  | 0 | QC
LCP_Inputs_ON_Diverse_2023_04_03 | Hydrogen | Dispatch-Crossload | QC | 2050 | Summer | O/CCGT - H2 New |  |  | 0 | QC
LCP_Inputs_ON_Diverse_2023_04_03 | Hydrogen | Dispatch-Crossload | QC | 2050 | Summer | SMR CCS |  |  | 0 | QC
LCP_Inputs_ON_Diverse_2023_04_03 | Hydrogen | Dispatch-Crossload | QC | 2050 | Winter | Electrolyser 2020/2030 |  |  | 0 | QC
LCP_Inputs_ON_Diverse_2023_04_03 | Hydrogen | Dispatch-Crossload | QC | 2050 | Winter | Electrolyser 2040 |  |  | 0 | QC
LCP_Inputs_ON_Diverse_2023_04_03 | Hydrogen | Dispatch-Crossload | QC | 2050 | Winter | Electrolyser 2050 |  |  | 0 | QC
LCP_Inputs_ON_Diverse_2023_04_03 | Hydrogen | Dispatch-Crossload | QC | 2050 | Winter | O/CCGT - H2 New |  |  | 0 | QC
LCP_Inputs_ON_Diverse_2023_04_03 | Hydrogen | Dispatch-Crossload | QC | 2050 | Winter | SMR CCS |  |  | 0 | QC
LCP_Inputs_ON_Diverse_2023_04_03 | Hydrogen | Dispatch-Crossload | QC | 2050 | Winter Peak | Electrolyser 2020/2030 |  |  | 0 | QC
LCP_Inputs_ON_Diverse_2023_04_03 | Hydrogen | Dispatch-Crossload | QC | 2050 | Winter Peak | Electrolyser 2040 |  |  | 0 | QC
LCP_Inputs_ON_Diverse_2023_04_03 | Hydrogen | Dispatch-Crossload | QC | 2050 | Winter Peak | Electrolyser 2050 |  |  | 0 | QC
LCP_Inputs_ON_Diverse_2023_04_03 | Hydrogen | Dispatch-Crossload | QC | 2050 | Winter Peak | O/CCGT - H2 New |  |  | 0 | QC
LCP_Inputs_ON_Diverse_2023_04_03 | Hydrogen | Dispatch-Crossload | QC | 2050 | Winter Peak | SMR CCS |  |  | 0 | QC
LCP_Inputs_ON_Diverse_2023_04_03 | Hydrogen | Dispatch-Crossload | WC | 2020 | Fall | Electrolyser 2020/2030 |  |  | 0 | WC
LCP_Inputs_ON_Diverse_2023_04_03 | Hydrogen | Dispatch-Crossload | WC | 2020 | Fall | Electrolyser 2040 |  |  | 0 | WC
LCP_Inputs_ON_Diverse_2023_04_03 | Hydrogen | Dispatch-Crossload | WC | 2020 | Fall | Electrolyser 2050 |  |  | 0 | WC
LCP_Inputs_ON_Diverse_2023_04_03 | Hydrogen | Dispatch-Crossload | WC | 2020 | Fall | O/CCGT - H2 New |  |  | 0 | WC
LCP_Inputs_ON_Diverse_2023_04_03 | Hydrogen | Dispatch-Crossload | WC | 2020 | Fall | SMR CCS |  |  | 0 | WC
LCP_Inputs_ON_Diverse_2023_04_03 | Hydrogen | Dispatch-Crossload | WC | 2020 | Spring | Electrolyser 2020/2030 |  |  | 0 | WC
LCP_Inputs_ON_Diverse_2023_04_03 | Hydrogen | Dispatch-Crossload | WC | 2020 | Spring | Electrolyser 2040 |  |  | 0 | WC
LCP_Inputs_ON_Diverse_2023_04_03 | Hydrogen | Dispatch-Crossload | WC | 2020 | Spring | Electrolyser 2050 |  |  | 0 | WC
LCP_Inputs_ON_Diverse_2023_04_03 | Hydrogen | Dispatch-Crossload | WC | 2020 | Spring | O/CCGT - H2 New |  |  | 0 | WC
LCP_Inputs_ON_Diverse_2023_04_03 | Hydrogen | Dispatch-Crossload | WC | 2020 | Spring | SMR CCS |  |  | 0 | WC
LCP_Inputs_ON_Diverse_2023_04_03 | Hydrogen | Dispatch-Crossload | WC | 2020 | Summer | Electrolyser 2020/2030 |  |  | 0 | WC
LCP_Inputs_ON_Diverse_2023_04_03 | Hydrogen | Dispatch-Crossload | WC | 2020 | Summer | Electrolyser 2040 |  |  | 0 | WC
LCP_Inputs_ON_Diverse_2023_04_03 | Hydrogen | Dispatch-Crossload | WC | 2020 | Summer | Electrolyser 2050 |  |  | 0 | WC
LCP_Inputs_ON_Diverse_2023_04_03 | Hydrogen | Dispatch-Crossload | WC | 2020 | Summer | O/CCGT - H2 New |  |  | 0 | WC
LCP_Inputs_ON_Diverse_2023_04_03 | Hydrogen | Dispatch-Crossload | WC | 2020 | Summer | SMR CCS |  |  | 0 | WC
LCP_Inputs_ON_Diverse_2023_04_03 | Hydrogen | Dispatch-Crossload | WC | 2020 | Winter | Electrolyser 2020/2030 |  |  | 0 | WC
LCP_Inputs_ON_Diverse_2023_04_03 | Hydrogen | Dispatch-Crossload | WC | 2020 | Winter | Electrolyser 2040 |  |  | 0 | WC
LCP_Inputs_ON_Diverse_2023_04_03 | Hydrogen | Dispatch-Crossload | WC | 2020 | Winter | Electrolyser 2050 |  |  | 0 | WC
LCP_Inputs_ON_Diverse_2023_04_03 | Hydrogen | Dispatch-Crossload | WC | 2020 | Winter | O/CCGT - H2 New |  |  | 0 | WC
LCP_Inputs_ON_Diverse_2023_04_03 | Hydrogen | Dispatch-Crossload | WC | 2020 | Winter | SMR CCS |  |  | 0 | WC
LCP_Inputs_ON_Diverse_2023_04_03 | Hydrogen | Dispatch-Crossload | WC | 2020 | Winter Peak | Electrolyser 2020/2030 |  |  | 0 | WC
LCP_Inputs_ON_Diverse_2023_04_03 | Hydrogen | Dispatch-Crossload | WC | 2020 | Winter Peak | Electrolyser 2040 |  |  | 0 | WC
LCP_Inputs_ON_Diverse_2023_04_03 | Hydrogen | Dispatch-Crossload | WC | 2020 | Winter Peak | Electrolyser 2050 |  |  | 0 | WC
LCP_Inputs_ON_Diverse_2023_04_03 | Hydrogen | Dispatch-Crossload | WC | 2020 | Winter Peak | O/CCGT - H2 New |  |  | 0 | WC
LCP_Inputs_ON_Diverse_2023_04_03 | Hydrogen | Dispatch-Crossload | WC | 2020 | Winter Peak | SMR CCS |  |  | 0 | WC
LCP_Inputs_ON_Diverse_2023_04_03 | Hydrogen | Dispatch-Crossload | WC | 2030 | Fall | Electrolyser 2020/2030 |  |  | 0 | WC
LCP_Inputs_ON_Diverse_2023_04_03 | Hydrogen | Dispatch-Crossload | WC | 2030 | Fall | Electrolyser 2040 |  |  | 0 | WC
LCP_Inputs_ON_Diverse_2023_04_03 | Hydrogen | Dispatch-Crossload | WC | 2030 | Fall | Electrolyser 2050 |  |  | 0 | WC
LCP_Inputs_ON_Diverse_2023_04_03 | Hydrogen | Dispatch-Crossload | WC | 2030 | Fall | O/CCGT - H2 New |  |  | 0 | WC
LCP_Inputs_ON_Diverse_2023_04_03 | Hydrogen | Dispatch-Crossload | WC | 2030 | Fall | SMR CCS |  |  | 0 | WC
LCP_Inputs_ON_Diverse_2023_04_03 | Hydrogen | Dispatch-Crossload | WC | 2030 | Spring | Electrolyser 2020/2030 |  |  | 0 | WC
LCP_Inputs_ON_Diverse_2023_04_03 | Hydrogen | Dispatch-Crossload | WC | 2030 | Spring | Electrolyser 2040 |  |  | 0 | WC
LCP_Inputs_ON_Diverse_2023_04_03 | Hydrogen | Dispatch-Crossload | WC | 2030 | Spring | Electrolyser 2050 |  |  | 0 | WC
LCP_Inputs_ON_Diverse_2023_04_03 | Hydrogen | Dispatch-Crossload | WC | 2030 | Spring | O/CCGT - H2 New |  |  | 0 | WC
LCP_Inputs_ON_Diverse_2023_04_03 | Hydrogen | Dispatch-Crossload | WC | 2030 | Spring | SMR CCS |  |  | 0 | WC
LCP_Inputs_ON_Diverse_2023_04_03 | Hydrogen | Dispatch-Crossload | WC | 2030 | Summer | Electrolyser 2020/2030 |  |  | 0 | WC
LCP_Inputs_ON_Diverse_2023_04_03 | Hydrogen | Dispatch-Crossload | WC | 2030 | Summer | Electrolyser 2040 |  |  | 0 | WC
LCP_Inputs_ON_Diverse_2023_04_03 | Hydrogen | Dispatch-Crossload | WC | 2030 | Summer | Electrolyser 2050 |  |  | 0 | WC
LCP_Inputs_ON_Diverse_2023_04_03 | Hydrogen | Dispatch-Crossload | WC | 2030 | Summer | O/CCGT - H2 New |  |  | 0 | WC
LCP_Inputs_ON_Diverse_2023_04_03 | Hydrogen | Dispatch-Crossload | WC | 2030 | Summer | SMR CCS |  |  | 0 | WC
LCP_Inputs_ON_Diverse_2023_04_03 | Hydrogen | Dispatch-Crossload | WC | 2030 | Winter | Electrolyser 2020/2030 |  |  | 0 | WC
LCP_Inputs_ON_Diverse_2023_04_03 | Hydrogen | Dispatch-Crossload | WC | 2030 | Winter | Electrolyser 2040 |  |  | 0 | WC
LCP_Inputs_ON_Diverse_2023_04_03 | Hydrogen | Dispatch-Crossload | WC | 2030 | Winter | Electrolyser 2050 |  |  | 0 | WC
LCP_Inputs_ON_Diverse_2023_04_03 | Hydrogen | Dispatch-Crossload | WC | 2030 | Winter | O/CCGT - H2 New |  |  | 0 | WC
LCP_Inputs_ON_Diverse_2023_04_03 | Hydrogen | Dispatch-Crossload | WC | 2030 | Winter | SMR CCS |  |  | 0 | WC
LCP_Inputs_ON_Diverse_2023_04_03 | Hydrogen | Dispatch-Crossload | WC | 2030 | Winter Peak | Electrolyser 2020/2030 |  |  | 0 | WC
LCP_Inputs_ON_Diverse_2023_04_03 | Hydrogen | Dispatch-Crossload | WC | 2030 | Winter Peak | Electrolyser 2040 |  |  | 0 | WC
LCP_Inputs_ON_Diverse_2023_04_03 | Hydrogen | Dispatch-Crossload | WC | 2030 | Winter Peak | Electrolyser 2050 |  |  | 0 | WC
LCP_Inputs_ON_Diverse_2023_04_03 | Hydrogen | Dispatch-Crossload | WC | 2030 | Winter Peak | O/CCGT - H2 New |  |  | 0 | WC
LCP_Inputs_ON_Diverse_2023_04_03 | Hydrogen | Dispatch-Crossload | WC | 2030 | Winter Peak | SMR CCS |  |  | 0 | WC
LCP_Inputs_ON_Diverse_2023_04_03 | Hydrogen | Dispatch-Crossload | WC | 2040 | Fall | Electrolyser 2020/2030 |  |  | 0 | WC
LCP_Inputs_ON_Diverse_2023_04_03 | Hydrogen | Dispatch-Crossload | WC | 2040 | Fall | Electrolyser 2040 |  |  | 0 | WC
LCP_Inputs_ON_Diverse_2023_04_03 | Hydrogen | Dispatch-Crossload | WC | 2040 | Fall | Electrolyser 2050 |  |  | 0 | WC
LCP_Inputs_ON_Diverse_2023_04_03 | Hydrogen | Dispatch-Crossload | WC | 2040 | Fall | O/CCGT - H2 New |  |  | 0 | WC
LCP_Inputs_ON_Diverse_2023_04_03 | Hydrogen | Dispatch-Crossload | WC | 2040 | Fall | SMR CCS |  |  | 0 | WC
LCP_Inputs_ON_Diverse_2023_04_03 | Hydrogen | Dispatch-Crossload | WC | 2040 | Spring | Electrolyser 2020/2030 |  |  | 0 | WC
LCP_Inputs_ON_Diverse_2023_04_03 | Hydrogen | Dispatch-Crossload | WC | 2040 | Spring | Electrolyser 2040 |  |  | 0 | WC
LCP_Inputs_ON_Diverse_2023_04_03 | Hydrogen | Dispatch-Crossload | WC | 2040 | Spring | Electrolyser 2050 |  |  | 0 | WC
LCP_Inputs_ON_Diverse_2023_04_03 | Hydrogen | Dispatch-Crossload | WC | 2040 | Spring | O/CCGT - H2 New |  |  | 0 | WC
LCP_Inputs_ON_Diverse_2023_04_03 | Hydrogen | Dispatch-Crossload | WC | 2040 | Spring | SMR CCS |  |  | 0 | WC
LCP_Inputs_ON_Diverse_2023_04_03 | Hydrogen | Dispatch-Crossload | WC | 2040 | Summer | Electrolyser 2020/2030 |  |  | 0 | WC
LCP_Inputs_ON_Diverse_2023_04_03 | Hydrogen | Dispatch-Crossload | WC | 2040 | Summer | Electrolyser 2040 |  |  | 0 | WC
LCP_Inputs_ON_Diverse_2023_04_03 | Hydrogen | Dispatch-Crossload | WC | 2040 | Summer | Electrolyser 2050 |  |  | 0 | WC
LCP_Inputs_ON_Diverse_2023_04_03 | Hydrogen | Dispatch-Crossload | WC | 2040 | Summer | O/CCGT - H2 New |  |  | 0 | WC
LCP_Inputs_ON_Diverse_2023_04_03 | Hydrogen | Dispatch-Crossload | WC | 2040 | Summer | SMR CCS |  |  | 0 | WC
LCP_Inputs_ON_Diverse_2023_04_03 | Hydrogen | Dispatch-Crossload | WC | 2040 | Winter | Electrolyser 2020/2030 |  |  | 0 | WC
LCP_Inputs_ON_Diverse_2023_04_03 | Hydrogen | Dispatch-Crossload | WC | 2040 | Winter | Electrolyser 2040 |  |  | 0 | WC
LCP_Inputs_ON_Diverse_2023_04_03 | Hydrogen | Dispatch-Crossload | WC | 2040 | Winter | Electrolyser 2050 |  |  | 0 | WC
LCP_Inputs_ON_Diverse_2023_04_03 | Hydrogen | Dispatch-Crossload | WC | 2040 | Winter | O/CCGT - H2 New |  |  | 0 | WC
LCP_Inputs_ON_Diverse_2023_04_03 | Hydrogen | Dispatch-Crossload | WC | 2040 | Winter | SMR CCS |  |  | 0 | WC
LCP_Inputs_ON_Diverse_2023_04_03 | Hydrogen | Dispatch-Crossload | WC | 2040 | Winter Peak | Electrolyser 2020/2030 |  |  | 0 | WC
LCP_Inputs_ON_Diverse_2023_04_03 | Hydrogen | Dispatch-Crossload | WC | 2040 | Winter Peak | Electrolyser 2040 |  |  | 0 | WC
LCP_Inputs_ON_Diverse_2023_04_03 | Hydrogen | Dispatch-Crossload | WC | 2040 | Winter Peak | Electrolyser 2050 |  |  | 0 | WC
LCP_Inputs_ON_Diverse_2023_04_03 | Hydrogen | Dispatch-Crossload | WC | 2040 | Winter Peak | O/CCGT - H2 New |  |  | 0 | WC
LCP_Inputs_ON_Diverse_2023_04_03 | Hydrogen | Dispatch-Crossload | WC | 2040 | Winter Peak | SMR CCS |  |  | 0 | WC
LCP_Inputs_ON_Diverse_2023_04_03 | Hydrogen | Dispatch-Crossload | WC | 2050 | Fall | Electrolyser 2020/2030 |  |  | 0 | WC
LCP_Inputs_ON_Diverse_2023_04_03 | Hydrogen | Dispatch-Crossload | WC | 2050 | Fall | Electrolyser 2040 |  |  | 0 | WC
LCP_Inputs_ON_Diverse_2023_04_03 | Hydrogen | Dispatch-Crossload | WC | 2050 | Fall | Electrolyser 2050 |  |  | 0 | WC
LCP_Inputs_ON_Diverse_2023_04_03 | Hydrogen | Dispatch-Crossload | WC | 2050 | Fall | O/CCGT - H2 New |  |  | 0 | WC
LCP_Inputs_ON_Diverse_2023_04_03 | Hydrogen | Dispatch-Crossload | WC | 2050 | Fall | SMR CCS |  |  | 0 | WC
LCP_Inputs_ON_Diverse_2023_04_03 | Hydrogen | Dispatch-Crossload | WC | 2050 | Spring | Electrolyser 2020/2030 |  |  | 0 | WC
LCP_Inputs_ON_Diverse_2023_04_03 | Hydrogen | Dispatch-Crossload | WC | 2050 | Spring | Electrolyser 2040 |  |  | 0 | WC
LCP_Inputs_ON_Diverse_2023_04_03 | Hydrogen | Dispatch-Crossload | WC | 2050 | Spring | Electrolyser 2050 |  |  | 0 | WC
LCP_Inputs_ON_Diverse_2023_04_03 | Hydrogen | Dispatch-Crossload | WC | 2050 | Spring | O/CCGT - H2 New |  |  | 0 | WC
LCP_Inputs_ON_Diverse_2023_04_03 | Hydrogen | Dispatch-Crossload | WC | 2050 | Spring | SMR CCS |  |  | 0 | WC
LCP_Inputs_ON_Diverse_2023_04_03 | Hydrogen | Dispatch-Crossload | WC | 2050 | Summer | Electrolyser 2020/2030 |  |  | 0 | WC
LCP_Inputs_ON_Diverse_2023_04_03 | Hydrogen | Dispatch-Crossload | WC | 2050 | Summer | Electrolyser 2040 |  |  | 0 | WC
LCP_Inputs_ON_Diverse_2023_04_03 | Hydrogen | Dispatch-Crossload | WC | 2050 | Summer | Electrolyser 2050 |  |  | 0 | WC
LCP_Inputs_ON_Diverse_2023_04_03 | Hydrogen | Dispatch-Crossload | WC | 2050 | Summer | O/CCGT - H2 New |  |  | 0 | WC
LCP_Inputs_ON_Diverse_2023_04_03 | Hydrogen | Dispatch-Crossload | WC | 2050 | Summer | SMR CCS |  |  | 0 | WC
LCP_Inputs_ON_Diverse_2023_04_03 | Hydrogen | Dispatch-Crossload | WC | 2050 | Winter | Electrolyser 2020/2030 |  |  | 0 | WC
LCP_Inputs_ON_Diverse_2023_04_03 | Hydrogen | Dispatch-Crossload | WC | 2050 | Winter | Electrolyser 2040 |  |  | 0 | WC
LCP_Inputs_ON_Diverse_2023_04_03 | Hydrogen | Dispatch-Crossload | WC | 2050 | Winter | Electrolyser 2050 |  |  | 0 | WC
LCP_Inputs_ON_Diverse_2023_04_03 | Hydrogen | Dispatch-Crossload | WC | 2050 | Winter | O/CCGT - H2 New |  |  | 0 | WC
LCP_Inputs_ON_Diverse_2023_04_03 | Hydrogen | Dispatch-Crossload | WC | 2050 | Winter | SMR CCS |  |  | 0 | WC
LCP_Inputs_ON_Diverse_2023_04_03 | Hydrogen | Dispatch-Crossload | WC | 2050 | Winter Peak | Electrolyser 2020/2030 |  |  | 0 | WC
LCP_Inputs_ON_Diverse_2023_04_03 | Hydrogen | Dispatch-Crossload | WC | 2050 | Winter Peak | Electrolyser 2040 |  |  | 0 | WC
LCP_Inputs_ON_Diverse_2023_04_03 | Hydrogen | Dispatch-Crossload | WC | 2050 | Winter Peak | Electrolyser 2050 |  |  | 0 | WC
LCP_Inputs_ON_Diverse_2023_04_03 | Hydrogen | Dispatch-Crossload | WC | 2050 | Winter Peak | O/CCGT - H2 New |  |  | 0 | WC
LCP_Inputs_ON_Diverse_2023_04_03 | Hydrogen | Dispatch-Crossload | WC | 2050 | Winter Peak | SMR CCS |  |  | 0 | WC
LCP_Inputs_ON_Diverse_2023_04_03 | Hydrogen | Dispatch-Import | MI | 2020 | Fall | H2 Import - QC |  |  | 0 | MI
LCP_Inputs_ON_Diverse_2023_04_03 | Hydrogen | Dispatch-Import | MI | 2020 | Fall | H2 Import - WC |  |  | 0 | MI
LCP_Inputs_ON_Diverse_2023_04_03 | Hydrogen | Dispatch-Import | MI | 2020 | Spring | H2 Import - QC |  |  | 0 | MI
LCP_Inputs_ON_Diverse_2023_04_03 | Hydrogen | Dispatch-Import | MI | 2020 | Spring | H2 Import - WC |  |  | 0 | MI
LCP_Inputs_ON_Diverse_2023_04_03 | Hydrogen | Dispatch-Import | MI | 2020 | Summer | H2 Import - QC |  |  | 0 | MI
LCP_Inputs_ON_Diverse_2023_04_03 | Hydrogen | Dispatch-Import | MI | 2020 | Summer | H2 Import - WC |  |  | 0 | MI
LCP_Inputs_ON_Diverse_2023_04_03 | Hydrogen | Dispatch-Import | MI | 2020 | Winter | H2 Import - QC |  |  | 0 | MI
LCP_Inputs_ON_Diverse_2023_04_03 | Hydrogen | Dispatch-Import | MI | 2020 | Winter | H2 Import - WC |  |  | 0 | MI
LCP_Inputs_ON_Diverse_2023_04_03 | Hydrogen | Dispatch-Import | MI | 2020 | Winter Peak | H2 Import - QC |  |  | 0 | MI
LCP_Inputs_ON_Diverse_2023_04_03 | Hydrogen | Dispatch-Import | MI | 2020 | Winter Peak | H2 Import - WC |  |  | 0 | MI
LCP_Inputs_ON_Diverse_2023_04_03 | Hydrogen | Dispatch-Import | MI | 2030 | Fall | H2 Import - QC |  |  | 0 | MI
LCP_Inputs_ON_Diverse_2023_04_03 | Hydrogen | Dispatch-Import | MI | 2030 | Fall | H2 Import - WC |  |  | 0 | MI
LCP_Inputs_ON_Diverse_2023_04_03 | Hydrogen | Dispatch-Import | MI | 2030 | Spring | H2 Import - QC |  |  | 0 | MI
LCP_Inputs_ON_Diverse_2023_04_03 | Hydrogen | Dispatch-Import | MI | 2030 | Spring | H2 Import - WC |  |  | 0 | MI
LCP_Inputs_ON_Diverse_2023_04_03 | Hydrogen | Dispatch-Import | MI | 2030 | Summer | H2 Import - QC |  |  | 0 | MI
LCP_Inputs_ON_Diverse_2023_04_03 | Hydrogen | Dispatch-Import | MI | 2030 | Summer | H2 Import - WC |  |  | 0 | MI
LCP_Inputs_ON_Diverse_2023_04_03 | Hydrogen | Dispatch-Import | MI | 2030 | Winter | H2 Import - QC |  |  | 0 | MI
LCP_Inputs_ON_Diverse_2023_04_03 | Hydrogen | Dispatch-Import | MI | 2030 | Winter | H2 Import - WC |  |  | 0 | MI
LCP_Inputs_ON_Diverse_2023_04_03 | Hydrogen | Dispatch-Import | MI | 2030 | Winter Peak | H2 Import - QC |  |  | 0 | MI
LCP_Inputs_ON_Diverse_2023_04_03 | Hydrogen | Dispatch-Import | MI | 2030 | Winter Peak | H2 Import - WC |  |  | 0 | MI
LCP_Inputs_ON_Diverse_2023_04_03 | Hydrogen | Dispatch-Import | MI | 2040 | Fall | H2 Import - QC |  |  | 0 | MI
LCP_Inputs_ON_Diverse_2023_04_03 | Hydrogen | Dispatch-Import | MI | 2040 | Fall | H2 Import - WC |  |  | 0 | MI
LCP_Inputs_ON_Diverse_2023_04_03 | Hydrogen | Dispatch-Import | MI | 2040 | Spring | H2 Import - QC |  |  | 0 | MI
LCP_Inputs_ON_Diverse_2023_04_03 | Hydrogen | Dispatch-Import | MI | 2040 | Spring | H2 Import - WC |  |  | 0 | MI
LCP_Inputs_ON_Diverse_2023_04_03 | Hydrogen | Dispatch-Import | MI | 2040 | Summer | H2 Import - QC |  |  | 0 | MI
LCP_Inputs_ON_Diverse_2023_04_03 | Hydrogen | Dispatch-Import | MI | 2040 | Summer | H2 Import - WC |  |  | 0 | MI
LCP_Inputs_ON_Diverse_2023_04_03 | Hydrogen | Dispatch-Import | MI | 2040 | Winter | H2 Import - QC |  |  | 0 | MI
LCP_Inputs_ON_Diverse_2023_04_03 | Hydrogen | Dispatch-Import | MI | 2040 | Winter | H2 Import - WC |  |  | 0 | MI
LCP_Inputs_ON_Diverse_2023_04_03 | Hydrogen | Dispatch-Import | MI | 2040 | Winter Peak | H2 Import - QC |  |  | 0 | MI
LCP_Inputs_ON_Diverse_2023_04_03 | Hydrogen | Dispatch-Import | MI | 2040 | Winter Peak | H2 Import - WC |  |  | 0 | MI
LCP_Inputs_ON_Diverse_2023_04_03 | Hydrogen | Dispatch-Import | MI | 2050 | Fall | H2 Import - QC |  |  | 0 | MI
LCP_Inputs_ON_Diverse_2023_04_03 | Hydrogen | Dispatch-Import | MI | 2050 | Fall | H2 Import - WC |  |  | 0 | MI
LCP_Inputs_ON_Diverse_2023_04_03 | Hydrogen | Dispatch-Import | MI | 2050 | Spring | H2 Import - QC |  |  | 0 | MI
LCP_Inputs_ON_Diverse_2023_04_03 | Hydrogen | Dispatch-Import | MI | 2050 | Spring | H2 Import - WC |  |  | 0 | MI
LCP_Inputs_ON_Diverse_2023_04_03 | Hydrogen | Dispatch-Import | MI | 2050 | Summer | H2 Import - QC |  |  | 0 | MI
LCP_Inputs_ON_Diverse_2023_04_03 | Hydrogen | Dispatch-Import | MI | 2050 | Summer | H2 Import - WC |  |  | 0 | MI
LCP_Inputs_ON_Diverse_2023_04_03 | Hydrogen | Dispatch-Import | MI | 2050 | Winter | H2 Import - QC |  |  | 0 | MI
LCP_Inputs_ON_Diverse_2023_04_03 | Hydrogen | Dispatch-Import | MI | 2050 | Winter | H2 Import - WC |  |  | 0 | MI
LCP_Inputs_ON_Diverse_2023_04_03 | Hydrogen | Dispatch-Import | MI | 2050 | Winter Peak | H2 Import - QC |  |  | 0 | MI
LCP_Inputs_ON_Diverse_2023_04_03 | Hydrogen | Dispatch-Import | MI | 2050 | Winter Peak | H2 Import - WC |  |  | 0 | MI
LCP_Inputs_ON_Diverse_2023_04_03 | Hydrogen | Dispatch-Import | NY | 2020 | Fall | H2 Import - QC |  |  | 0 | NY
LCP_Inputs_ON_Diverse_2023_04_03 | Hydrogen | Dispatch-Import | NY | 2020 | Fall | H2 Import - WC |  |  | 0 | NY
LCP_Inputs_ON_Diverse_2023_04_03 | Hydrogen | Dispatch-Import | NY | 2020 | Spring | H2 Import - QC |  |  | 0 | NY
LCP_Inputs_ON_Diverse_2023_04_03 | Hydrogen | Dispatch-Import | NY | 2020 | Spring | H2 Import - WC |  |  | 0 | NY
LCP_Inputs_ON_Diverse_2023_04_03 | Hydrogen | Dispatch-Import | NY | 2020 | Summer | H2 Import - QC |  |  | 0 | NY
LCP_Inputs_ON_Diverse_2023_04_03 | Hydrogen | Dispatch-Import | NY | 2020 | Summer | H2 Import - WC |  |  | 0 | NY
LCP_Inputs_ON_Diverse_2023_04_03 | Hydrogen | Dispatch-Import | NY | 2020 | Winter | H2 Import - QC |  |  | 0 | NY
LCP_Inputs_ON_Diverse_2023_04_03 | Hydrogen | Dispatch-Import | NY | 2020 | Winter | H2 Import - WC |  |  | 0 | NY
LCP_Inputs_ON_Diverse_2023_04_03 | Hydrogen | Dispatch-Import | NY | 2020 | Winter Peak | H2 Import - QC |  |  | 0 | NY
LCP_Inputs_ON_Diverse_2023_04_03 | Hydrogen | Dispatch-Import | NY | 2020 | Winter Peak | H2 Import - WC |  |  | 0 | NY
LCP_Inputs_ON_Diverse_2023_04_03 | Hydrogen | Dispatch-Import | NY | 2030 | Fall | H2 Import - QC |  |  | 0 | NY
LCP_Inputs_ON_Diverse_2023_04_03 | Hydrogen | Dispatch-Import | NY | 2030 | Fall | H2 Import - WC |  |  | 0 | NY
LCP_Inputs_ON_Diverse_2023_04_03 | Hydrogen | Dispatch-Import | NY | 2030 | Spring | H2 Import - QC |  |  | 0 | NY
LCP_Inputs_ON_Diverse_2023_04_03 | Hydrogen | Dispatch-Import | NY | 2030 | Spring | H2 Import - WC |  |  | 0 | NY
LCP_Inputs_ON_Diverse_2023_04_03 | Hydrogen | Dispatch-Import | NY | 2030 | Summer | H2 Import - QC |  |  | 0 | NY
LCP_Inputs_ON_Diverse_2023_04_03 | Hydrogen | Dispatch-Import | NY | 2030 | Summer | H2 Import - WC |  |  | 0 | NY
LCP_Inputs_ON_Diverse_2023_04_03 | Hydrogen | Dispatch-Import | NY | 2030 | Winter | H2 Import - QC |  |  | 0 | NY
LCP_Inputs_ON_Diverse_2023_04_03 | Hydrogen | Dispatch-Import | NY | 2030 | Winter | H2 Import - WC |  |  | 0 | NY
LCP_Inputs_ON_Diverse_2023_04_03 | Hydrogen | Dispatch-Import | NY | 2030 | Winter Peak | H2 Import - QC |  |  | 0 | NY
LCP_Inputs_ON_Diverse_2023_04_03 | Hydrogen | Dispatch-Import | NY | 2030 | Winter Peak | H2 Import - WC |  |  | 0 | NY
LCP_Inputs_ON_Diverse_2023_04_03 | Hydrogen | Dispatch-Import | NY | 2040 | Fall | H2 Import - QC |  |  | 0 | NY
LCP_Inputs_ON_Diverse_2023_04_03 | Hydrogen | Dispatch-Import | NY | 2040 | Fall | H2 Import - WC |  |  | 0 | NY
LCP_Inputs_ON_Diverse_2023_04_03 | Hydrogen | Dispatch-Import | NY | 2040 | Spring | H2 Import - QC |  |  | 0 | NY
LCP_Inputs_ON_Diverse_2023_04_03 | Hydrogen | Dispatch-Import | NY | 2040 | Spring | H2 Import - WC |  |  | 0 | NY
LCP_Inputs_ON_Diverse_2023_04_03 | Hydrogen | Dispatch-Import | NY | 2040 | Summer | H2 Import - QC |  |  | 0 | NY
LCP_Inputs_ON_Diverse_2023_04_03 | Hydrogen | Dispatch-Import | NY | 2040 | Summer | H2 Import - WC |  |  | 0 | NY
LCP_Inputs_ON_Diverse_2023_04_03 | Hydrogen | Dispatch-Import | NY | 2040 | Winter | H2 Import - QC |  |  | 0 | NY
LCP_Inputs_ON_Diverse_2023_04_03 | Hydrogen | Dispatch-Import | NY | 2040 | Winter | H2 Import - WC |  |  | 0 | NY
LCP_Inputs_ON_Diverse_2023_04_03 | Hydrogen | Dispatch-Import | NY | 2040 | Winter Peak | H2 Import - QC |  |  | 0 | NY
LCP_Inputs_ON_Diverse_2023_04_03 | Hydrogen | Dispatch-Import | NY | 2040 | Winter Peak | H2 Import - WC |  |  | 0 | NY
LCP_Inputs_ON_Diverse_2023_04_03 | Hydrogen | Dispatch-Import | NY | 2050 | Fall | H2 Import - QC |  |  | 0 | NY
LCP_Inputs_ON_Diverse_2023_04_03 | Hydrogen | Dispatch-Import | NY | 2050 | Fall | H2 Import - WC |  |  | 0 | NY
LCP_Inputs_ON_Diverse_2023_04_03 | Hydrogen | Dispatch-Import | NY | 2050 | Spring | H2 Import - QC |  |  | 0 | NY
LCP_Inputs_ON_Diverse_2023_04_03 | Hydrogen | Dispatch-Import | NY | 2050 | Spring | H2 Import - WC |  |  | 0 | NY
LCP_Inputs_ON_Diverse_2023_04_03 | Hydrogen | Dispatch-Import | NY | 2050 | Summer | H2 Import - QC |  |  | 0 | NY
LCP_Inputs_ON_Diverse_2023_04_03 | Hydrogen | Dispatch-Import | NY | 2050 | Summer | H2 Import - WC |  |  | 0 | NY
LCP_Inputs_ON_Diverse_2023_04_03 | Hydrogen | Dispatch-Import | NY | 2050 | Winter | H2 Import - QC |  |  | 0 | NY
LCP_Inputs_ON_Diverse_2023_04_03 | Hydrogen | Dispatch-Import | NY | 2050 | Winter | H2 Import - WC |  |  | 0 | NY
LCP_Inputs_ON_Diverse_2023_04_03 | Hydrogen | Dispatch-Import | NY | 2050 | Winter Peak | H2 Import - QC |  |  | 0 | NY
LCP_Inputs_ON_Diverse_2023_04_03 | Hydrogen | Dispatch-Import | NY | 2050 | Winter Peak | H2 Import - WC |  |  | 0 | NY
LCP_Inputs_ON_Diverse_2023_04_03 | Hydrogen | Dispatch-Import | ON | 2020 | Fall | H2 Import - QC |  |  | 0 | ON
LCP_Inputs_ON_Diverse_2023_04_03 | Hydrogen | Dispatch-Import | ON | 2020 | Fall | H2 Import - WC |  |  | 0 | ON
LCP_Inputs_ON_Diverse_2023_04_03 | Hydrogen | Dispatch-Import | ON | 2020 | Spring | H2 Import - QC |  |  | 0 | ON
LCP_Inputs_ON_Diverse_2023_04_03 | Hydrogen | Dispatch-Import | ON | 2020 | Spring | H2 Import - WC |  |  | 0 | ON
LCP_Inputs_ON_Diverse_2023_04_03 | Hydrogen | Dispatch-Import | ON | 2020 | Summer | H2 Import - QC |  |  | 0 | ON
LCP_Inputs_ON_Diverse_2023_04_03 | Hydrogen | Dispatch-Import | ON | 2020 | Summer | H2 Import - WC |  |  | 0 | ON
LCP_Inputs_ON_Diverse_2023_04_03 | Hydrogen | Dispatch-Import | ON | 2020 | Winter | H2 Import - QC |  |  | 0 | ON
LCP_Inputs_ON_Diverse_2023_04_03 | Hydrogen | Dispatch-Import | ON | 2020 | Winter | H2 Import - WC |  |  | 0 | ON
LCP_Inputs_ON_Diverse_2023_04_03 | Hydrogen | Dispatch-Import | ON | 2020 | Winter Peak | H2 Import - QC |  |  | 0 | ON
LCP_Inputs_ON_Diverse_2023_04_03 | Hydrogen | Dispatch-Import | ON | 2020 | Winter Peak | H2 Import - WC |  |  | 0 | ON
LCP_Inputs_ON_Diverse_2023_04_03 | Hydrogen | Dispatch-Import | ON | 2030 | Fall | H2 Import - QC |  |  | 0 | ON
LCP_Inputs_ON_Diverse_2023_04_03 | Hydrogen | Dispatch-Import | ON | 2030 | Fall | H2 Import - WC |  |  | 0 | ON
LCP_Inputs_ON_Diverse_2023_04_03 | Hydrogen | Dispatch-Import | ON | 2030 | Spring | H2 Import - QC |  |  | 0 | ON
LCP_Inputs_ON_Diverse_2023_04_03 | Hydrogen | Dispatch-Import | ON | 2030 | Spring | H2 Import - WC |  |  | 0 | ON
LCP_Inputs_ON_Diverse_2023_04_03 | Hydrogen | Dispatch-Import | ON | 2030 | Summer | H2 Import - QC |  |  | 0 | ON
LCP_Inputs_ON_Diverse_2023_04_03 | Hydrogen | Dispatch-Import | ON | 2030 | Summer | H2 Import - WC |  |  | 0 | ON
LCP_Inputs_ON_Diverse_2023_04_03 | Hydrogen | Dispatch-Import | ON | 2030 | Winter | H2 Import - QC |  |  | 0 | ON
LCP_Inputs_ON_Diverse_2023_04_03 | Hydrogen | Dispatch-Import | ON | 2030 | Winter | H2 Import - WC |  |  | 0 | ON
LCP_Inputs_ON_Diverse_2023_04_03 | Hydrogen | Dispatch-Import | ON | 2030 | Winter Peak | H2 Import - QC |  |  | 0 | ON
LCP_Inputs_ON_Diverse_2023_04_03 | Hydrogen | Dispatch-Import | ON | 2030 | Winter Peak | H2 Import - WC |  |  | 0 | ON
LCP_Inputs_ON_Diverse_2023_04_03 | Hydrogen | Dispatch-Import | ON | 2040 | Fall | H2 Import - QC |  |  | 0 | ON
LCP_Inputs_ON_Diverse_2023_04_03 | Hydrogen | Dispatch-Import | ON | 2040 | Fall | H2 Import - WC |  |  | 0 | ON
LCP_Inputs_ON_Diverse_2023_04_03 | Hydrogen | Dispatch-Import | ON | 2040 | Spring | H2 Import - QC |  |  | 0 | ON
LCP_Inputs_ON_Diverse_2023_04_03 | Hydrogen | Dispatch-Import | ON | 2040 | Spring | H2 Import - WC |  |  | 0 | ON
LCP_Inputs_ON_Diverse_2023_04_03 | Hydrogen | Dispatch-Import | ON | 2040 | Summer | H2 Import - QC |  |  | 0 | ON
LCP_Inputs_ON_Diverse_2023_04_03 | Hydrogen | Dispatch-Import | ON | 2040 | Summer | H2 Import - WC |  |  | 0 | ON
LCP_Inputs_ON_Diverse_2023_04_03 | Hydrogen | Dispatch-Import | ON | 2040 | Winter | H2 Import - QC |  |  | 0 | ON
LCP_Inputs_ON_Diverse_2023_04_03 | Hydrogen | Dispatch-Import | ON | 2040 | Winter | H2 Import - WC |  |  | 0 | ON
LCP_Inputs_ON_Diverse_2023_04_03 | Hydrogen | Dispatch-Import | ON | 2040 | Winter Peak | H2 Import - QC |  |  | 0 | ON
LCP_Inputs_ON_Diverse_2023_04_03 | Hydrogen | Dispatch-Import | ON | 2040 | Winter Peak | H2 Import - WC |  |  | 0 | ON
LCP_Inputs_ON_Diverse_2023_04_03 | Hydrogen | Dispatch-Import | ON | 2050 | Fall | H2 Import - QC |  |  | 0 | ON
LCP_Inputs_ON_Diverse_2023_04_03 | Hydrogen | Dispatch-Import | ON | 2050 | Fall | H2 Import - WC |  |  | 0 | ON
LCP_Inputs_ON_Diverse_2023_04_03 | Hydrogen | Dispatch-Import | ON | 2050 | Spring | H2 Import - QC |  |  | 0 | ON
LCP_Inputs_ON_Diverse_2023_04_03 | Hydrogen | Dispatch-Import | ON | 2050 | Spring | H2 Import - WC |  |  | 0 | ON
LCP_Inputs_ON_Diverse_2023_04_03 | Hydrogen | Dispatch-Import | ON | 2050 | Summer | H2 Import - QC |  |  | 0 | ON
LCP_Inputs_ON_Diverse_2023_04_03 | Hydrogen | Dispatch-Import | ON | 2050 | Summer | H2 Import - WC |  |  | 0 | ON
LCP_Inputs_ON_Diverse_2023_04_03 | Hydrogen | Dispatch-Import | ON | 2050 | Winter | H2 Import - QC |  |  | 0 | ON
LCP_Inputs_ON_Diverse_2023_04_03 | Hydrogen | Dispatch-Import | ON | 2050 | Winter | H2 Import - WC |  |  | 0 | ON
LCP_Inputs_ON_Diverse_2023_04_03 | Hydrogen | Dispatch-Import | ON | 2050 | Winter Peak | H2 Import - QC |  |  | 0 | ON
LCP_Inputs_ON_Diverse_2023_04_03 | Hydrogen | Dispatch-Import | ON | 2050 | Winter Peak | H2 Import - WC |  |  | 0 | ON
LCP_Inputs_ON_Diverse_2023_04_03 | Hydrogen | Dispatch-Import | PJ | 2020 | Fall | H2 Import - QC |  |  | 0 | PJ
LCP_Inputs_ON_Diverse_2023_04_03 | Hydrogen | Dispatch-Import | PJ | 2020 | Fall | H2 Import - WC |  |  | 0 | PJ
LCP_Inputs_ON_Diverse_2023_04_03 | Hydrogen | Dispatch-Import | PJ | 2020 | Spring | H2 Import - QC |  |  | 0 | PJ
LCP_Inputs_ON_Diverse_2023_04_03 | Hydrogen | Dispatch-Import | PJ | 2020 | Spring | H2 Import - WC |  |  | 0 | PJ
LCP_Inputs_ON_Diverse_2023_04_03 | Hydrogen | Dispatch-Import | PJ | 2020 | Summer | H2 Import - QC |  |  | 0 | PJ
LCP_Inputs_ON_Diverse_2023_04_03 | Hydrogen | Dispatch-Import | PJ | 2020 | Summer | H2 Import - WC |  |  | 0 | PJ
LCP_Inputs_ON_Diverse_2023_04_03 | Hydrogen | Dispatch-Import | PJ | 2020 | Winter | H2 Import - QC |  |  | 0 | PJ
LCP_Inputs_ON_Diverse_2023_04_03 | Hydrogen | Dispatch-Import | PJ | 2020 | Winter | H2 Import - WC |  |  | 0 | PJ
LCP_Inputs_ON_Diverse_2023_04_03 | Hydrogen | Dispatch-Import | PJ | 2020 | Winter Peak | H2 Import - QC |  |  | 0 | PJ
LCP_Inputs_ON_Diverse_2023_04_03 | Hydrogen | Dispatch-Import | PJ | 2020 | Winter Peak | H2 Import - WC |  |  | 0 | PJ
LCP_Inputs_ON_Diverse_2023_04_03 | Hydrogen | Dispatch-Import | PJ | 2030 | Fall | H2 Import - QC |  |  | 0 | PJ
LCP_Inputs_ON_Diverse_2023_04_03 | Hydrogen | Dispatch-Import | PJ | 2030 | Fall | H2 Import - WC |  |  | 0 | PJ
LCP_Inputs_ON_Diverse_2023_04_03 | Hydrogen | Dispatch-Import | PJ | 2030 | Spring | H2 Import - QC |  |  | 0 | PJ
LCP_Inputs_ON_Diverse_2023_04_03 | Hydrogen | Dispatch-Import | PJ | 2030 | Spring | H2 Import - WC |  |  | 0 | PJ
LCP_Inputs_ON_Diverse_2023_04_03 | Hydrogen | Dispatch-Import | PJ | 2030 | Summer | H2 Import - QC |  |  | 0 | PJ
LCP_Inputs_ON_Diverse_2023_04_03 | Hydrogen | Dispatch-Import | PJ | 2030 | Summer | H2 Import - WC |  |  | 0 | PJ
LCP_Inputs_ON_Diverse_2023_04_03 | Hydrogen | Dispatch-Import | PJ | 2030 | Winter | H2 Import - QC |  |  | 0 | PJ
LCP_Inputs_ON_Diverse_2023_04_03 | Hydrogen | Dispatch-Import | PJ | 2030 | Winter | H2 Import - WC |  |  | 0 | PJ
LCP_Inputs_ON_Diverse_2023_04_03 | Hydrogen | Dispatch-Import | PJ | 2030 | Winter Peak | H2 Import - QC |  |  | 0 | PJ
LCP_Inputs_ON_Diverse_2023_04_03 | Hydrogen | Dispatch-Import | PJ | 2030 | Winter Peak | H2 Import - WC |  |  | 0 | PJ
LCP_Inputs_ON_Diverse_2023_04_03 | Hydrogen | Dispatch-Import | PJ | 2040 | Fall | H2 Import - QC |  |  | 0 | PJ
LCP_Inputs_ON_Diverse_2023_04_03 | Hydrogen | Dispatch-Import | PJ | 2040 | Fall | H2 Import - WC |  |  | 0 | PJ
LCP_Inputs_ON_Diverse_2023_04_03 | Hydrogen | Dispatch-Import | PJ | 2040 | Spring | H2 Import - QC |  |  | 0 | PJ
LCP_Inputs_ON_Diverse_2023_04_03 | Hydrogen | Dispatch-Import | PJ | 2040 | Spring | H2 Import - WC |  |  | 0 | PJ
LCP_Inputs_ON_Diverse_2023_04_03 | Hydrogen | Dispatch-Import | PJ | 2040 | Summer | H2 Import - QC |  |  | 0 | PJ
LCP_Inputs_ON_Diverse_2023_04_03 | Hydrogen | Dispatch-Import | PJ | 2040 | Summer | H2 Import - WC |  |  | 0 | PJ
LCP_Inputs_ON_Diverse_2023_04_03 | Hydrogen | Dispatch-Import | PJ | 2040 | Winter | H2 Import - QC |  |  | 0 | PJ
LCP_Inputs_ON_Diverse_2023_04_03 | Hydrogen | Dispatch-Import | PJ | 2040 | Winter | H2 Import - WC |  |  | 0 | PJ
LCP_Inputs_ON_Diverse_2023_04_03 | Hydrogen | Dispatch-Import | PJ | 2040 | Winter Peak | H2 Import - QC |  |  | 0 | PJ
LCP_Inputs_ON_Diverse_2023_04_03 | Hydrogen | Dispatch-Import | PJ | 2040 | Winter Peak | H2 Import - WC |  |  | 0 | PJ
LCP_Inputs_ON_Diverse_2023_04_03 | Hydrogen | Dispatch-Import | PJ | 2050 | Fall | H2 Import - QC |  |  | 0 | PJ
LCP_Inputs_ON_Diverse_2023_04_03 | Hydrogen | Dispatch-Import | PJ | 2050 | Fall | H2 Import - WC |  |  | 0 | PJ
LCP_Inputs_ON_Diverse_2023_04_03 | Hydrogen | Dispatch-Import | PJ | 2050 | Spring | H2 Import - QC |  |  | 0 | PJ
LCP_Inputs_ON_Diverse_2023_04_03 | Hydrogen | Dispatch-Import | PJ | 2050 | Spring | H2 Import - WC |  |  | 0 | PJ
LCP_Inputs_ON_Diverse_2023_04_03 | Hydrogen | Dispatch-Import | PJ | 2050 | Summer | H2 Import - QC |  |  | 0 | PJ
LCP_Inputs_ON_Diverse_2023_04_03 | Hydrogen | Dispatch-Import | PJ | 2050 | Summer | H2 Import - WC |  |  | 0 | PJ
LCP_Inputs_ON_Diverse_2023_04_03 | Hydrogen | Dispatch-Import | PJ | 2050 | Winter | H2 Import - QC |  |  | 0 | PJ
LCP_Inputs_ON_Diverse_2023_04_03 | Hydrogen | Dispatch-Import | PJ | 2050 | Winter | H2 Import - WC |  |  | 0 | PJ
LCP_Inputs_ON_Diverse_2023_04_03 | Hydrogen | Dispatch-Import | PJ | 2050 | Winter Peak | H2 Import - QC |  |  | 0 | PJ
LCP_Inputs_ON_Diverse_2023_04_03 | Hydrogen | Dispatch-Import | PJ | 2050 | Winter Peak | H2 Import - WC |  |  | 0 | PJ
LCP_Inputs_ON_Diverse_2023_04_03 | Hydrogen | Dispatch-Import | QC | 2020 | Fall | H2 Import - QC |  |  | 0 | QC
LCP_Inputs_ON_Diverse_2023_04_03 | Hydrogen | Dispatch-Import | QC | 2020 | Fall | H2 Import - WC |  |  | 0 | QC
LCP_Inputs_ON_Diverse_2023_04_03 | Hydrogen | Dispatch-Import | QC | 2020 | Spring | H2 Import - QC |  |  | 0 | QC
LCP_Inputs_ON_Diverse_2023_04_03 | Hydrogen | Dispatch-Import | QC | 2020 | Spring | H2 Import - WC |  |  | 0 | QC
LCP_Inputs_ON_Diverse_2023_04_03 | Hydrogen | Dispatch-Import | QC | 2020 | Summer | H2 Import - QC |  |  | 0 | QC
LCP_Inputs_ON_Diverse_2023_04_03 | Hydrogen | Dispatch-Import | QC | 2020 | Summer | H2 Import - WC |  |  | 0 | QC
LCP_Inputs_ON_Diverse_2023_04_03 | Hydrogen | Dispatch-Import | QC | 2020 | Winter | H2 Import - QC |  |  | 0 | QC
LCP_Inputs_ON_Diverse_2023_04_03 | Hydrogen | Dispatch-Import | QC | 2020 | Winter | H2 Import - WC |  |  | 0 | QC
LCP_Inputs_ON_Diverse_2023_04_03 | Hydrogen | Dispatch-Import | QC | 2020 | Winter Peak | H2 Import - QC |  |  | 0 | QC
LCP_Inputs_ON_Diverse_2023_04_03 | Hydrogen | Dispatch-Import | QC | 2020 | Winter Peak | H2 Import - WC |  |  | 0 | QC
LCP_Inputs_ON_Diverse_2023_04_03 | Hydrogen | Dispatch-Import | QC | 2030 | Fall | H2 Import - QC |  |  | 0 | QC
LCP_Inputs_ON_Diverse_2023_04_03 | Hydrogen | Dispatch-Import | QC | 2030 | Fall | H2 Import - WC |  |  | 0 | QC
LCP_Inputs_ON_Diverse_2023_04_03 | Hydrogen | Dispatch-Import | QC | 2030 | Spring | H2 Import - QC |  |  | 0 | QC
LCP_Inputs_ON_Diverse_2023_04_03 | Hydrogen | Dispatch-Import | QC | 2030 | Spring | H2 Import - WC |  |  | 0 | QC
LCP_Inputs_ON_Diverse_2023_04_03 | Hydrogen | Dispatch-Import | QC | 2030 | Summer | H2 Import - QC |  |  | 0 | QC
LCP_Inputs_ON_Diverse_2023_04_03 | Hydrogen | Dispatch-Import | QC | 2030 | Summer | H2 Import - WC |  |  | 0 | QC
LCP_Inputs_ON_Diverse_2023_04_03 | Hydrogen | Dispatch-Import | QC | 2030 | Winter | H2 Import - QC |  |  | 0 | QC
LCP_Inputs_ON_Diverse_2023_04_03 | Hydrogen | Dispatch-Import | QC | 2030 | Winter | H2 Import - WC |  |  | 0 | QC
LCP_Inputs_ON_Diverse_2023_04_03 | Hydrogen | Dispatch-Import | QC | 2030 | Winter Peak | H2 Import - QC |  |  | 0 | QC
LCP_Inputs_ON_Diverse_2023_04_03 | Hydrogen | Dispatch-Import | QC | 2030 | Winter Peak | H2 Import - WC |  |  | 0 | QC
LCP_Inputs_ON_Diverse_2023_04_03 | Hydrogen | Dispatch-Import | QC | 2040 | Fall | H2 Import - QC |  |  | 0 | QC
LCP_Inputs_ON_Diverse_2023_04_03 | Hydrogen | Dispatch-Import | QC | 2040 | Fall | H2 Import - WC |  |  | 0 | QC
LCP_Inputs_ON_Diverse_2023_04_03 | Hydrogen | Dispatch-Import | QC | 2040 | Spring | H2 Import - QC |  |  | 0 | QC
LCP_Inputs_ON_Diverse_2023_04_03 | Hydrogen | Dispatch-Import | QC | 2040 | Spring | H2 Import - WC |  |  | 0 | QC
LCP_Inputs_ON_Diverse_2023_04_03 | Hydrogen | Dispatch-Import | QC | 2040 | Summer | H2 Import - QC |  |  | 0 | QC
LCP_Inputs_ON_Diverse_2023_04_03 | Hydrogen | Dispatch-Import | QC | 2040 | Summer | H2 Import - WC |  |  | 0 | QC
LCP_Inputs_ON_Diverse_2023_04_03 | Hydrogen | Dispatch-Import | QC | 2040 | Winter | H2 Import - QC |  |  | 0 | QC
LCP_Inputs_ON_Diverse_2023_04_03 | Hydrogen | Dispatch-Import | QC | 2040 | Winter | H2 Import - WC |  |  | 0 | QC
LCP_Inputs_ON_Diverse_2023_04_03 | Hydrogen | Dispatch-Import | QC | 2040 | Winter Peak | H2 Import - QC |  |  | 0 | QC
LCP_Inputs_ON_Diverse_2023_04_03 | Hydrogen | Dispatch-Import | QC | 2040 | Winter Peak | H2 Import - WC |  |  | 0 | QC
LCP_Inputs_ON_Diverse_2023_04_03 | Hydrogen | Dispatch-Import | QC | 2050 | Fall | H2 Import - QC |  |  | 1576471.5542 | QC
LCP_Inputs_ON_Diverse_2023_04_03 | Hydrogen | Dispatch-Import | QC | 2050 | Fall | H2 Import - WC |  |  | 0 | QC
LCP_Inputs_ON_Diverse_2023_04_03 | Hydrogen | Dispatch-Import | QC | 2050 | Spring | H2 Import - QC |  |  | 0 | QC
LCP_Inputs_ON_Diverse_2023_04_03 | Hydrogen | Dispatch-Import | QC | 2050 | Spring | H2 Import - WC |  |  | 0 | QC
LCP_Inputs_ON_Diverse_2023_04_03 | Hydrogen | Dispatch-Import | QC | 2050 | Summer | H2 Import - QC |  |  | 0 | QC
LCP_Inputs_ON_Diverse_2023_04_03 | Hydrogen | Dispatch-Import | QC | 2050 | Summer | H2 Import - WC |  |  | 0 | QC
LCP_Inputs_ON_Diverse_2023_04_03 | Hydrogen | Dispatch-Import | QC | 2050 | Winter | H2 Import - QC |  |  | 12757438.3126 | QC
LCP_Inputs_ON_Diverse_2023_04_03 | Hydrogen | Dispatch-Import | QC | 2050 | Winter | H2 Import - WC |  |  | 0 | QC
LCP_Inputs_ON_Diverse_2023_04_03 | Hydrogen | Dispatch-Import | QC | 2050 | Winter Peak | H2 Import - QC |  |  | 240000 | QC
LCP_Inputs_ON_Diverse_2023_04_03 | Hydrogen | Dispatch-Import | QC | 2050 | Winter Peak | H2 Import - WC |  |  | 0 | QC
LCP_Inputs_ON_Diverse_2023_04_03 | Hydrogen | Dispatch-Import | WC | 2020 | Fall | H2 Import - QC |  |  | 0 | WC
LCP_Inputs_ON_Diverse_2023_04_03 | Hydrogen | Dispatch-Import | WC | 2020 | Fall | H2 Import - WC |  |  | 0 | WC
LCP_Inputs_ON_Diverse_2023_04_03 | Hydrogen | Dispatch-Import | WC | 2020 | Spring | H2 Import - QC |  |  | 0 | WC
LCP_Inputs_ON_Diverse_2023_04_03 | Hydrogen | Dispatch-Import | WC | 2020 | Spring | H2 Import - WC |  |  | 0 | WC
LCP_Inputs_ON_Diverse_2023_04_03 | Hydrogen | Dispatch-Import | WC | 2020 | Summer | H2 Import - QC |  |  | 0 | WC
LCP_Inputs_ON_Diverse_2023_04_03 | Hydrogen | Dispatch-Import | WC | 2020 | Summer | H2 Import - WC |  |  | 0 | WC
LCP_Inputs_ON_Diverse_2023_04_03 | Hydrogen | Dispatch-Import | WC | 2020 | Winter | H2 Import - QC |  |  | 0 | WC
LCP_Inputs_ON_Diverse_2023_04_03 | Hydrogen | Dispatch-Import | WC | 2020 | Winter | H2 Import - WC |  |  | 0 | WC
LCP_Inputs_ON_Diverse_2023_04_03 | Hydrogen | Dispatch-Import | WC | 2020 | Winter Peak | H2 Import - QC |  |  | 0 | WC
LCP_Inputs_ON_Diverse_2023_04_03 | Hydrogen | Dispatch-Import | WC | 2020 | Winter Peak | H2 Import - WC |  |  | 0 | WC
LCP_Inputs_ON_Diverse_2023_04_03 | Hydrogen | Dispatch-Import | WC | 2030 | Fall | H2 Import - QC |  |  | 0 | WC
LCP_Inputs_ON_Diverse_2023_04_03 | Hydrogen | Dispatch-Import | WC | 2030 | Fall | H2 Import - WC |  |  | 0 | WC
LCP_Inputs_ON_Diverse_2023_04_03 | Hydrogen | Dispatch-Import | WC | 2030 | Spring | H2 Import - QC |  |  | 0 | WC
LCP_Inputs_ON_Diverse_2023_04_03 | Hydrogen | Dispatch-Import | WC | 2030 | Spring | H2 Import - WC |  |  | 0 | WC
LCP_Inputs_ON_Diverse_2023_04_03 | Hydrogen | Dispatch-Import | WC | 2030 | Summer | H2 Import - QC |  |  | 0 | WC
LCP_Inputs_ON_Diverse_2023_04_03 | Hydrogen | Dispatch-Import | WC | 2030 | Summer | H2 Import - WC |  |  | 0 | WC
LCP_Inputs_ON_Diverse_2023_04_03 | Hydrogen | Dispatch-Import | WC | 2030 | Winter | H2 Import - QC |  |  | 0 | WC
LCP_Inputs_ON_Diverse_2023_04_03 | Hydrogen | Dispatch-Import | WC | 2030 | Winter | H2 Import - WC |  |  | 0 | WC
LCP_Inputs_ON_Diverse_2023_04_03 | Hydrogen | Dispatch-Import | WC | 2030 | Winter Peak | H2 Import - QC |  |  | 0 | WC
LCP_Inputs_ON_Diverse_2023_04_03 | Hydrogen | Dispatch-Import | WC | 2030 | Winter Peak | H2 Import - WC |  |  | 0 | WC
LCP_Inputs_ON_Diverse_2023_04_03 | Hydrogen | Dispatch-Import | WC | 2040 | Fall | H2 Import - QC |  |  | 0 | WC
LCP_Inputs_ON_Diverse_2023_04_03 | Hydrogen | Dispatch-Import | WC | 2040 | Fall | H2 Import - WC |  |  | 0 | WC
LCP_Inputs_ON_Diverse_2023_04_03 | Hydrogen | Dispatch-Import | WC | 2040 | Spring | H2 Import - QC |  |  | 0 | WC
LCP_Inputs_ON_Diverse_2023_04_03 | Hydrogen | Dispatch-Import | WC | 2040 | Spring | H2 Import - WC |  |  | 0 | WC
LCP_Inputs_ON_Diverse_2023_04_03 | Hydrogen | Dispatch-Import | WC | 2040 | Summer | H2 Import - QC |  |  | 0 | WC
LCP_Inputs_ON_Diverse_2023_04_03 | Hydrogen | Dispatch-Import | WC | 2040 | Summer | H2 Import - WC |  |  | 0 | WC
LCP_Inputs_ON_Diverse_2023_04_03 | Hydrogen | Dispatch-Import | WC | 2040 | Winter | H2 Import - QC |  |  | 0 | WC
LCP_Inputs_ON_Diverse_2023_04_03 | Hydrogen | Dispatch-Import | WC | 2040 | Winter | H2 Import - WC |  |  | 5001725.3578 | WC
LCP_Inputs_ON_Diverse_2023_04_03 | Hydrogen | Dispatch-Import | WC | 2040 | Winter Peak | H2 Import - QC |  |  | 0 | WC
LCP_Inputs_ON_Diverse_2023_04_03 | Hydrogen | Dispatch-Import | WC | 2040 | Winter Peak | H2 Import - WC |  |  | 54964.0149 | WC
LCP_Inputs_ON_Diverse_2023_04_03 | Hydrogen | Dispatch-Import | WC | 2050 | Fall | H2 Import - QC |  |  | 0 | WC
LCP_Inputs_ON_Diverse_2023_04_03 | Hydrogen | Dispatch-Import | WC | 2050 | Fall | H2 Import - WC |  |  | 0 | WC
LCP_Inputs_ON_Diverse_2023_04_03 | Hydrogen | Dispatch-Import | WC | 2050 | Spring | H2 Import - QC |  |  | 0 | WC
LCP_Inputs_ON_Diverse_2023_04_03 | Hydrogen | Dispatch-Import | WC | 2050 | Spring | H2 Import - WC |  |  | 0 | WC
LCP_Inputs_ON_Diverse_2023_04_03 | Hydrogen | Dispatch-Import | WC | 2050 | Summer | H2 Import - QC |  |  | 0 | WC
LCP_Inputs_ON_Diverse_2023_04_03 | Hydrogen | Dispatch-Import | WC | 2050 | Summer | H2 Import - WC |  |  | 0 | WC
LCP_Inputs_ON_Diverse_2023_04_03 | Hydrogen | Dispatch-Import | WC | 2050 | Winter | H2 Import - QC |  |  | 0 | WC
LCP_Inputs_ON_Diverse_2023_04_03 | Hydrogen | Dispatch-Import | WC | 2050 | Winter | H2 Import - WC |  |  | 0 | WC
LCP_Inputs_ON_Diverse_2023_04_03 | Hydrogen | Dispatch-Import | WC | 2050 | Winter Peak | H2 Import - QC |  |  | 0 | WC
LCP_Inputs_ON_Diverse_2023_04_03 | Hydrogen | Dispatch-Import | WC | 2050 | Winter Peak | H2 Import - WC |  |  | 446158.6189 | WC
LCP_Inputs_ON_Diverse_2023_04_03 | Hydrogen | Dispatch-Interconnection | MI | 2020 | Fall | H2 Pipeline - New | MI | ON | 0 | MI
LCP_Inputs_ON_Diverse_2023_04_03 | Hydrogen | Dispatch-Interconnection | MI | 2020 | Fall | H2 Pipeline - New | ON | MI | 0 | MI
LCP_Inputs_ON_Diverse_2023_04_03 | Hydrogen | Dispatch-Interconnection | MI | 2020 | Fall | H2 Pipeline - Repurposed | MI | ON | 0 | MI
LCP_Inputs_ON_Diverse_2023_04_03 | Hydrogen | Dispatch-Interconnection | MI | 2020 | Fall | H2 Pipeline - Repurposed | ON | MI | 0 | MI
LCP_Inputs_ON_Diverse_2023_04_03 | Hydrogen | Dispatch-Interconnection | MI | 2020 | Spring | H2 Pipeline - New | MI | ON | 0 | MI
LCP_Inputs_ON_Diverse_2023_04_03 | Hydrogen | Dispatch-Interconnection | MI | 2020 | Spring | H2 Pipeline - New | ON | MI | 0 | MI
LCP_Inputs_ON_Diverse_2023_04_03 | Hydrogen | Dispatch-Interconnection | MI | 2020 | Spring | H2 Pipeline - Repurposed | MI | ON | 0 | MI
LCP_Inputs_ON_Diverse_2023_04_03 | Hydrogen | Dispatch-Interconnection | MI | 2020 | Spring | H2 Pipeline - Repurposed | ON | MI | 0 | MI
LCP_Inputs_ON_Diverse_2023_04_03 | Hydrogen | Dispatch-Interconnection | MI | 2020 | Summer | H2 Pipeline - New | MI | ON | 0 | MI
LCP_Inputs_ON_Diverse_2023_04_03 | Hydrogen | Dispatch-Interconnection | MI | 2020 | Summer | H2 Pipeline - New | ON | MI | 0 | MI
LCP_Inputs_ON_Diverse_2023_04_03 | Hydrogen | Dispatch-Interconnection | MI | 2020 | Summer | H2 Pipeline - Repurposed | MI | ON | 0 | MI
LCP_Inputs_ON_Diverse_2023_04_03 | Hydrogen | Dispatch-Interconnection | MI | 2020 | Summer | H2 Pipeline - Repurposed | ON | MI | 0 | MI
LCP_Inputs_ON_Diverse_2023_04_03 | Hydrogen | Dispatch-Interconnection | MI | 2020 | Winter | H2 Pipeline - New | MI | ON | 0 | MI
LCP_Inputs_ON_Diverse_2023_04_03 | Hydrogen | Dispatch-Interconnection | MI | 2020 | Winter | H2 Pipeline - New | ON | MI | 0 | MI
LCP_Inputs_ON_Diverse_2023_04_03 | Hydrogen | Dispatch-Interconnection | MI | 2020 | Winter | H2 Pipeline - Repurposed | MI | ON | 0 | MI
LCP_Inputs_ON_Diverse_2023_04_03 | Hydrogen | Dispatch-Interconnection | MI | 2020 | Winter | H2 Pipeline - Repurposed | ON | MI | 0 | MI
LCP_Inputs_ON_Diverse_2023_04_03 | Hydrogen | Dispatch-Interconnection | MI | 2020 | Winter Peak | H2 Pipeline - New | MI | ON | 0 | MI
LCP_Inputs_ON_Diverse_2023_04_03 | Hydrogen | Dispatch-Interconnection | MI | 2020 | Winter Peak | H2 Pipeline - New | ON | MI | 0 | MI
LCP_Inputs_ON_Diverse_2023_04_03 | Hydrogen | Dispatch-Interconnection | MI | 2020 | Winter Peak | H2 Pipeline - Repurposed | MI | ON | 0 | MI
LCP_Inputs_ON_Diverse_2023_04_03 | Hydrogen | Dispatch-Interconnection | MI | 2020 | Winter Peak | H2 Pipeline - Repurposed | ON | MI | 0 | MI
LCP_Inputs_ON_Diverse_2023_04_03 | Hydrogen | Dispatch-Interconnection | MI | 2030 | Fall | H2 Pipeline - New | MI | ON | 0 | MI
LCP_Inputs_ON_Diverse_2023_04_03 | Hydrogen | Dispatch-Interconnection | MI | 2030 | Fall | H2 Pipeline - New | ON | MI | 0 | MI
LCP_Inputs_ON_Diverse_2023_04_03 | Hydrogen | Dispatch-Interconnection | MI | 2030 | Fall | H2 Pipeline - Repurposed | MI | ON | 0 | MI
LCP_Inputs_ON_Diverse_2023_04_03 | Hydrogen | Dispatch-Interconnection | MI | 2030 | Fall | H2 Pipeline - Repurposed | ON | MI | 0 | MI
LCP_Inputs_ON_Diverse_2023_04_03 | Hydrogen | Dispatch-Interconnection | MI | 2030 | Spring | H2 Pipeline - New | MI | ON | 0 | MI
LCP_Inputs_ON_Diverse_2023_04_03 | Hydrogen | Dispatch-Interconnection | MI | 2030 | Spring | H2 Pipeline - New | ON | MI | 0 | MI
LCP_Inputs_ON_Diverse_2023_04_03 | Hydrogen | Dispatch-Interconnection | MI | 2030 | Spring | H2 Pipeline - Repurposed | MI | ON | 0 | MI
LCP_Inputs_ON_Diverse_2023_04_03 | Hydrogen | Dispatch-Interconnection | MI | 2030 | Spring | H2 Pipeline - Repurposed | ON | MI | 0 | MI
LCP_Inputs_ON_Diverse_2023_04_03 | Hydrogen | Dispatch-Interconnection | MI | 2030 | Summer | H2 Pipeline - New | MI | ON | 0 | MI
LCP_Inputs_ON_Diverse_2023_04_03 | Hydrogen | Dispatch-Interconnection | MI | 2030 | Summer | H2 Pipeline - New | ON | MI | 0 | MI
LCP_Inputs_ON_Diverse_2023_04_03 | Hydrogen | Dispatch-Interconnection | MI | 2030 | Summer | H2 Pipeline - Repurposed | MI | ON | 0 | MI
LCP_Inputs_ON_Diverse_2023_04_03 | Hydrogen | Dispatch-Interconnection | MI | 2030 | Summer | H2 Pipeline - Repurposed | ON | MI | 0 | MI
LCP_Inputs_ON_Diverse_2023_04_03 | Hydrogen | Dispatch-Interconnection | MI | 2030 | Winter | H2 Pipeline - New | MI | ON | 0 | MI
LCP_Inputs_ON_Diverse_2023_04_03 | Hydrogen | Dispatch-Interconnection | MI | 2030 | Winter | H2 Pipeline - New | ON | MI | 0 | MI
LCP_Inputs_ON_Diverse_2023_04_03 | Hydrogen | Dispatch-Interconnection | MI | 2030 | Winter | H2 Pipeline - Repurposed | MI | ON | 0 | MI
LCP_Inputs_ON_Diverse_2023_04_03 | Hydrogen | Dispatch-Interconnection | MI | 2030 | Winter | H2 Pipeline - Repurposed | ON | MI | 0 | MI
LCP_Inputs_ON_Diverse_2023_04_03 | Hydrogen | Dispatch-Interconnection | MI | 2030 | Winter Peak | H2 Pipeline - New | MI | ON | 0 | MI
LCP_Inputs_ON_Diverse_2023_04_03 | Hydrogen | Dispatch-Interconnection | MI | 2030 | Winter Peak | H2 Pipeline - New | ON | MI | 0 | MI
LCP_Inputs_ON_Diverse_2023_04_03 | Hydrogen | Dispatch-Interconnection | MI | 2030 | Winter Peak | H2 Pipeline - Repurposed | MI | ON | 0 | MI
LCP_Inputs_ON_Diverse_2023_04_03 | Hydrogen | Dispatch-Interconnection | MI | 2030 | Winter Peak | H2 Pipeline - Repurposed | ON | MI | 0 | MI
LCP_Inputs_ON_Diverse_2023_04_03 | Hydrogen | Dispatch-Interconnection | MI | 2040 | Fall | H2 Pipeline - New | MI | ON | 0 | MI
LCP_Inputs_ON_Diverse_2023_04_03 | Hydrogen | Dispatch-Interconnection | MI | 2040 | Fall | H2 Pipeline - New | ON | MI | 0 | MI
LCP_Inputs_ON_Diverse_2023_04_03 | Hydrogen | Dispatch-Interconnection | MI | 2040 | Fall | H2 Pipeline - Repurposed | MI | ON | 0 | MI
LCP_Inputs_ON_Diverse_2023_04_03 | Hydrogen | Dispatch-Interconnection | MI | 2040 | Fall | H2 Pipeline - Repurposed | ON | MI | 0 | MI
LCP_Inputs_ON_Diverse_2023_04_03 | Hydrogen | Dispatch-Interconnection | MI | 2040 | Spring | H2 Pipeline - New | MI | ON | 0 | MI
LCP_Inputs_ON_Diverse_2023_04_03 | Hydrogen | Dispatch-Interconnection | MI | 2040 | Spring | H2 Pipeline - New | ON | MI | 0 | MI
LCP_Inputs_ON_Diverse_2023_04_03 | Hydrogen | Dispatch-Interconnection | MI | 2040 | Spring | H2 Pipeline - Repurposed | MI | ON | 0 | MI
LCP_Inputs_ON_Diverse_2023_04_03 | Hydrogen | Dispatch-Interconnection | MI | 2040 | Spring | H2 Pipeline - Repurposed | ON | MI | 0 | MI
LCP_Inputs_ON_Diverse_2023_04_03 | Hydrogen | Dispatch-Interconnection | MI | 2040 | Summer | H2 Pipeline - New | MI | ON | 0 | MI
LCP_Inputs_ON_Diverse_2023_04_03 | Hydrogen | Dispatch-Interconnection | MI | 2040 | Summer | H2 Pipeline - New | ON | MI | 0 | MI
LCP_Inputs_ON_Diverse_2023_04_03 | Hydrogen | Dispatch-Interconnection | MI | 2040 | Summer | H2 Pipeline - Repurposed | MI | ON | 0 | MI
LCP_Inputs_ON_Diverse_2023_04_03 | Hydrogen | Dispatch-Interconnection | MI | 2040 | Summer | H2 Pipeline - Repurposed | ON | MI | 0 | MI
LCP_Inputs_ON_Diverse_2023_04_03 | Hydrogen | Dispatch-Interconnection | MI | 2040 | Winter | H2 Pipeline - New | MI | ON | 0 | MI
LCP_Inputs_ON_Diverse_2023_04_03 | Hydrogen | Dispatch-Interconnection | MI | 2040 | Winter | H2 Pipeline - New | ON | MI | 0 | MI
LCP_Inputs_ON_Diverse_2023_04_03 | Hydrogen | Dispatch-Interconnection | MI | 2040 | Winter | H2 Pipeline - Repurposed | MI | ON | 0 | MI
LCP_Inputs_ON_Diverse_2023_04_03 | Hydrogen | Dispatch-Interconnection | MI | 2040 | Winter | H2 Pipeline - Repurposed | ON | MI | 0 | MI
LCP_Inputs_ON_Diverse_2023_04_03 | Hydrogen | Dispatch-Interconnection | MI | 2040 | Winter Peak | H2 Pipeline - New | MI | ON | 0 | MI
LCP_Inputs_ON_Diverse_2023_04_03 | Hydrogen | Dispatch-Interconnection | MI | 2040 | Winter Peak | H2 Pipeline - New | ON | MI | 0 | MI
LCP_Inputs_ON_Diverse_2023_04_03 | Hydrogen | Dispatch-Interconnection | MI | 2040 | Winter Peak | H2 Pipeline - Repurposed | MI | ON | 0 | MI
LCP_Inputs_ON_Diverse_2023_04_03 | Hydrogen | Dispatch-Interconnection | MI | 2040 | Winter Peak | H2 Pipeline - Repurposed | ON | MI | 0 | MI
LCP_Inputs_ON_Diverse_2023_04_03 | Hydrogen | Dispatch-Interconnection | MI | 2050 | Fall | H2 Pipeline - New | MI | ON | 0 | MI
LCP_Inputs_ON_Diverse_2023_04_03 | Hydrogen | Dispatch-Interconnection | MI | 2050 | Fall | H2 Pipeline - New | ON | MI | 0 | MI
LCP_Inputs_ON_Diverse_2023_04_03 | Hydrogen | Dispatch-Interconnection | MI | 2050 | Fall | H2 Pipeline - Repurposed | MI | ON | 0 | MI
LCP_Inputs_ON_Diverse_2023_04_03 | Hydrogen | Dispatch-Interconnection | MI | 2050 | Fall | H2 Pipeline - Repurposed | ON | MI | 0 | MI
LCP_Inputs_ON_Diverse_2023_04_03 | Hydrogen | Dispatch-Interconnection | MI | 2050 | Spring | H2 Pipeline - New | MI | ON | 0 | MI
LCP_Inputs_ON_Diverse_2023_04_03 | Hydrogen | Dispatch-Interconnection | MI | 2050 | Spring | H2 Pipeline - New | ON | MI | 0 | MI
LCP_Inputs_ON_Diverse_2023_04_03 | Hydrogen | Dispatch-Interconnection | MI | 2050 | Spring | H2 Pipeline - Repurposed | MI | ON | 0 | MI
LCP_Inputs_ON_Diverse_2023_04_03 | Hydrogen | Dispatch-Interconnection | MI | 2050 | Spring | H2 Pipeline - Repurposed | ON | MI | 0 | MI
LCP_Inputs_ON_Diverse_2023_04_03 | Hydrogen | Dispatch-Interconnection | MI | 2050 | Summer | H2 Pipeline - New | MI | ON | 0 | MI
LCP_Inputs_ON_Diverse_2023_04_03 | Hydrogen | Dispatch-Interconnection | MI | 2050 | Summer | H2 Pipeline - New | ON | MI | 0 | MI
LCP_Inputs_ON_Diverse_2023_04_03 | Hydrogen | Dispatch-Interconnection | MI | 2050 | Summer | H2 Pipeline - Repurposed | MI | ON | 0 | MI
LCP_Inputs_ON_Diverse_2023_04_03 | Hydrogen | Dispatch-Interconnection | MI | 2050 | Summer | H2 Pipeline - Repurposed | ON | MI | 0 | MI
LCP_Inputs_ON_Diverse_2023_04_03 | Hydrogen | Dispatch-Interconnection | MI | 2050 | Winter | H2 Pipeline - New | MI | ON | 0 | MI
LCP_Inputs_ON_Diverse_2023_04_03 | Hydrogen | Dispatch-Interconnection | MI | 2050 | Winter | H2 Pipeline - New | ON | MI | 0 | MI
LCP_Inputs_ON_Diverse_2023_04_03 | Hydrogen | Dispatch-Interconnection | MI | 2050 | Winter | H2 Pipeline - Repurposed | MI | ON | 0 | MI
LCP_Inputs_ON_Diverse_2023_04_03 | Hydrogen | Dispatch-Interconnection | MI | 2050 | Winter | H2 Pipeline - Repurposed | ON | MI | 0 | MI
LCP_Inputs_ON_Diverse_2023_04_03 | Hydrogen | Dispatch-Interconnection | MI | 2050 | Winter Peak | H2 Pipeline - New | MI | ON | 0 | MI
LCP_Inputs_ON_Diverse_2023_04_03 | Hydrogen | Dispatch-Interconnection | MI | 2050 | Winter Peak | H2 Pipeline - New | ON | MI | 0 | MI
LCP_Inputs_ON_Diverse_2023_04_03 | Hydrogen | Dispatch-Interconnection | MI | 2050 | Winter Peak | H2 Pipeline - Repurposed | MI | ON | 0 | MI
LCP_Inputs_ON_Diverse_2023_04_03 | Hydrogen | Dispatch-Interconnection | MI | 2050 | Winter Peak | H2 Pipeline - Repurposed | ON | MI | 0 | MI
LCP_Inputs_ON_Diverse_2023_04_03 | Hydrogen | Dispatch-Interconnection | NY | 2020 | Fall | H2 Pipeline - New | NY | ON | 0 | NY
LCP_Inputs_ON_Diverse_2023_04_03 | Hydrogen | Dispatch-Interconnection | NY | 2020 | Fall | H2 Pipeline - New | ON | NY | 0 | NY
LCP_Inputs_ON_Diverse_2023_04_03 | Hydrogen | Dispatch-Interconnection | NY | 2020 | Fall | H2 Pipeline - Repurposed | NY | ON | 0 | NY
LCP_Inputs_ON_Diverse_2023_04_03 | Hydrogen | Dispatch-Interconnection | NY | 2020 | Fall | H2 Pipeline - Repurposed | ON | NY | 0 | NY
LCP_Inputs_ON_Diverse_2023_04_03 | Hydrogen | Dispatch-Interconnection | NY | 2020 | Spring | H2 Pipeline - New | NY | ON | 0 | NY
LCP_Inputs_ON_Diverse_2023_04_03 | Hydrogen | Dispatch-Interconnection | NY | 2020 | Spring | H2 Pipeline - New | ON | NY | 0 | NY
LCP_Inputs_ON_Diverse_2023_04_03 | Hydrogen | Dispatch-Interconnection | NY | 2020 | Spring | H2 Pipeline - Repurposed | NY | ON | 0 | NY
LCP_Inputs_ON_Diverse_2023_04_03 | Hydrogen | Dispatch-Interconnection | NY | 2020 | Spring | H2 Pipeline - Repurposed | ON | NY | 0 | NY
LCP_Inputs_ON_Diverse_2023_04_03 | Hydrogen | Dispatch-Interconnection | NY | 2020 | Summer | H2 Pipeline - New | NY | ON | 0 | NY
LCP_Inputs_ON_Diverse_2023_04_03 | Hydrogen | Dispatch-Interconnection | NY | 2020 | Summer | H2 Pipeline - New | ON | NY | 0 | NY
LCP_Inputs_ON_Diverse_2023_04_03 | Hydrogen | Dispatch-Interconnection | NY | 2020 | Summer | H2 Pipeline - Repurposed | NY | ON | 0 | NY
LCP_Inputs_ON_Diverse_2023_04_03 | Hydrogen | Dispatch-Interconnection | NY | 2020 | Summer | H2 Pipeline - Repurposed | ON | NY | 0 | NY
LCP_Inputs_ON_Diverse_2023_04_03 | Hydrogen | Dispatch-Interconnection | NY | 2020 | Winter | H2 Pipeline - New | NY | ON | 0 | NY
LCP_Inputs_ON_Diverse_2023_04_03 | Hydrogen | Dispatch-Interconnection | NY | 2020 | Winter | H2 Pipeline - New | ON | NY | 0 | NY
LCP_Inputs_ON_Diverse_2023_04_03 | Hydrogen | Dispatch-Interconnection | NY | 2020 | Winter | H2 Pipeline - Repurposed | NY | ON | 0 | NY
LCP_Inputs_ON_Diverse_2023_04_03 | Hydrogen | Dispatch-Interconnection | NY | 2020 | Winter | H2 Pipeline - Repurposed | ON | NY | 0 | NY
LCP_Inputs_ON_Diverse_2023_04_03 | Hydrogen | Dispatch-Interconnection | NY | 2020 | Winter Peak | H2 Pipeline - New | NY | ON | 0 | NY
LCP_Inputs_ON_Diverse_2023_04_03 | Hydrogen | Dispatch-Interconnection | NY | 2020 | Winter Peak | H2 Pipeline - New | ON | NY | 0 | NY
LCP_Inputs_ON_Diverse_2023_04_03 | Hydrogen | Dispatch-Interconnection | NY | 2020 | Winter Peak | H2 Pipeline - Repurposed | NY | ON | 0 | NY
LCP_Inputs_ON_Diverse_2023_04_03 | Hydrogen | Dispatch-Interconnection | NY | 2020 | Winter Peak | H2 Pipeline - Repurposed | ON | NY | 0 | NY
LCP_Inputs_ON_Diverse_2023_04_03 | Hydrogen | Dispatch-Interconnection | NY | 2030 | Fall | H2 Pipeline - New | NY | ON | 0 | NY
LCP_Inputs_ON_Diverse_2023_04_03 | Hydrogen | Dispatch-Interconnection | NY | 2030 | Fall | H2 Pipeline - New | ON | NY | 0 | NY
LCP_Inputs_ON_Diverse_2023_04_03 | Hydrogen | Dispatch-Interconnection | NY | 2030 | Fall | H2 Pipeline - Repurposed | NY | ON | 0 | NY
LCP_Inputs_ON_Diverse_2023_04_03 | Hydrogen | Dispatch-Interconnection | NY | 2030 | Fall | H2 Pipeline - Repurposed | ON | NY | 0 | NY
LCP_Inputs_ON_Diverse_2023_04_03 | Hydrogen | Dispatch-Interconnection | NY | 2030 | Spring | H2 Pipeline - New | NY | ON | 0 | NY
LCP_Inputs_ON_Diverse_2023_04_03 | Hydrogen | Dispatch-Interconnection | NY | 2030 | Spring | H2 Pipeline - New | ON | NY | 0 | NY
LCP_Inputs_ON_Diverse_2023_04_03 | Hydrogen | Dispatch-Interconnection | NY | 2030 | Spring | H2 Pipeline - Repurposed | NY | ON | 0 | NY
LCP_Inputs_ON_Diverse_2023_04_03 | Hydrogen | Dispatch-Interconnection | NY | 2030 | Spring | H2 Pipeline - Repurposed | ON | NY | 0 | NY
LCP_Inputs_ON_Diverse_2023_04_03 | Hydrogen | Dispatch-Interconnection | NY | 2030 | Summer | H2 Pipeline - New | NY | ON | 0 | NY
LCP_Inputs_ON_Diverse_2023_04_03 | Hydrogen | Dispatch-Interconnection | NY | 2030 | Summer | H2 Pipeline - New | ON | NY | 0 | NY
LCP_Inputs_ON_Diverse_2023_04_03 | Hydrogen | Dispatch-Interconnection | NY | 2030 | Summer | H2 Pipeline - Repurposed | NY | ON | 0 | NY
LCP_Inputs_ON_Diverse_2023_04_03 | Hydrogen | Dispatch-Interconnection | NY | 2030 | Summer | H2 Pipeline - Repurposed | ON | NY | 0 | NY
LCP_Inputs_ON_Diverse_2023_04_03 | Hydrogen | Dispatch-Interconnection | NY | 2030 | Winter | H2 Pipeline - New | NY | ON | 0 | NY
LCP_Inputs_ON_Diverse_2023_04_03 | Hydrogen | Dispatch-Interconnection | NY | 2030 | Winter | H2 Pipeline - New | ON | NY | 0 | NY
LCP_Inputs_ON_Diverse_2023_04_03 | Hydrogen | Dispatch-Interconnection | NY | 2030 | Winter | H2 Pipeline - Repurposed | NY | ON | 0 | NY
LCP_Inputs_ON_Diverse_2023_04_03 | Hydrogen | Dispatch-Interconnection | NY | 2030 | Winter | H2 Pipeline - Repurposed | ON | NY | 0 | NY
LCP_Inputs_ON_Diverse_2023_04_03 | Hydrogen | Dispatch-Interconnection | NY | 2030 | Winter Peak | H2 Pipeline - New | NY | ON | 0 | NY
LCP_Inputs_ON_Diverse_2023_04_03 | Hydrogen | Dispatch-Interconnection | NY | 2030 | Winter Peak | H2 Pipeline - New | ON | NY | 0 | NY
LCP_Inputs_ON_Diverse_2023_04_03 | Hydrogen | Dispatch-Interconnection | NY | 2030 | Winter Peak | H2 Pipeline - Repurposed | NY | ON | 0 | NY
LCP_Inputs_ON_Diverse_2023_04_03 | Hydrogen | Dispatch-Interconnection | NY | 2030 | Winter Peak | H2 Pipeline - Repurposed | ON | NY | 0 | NY
LCP_Inputs_ON_Diverse_2023_04_03 | Hydrogen | Dispatch-Interconnection | NY | 2040 | Fall | H2 Pipeline - New | NY | ON | 0 | NY
LCP_Inputs_ON_Diverse_2023_04_03 | Hydrogen | Dispatch-Interconnection | NY | 2040 | Fall | H2 Pipeline - New | ON | NY | 0 | NY
LCP_Inputs_ON_Diverse_2023_04_03 | Hydrogen | Dispatch-Interconnection | NY | 2040 | Fall | H2 Pipeline - Repurposed | NY | ON | 0 | NY
LCP_Inputs_ON_Diverse_2023_04_03 | Hydrogen | Dispatch-Interconnection | NY | 2040 | Fall | H2 Pipeline - Repurposed | ON | NY | 0 | NY
LCP_Inputs_ON_Diverse_2023_04_03 | Hydrogen | Dispatch-Interconnection | NY | 2040 | Spring | H2 Pipeline - New | NY | ON | 0 | NY
LCP_Inputs_ON_Diverse_2023_04_03 | Hydrogen | Dispatch-Interconnection | NY | 2040 | Spring | H2 Pipeline - New | ON | NY | 0 | NY
LCP_Inputs_ON_Diverse_2023_04_03 | Hydrogen | Dispatch-Interconnection | NY | 2040 | Spring | H2 Pipeline - Repurposed | NY | ON | 0 | NY
LCP_Inputs_ON_Diverse_2023_04_03 | Hydrogen | Dispatch-Interconnection | NY | 2040 | Spring | H2 Pipeline - Repurposed | ON | NY | 0 | NY
LCP_Inputs_ON_Diverse_2023_04_03 | Hydrogen | Dispatch-Interconnection | NY | 2040 | Summer | H2 Pipeline - New | NY | ON | 0 | NY
LCP_Inputs_ON_Diverse_2023_04_03 | Hydrogen | Dispatch-Interconnection | NY | 2040 | Summer | H2 Pipeline - New | ON | NY | 0 | NY
LCP_Inputs_ON_Diverse_2023_04_03 | Hydrogen | Dispatch-Interconnection | NY | 2040 | Summer | H2 Pipeline - Repurposed | NY | ON | 0 | NY
LCP_Inputs_ON_Diverse_2023_04_03 | Hydrogen | Dispatch-Interconnection | NY | 2040 | Summer | H2 Pipeline - Repurposed | ON | NY | 0 | NY
LCP_Inputs_ON_Diverse_2023_04_03 | Hydrogen | Dispatch-Interconnection | NY | 2040 | Winter | H2 Pipeline - New | NY | ON | 0 | NY
LCP_Inputs_ON_Diverse_2023_04_03 | Hydrogen | Dispatch-Interconnection | NY | 2040 | Winter | H2 Pipeline - New | ON | NY | 0 | NY
LCP_Inputs_ON_Diverse_2023_04_03 | Hydrogen | Dispatch-Interconnection | NY | 2040 | Winter | H2 Pipeline - Repurposed | NY | ON | 0 | NY
LCP_Inputs_ON_Diverse_2023_04_03 | Hydrogen | Dispatch-Interconnection | NY | 2040 | Winter | H2 Pipeline - Repurposed | ON | NY | 0 | NY
LCP_Inputs_ON_Diverse_2023_04_03 | Hydrogen | Dispatch-Interconnection | NY | 2040 | Winter Peak | H2 Pipeline - New | NY | ON | 0 | NY
LCP_Inputs_ON_Diverse_2023_04_03 | Hydrogen | Dispatch-Interconnection | NY | 2040 | Winter Peak | H2 Pipeline - New | ON | NY | 0 | NY
LCP_Inputs_ON_Diverse_2023_04_03 | Hydrogen | Dispatch-Interconnection | NY | 2040 | Winter Peak | H2 Pipeline - Repurposed | NY | ON | 0 | NY
LCP_Inputs_ON_Diverse_2023_04_03 | Hydrogen | Dispatch-Interconnection | NY | 2040 | Winter Peak | H2 Pipeline - Repurposed | ON | NY | 0 | NY
LCP_Inputs_ON_Diverse_2023_04_03 | Hydrogen | Dispatch-Interconnection | NY | 2050 | Fall | H2 Pipeline - New | NY | ON | 0 | NY
LCP_Inputs_ON_Diverse_2023_04_03 | Hydrogen | Dispatch-Interconnection | NY | 2050 | Fall | H2 Pipeline - New | ON | NY | 0 | NY
LCP_Inputs_ON_Diverse_2023_04_03 | Hydrogen | Dispatch-Interconnection | NY | 2050 | Fall | H2 Pipeline - Repurposed | NY | ON | 0 | NY
LCP_Inputs_ON_Diverse_2023_04_03 | Hydrogen | Dispatch-Interconnection | NY | 2050 | Fall | H2 Pipeline - Repurposed | ON | NY | 0 | NY
LCP_Inputs_ON_Diverse_2023_04_03 | Hydrogen | Dispatch-Interconnection | NY | 2050 | Spring | H2 Pipeline - New | NY | ON | 0 | NY
LCP_Inputs_ON_Diverse_2023_04_03 | Hydrogen | Dispatch-Interconnection | NY | 2050 | Spring | H2 Pipeline - New | ON | NY | 0 | NY
LCP_Inputs_ON_Diverse_2023_04_03 | Hydrogen | Dispatch-Interconnection | NY | 2050 | Spring | H2 Pipeline - Repurposed | NY | ON | 0 | NY
LCP_Inputs_ON_Diverse_2023_04_03 | Hydrogen | Dispatch-Interconnection | NY | 2050 | Spring | H2 Pipeline - Repurposed | ON | NY | 0 | NY
LCP_Inputs_ON_Diverse_2023_04_03 | Hydrogen | Dispatch-Interconnection | NY | 2050 | Summer | H2 Pipeline - New | NY | ON | 0 | NY
LCP_Inputs_ON_Diverse_2023_04_03 | Hydrogen | Dispatch-Interconnection | NY | 2050 | Summer | H2 Pipeline - New | ON | NY | 0 | NY
LCP_Inputs_ON_Diverse_2023_04_03 | Hydrogen | Dispatch-Interconnection | NY | 2050 | Summer | H2 Pipeline - Repurposed | NY | ON | 0 | NY
LCP_Inputs_ON_Diverse_2023_04_03 | Hydrogen | Dispatch-Interconnection | NY | 2050 | Summer | H2 Pipeline - Repurposed | ON | NY | 0 | NY
LCP_Inputs_ON_Diverse_2023_04_03 | Hydrogen | Dispatch-Interconnection | NY | 2050 | Winter | H2 Pipeline - New | NY | ON | 0 | NY
LCP_Inputs_ON_Diverse_2023_04_03 | Hydrogen | Dispatch-Interconnection | NY | 2050 | Winter | H2 Pipeline - New | ON | NY | 0 | NY
LCP_Inputs_ON_Diverse_2023_04_03 | Hydrogen | Dispatch-Interconnection | NY | 2050 | Winter | H2 Pipeline - Repurposed | NY | ON | 0 | NY
LCP_Inputs_ON_Diverse_2023_04_03 | Hydrogen | Dispatch-Interconnection | NY | 2050 | Winter | H2 Pipeline - Repurposed | ON | NY | 0 | NY
LCP_Inputs_ON_Diverse_2023_04_03 | Hydrogen | Dispatch-Interconnection | NY | 2050 | Winter Peak | H2 Pipeline - New | NY | ON | 0 | NY
LCP_Inputs_ON_Diverse_2023_04_03 | Hydrogen | Dispatch-Interconnection | NY | 2050 | Winter Peak | H2 Pipeline - New | ON | NY | 0 | NY
LCP_Inputs_ON_Diverse_2023_04_03 | Hydrogen | Dispatch-Interconnection | NY | 2050 | Winter Peak | H2 Pipeline - Repurposed | NY | ON | 0 | NY
LCP_Inputs_ON_Diverse_2023_04_03 | Hydrogen | Dispatch-Interconnection | NY | 2050 | Winter Peak | H2 Pipeline - Repurposed | ON | NY | 0 | NY
LCP_Inputs_ON_Diverse_2023_04_03 | Hydrogen | Dispatch-Interconnection | ON | 2020 | Fall | H2 Pipeline - New | MI | ON | 0 | ON
LCP_Inputs_ON_Diverse_2023_04_03 | Hydrogen | Dispatch-Interconnection | ON | 2020 | Fall | H2 Pipeline - New | NY | ON | 0 | ON
LCP_Inputs_ON_Diverse_2023_04_03 | Hydrogen | Dispatch-Interconnection | ON | 2020 | Fall | H2 Pipeline - New | ON | MI | 0 | ON
LCP_Inputs_ON_Diverse_2023_04_03 | Hydrogen | Dispatch-Interconnection | ON | 2020 | Fall | H2 Pipeline - New | ON | NY | 0 | ON
LCP_Inputs_ON_Diverse_2023_04_03 | Hydrogen | Dispatch-Interconnection | ON | 2020 | Fall | H2 Pipeline - New | ON | PJ | 0 | ON
LCP_Inputs_ON_Diverse_2023_04_03 | Hydrogen | Dispatch-Interconnection | ON | 2020 | Fall | H2 Pipeline - New | ON | QC | 0 | ON
LCP_Inputs_ON_Diverse_2023_04_03 | Hydrogen | Dispatch-Interconnection | ON | 2020 | Fall | H2 Pipeline - New | ON | WC | 0 | ON
LCP_Inputs_ON_Diverse_2023_04_03 | Hydrogen | Dispatch-Interconnection | ON | 2020 | Fall | H2 Pipeline - New | PJ | ON | 0 | ON
LCP_Inputs_ON_Diverse_2023_04_03 | Hydrogen | Dispatch-Interconnection | ON | 2020 | Fall | H2 Pipeline - New | QC | ON | 0 | ON
LCP_Inputs_ON_Diverse_2023_04_03 | Hydrogen | Dispatch-Interconnection | ON | 2020 | Fall | H2 Pipeline - New | WC | ON | 0 | ON
LCP_Inputs_ON_Diverse_2023_04_03 | Hydrogen | Dispatch-Interconnection | ON | 2020 | Fall | H2 Pipeline - Repurposed | MI | ON | 0 | ON
LCP_Inputs_ON_Diverse_2023_04_03 | Hydrogen | Dispatch-Interconnection | ON | 2020 | Fall | H2 Pipeline - Repurposed | NY | ON | 0 | ON
LCP_Inputs_ON_Diverse_2023_04_03 | Hydrogen | Dispatch-Interconnection | ON | 2020 | Fall | H2 Pipeline - Repurposed | ON | MI | 0 | ON
LCP_Inputs_ON_Diverse_2023_04_03 | Hydrogen | Dispatch-Interconnection | ON | 2020 | Fall | H2 Pipeline - Repurposed | ON | NY | 0 | ON
LCP_Inputs_ON_Diverse_2023_04_03 | Hydrogen | Dispatch-Interconnection | ON | 2020 | Fall | H2 Pipeline - Repurposed | ON | PJ | 0 | ON
LCP_Inputs_ON_Diverse_2023_04_03 | Hydrogen | Dispatch-Interconnection | ON | 2020 | Fall | H2 Pipeline - Repurposed | ON | QC | 0 | ON
LCP_Inputs_ON_Diverse_2023_04_03 | Hydrogen | Dispatch-Interconnection | ON | 2020 | Fall | H2 Pipeline - Repurposed | ON | WC | 0 | ON
LCP_Inputs_ON_Diverse_2023_04_03 | Hydrogen | Dispatch-Interconnection | ON | 2020 | Fall | H2 Pipeline - Repurposed | PJ | ON | 0 | ON
LCP_Inputs_ON_Diverse_2023_04_03 | Hydrogen | Dispatch-Interconnection | ON | 2020 | Fall | H2 Pipeline - Repurposed | QC | ON | 0 | ON
LCP_Inputs_ON_Diverse_2023_04_03 | Hydrogen | Dispatch-Interconnection | ON | 2020 | Fall | H2 Pipeline - Repurposed | WC | ON | 0 | ON
LCP_Inputs_ON_Diverse_2023_04_03 | Hydrogen | Dispatch-Interconnection | ON | 2020 | Spring | H2 Pipeline - New | MI | ON | 0 | ON
LCP_Inputs_ON_Diverse_2023_04_03 | Hydrogen | Dispatch-Interconnection | ON | 2020 | Spring | H2 Pipeline - New | NY | ON | 0 | ON
LCP_Inputs_ON_Diverse_2023_04_03 | Hydrogen | Dispatch-Interconnection | ON | 2020 | Spring | H2 Pipeline - New | ON | MI | 0 | ON
LCP_Inputs_ON_Diverse_2023_04_03 | Hydrogen | Dispatch-Interconnection | ON | 2020 | Spring | H2 Pipeline - New | ON | NY | 0 | ON
LCP_Inputs_ON_Diverse_2023_04_03 | Hydrogen | Dispatch-Interconnection | ON | 2020 | Spring | H2 Pipeline - New | ON | PJ | 0 | ON
LCP_Inputs_ON_Diverse_2023_04_03 | Hydrogen | Dispatch-Interconnection | ON | 2020 | Spring | H2 Pipeline - New | ON | QC | 0 | ON
LCP_Inputs_ON_Diverse_2023_04_03 | Hydrogen | Dispatch-Interconnection | ON | 2020 | Spring | H2 Pipeline - New | ON | WC | 0 | ON
LCP_Inputs_ON_Diverse_2023_04_03 | Hydrogen | Dispatch-Interconnection | ON | 2020 | Spring | H2 Pipeline - New | PJ | ON | 0 | ON
LCP_Inputs_ON_Diverse_2023_04_03 | Hydrogen | Dispatch-Interconnection | ON | 2020 | Spring | H2 Pipeline - New | QC | ON | 0 | ON
LCP_Inputs_ON_Diverse_2023_04_03 | Hydrogen | Dispatch-Interconnection | ON | 2020 | Spring | H2 Pipeline - New | WC | ON | 0 | ON
LCP_Inputs_ON_Diverse_2023_04_03 | Hydrogen | Dispatch-Interconnection | ON | 2020 | Spring | H2 Pipeline - Repurposed | MI | ON | 0 | ON
LCP_Inputs_ON_Diverse_2023_04_03 | Hydrogen | Dispatch-Interconnection | ON | 2020 | Spring | H2 Pipeline - Repurposed | NY | ON | 0 | ON
LCP_Inputs_ON_Diverse_2023_04_03 | Hydrogen | Dispatch-Interconnection | ON | 2020 | Spring | H2 Pipeline - Repurposed | ON | MI | 0 | ON
LCP_Inputs_ON_Diverse_2023_04_03 | Hydrogen | Dispatch-Interconnection | ON | 2020 | Spring | H2 Pipeline - Repurposed | ON | NY | 0 | ON
LCP_Inputs_ON_Diverse_2023_04_03 | Hydrogen | Dispatch-Interconnection | ON | 2020 | Spring | H2 Pipeline - Repurposed | ON | PJ | 0 | ON
LCP_Inputs_ON_Diverse_2023_04_03 | Hydrogen | Dispatch-Interconnection | ON | 2020 | Spring | H2 Pipeline - Repurposed | ON | QC | 0 | ON
LCP_Inputs_ON_Diverse_2023_04_03 | Hydrogen | Dispatch-Interconnection | ON | 2020 | Spring | H2 Pipeline - Repurposed | ON | WC | 0 | ON
LCP_Inputs_ON_Diverse_2023_04_03 | Hydrogen | Dispatch-Interconnection | ON | 2020 | Spring | H2 Pipeline - Repurposed | PJ | ON | 0 | ON
LCP_Inputs_ON_Diverse_2023_04_03 | Hydrogen | Dispatch-Interconnection | ON | 2020 | Spring | H2 Pipeline - Repurposed | QC | ON | 0 | ON
LCP_Inputs_ON_Diverse_2023_04_03 | Hydrogen | Dispatch-Interconnection | ON | 2020 | Spring | H2 Pipeline - Repurposed | WC | ON | 0 | ON
LCP_Inputs_ON_Diverse_2023_04_03 | Hydrogen | Dispatch-Interconnection | ON | 2020 | Summer | H2 Pipeline - New | MI | ON | 0 | ON
LCP_Inputs_ON_Diverse_2023_04_03 | Hydrogen | Dispatch-Interconnection | ON | 2020 | Summer | H2 Pipeline - New | NY | ON | 0 | ON
LCP_Inputs_ON_Diverse_2023_04_03 | Hydrogen | Dispatch-Interconnection | ON | 2020 | Summer | H2 Pipeline - New | ON | MI | 0 | ON
LCP_Inputs_ON_Diverse_2023_04_03 | Hydrogen | Dispatch-Interconnection | ON | 2020 | Summer | H2 Pipeline - New | ON | NY | 0 | ON
LCP_Inputs_ON_Diverse_2023_04_03 | Hydrogen | Dispatch-Interconnection | ON | 2020 | Summer | H2 Pipeline - New | ON | PJ | 0 | ON
LCP_Inputs_ON_Diverse_2023_04_03 | Hydrogen | Dispatch-Interconnection | ON | 2020 | Summer | H2 Pipeline - New | ON | QC | 0 | ON
LCP_Inputs_ON_Diverse_2023_04_03 | Hydrogen | Dispatch-Interconnection | ON | 2020 | Summer | H2 Pipeline - New | ON | WC | 0 | ON
LCP_Inputs_ON_Diverse_2023_04_03 | Hydrogen | Dispatch-Interconnection | ON | 2020 | Summer | H2 Pipeline - New | PJ | ON | 0 | ON
LCP_Inputs_ON_Diverse_2023_04_03 | Hydrogen | Dispatch-Interconnection | ON | 2020 | Summer | H2 Pipeline - New | QC | ON | 0 | ON
LCP_Inputs_ON_Diverse_2023_04_03 | Hydrogen | Dispatch-Interconnection | ON | 2020 | Summer | H2 Pipeline - New | WC | ON | 0 | ON
LCP_Inputs_ON_Diverse_2023_04_03 | Hydrogen | Dispatch-Interconnection | ON | 2020 | Summer | H2 Pipeline - Repurposed | MI | ON | 0 | ON
LCP_Inputs_ON_Diverse_2023_04_03 | Hydrogen | Dispatch-Interconnection | ON | 2020 | Summer | H2 Pipeline - Repurposed | NY | ON | 0 | ON
LCP_Inputs_ON_Diverse_2023_04_03 | Hydrogen | Dispatch-Interconnection | ON | 2020 | Summer | H2 Pipeline - Repurposed | ON | MI | 0 | ON
LCP_Inputs_ON_Diverse_2023_04_03 | Hydrogen | Dispatch-Interconnection | ON | 2020 | Summer | H2 Pipeline - Repurposed | ON | NY | 0 | ON
LCP_Inputs_ON_Diverse_2023_04_03 | Hydrogen | Dispatch-Interconnection | ON | 2020 | Summer | H2 Pipeline - Repurposed | ON | PJ | 0 | ON
LCP_Inputs_ON_Diverse_2023_04_03 | Hydrogen | Dispatch-Interconnection | ON | 2020 | Summer | H2 Pipeline - Repurposed | ON | QC | 0 | ON
LCP_Inputs_ON_Diverse_2023_04_03 | Hydrogen | Dispatch-Interconnection | ON | 2020 | Summer | H2 Pipeline - Repurposed | ON | WC | 0 | ON
LCP_Inputs_ON_Diverse_2023_04_03 | Hydrogen | Dispatch-Interconnection | ON | 2020 | Summer | H2 Pipeline - Repurposed | PJ | ON | 0 | ON
LCP_Inputs_ON_Diverse_2023_04_03 | Hydrogen | Dispatch-Interconnection | ON | 2020 | Summer | H2 Pipeline - Repurposed | QC | ON | 0 | ON
LCP_Inputs_ON_Diverse_2023_04_03 | Hydrogen | Dispatch-Interconnection | ON | 2020 | Summer | H2 Pipeline - Repurposed | WC | ON | 0 | ON
LCP_Inputs_ON_Diverse_2023_04_03 | Hydrogen | Dispatch-Interconnection | ON | 2020 | Winter | H2 Pipeline - New | MI | ON | 0 | ON
LCP_Inputs_ON_Diverse_2023_04_03 | Hydrogen | Dispatch-Interconnection | ON | 2020 | Winter | H2 Pipeline - New | NY | ON | 0 | ON
LCP_Inputs_ON_Diverse_2023_04_03 | Hydrogen | Dispatch-Interconnection | ON | 2020 | Winter | H2 Pipeline - New | ON | MI | 0 | ON
LCP_Inputs_ON_Diverse_2023_04_03 | Hydrogen | Dispatch-Interconnection | ON | 2020 | Winter | H2 Pipeline - New | ON | NY | 0 | ON
LCP_Inputs_ON_Diverse_2023_04_03 | Hydrogen | Dispatch-Interconnection | ON | 2020 | Winter | H2 Pipeline - New | ON | PJ | 0 | ON
LCP_Inputs_ON_Diverse_2023_04_03 | Hydrogen | Dispatch-Interconnection | ON | 2020 | Winter | H2 Pipeline - New | ON | QC | 0 | ON
LCP_Inputs_ON_Diverse_2023_04_03 | Hydrogen | Dispatch-Interconnection | ON | 2020 | Winter | H2 Pipeline - New | ON | WC | 0 | ON
LCP_Inputs_ON_Diverse_2023_04_03 | Hydrogen | Dispatch-Interconnection | ON | 2020 | Winter | H2 Pipeline - New | PJ | ON | 0 | ON
LCP_Inputs_ON_Diverse_2023_04_03 | Hydrogen | Dispatch-Interconnection | ON | 2020 | Winter | H2 Pipeline - New | QC | ON | 0 | ON
LCP_Inputs_ON_Diverse_2023_04_03 | Hydrogen | Dispatch-Interconnection | ON | 2020 | Winter | H2 Pipeline - New | WC | ON | 0 | ON
LCP_Inputs_ON_Diverse_2023_04_03 | Hydrogen | Dispatch-Interconnection | ON | 2020 | Winter | H2 Pipeline - Repurposed | MI | ON | 0 | ON
LCP_Inputs_ON_Diverse_2023_04_03 | Hydrogen | Dispatch-Interconnection | ON | 2020 | Winter | H2 Pipeline - Repurposed | NY | ON | 0 | ON
LCP_Inputs_ON_Diverse_2023_04_03 | Hydrogen | Dispatch-Interconnection | ON | 2020 | Winter | H2 Pipeline - Repurposed | ON | MI | 0 | ON
LCP_Inputs_ON_Diverse_2023_04_03 | Hydrogen | Dispatch-Interconnection | ON | 2020 | Winter | H2 Pipeline - Repurposed | ON | NY | 0 | ON
LCP_Inputs_ON_Diverse_2023_04_03 | Hydrogen | Dispatch-Interconnection | ON | 2020 | Winter | H2 Pipeline - Repurposed | ON | PJ | 0 | ON
LCP_Inputs_ON_Diverse_2023_04_03 | Hydrogen | Dispatch-Interconnection | ON | 2020 | Winter | H2 Pipeline - Repurposed | ON | QC | 0 | ON
LCP_Inputs_ON_Diverse_2023_04_03 | Hydrogen | Dispatch-Interconnection | ON | 2020 | Winter | H2 Pipeline - Repurposed | ON | WC | 0 | ON
LCP_Inputs_ON_Diverse_2023_04_03 | Hydrogen | Dispatch-Interconnection | ON | 2020 | Winter | H2 Pipeline - Repurposed | PJ | ON | 0 | ON
LCP_Inputs_ON_Diverse_2023_04_03 | Hydrogen | Dispatch-Interconnection | ON | 2020 | Winter | H2 Pipeline - Repurposed | QC | ON | 0 | ON
LCP_Inputs_ON_Diverse_2023_04_03 | Hydrogen | Dispatch-Interconnection | ON | 2020 | Winter | H2 Pipeline - Repurposed | WC | ON | 0 | ON
LCP_Inputs_ON_Diverse_2023_04_03 | Hydrogen | Dispatch-Interconnection | ON | 2020 | Winter Peak | H2 Pipeline - New | MI | ON | 0 | ON
LCP_Inputs_ON_Diverse_2023_04_03 | Hydrogen | Dispatch-Interconnection | ON | 2020 | Winter Peak | H2 Pipeline - New | NY | ON | 0 | ON
LCP_Inputs_ON_Diverse_2023_04_03 | Hydrogen | Dispatch-Interconnection | ON | 2020 | Winter Peak | H2 Pipeline - New | ON | MI | 0 | ON
LCP_Inputs_ON_Diverse_2023_04_03 | Hydrogen | Dispatch-Interconnection | ON | 2020 | Winter Peak | H2 Pipeline - New | ON | NY | 0 | ON
LCP_Inputs_ON_Diverse_2023_04_03 | Hydrogen | Dispatch-Interconnection | ON | 2020 | Winter Peak | H2 Pipeline - New | ON | PJ | 0 | ON
LCP_Inputs_ON_Diverse_2023_04_03 | Hydrogen | Dispatch-Interconnection | ON | 2020 | Winter Peak | H2 Pipeline - New | ON | QC | 0 | ON
LCP_Inputs_ON_Diverse_2023_04_03 | Hydrogen | Dispatch-Interconnection | ON | 2020 | Winter Peak | H2 Pipeline - New | ON | WC | 0 | ON
LCP_Inputs_ON_Diverse_2023_04_03 | Hydrogen | Dispatch-Interconnection | ON | 2020 | Winter Peak | H2 Pipeline - New | PJ | ON | 0 | ON
LCP_Inputs_ON_Diverse_2023_04_03 | Hydrogen | Dispatch-Interconnection | ON | 2020 | Winter Peak | H2 Pipeline - New | QC | ON | 0 | ON
LCP_Inputs_ON_Diverse_2023_04_03 | Hydrogen | Dispatch-Interconnection | ON | 2020 | Winter Peak | H2 Pipeline - New | WC | ON | 0 | ON
LCP_Inputs_ON_Diverse_2023_04_03 | Hydrogen | Dispatch-Interconnection | ON | 2020 | Winter Peak | H2 Pipeline - Repurposed | MI | ON | 0 | ON
LCP_Inputs_ON_Diverse_2023_04_03 | Hydrogen | Dispatch-Interconnection | ON | 2020 | Winter Peak | H2 Pipeline - Repurposed | NY | ON | 0 | ON
LCP_Inputs_ON_Diverse_2023_04_03 | Hydrogen | Dispatch-Interconnection | ON | 2020 | Winter Peak | H2 Pipeline - Repurposed | ON | MI | 0 | ON
LCP_Inputs_ON_Diverse_2023_04_03 | Hydrogen | Dispatch-Interconnection | ON | 2020 | Winter Peak | H2 Pipeline - Repurposed | ON | NY | 0 | ON
LCP_Inputs_ON_Diverse_2023_04_03 | Hydrogen | Dispatch-Interconnection | ON | 2020 | Winter Peak | H2 Pipeline - Repurposed | ON | PJ | 0 | ON
LCP_Inputs_ON_Diverse_2023_04_03 | Hydrogen | Dispatch-Interconnection | ON | 2020 | Winter Peak | H2 Pipeline - Repurposed | ON | QC | 0 | ON
LCP_Inputs_ON_Diverse_2023_04_03 | Hydrogen | Dispatch-Interconnection | ON | 2020 | Winter Peak | H2 Pipeline - Repurposed | ON | WC | 0 | ON
LCP_Inputs_ON_Diverse_2023_04_03 | Hydrogen | Dispatch-Interconnection | ON | 2020 | Winter Peak | H2 Pipeline - Repurposed | PJ | ON | 0 | ON
LCP_Inputs_ON_Diverse_2023_04_03 | Hydrogen | Dispatch-Interconnection | ON | 2020 | Winter Peak | H2 Pipeline - Repurposed | QC | ON | 0 | ON
LCP_Inputs_ON_Diverse_2023_04_03 | Hydrogen | Dispatch-Interconnection | ON | 2020 | Winter Peak | H2 Pipeline - Repurposed | WC | ON | 0 | ON
LCP_Inputs_ON_Diverse_2023_04_03 | Hydrogen | Dispatch-Interconnection | ON | 2030 | Fall | H2 Pipeline - New | MI | ON | 0 | ON
LCP_Inputs_ON_Diverse_2023_04_03 | Hydrogen | Dispatch-Interconnection | ON | 2030 | Fall | H2 Pipeline - New | NY | ON | 0 | ON
LCP_Inputs_ON_Diverse_2023_04_03 | Hydrogen | Dispatch-Interconnection | ON | 2030 | Fall | H2 Pipeline - New | ON | MI | 0 | ON
LCP_Inputs_ON_Diverse_2023_04_03 | Hydrogen | Dispatch-Interconnection | ON | 2030 | Fall | H2 Pipeline - New | ON | NY | 0 | ON
LCP_Inputs_ON_Diverse_2023_04_03 | Hydrogen | Dispatch-Interconnection | ON | 2030 | Fall | H2 Pipeline - New | ON | PJ | 0 | ON
LCP_Inputs_ON_Diverse_2023_04_03 | Hydrogen | Dispatch-Interconnection | ON | 2030 | Fall | H2 Pipeline - New | ON | QC | 0 | ON
LCP_Inputs_ON_Diverse_2023_04_03 | Hydrogen | Dispatch-Interconnection | ON | 2030 | Fall | H2 Pipeline - New | ON | WC | 0 | ON
LCP_Inputs_ON_Diverse_2023_04_03 | Hydrogen | Dispatch-Interconnection | ON | 2030 | Fall | H2 Pipeline - New | PJ | ON | 0 | ON
LCP_Inputs_ON_Diverse_2023_04_03 | Hydrogen | Dispatch-Interconnection | ON | 2030 | Fall | H2 Pipeline - New | QC | ON | 0 | ON
LCP_Inputs_ON_Diverse_2023_04_03 | Hydrogen | Dispatch-Interconnection | ON | 2030 | Fall | H2 Pipeline - New | WC | ON | 0 | ON
LCP_Inputs_ON_Diverse_2023_04_03 | Hydrogen | Dispatch-Interconnection | ON | 2030 | Fall | H2 Pipeline - Repurposed | MI | ON | 0 | ON
LCP_Inputs_ON_Diverse_2023_04_03 | Hydrogen | Dispatch-Interconnection | ON | 2030 | Fall | H2 Pipeline - Repurposed | NY | ON | 0 | ON
LCP_Inputs_ON_Diverse_2023_04_03 | Hydrogen | Dispatch-Interconnection | ON | 2030 | Fall | H2 Pipeline - Repurposed | ON | MI | 0 | ON
LCP_Inputs_ON_Diverse_2023_04_03 | Hydrogen | Dispatch-Interconnection | ON | 2030 | Fall | H2 Pipeline - Repurposed | ON | NY | 0 | ON
LCP_Inputs_ON_Diverse_2023_04_03 | Hydrogen | Dispatch-Interconnection | ON | 2030 | Fall | H2 Pipeline - Repurposed | ON | PJ | 0 | ON
LCP_Inputs_ON_Diverse_2023_04_03 | Hydrogen | Dispatch-Interconnection | ON | 2030 | Fall | H2 Pipeline - Repurposed | ON | QC | 0 | ON
LCP_Inputs_ON_Diverse_2023_04_03 | Hydrogen | Dispatch-Interconnection | ON | 2030 | Fall | H2 Pipeline - Repurposed | ON | WC | 0 | ON
LCP_Inputs_ON_Diverse_2023_04_03 | Hydrogen | Dispatch-Interconnection | ON | 2030 | Fall | H2 Pipeline - Repurposed | PJ | ON | 0 | ON
LCP_Inputs_ON_Diverse_2023_04_03 | Hydrogen | Dispatch-Interconnection | ON | 2030 | Fall | H2 Pipeline - Repurposed | QC | ON | 0 | ON
LCP_Inputs_ON_Diverse_2023_04_03 | Hydrogen | Dispatch-Interconnection | ON | 2030 | Fall | H2 Pipeline - Repurposed | WC | ON | 0 | ON
LCP_Inputs_ON_Diverse_2023_04_03 | Hydrogen | Dispatch-Interconnection | ON | 2030 | Spring | H2 Pipeline - New | MI | ON | 0 | ON
LCP_Inputs_ON_Diverse_2023_04_03 | Hydrogen | Dispatch-Interconnection | ON | 2030 | Spring | H2 Pipeline - New | NY | ON | 0 | ON
LCP_Inputs_ON_Diverse_2023_04_03 | Hydrogen | Dispatch-Interconnection | ON | 2030 | Spring | H2 Pipeline - New | ON | MI | 0 | ON
LCP_Inputs_ON_Diverse_2023_04_03 | Hydrogen | Dispatch-Interconnection | ON | 2030 | Spring | H2 Pipeline - New | ON | NY | 0 | ON
LCP_Inputs_ON_Diverse_2023_04_03 | Hydrogen | Dispatch-Interconnection | ON | 2030 | Spring | H2 Pipeline - New | ON | PJ | 0 | ON
LCP_Inputs_ON_Diverse_2023_04_03 | Hydrogen | Dispatch-Interconnection | ON | 2030 | Spring | H2 Pipeline - New | ON | QC | 0 | ON
LCP_Inputs_ON_Diverse_2023_04_03 | Hydrogen | Dispatch-Interconnection | ON | 2030 | Spring | H2 Pipeline - New | ON | WC | 0 | ON
LCP_Inputs_ON_Diverse_2023_04_03 | Hydrogen | Dispatch-Interconnection | ON | 2030 | Spring | H2 Pipeline - New | PJ | ON | 0 | ON
LCP_Inputs_ON_Diverse_2023_04_03 | Hydrogen | Dispatch-Interconnection | ON | 2030 | Spring | H2 Pipeline - New | QC | ON | 0 | ON
LCP_Inputs_ON_Diverse_2023_04_03 | Hydrogen | Dispatch-Interconnection | ON | 2030 | Spring | H2 Pipeline - New | WC | ON | 0 | ON
LCP_Inputs_ON_Diverse_2023_04_03 | Hydrogen | Dispatch-Interconnection | ON | 2030 | Spring | H2 Pipeline - Repurposed | MI | ON | 0 | ON
LCP_Inputs_ON_Diverse_2023_04_03 | Hydrogen | Dispatch-Interconnection | ON | 2030 | Spring | H2 Pipeline - Repurposed | NY | ON | 0 | ON
LCP_Inputs_ON_Diverse_2023_04_03 | Hydrogen | Dispatch-Interconnection | ON | 2030 | Spring | H2 Pipeline - Repurposed | ON | MI | 0 | ON
LCP_Inputs_ON_Diverse_2023_04_03 | Hydrogen | Dispatch-Interconnection | ON | 2030 | Spring | H2 Pipeline - Repurposed | ON | NY | 0 | ON
LCP_Inputs_ON_Diverse_2023_04_03 | Hydrogen | Dispatch-Interconnection | ON | 2030 | Spring | H2 Pipeline - Repurposed | ON | PJ | 0 | ON
LCP_Inputs_ON_Diverse_2023_04_03 | Hydrogen | Dispatch-Interconnection | ON | 2030 | Spring | H2 Pipeline - Repurposed | ON | QC | 0 | ON
LCP_Inputs_ON_Diverse_2023_04_03 | Hydrogen | Dispatch-Interconnection | ON | 2030 | Spring | H2 Pipeline - Repurposed | ON | WC | 0 | ON
LCP_Inputs_ON_Diverse_2023_04_03 | Hydrogen | Dispatch-Interconnection | ON | 2030 | Spring | H2 Pipeline - Repurposed | PJ | ON | 0 | ON
LCP_Inputs_ON_Diverse_2023_04_03 | Hydrogen | Dispatch-Interconnection | ON | 2030 | Spring | H2 Pipeline - Repurposed | QC | ON | 0 | ON
LCP_Inputs_ON_Diverse_2023_04_03 | Hydrogen | Dispatch-Interconnection | ON | 2030 | Spring | H2 Pipeline - Repurposed | WC | ON | 0 | ON
LCP_Inputs_ON_Diverse_2023_04_03 | Hydrogen | Dispatch-Interconnection | ON | 2030 | Summer | H2 Pipeline - New | MI | ON | 0 | ON
LCP_Inputs_ON_Diverse_2023_04_03 | Hydrogen | Dispatch-Interconnection | ON | 2030 | Summer | H2 Pipeline - New | NY | ON | 0 | ON
LCP_Inputs_ON_Diverse_2023_04_03 | Hydrogen | Dispatch-Interconnection | ON | 2030 | Summer | H2 Pipeline - New | ON | MI | 0 | ON
LCP_Inputs_ON_Diverse_2023_04_03 | Hydrogen | Dispatch-Interconnection | ON | 2030 | Summer | H2 Pipeline - New | ON | NY | 0 | ON
LCP_Inputs_ON_Diverse_2023_04_03 | Hydrogen | Dispatch-Interconnection | ON | 2030 | Summer | H2 Pipeline - New | ON | PJ | 0 | ON
LCP_Inputs_ON_Diverse_2023_04_03 | Hydrogen | Dispatch-Interconnection | ON | 2030 | Summer | H2 Pipeline - New | ON | QC | 0 | ON
LCP_Inputs_ON_Diverse_2023_04_03 | Hydrogen | Dispatch-Interconnection | ON | 2030 | Summer | H2 Pipeline - New | ON | WC | 0 | ON
LCP_Inputs_ON_Diverse_2023_04_03 | Hydrogen | Dispatch-Interconnection | ON | 2030 | Summer | H2 Pipeline - New | PJ | ON | 0 | ON
LCP_Inputs_ON_Diverse_2023_04_03 | Hydrogen | Dispatch-Interconnection | ON | 2030 | Summer | H2 Pipeline - New | QC | ON | 0 | ON
LCP_Inputs_ON_Diverse_2023_04_03 | Hydrogen | Dispatch-Interconnection | ON | 2030 | Summer | H2 Pipeline - New | WC | ON | 0 | ON
LCP_Inputs_ON_Diverse_2023_04_03 | Hydrogen | Dispatch-Interconnection | ON | 2030 | Summer | H2 Pipeline - Repurposed | MI | ON | 0 | ON
LCP_Inputs_ON_Diverse_2023_04_03 | Hydrogen | Dispatch-Interconnection | ON | 2030 | Summer | H2 Pipeline - Repurposed | NY | ON | 0 | ON
LCP_Inputs_ON_Diverse_2023_04_03 | Hydrogen | Dispatch-Interconnection | ON | 2030 | Summer | H2 Pipeline - Repurposed | ON | MI | 0 | ON
LCP_Inputs_ON_Diverse_2023_04_03 | Hydrogen | Dispatch-Interconnection | ON | 2030 | Summer | H2 Pipeline - Repurposed | ON | NY | 0 | ON
LCP_Inputs_ON_Diverse_2023_04_03 | Hydrogen | Dispatch-Interconnection | ON | 2030 | Summer | H2 Pipeline - Repurposed | ON | PJ | 0 | ON
LCP_Inputs_ON_Diverse_2023_04_03 | Hydrogen | Dispatch-Interconnection | ON | 2030 | Summer | H2 Pipeline - Repurposed | ON | QC | 0 | ON
LCP_Inputs_ON_Diverse_2023_04_03 | Hydrogen | Dispatch-Interconnection | ON | 2030 | Summer | H2 Pipeline - Repurposed | ON | WC | 0 | ON
LCP_Inputs_ON_Diverse_2023_04_03 | Hydrogen | Dispatch-Interconnection | ON | 2030 | Summer | H2 Pipeline - Repurposed | PJ | ON | 0 | ON
LCP_Inputs_ON_Diverse_2023_04_03 | Hydrogen | Dispatch-Interconnection | ON | 2030 | Summer | H2 Pipeline - Repurposed | QC | ON | 0 | ON
LCP_Inputs_ON_Diverse_2023_04_03 | Hydrogen | Dispatch-Interconnection | ON | 2030 | Summer | H2 Pipeline - Repurposed | WC | ON | 0 | ON
LCP_Inputs_ON_Diverse_2023_04_03 | Hydrogen | Dispatch-Interconnection | ON | 2030 | Winter | H2 Pipeline - New | MI | ON | 0 | ON
LCP_Inputs_ON_Diverse_2023_04_03 | Hydrogen | Dispatch-Interconnection | ON | 2030 | Winter | H2 Pipeline - New | NY | ON | 0 | ON
LCP_Inputs_ON_Diverse_2023_04_03 | Hydrogen | Dispatch-Interconnection | ON | 2030 | Winter | H2 Pipeline - New | ON | MI | 0 | ON
LCP_Inputs_ON_Diverse_2023_04_03 | Hydrogen | Dispatch-Interconnection | ON | 2030 | Winter | H2 Pipeline - New | ON | NY | 0 | ON
LCP_Inputs_ON_Diverse_2023_04_03 | Hydrogen | Dispatch-Interconnection | ON | 2030 | Winter | H2 Pipeline - New | ON | PJ | 0 | ON
LCP_Inputs_ON_Diverse_2023_04_03 | Hydrogen | Dispatch-Interconnection | ON | 2030 | Winter | H2 Pipeline - New | ON | QC | 0 | ON
LCP_Inputs_ON_Diverse_2023_04_03 | Hydrogen | Dispatch-Interconnection | ON | 2030 | Winter | H2 Pipeline - New | ON | WC | 0 | ON
LCP_Inputs_ON_Diverse_2023_04_03 | Hydrogen | Dispatch-Interconnection | ON | 2030 | Winter | H2 Pipeline - New | PJ | ON | 0 | ON
LCP_Inputs_ON_Diverse_2023_04_03 | Hydrogen | Dispatch-Interconnection | ON | 2030 | Winter | H2 Pipeline - New | QC | ON | 0 | ON
LCP_Inputs_ON_Diverse_2023_04_03 | Hydrogen | Dispatch-Interconnection | ON | 2030 | Winter | H2 Pipeline - New | WC | ON | 0 | ON
LCP_Inputs_ON_Diverse_2023_04_03 | Hydrogen | Dispatch-Interconnection | ON | 2030 | Winter | H2 Pipeline - Repurposed | MI | ON | 0 | ON
LCP_Inputs_ON_Diverse_2023_04_03 | Hydrogen | Dispatch-Interconnection | ON | 2030 | Winter | H2 Pipeline - Repurposed | NY | ON | 0 | ON
LCP_Inputs_ON_Diverse_2023_04_03 | Hydrogen | Dispatch-Interconnection | ON | 2030 | Winter | H2 Pipeline - Repurposed | ON | MI | 0 | ON
LCP_Inputs_ON_Diverse_2023_04_03 | Hydrogen | Dispatch-Interconnection | ON | 2030 | Winter | H2 Pipeline - Repurposed | ON | NY | 0 | ON
LCP_Inputs_ON_Diverse_2023_04_03 | Hydrogen | Dispatch-Interconnection | ON | 2030 | Winter | H2 Pipeline - Repurposed | ON | PJ | 0 | ON
LCP_Inputs_ON_Diverse_2023_04_03 | Hydrogen | Dispatch-Interconnection | ON | 2030 | Winter | H2 Pipeline - Repurposed | ON | QC | 0 | ON
LCP_Inputs_ON_Diverse_2023_04_03 | Hydrogen | Dispatch-Interconnection | ON | 2030 | Winter | H2 Pipeline - Repurposed | ON | WC | 0 | ON
LCP_Inputs_ON_Diverse_2023_04_03 | Hydrogen | Dispatch-Interconnection | ON | 2030 | Winter | H2 Pipeline - Repurposed | PJ | ON | 0 | ON
LCP_Inputs_ON_Diverse_2023_04_03 | Hydrogen | Dispatch-Interconnection | ON | 2030 | Winter | H2 Pipeline - Repurposed | QC | ON | 0 | ON
LCP_Inputs_ON_Diverse_2023_04_03 | Hydrogen | Dispatch-Interconnection | ON | 2030 | Winter | H2 Pipeline - Repurposed | WC | ON | 0 | ON
LCP_Inputs_ON_Diverse_2023_04_03 | Hydrogen | Dispatch-Interconnection | ON | 2030 | Winter Peak | H2 Pipeline - New | MI | ON | 0 | ON
LCP_Inputs_ON_Diverse_2023_04_03 | Hydrogen | Dispatch-Interconnection | ON | 2030 | Winter Peak | H2 Pipeline - New | NY | ON | 0 | ON
LCP_Inputs_ON_Diverse_2023_04_03 | Hydrogen | Dispatch-Interconnection | ON | 2030 | Winter Peak | H2 Pipeline - New | ON | MI | 0 | ON
LCP_Inputs_ON_Diverse_2023_04_03 | Hydrogen | Dispatch-Interconnection | ON | 2030 | Winter Peak | H2 Pipeline - New | ON | NY | 0 | ON
LCP_Inputs_ON_Diverse_2023_04_03 | Hydrogen | Dispatch-Interconnection | ON | 2030 | Winter Peak | H2 Pipeline - New | ON | PJ | 0 | ON
LCP_Inputs_ON_Diverse_2023_04_03 | Hydrogen | Dispatch-Interconnection | ON | 2030 | Winter Peak | H2 Pipeline - New | ON | QC | 0 | ON
LCP_Inputs_ON_Diverse_2023_04_03 | Hydrogen | Dispatch-Interconnection | ON | 2030 | Winter Peak | H2 Pipeline - New | ON | WC | 0 | ON
LCP_Inputs_ON_Diverse_2023_04_03 | Hydrogen | Dispatch-Interconnection | ON | 2030 | Winter Peak | H2 Pipeline - New | PJ | ON | 0 | ON
LCP_Inputs_ON_Diverse_2023_04_03 | Hydrogen | Dispatch-Interconnection | ON | 2030 | Winter Peak | H2 Pipeline - New | QC | ON | 0 | ON
LCP_Inputs_ON_Diverse_2023_04_03 | Hydrogen | Dispatch-Interconnection | ON | 2030 | Winter Peak | H2 Pipeline - New | WC | ON | 0 | ON
LCP_Inputs_ON_Diverse_2023_04_03 | Hydrogen | Dispatch-Interconnection | ON | 2030 | Winter Peak | H2 Pipeline - Repurposed | MI | ON | 0 | ON
LCP_Inputs_ON_Diverse_2023_04_03 | Hydrogen | Dispatch-Interconnection | ON | 2030 | Winter Peak | H2 Pipeline - Repurposed | NY | ON | 0 | ON
LCP_Inputs_ON_Diverse_2023_04_03 | Hydrogen | Dispatch-Interconnection | ON | 2030 | Winter Peak | H2 Pipeline - Repurposed | ON | MI | 0 | ON
LCP_Inputs_ON_Diverse_2023_04_03 | Hydrogen | Dispatch-Interconnection | ON | 2030 | Winter Peak | H2 Pipeline - Repurposed | ON | NY | 0 | ON
LCP_Inputs_ON_Diverse_2023_04_03 | Hydrogen | Dispatch-Interconnection | ON | 2030 | Winter Peak | H2 Pipeline - Repurposed | ON | PJ | 0 | ON
LCP_Inputs_ON_Diverse_2023_04_03 | Hydrogen | Dispatch-Interconnection | ON | 2030 | Winter Peak | H2 Pipeline - Repurposed | ON | QC | 0 | ON
LCP_Inputs_ON_Diverse_2023_04_03 | Hydrogen | Dispatch-Interconnection | ON | 2030 | Winter Peak | H2 Pipeline - Repurposed | ON | WC | 0 | ON
LCP_Inputs_ON_Diverse_2023_04_03 | Hydrogen | Dispatch-Interconnection | ON | 2030 | Winter Peak | H2 Pipeline - Repurposed | PJ | ON | 0 | ON
LCP_Inputs_ON_Diverse_2023_04_03 | Hydrogen | Dispatch-Interconnection | ON | 2030 | Winter Peak | H2 Pipeline - Repurposed | QC | ON | 0 | ON
LCP_Inputs_ON_Diverse_2023_04_03 | Hydrogen | Dispatch-Interconnection | ON | 2030 | Winter Peak | H2 Pipeline - Repurposed | WC | ON | 0 | ON
LCP_Inputs_ON_Diverse_2023_04_03 | Hydrogen | Dispatch-Interconnection | ON | 2040 | Fall | H2 Pipeline - New | MI | ON | 0 | ON
LCP_Inputs_ON_Diverse_2023_04_03 | Hydrogen | Dispatch-Interconnection | ON | 2040 | Fall | H2 Pipeline - New | NY | ON | 0 | ON
LCP_Inputs_ON_Diverse_2023_04_03 | Hydrogen | Dispatch-Interconnection | ON | 2040 | Fall | H2 Pipeline - New | ON | MI | 0 | ON
LCP_Inputs_ON_Diverse_2023_04_03 | Hydrogen | Dispatch-Interconnection | ON | 2040 | Fall | H2 Pipeline - New | ON | NY | 0 | ON
LCP_Inputs_ON_Diverse_2023_04_03 | Hydrogen | Dispatch-Interconnection | ON | 2040 | Fall | H2 Pipeline - New | ON | PJ | 0 | ON
LCP_Inputs_ON_Diverse_2023_04_03 | Hydrogen | Dispatch-Interconnection | ON | 2040 | Fall | H2 Pipeline - New | ON | QC | 0 | ON
LCP_Inputs_ON_Diverse_2023_04_03 | Hydrogen | Dispatch-Interconnection | ON | 2040 | Fall | H2 Pipeline - New | ON | WC | 0 | ON
LCP_Inputs_ON_Diverse_2023_04_03 | Hydrogen | Dispatch-Interconnection | ON | 2040 | Fall | H2 Pipeline - New | PJ | ON | 0 | ON
LCP_Inputs_ON_Diverse_2023_04_03 | Hydrogen | Dispatch-Interconnection | ON | 2040 | Fall | H2 Pipeline - New | QC | ON | 0 | ON
LCP_Inputs_ON_Diverse_2023_04_03 | Hydrogen | Dispatch-Interconnection | ON | 2040 | Fall | H2 Pipeline - New | WC | ON | 0 | ON
LCP_Inputs_ON_Diverse_2023_04_03 | Hydrogen | Dispatch-Interconnection | ON | 2040 | Fall | H2 Pipeline - Repurposed | MI | ON | 0 | ON
LCP_Inputs_ON_Diverse_2023_04_03 | Hydrogen | Dispatch-Interconnection | ON | 2040 | Fall | H2 Pipeline - Repurposed | NY | ON | 0 | ON
LCP_Inputs_ON_Diverse_2023_04_03 | Hydrogen | Dispatch-Interconnection | ON | 2040 | Fall | H2 Pipeline - Repurposed | ON | MI | 0 | ON
LCP_Inputs_ON_Diverse_2023_04_03 | Hydrogen | Dispatch-Interconnection | ON | 2040 | Fall | H2 Pipeline - Repurposed | ON | NY | 0 | ON
LCP_Inputs_ON_Diverse_2023_04_03 | Hydrogen | Dispatch-Interconnection | ON | 2040 | Fall | H2 Pipeline - Repurposed | ON | PJ | 0 | ON
LCP_Inputs_ON_Diverse_2023_04_03 | Hydrogen | Dispatch-Interconnection | ON | 2040 | Fall | H2 Pipeline - Repurposed | ON | QC | 0 | ON
LCP_Inputs_ON_Diverse_2023_04_03 | Hydrogen | Dispatch-Interconnection | ON | 2040 | Fall | H2 Pipeline - Repurposed | ON | WC | 0 | ON
LCP_Inputs_ON_Diverse_2023_04_03 | Hydrogen | Dispatch-Interconnection | ON | 2040 | Fall | H2 Pipeline - Repurposed | PJ | ON | 0 | ON
LCP_Inputs_ON_Diverse_2023_04_03 | Hydrogen | Dispatch-Interconnection | ON | 2040 | Fall | H2 Pipeline - Repurposed | QC | ON | 0 | ON
LCP_Inputs_ON_Diverse_2023_04_03 | Hydrogen | Dispatch-Interconnection | ON | 2040 | Fall | H2 Pipeline - Repurposed | WC | ON | 0 | ON
LCP_Inputs_ON_Diverse_2023_04_03 | Hydrogen | Dispatch-Interconnection | ON | 2040 | Spring | H2 Pipeline - New | MI | ON | 0 | ON
LCP_Inputs_ON_Diverse_2023_04_03 | Hydrogen | Dispatch-Interconnection | ON | 2040 | Spring | H2 Pipeline - New | NY | ON | 0 | ON
LCP_Inputs_ON_Diverse_2023_04_03 | Hydrogen | Dispatch-Interconnection | ON | 2040 | Spring | H2 Pipeline - New | ON | MI | 0 | ON
LCP_Inputs_ON_Diverse_2023_04_03 | Hydrogen | Dispatch-Interconnection | ON | 2040 | Spring | H2 Pipeline - New | ON | NY | 0 | ON
LCP_Inputs_ON_Diverse_2023_04_03 | Hydrogen | Dispatch-Interconnection | ON | 2040 | Spring | H2 Pipeline - New | ON | PJ | 0 | ON
LCP_Inputs_ON_Diverse_2023_04_03 | Hydrogen | Dispatch-Interconnection | ON | 2040 | Spring | H2 Pipeline - New | ON | QC | 0 | ON
LCP_Inputs_ON_Diverse_2023_04_03 | Hydrogen | Dispatch-Interconnection | ON | 2040 | Spring | H2 Pipeline - New | ON | WC | 0 | ON
LCP_Inputs_ON_Diverse_2023_04_03 | Hydrogen | Dispatch-Interconnection | ON | 2040 | Spring | H2 Pipeline - New | PJ | ON | 0 | ON
LCP_Inputs_ON_Diverse_2023_04_03 | Hydrogen | Dispatch-Interconnection | ON | 2040 | Spring | H2 Pipeline - New | QC | ON | 0 | ON
LCP_Inputs_ON_Diverse_2023_04_03 | Hydrogen | Dispatch-Interconnection | ON | 2040 | Spring | H2 Pipeline - New | WC | ON | 0 | ON
LCP_Inputs_ON_Diverse_2023_04_03 | Hydrogen | Dispatch-Interconnection | ON | 2040 | Spring | H2 Pipeline - Repurposed | MI | ON | 0 | ON
LCP_Inputs_ON_Diverse_2023_04_03 | Hydrogen | Dispatch-Interconnection | ON | 2040 | Spring | H2 Pipeline - Repurposed | NY | ON | 0 | ON
LCP_Inputs_ON_Diverse_2023_04_03 | Hydrogen | Dispatch-Interconnection | ON | 2040 | Spring | H2 Pipeline - Repurposed | ON | MI | 0 | ON
LCP_Inputs_ON_Diverse_2023_04_03 | Hydrogen | Dispatch-Interconnection | ON | 2040 | Spring | H2 Pipeline - Repurposed | ON | NY | 0 | ON
LCP_Inputs_ON_Diverse_2023_04_03 | Hydrogen | Dispatch-Interconnection | ON | 2040 | Spring | H2 Pipeline - Repurposed | ON | PJ | 0 | ON
LCP_Inputs_ON_Diverse_2023_04_03 | Hydrogen | Dispatch-Interconnection | ON | 2040 | Spring | H2 Pipeline - Repurposed | ON | QC | 0 | ON
LCP_Inputs_ON_Diverse_2023_04_03 | Hydrogen | Dispatch-Interconnection | ON | 2040 | Spring | H2 Pipeline - Repurposed | ON | WC | 0 | ON
LCP_Inputs_ON_Diverse_2023_04_03 | Hydrogen | Dispatch-Interconnection | ON | 2040 | Spring | H2 Pipeline - Repurposed | PJ | ON | 0 | ON
LCP_Inputs_ON_Diverse_2023_04_03 | Hydrogen | Dispatch-Interconnection | ON | 2040 | Spring | H2 Pipeline - Repurposed | QC | ON | 0 | ON
LCP_Inputs_ON_Diverse_2023_04_03 | Hydrogen | Dispatch-Interconnection | ON | 2040 | Spring | H2 Pipeline - Repurposed | WC | ON | 0 | ON
LCP_Inputs_ON_Diverse_2023_04_03 | Hydrogen | Dispatch-Interconnection | ON | 2040 | Summer | H2 Pipeline - New | MI | ON | 0 | ON
LCP_Inputs_ON_Diverse_2023_04_03 | Hydrogen | Dispatch-Interconnection | ON | 2040 | Summer | H2 Pipeline - New | NY | ON | 0 | ON
LCP_Inputs_ON_Diverse_2023_04_03 | Hydrogen | Dispatch-Interconnection | ON | 2040 | Summer | H2 Pipeline - New | ON | MI | 0 | ON
LCP_Inputs_ON_Diverse_2023_04_03 | Hydrogen | Dispatch-Interconnection | ON | 2040 | Summer | H2 Pipeline - New | ON | NY | 0 | ON
LCP_Inputs_ON_Diverse_2023_04_03 | Hydrogen | Dispatch-Interconnection | ON | 2040 | Summer | H2 Pipeline - New | ON | PJ | 0 | ON
LCP_Inputs_ON_Diverse_2023_04_03 | Hydrogen | Dispatch-Interconnection | ON | 2040 | Summer | H2 Pipeline - New | ON | QC | 0 | ON
LCP_Inputs_ON_Diverse_2023_04_03 | Hydrogen | Dispatch-Interconnection | ON | 2040 | Summer | H2 Pipeline - New | ON | WC | 0 | ON
LCP_Inputs_ON_Diverse_2023_04_03 | Hydrogen | Dispatch-Interconnection | ON | 2040 | Summer | H2 Pipeline - New | PJ | ON | 0 | ON
LCP_Inputs_ON_Diverse_2023_04_03 | Hydrogen | Dispatch-Interconnection | ON | 2040 | Summer | H2 Pipeline - New | QC | ON | 0 | ON
LCP_Inputs_ON_Diverse_2023_04_03 | Hydrogen | Dispatch-Interconnection | ON | 2040 | Summer | H2 Pipeline - New | WC | ON | 0 | ON
LCP_Inputs_ON_Diverse_2023_04_03 | Hydrogen | Dispatch-Interconnection | ON | 2040 | Summer | H2 Pipeline - Repurposed | MI | ON | 0 | ON
LCP_Inputs_ON_Diverse_2023_04_03 | Hydrogen | Dispatch-Interconnection | ON | 2040 | Summer | H2 Pipeline - Repurposed | NY | ON | 0 | ON
LCP_Inputs_ON_Diverse_2023_04_03 | Hydrogen | Dispatch-Interconnection | ON | 2040 | Summer | H2 Pipeline - Repurposed | ON | MI | 0 | ON
LCP_Inputs_ON_Diverse_2023_04_03 | Hydrogen | Dispatch-Interconnection | ON | 2040 | Summer | H2 Pipeline - Repurposed | ON | NY | 0 | ON
LCP_Inputs_ON_Diverse_2023_04_03 | Hydrogen | Dispatch-Interconnection | ON | 2040 | Summer | H2 Pipeline - Repurposed | ON | PJ | 0 | ON
LCP_Inputs_ON_Diverse_2023_04_03 | Hydrogen | Dispatch-Interconnection | ON | 2040 | Summer | H2 Pipeline - Repurposed | ON | QC | 0 | ON
LCP_Inputs_ON_Diverse_2023_04_03 | Hydrogen | Dispatch-Interconnection | ON | 2040 | Summer | H2 Pipeline - Repurposed | ON | WC | 0 | ON
LCP_Inputs_ON_Diverse_2023_04_03 | Hydrogen | Dispatch-Interconnection | ON | 2040 | Summer | H2 Pipeline - Repurposed | PJ | ON | 0 | ON
LCP_Inputs_ON_Diverse_2023_04_03 | Hydrogen | Dispatch-Interconnection | ON | 2040 | Summer | H2 Pipeline - Repurposed | QC | ON | 0 | ON
LCP_Inputs_ON_Diverse_2023_04_03 | Hydrogen | Dispatch-Interconnection | ON | 2040 | Summer | H2 Pipeline - Repurposed | WC | ON | 0 | ON
LCP_Inputs_ON_Diverse_2023_04_03 | Hydrogen | Dispatch-Interconnection | ON | 2040 | Winter | H2 Pipeline - New | MI | ON | 0 | ON
LCP_Inputs_ON_Diverse_2023_04_03 | Hydrogen | Dispatch-Interconnection | ON | 2040 | Winter | H2 Pipeline - New | NY | ON | 0 | ON
LCP_Inputs_ON_Diverse_2023_04_03 | Hydrogen | Dispatch-Interconnection | ON | 2040 | Winter | H2 Pipeline - New | ON | MI | 0 | ON
LCP_Inputs_ON_Diverse_2023_04_03 | Hydrogen | Dispatch-Interconnection | ON | 2040 | Winter | H2 Pipeline - New | ON | NY | 0 | ON
LCP_Inputs_ON_Diverse_2023_04_03 | Hydrogen | Dispatch-Interconnection | ON | 2040 | Winter | H2 Pipeline - New | ON | PJ | 0 | ON
LCP_Inputs_ON_Diverse_2023_04_03 | Hydrogen | Dispatch-Interconnection | ON | 2040 | Winter | H2 Pipeline - New | ON | QC | 0 | ON
LCP_Inputs_ON_Diverse_2023_04_03 | Hydrogen | Dispatch-Interconnection | ON | 2040 | Winter | H2 Pipeline - New | ON | WC | 0 | ON
LCP_Inputs_ON_Diverse_2023_04_03 | Hydrogen | Dispatch-Interconnection | ON | 2040 | Winter | H2 Pipeline - New | PJ | ON | 0 | ON
LCP_Inputs_ON_Diverse_2023_04_03 | Hydrogen | Dispatch-Interconnection | ON | 2040 | Winter | H2 Pipeline - New | QC | ON | 0 | ON
LCP_Inputs_ON_Diverse_2023_04_03 | Hydrogen | Dispatch-Interconnection | ON | 2040 | Winter | H2 Pipeline - New | WC | ON | 0 | ON
LCP_Inputs_ON_Diverse_2023_04_03 | Hydrogen | Dispatch-Interconnection | ON | 2040 | Winter | H2 Pipeline - Repurposed | MI | ON | 0 | ON
LCP_Inputs_ON_Diverse_2023_04_03 | Hydrogen | Dispatch-Interconnection | ON | 2040 | Winter | H2 Pipeline - Repurposed | NY | ON | 0 | ON
LCP_Inputs_ON_Diverse_2023_04_03 | Hydrogen | Dispatch-Interconnection | ON | 2040 | Winter | H2 Pipeline - Repurposed | ON | MI | 0 | ON
LCP_Inputs_ON_Diverse_2023_04_03 | Hydrogen | Dispatch-Interconnection | ON | 2040 | Winter | H2 Pipeline - Repurposed | ON | NY | 0 | ON
LCP_Inputs_ON_Diverse_2023_04_03 | Hydrogen | Dispatch-Interconnection | ON | 2040 | Winter | H2 Pipeline - Repurposed | ON | PJ | 0 | ON
LCP_Inputs_ON_Diverse_2023_04_03 | Hydrogen | Dispatch-Interconnection | ON | 2040 | Winter | H2 Pipeline - Repurposed | ON | QC | 0 | ON
LCP_Inputs_ON_Diverse_2023_04_03 | Hydrogen | Dispatch-Interconnection | ON | 2040 | Winter | H2 Pipeline - Repurposed | ON | WC | 4651604.5827 | ON
LCP_Inputs_ON_Diverse_2023_04_03 | Hydrogen | Dispatch-Interconnection | ON | 2040 | Winter | H2 Pipeline - Repurposed | PJ | ON | 0 | ON
LCP_Inputs_ON_Diverse_2023_04_03 | Hydrogen | Dispatch-Interconnection | ON | 2040 | Winter | H2 Pipeline - Repurposed | QC | ON | 0 | ON
LCP_Inputs_ON_Diverse_2023_04_03 | Hydrogen | Dispatch-Interconnection | ON | 2040 | Winter | H2 Pipeline - Repurposed | WC | ON | 0 | ON
LCP_Inputs_ON_Diverse_2023_04_03 | Hydrogen | Dispatch-Interconnection | ON | 2040 | Winter Peak | H2 Pipeline - New | MI | ON | 0 | ON
LCP_Inputs_ON_Diverse_2023_04_03 | Hydrogen | Dispatch-Interconnection | ON | 2040 | Winter Peak | H2 Pipeline - New | NY | ON | 0 | ON
LCP_Inputs_ON_Diverse_2023_04_03 | Hydrogen | Dispatch-Interconnection | ON | 2040 | Winter Peak | H2 Pipeline - New | ON | MI | 0 | ON
LCP_Inputs_ON_Diverse_2023_04_03 | Hydrogen | Dispatch-Interconnection | ON | 2040 | Winter Peak | H2 Pipeline - New | ON | NY | 0 | ON
LCP_Inputs_ON_Diverse_2023_04_03 | Hydrogen | Dispatch-Interconnection | ON | 2040 | Winter Peak | H2 Pipeline - New | ON | PJ | 0 | ON
LCP_Inputs_ON_Diverse_2023_04_03 | Hydrogen | Dispatch-Interconnection | ON | 2040 | Winter Peak | H2 Pipeline - New | ON | QC | 0 | ON
LCP_Inputs_ON_Diverse_2023_04_03 | Hydrogen | Dispatch-Interconnection | ON | 2040 | Winter Peak | H2 Pipeline - New | ON | WC | 0 | ON
LCP_Inputs_ON_Diverse_2023_04_03 | Hydrogen | Dispatch-Interconnection | ON | 2040 | Winter Peak | H2 Pipeline - New | PJ | ON | 0 | ON
LCP_Inputs_ON_Diverse_2023_04_03 | Hydrogen | Dispatch-Interconnection | ON | 2040 | Winter Peak | H2 Pipeline - New | QC | ON | 0 | ON
LCP_Inputs_ON_Diverse_2023_04_03 | Hydrogen | Dispatch-Interconnection | ON | 2040 | Winter Peak | H2 Pipeline - New | WC | ON | 0 | ON
LCP_Inputs_ON_Diverse_2023_04_03 | Hydrogen | Dispatch-Interconnection | ON | 2040 | Winter Peak | H2 Pipeline - Repurposed | MI | ON | 0 | ON
LCP_Inputs_ON_Diverse_2023_04_03 | Hydrogen | Dispatch-Interconnection | ON | 2040 | Winter Peak | H2 Pipeline - Repurposed | NY | ON | 0 | ON
LCP_Inputs_ON_Diverse_2023_04_03 | Hydrogen | Dispatch-Interconnection | ON | 2040 | Winter Peak | H2 Pipeline - Repurposed | ON | MI | 0 | ON
LCP_Inputs_ON_Diverse_2023_04_03 | Hydrogen | Dispatch-Interconnection | ON | 2040 | Winter Peak | H2 Pipeline - Repurposed | ON | NY | 0 | ON
LCP_Inputs_ON_Diverse_2023_04_03 | Hydrogen | Dispatch-Interconnection | ON | 2040 | Winter Peak | H2 Pipeline - Repurposed | ON | PJ | 0 | ON
LCP_Inputs_ON_Diverse_2023_04_03 | Hydrogen | Dispatch-Interconnection | ON | 2040 | Winter Peak | H2 Pipeline - Repurposed | ON | QC | 0 | ON
LCP_Inputs_ON_Diverse_2023_04_03 | Hydrogen | Dispatch-Interconnection | ON | 2040 | Winter Peak | H2 Pipeline - Repurposed | ON | WC | 51116.5339 | ON
LCP_Inputs_ON_Diverse_2023_04_03 | Hydrogen | Dispatch-Interconnection | ON | 2040 | Winter Peak | H2 Pipeline - Repurposed | PJ | ON | 0 | ON
LCP_Inputs_ON_Diverse_2023_04_03 | Hydrogen | Dispatch-Interconnection | ON | 2040 | Winter Peak | H2 Pipeline - Repurposed | QC | ON | 0 | ON
LCP_Inputs_ON_Diverse_2023_04_03 | Hydrogen | Dispatch-Interconnection | ON | 2040 | Winter Peak | H2 Pipeline - Repurposed | WC | ON | 0 | ON
LCP_Inputs_ON_Diverse_2023_04_03 | Hydrogen | Dispatch-Interconnection | ON | 2050 | Fall | H2 Pipeline - New | MI | ON | 0 | ON
LCP_Inputs_ON_Diverse_2023_04_03 | Hydrogen | Dispatch-Interconnection | ON | 2050 | Fall | H2 Pipeline - New | NY | ON | 0 | ON
LCP_Inputs_ON_Diverse_2023_04_03 | Hydrogen | Dispatch-Interconnection | ON | 2050 | Fall | H2 Pipeline - New | ON | MI | 0 | ON
LCP_Inputs_ON_Diverse_2023_04_03 | Hydrogen | Dispatch-Interconnection | ON | 2050 | Fall | H2 Pipeline - New | ON | NY | 0 | ON
LCP_Inputs_ON_Diverse_2023_04_03 | Hydrogen | Dispatch-Interconnection | ON | 2050 | Fall | H2 Pipeline - New | ON | PJ | 0 | ON
LCP_Inputs_ON_Diverse_2023_04_03 | Hydrogen | Dispatch-Interconnection | ON | 2050 | Fall | H2 Pipeline - New | ON | QC | 0 | ON
LCP_Inputs_ON_Diverse_2023_04_03 | Hydrogen | Dispatch-Interconnection | ON | 2050 | Fall | H2 Pipeline - New | ON | WC | 0 | ON
LCP_Inputs_ON_Diverse_2023_04_03 | Hydrogen | Dispatch-Interconnection | ON | 2050 | Fall | H2 Pipeline - New | PJ | ON | 0 | ON
LCP_Inputs_ON_Diverse_2023_04_03 | Hydrogen | Dispatch-Interconnection | ON | 2050 | Fall | H2 Pipeline - New | QC | ON | 0 | ON
LCP_Inputs_ON_Diverse_2023_04_03 | Hydrogen | Dispatch-Interconnection | ON | 2050 | Fall | H2 Pipeline - New | WC | ON | 0 | ON
LCP_Inputs_ON_Diverse_2023_04_03 | Hydrogen | Dispatch-Interconnection | ON | 2050 | Fall | H2 Pipeline - Repurposed | MI | ON | 0 | ON
LCP_Inputs_ON_Diverse_2023_04_03 | Hydrogen | Dispatch-Interconnection | ON | 2050 | Fall | H2 Pipeline - Repurposed | NY | ON | 0 | ON
LCP_Inputs_ON_Diverse_2023_04_03 | Hydrogen | Dispatch-Interconnection | ON | 2050 | Fall | H2 Pipeline - Repurposed | ON | MI | 0 | ON
LCP_Inputs_ON_Diverse_2023_04_03 | Hydrogen | Dispatch-Interconnection | ON | 2050 | Fall | H2 Pipeline - Repurposed | ON | NY | 0 | ON
LCP_Inputs_ON_Diverse_2023_04_03 | Hydrogen | Dispatch-Interconnection | ON | 2050 | Fall | H2 Pipeline - Repurposed | ON | PJ | 0 | ON
LCP_Inputs_ON_Diverse_2023_04_03 | Hydrogen | Dispatch-Interconnection | ON | 2050 | Fall | H2 Pipeline - Repurposed | ON | QC | 1568589.1964 | ON
LCP_Inputs_ON_Diverse_2023_04_03 | Hydrogen | Dispatch-Interconnection | ON | 2050 | Fall | H2 Pipeline - Repurposed | ON | WC | 0 | ON
LCP_Inputs_ON_Diverse_2023_04_03 | Hydrogen | Dispatch-Interconnection | ON | 2050 | Fall | H2 Pipeline - Repurposed | PJ | ON | 0 | ON
LCP_Inputs_ON_Diverse_2023_04_03 | Hydrogen | Dispatch-Interconnection | ON | 2050 | Fall | H2 Pipeline - Repurposed | QC | ON | 0 | ON
LCP_Inputs_ON_Diverse_2023_04_03 | Hydrogen | Dispatch-Interconnection | ON | 2050 | Fall | H2 Pipeline - Repurposed | WC | ON | 0 | ON
LCP_Inputs_ON_Diverse_2023_04_03 | Hydrogen | Dispatch-Interconnection | ON | 2050 | Spring | H2 Pipeline - New | MI | ON | 0 | ON
LCP_Inputs_ON_Diverse_2023_04_03 | Hydrogen | Dispatch-Interconnection | ON | 2050 | Spring | H2 Pipeline - New | NY | ON | 0 | ON
LCP_Inputs_ON_Diverse_2023_04_03 | Hydrogen | Dispatch-Interconnection | ON | 2050 | Spring | H2 Pipeline - New | ON | MI | 0 | ON
LCP_Inputs_ON_Diverse_2023_04_03 | Hydrogen | Dispatch-Interconnection | ON | 2050 | Spring | H2 Pipeline - New | ON | NY | 0 | ON
LCP_Inputs_ON_Diverse_2023_04_03 | Hydrogen | Dispatch-Interconnection | ON | 2050 | Spring | H2 Pipeline - New | ON | PJ | 0 | ON
LCP_Inputs_ON_Diverse_2023_04_03 | Hydrogen | Dispatch-Interconnection | ON | 2050 | Spring | H2 Pipeline - New | ON | QC | 0 | ON
LCP_Inputs_ON_Diverse_2023_04_03 | Hydrogen | Dispatch-Interconnection | ON | 2050 | Spring | H2 Pipeline - New | ON | WC | 0 | ON
LCP_Inputs_ON_Diverse_2023_04_03 | Hydrogen | Dispatch-Interconnection | ON | 2050 | Spring | H2 Pipeline - New | PJ | ON | 0 | ON
LCP_Inputs_ON_Diverse_2023_04_03 | Hydrogen | Dispatch-Interconnection | ON | 2050 | Spring | H2 Pipeline - New | QC | ON | 0 | ON
LCP_Inputs_ON_Diverse_2023_04_03 | Hydrogen | Dispatch-Interconnection | ON | 2050 | Spring | H2 Pipeline - New | WC | ON | 0 | ON
LCP_Inputs_ON_Diverse_2023_04_03 | Hydrogen | Dispatch-Interconnection | ON | 2050 | Spring | H2 Pipeline - Repurposed | MI | ON | 0 | ON
LCP_Inputs_ON_Diverse_2023_04_03 | Hydrogen | Dispatch-Interconnection | ON | 2050 | Spring | H2 Pipeline - Repurposed | NY | ON | 0 | ON
LCP_Inputs_ON_Diverse_2023_04_03 | Hydrogen | Dispatch-Interconnection | ON | 2050 | Spring | H2 Pipeline - Repurposed | ON | MI | 0 | ON
LCP_Inputs_ON_Diverse_2023_04_03 | Hydrogen | Dispatch-Interconnection | ON | 2050 | Spring | H2 Pipeline - Repurposed | ON | NY | 0 | ON
LCP_Inputs_ON_Diverse_2023_04_03 | Hydrogen | Dispatch-Interconnection | ON | 2050 | Spring | H2 Pipeline - Repurposed | ON | PJ | 0 | ON
LCP_Inputs_ON_Diverse_2023_04_03 | Hydrogen | Dispatch-Interconnection | ON | 2050 | Spring | H2 Pipeline - Repurposed | ON | QC | 0 | ON
LCP_Inputs_ON_Diverse_2023_04_03 | Hydrogen | Dispatch-Interconnection | ON | 2050 | Spring | H2 Pipeline - Repurposed | ON | WC | 0 | ON
LCP_Inputs_ON_Diverse_2023_04_03 | Hydrogen | Dispatch-Interconnection | ON | 2050 | Spring | H2 Pipeline - Repurposed | PJ | ON | 0 | ON
LCP_Inputs_ON_Diverse_2023_04_03 | Hydrogen | Dispatch-Interconnection | ON | 2050 | Spring | H2 Pipeline - Repurposed | QC | ON | 0 | ON
LCP_Inputs_ON_Diverse_2023_04_03 | Hydrogen | Dispatch-Interconnection | ON | 2050 | Spring | H2 Pipeline - Repurposed | WC | ON | 0 | ON
LCP_Inputs_ON_Diverse_2023_04_03 | Hydrogen | Dispatch-Interconnection | ON | 2050 | Summer | H2 Pipeline - New | MI | ON | 0 | ON
LCP_Inputs_ON_Diverse_2023_04_03 | Hydrogen | Dispatch-Interconnection | ON | 2050 | Summer | H2 Pipeline - New | NY | ON | 0 | ON
LCP_Inputs_ON_Diverse_2023_04_03 | Hydrogen | Dispatch-Interconnection | ON | 2050 | Summer | H2 Pipeline - New | ON | MI | 0 | ON
LCP_Inputs_ON_Diverse_2023_04_03 | Hydrogen | Dispatch-Interconnection | ON | 2050 | Summer | H2 Pipeline - New | ON | NY | 0 | ON
LCP_Inputs_ON_Diverse_2023_04_03 | Hydrogen | Dispatch-Interconnection | ON | 2050 | Summer | H2 Pipeline - New | ON | PJ | 0 | ON
LCP_Inputs_ON_Diverse_2023_04_03 | Hydrogen | Dispatch-Interconnection | ON | 2050 | Summer | H2 Pipeline - New | ON | QC | 0 | ON
LCP_Inputs_ON_Diverse_2023_04_03 | Hydrogen | Dispatch-Interconnection | ON | 2050 | Summer | H2 Pipeline - New | ON | WC | 0 | ON
LCP_Inputs_ON_Diverse_2023_04_03 | Hydrogen | Dispatch-Interconnection | ON | 2050 | Summer | H2 Pipeline - New | PJ | ON | 0 | ON
LCP_Inputs_ON_Diverse_2023_04_03 | Hydrogen | Dispatch-Interconnection | ON | 2050 | Summer | H2 Pipeline - New | QC | ON | 0 | ON
LCP_Inputs_ON_Diverse_2023_04_03 | Hydrogen | Dispatch-Interconnection | ON | 2050 | Summer | H2 Pipeline - New | WC | ON | 0 | ON
LCP_Inputs_ON_Diverse_2023_04_03 | Hydrogen | Dispatch-Interconnection | ON | 2050 | Summer | H2 Pipeline - Repurposed | MI | ON | 0 | ON
LCP_Inputs_ON_Diverse_2023_04_03 | Hydrogen | Dispatch-Interconnection | ON | 2050 | Summer | H2 Pipeline - Repurposed | NY | ON | 0 | ON
LCP_Inputs_ON_Diverse_2023_04_03 | Hydrogen | Dispatch-Interconnection | ON | 2050 | Summer | H2 Pipeline - Repurposed | ON | MI | 0 | ON
LCP_Inputs_ON_Diverse_2023_04_03 | Hydrogen | Dispatch-Interconnection | ON | 2050 | Summer | H2 Pipeline - Repurposed | ON | NY | 0 | ON
LCP_Inputs_ON_Diverse_2023_04_03 | Hydrogen | Dispatch-Interconnection | ON | 2050 | Summer | H2 Pipeline - Repurposed | ON | PJ | 0 | ON
LCP_Inputs_ON_Diverse_2023_04_03 | Hydrogen | Dispatch-Interconnection | ON | 2050 | Summer | H2 Pipeline - Repurposed | ON | QC | 0 | ON
LCP_Inputs_ON_Diverse_2023_04_03 | Hydrogen | Dispatch-Interconnection | ON | 2050 | Summer | H2 Pipeline - Repurposed | ON | WC | 0 | ON
LCP_Inputs_ON_Diverse_2023_04_03 | Hydrogen | Dispatch-Interconnection | ON | 2050 | Summer | H2 Pipeline - Repurposed | PJ | ON | 0 | ON
LCP_Inputs_ON_Diverse_2023_04_03 | Hydrogen | Dispatch-Interconnection | ON | 2050 | Summer | H2 Pipeline - Repurposed | QC | ON | 0 | ON
LCP_Inputs_ON_Diverse_2023_04_03 | Hydrogen | Dispatch-Interconnection | ON | 2050 | Summer | H2 Pipeline - Repurposed | WC | ON | 0 | ON
LCP_Inputs_ON_Diverse_2023_04_03 | Hydrogen | Dispatch-Interconnection | ON | 2050 | Winter | H2 Pipeline - New | MI | ON | 0 | ON
LCP_Inputs_ON_Diverse_2023_04_03 | Hydrogen | Dispatch-Interconnection | ON | 2050 | Winter | H2 Pipeline - New | NY | ON | 0 | ON
LCP_Inputs_ON_Diverse_2023_04_03 | Hydrogen | Dispatch-Interconnection | ON | 2050 | Winter | H2 Pipeline - New | ON | MI | 0 | ON
LCP_Inputs_ON_Diverse_2023_04_03 | Hydrogen | Dispatch-Interconnection | ON | 2050 | Winter | H2 Pipeline - New | ON | NY | 0 | ON
LCP_Inputs_ON_Diverse_2023_04_03 | Hydrogen | Dispatch-Interconnection | ON | 2050 | Winter | H2 Pipeline - New | ON | PJ | 0 | ON
LCP_Inputs_ON_Diverse_2023_04_03 | Hydrogen | Dispatch-Interconnection | ON | 2050 | Winter | H2 Pipeline - New | ON | QC | 0 | ON
LCP_Inputs_ON_Diverse_2023_04_03 | Hydrogen | Dispatch-Interconnection | ON | 2050 | Winter | H2 Pipeline - New | ON | WC | 0 | ON
LCP_Inputs_ON_Diverse_2023_04_03 | Hydrogen | Dispatch-Interconnection | ON | 2050 | Winter | H2 Pipeline - New | PJ | ON | 0 | ON
LCP_Inputs_ON_Diverse_2023_04_03 | Hydrogen | Dispatch-Interconnection | ON | 2050 | Winter | H2 Pipeline - New | QC | ON | 0 | ON
LCP_Inputs_ON_Diverse_2023_04_03 | Hydrogen | Dispatch-Interconnection | ON | 2050 | Winter | H2 Pipeline - New | WC | ON | 0 | ON
LCP_Inputs_ON_Diverse_2023_04_03 | Hydrogen | Dispatch-Interconnection | ON | 2050 | Winter | H2 Pipeline - Repurposed | MI | ON | 0 | ON
LCP_Inputs_ON_Diverse_2023_04_03 | Hydrogen | Dispatch-Interconnection | ON | 2050 | Winter | H2 Pipeline - Repurposed | NY | ON | 0 | ON
LCP_Inputs_ON_Diverse_2023_04_03 | Hydrogen | Dispatch-Interconnection | ON | 2050 | Winter | H2 Pipeline - Repurposed | ON | MI | 0 | ON
LCP_Inputs_ON_Diverse_2023_04_03 | Hydrogen | Dispatch-Interconnection | ON | 2050 | Winter | H2 Pipeline - Repurposed | ON | NY | 0 | ON
LCP_Inputs_ON_Diverse_2023_04_03 | Hydrogen | Dispatch-Interconnection | ON | 2050 | Winter | H2 Pipeline - Repurposed | ON | PJ | 0 | ON
LCP_Inputs_ON_Diverse_2023_04_03 | Hydrogen | Dispatch-Interconnection | ON | 2050 | Winter | H2 Pipeline - Repurposed | ON | QC | 12693651.1211 | ON
LCP_Inputs_ON_Diverse_2023_04_03 | Hydrogen | Dispatch-Interconnection | ON | 2050 | Winter | H2 Pipeline - Repurposed | ON | WC | 0 | ON
LCP_Inputs_ON_Diverse_2023_04_03 | Hydrogen | Dispatch-Interconnection | ON | 2050 | Winter | H2 Pipeline - Repurposed | PJ | ON | 0 | ON
LCP_Inputs_ON_Diverse_2023_04_03 | Hydrogen | Dispatch-Interconnection | ON | 2050 | Winter | H2 Pipeline - Repurposed | QC | ON | 0 | ON
LCP_Inputs_ON_Diverse_2023_04_03 | Hydrogen | Dispatch-Interconnection | ON | 2050 | Winter | H2 Pipeline - Repurposed | WC | ON | 0 | ON
LCP_Inputs_ON_Diverse_2023_04_03 | Hydrogen | Dispatch-Interconnection | ON | 2050 | Winter Peak | H2 Pipeline - New | MI | ON | 0 | ON
LCP_Inputs_ON_Diverse_2023_04_03 | Hydrogen | Dispatch-Interconnection | ON | 2050 | Winter Peak | H2 Pipeline - New | NY | ON | 0 | ON
LCP_Inputs_ON_Diverse_2023_04_03 | Hydrogen | Dispatch-Interconnection | ON | 2050 | Winter Peak | H2 Pipeline - New | ON | MI | 0 | ON
LCP_Inputs_ON_Diverse_2023_04_03 | Hydrogen | Dispatch-Interconnection | ON | 2050 | Winter Peak | H2 Pipeline - New | ON | NY | 0 | ON
LCP_Inputs_ON_Diverse_2023_04_03 | Hydrogen | Dispatch-Interconnection | ON | 2050 | Winter Peak | H2 Pipeline - New | ON | PJ | 0 | ON
LCP_Inputs_ON_Diverse_2023_04_03 | Hydrogen | Dispatch-Interconnection | ON | 2050 | Winter Peak | H2 Pipeline - New | ON | QC | 0 | ON
LCP_Inputs_ON_Diverse_2023_04_03 | Hydrogen | Dispatch-Interconnection | ON | 2050 | Winter Peak | H2 Pipeline - New | ON | WC | 0 | ON
LCP_Inputs_ON_Diverse_2023_04_03 | Hydrogen | Dispatch-Interconnection | ON | 2050 | Winter Peak | H2 Pipeline - New | PJ | ON | 0 | ON
LCP_Inputs_ON_Diverse_2023_04_03 | Hydrogen | Dispatch-Interconnection | ON | 2050 | Winter Peak | H2 Pipeline - New | QC | ON | 0 | ON
LCP_Inputs_ON_Diverse_2023_04_03 | Hydrogen | Dispatch-Interconnection | ON | 2050 | Winter Peak | H2 Pipeline - New | WC | ON | 0 | ON
LCP_Inputs_ON_Diverse_2023_04_03 | Hydrogen | Dispatch-Interconnection | ON | 2050 | Winter Peak | H2 Pipeline - Repurposed | MI | ON | 0 | ON
LCP_Inputs_ON_Diverse_2023_04_03 | Hydrogen | Dispatch-Interconnection | ON | 2050 | Winter Peak | H2 Pipeline - Repurposed | NY | ON | 0 | ON
LCP_Inputs_ON_Diverse_2023_04_03 | Hydrogen | Dispatch-Interconnection | ON | 2050 | Winter Peak | H2 Pipeline - Repurposed | ON | MI | 0 | ON
LCP_Inputs_ON_Diverse_2023_04_03 | Hydrogen | Dispatch-Interconnection | ON | 2050 | Winter Peak | H2 Pipeline - Repurposed | ON | NY | 0 | ON
LCP_Inputs_ON_Diverse_2023_04_03 | Hydrogen | Dispatch-Interconnection | ON | 2050 | Winter Peak | H2 Pipeline - Repurposed | ON | PJ | 0 | ON
LCP_Inputs_ON_Diverse_2023_04_03 | Hydrogen | Dispatch-Interconnection | ON | 2050 | Winter Peak | H2 Pipeline - Repurposed | ON | QC | 238800 | ON
LCP_Inputs_ON_Diverse_2023_04_03 | Hydrogen | Dispatch-Interconnection | ON | 2050 | Winter Peak | H2 Pipeline - Repurposed | ON | WC | 414927.5155 | ON
LCP_Inputs_ON_Diverse_2023_04_03 | Hydrogen | Dispatch-Interconnection | ON | 2050 | Winter Peak | H2 Pipeline - Repurposed | PJ | ON | 0 | ON
LCP_Inputs_ON_Diverse_2023_04_03 | Hydrogen | Dispatch-Interconnection | ON | 2050 | Winter Peak | H2 Pipeline - Repurposed | QC | ON | 0 | ON
LCP_Inputs_ON_Diverse_2023_04_03 | Hydrogen | Dispatch-Interconnection | ON | 2050 | Winter Peak | H2 Pipeline - Repurposed | WC | ON | 0 | ON
LCP_Inputs_ON_Diverse_2023_04_03 | Hydrogen | Dispatch-Interconnection | PJ | 2020 | Fall | H2 Pipeline - New | ON | PJ | 0 | PJ
LCP_Inputs_ON_Diverse_2023_04_03 | Hydrogen | Dispatch-Interconnection | PJ | 2020 | Fall | H2 Pipeline - New | PJ | ON | 0 | PJ
LCP_Inputs_ON_Diverse_2023_04_03 | Hydrogen | Dispatch-Interconnection | PJ | 2020 | Fall | H2 Pipeline - Repurposed | ON | PJ | 0 | PJ
LCP_Inputs_ON_Diverse_2023_04_03 | Hydrogen | Dispatch-Interconnection | PJ | 2020 | Fall | H2 Pipeline - Repurposed | PJ | ON | 0 | PJ
LCP_Inputs_ON_Diverse_2023_04_03 | Hydrogen | Dispatch-Interconnection | PJ | 2020 | Spring | H2 Pipeline - New | ON | PJ | 0 | PJ
LCP_Inputs_ON_Diverse_2023_04_03 | Hydrogen | Dispatch-Interconnection | PJ | 2020 | Spring | H2 Pipeline - New | PJ | ON | 0 | PJ
LCP_Inputs_ON_Diverse_2023_04_03 | Hydrogen | Dispatch-Interconnection | PJ | 2020 | Spring | H2 Pipeline - Repurposed | ON | PJ | 0 | PJ
LCP_Inputs_ON_Diverse_2023_04_03 | Hydrogen | Dispatch-Interconnection | PJ | 2020 | Spring | H2 Pipeline - Repurposed | PJ | ON | 0 | PJ
LCP_Inputs_ON_Diverse_2023_04_03 | Hydrogen | Dispatch-Interconnection | PJ | 2020 | Summer | H2 Pipeline - New | ON | PJ | 0 | PJ
LCP_Inputs_ON_Diverse_2023_04_03 | Hydrogen | Dispatch-Interconnection | PJ | 2020 | Summer | H2 Pipeline - New | PJ | ON | 0 | PJ
LCP_Inputs_ON_Diverse_2023_04_03 | Hydrogen | Dispatch-Interconnection | PJ | 2020 | Summer | H2 Pipeline - Repurposed | ON | PJ | 0 | PJ
LCP_Inputs_ON_Diverse_2023_04_03 | Hydrogen | Dispatch-Interconnection | PJ | 2020 | Summer | H2 Pipeline - Repurposed | PJ | ON | 0 | PJ
LCP_Inputs_ON_Diverse_2023_04_03 | Hydrogen | Dispatch-Interconnection | PJ | 2020 | Winter | H2 Pipeline - New | ON | PJ | 0 | PJ
LCP_Inputs_ON_Diverse_2023_04_03 | Hydrogen | Dispatch-Interconnection | PJ | 2020 | Winter | H2 Pipeline - New | PJ | ON | 0 | PJ
LCP_Inputs_ON_Diverse_2023_04_03 | Hydrogen | Dispatch-Interconnection | PJ | 2020 | Winter | H2 Pipeline - Repurposed | ON | PJ | 0 | PJ
LCP_Inputs_ON_Diverse_2023_04_03 | Hydrogen | Dispatch-Interconnection | PJ | 2020 | Winter | H2 Pipeline - Repurposed | PJ | ON | 0 | PJ
LCP_Inputs_ON_Diverse_2023_04_03 | Hydrogen | Dispatch-Interconnection | PJ | 2020 | Winter Peak | H2 Pipeline - New | ON | PJ | 0 | PJ
LCP_Inputs_ON_Diverse_2023_04_03 | Hydrogen | Dispatch-Interconnection | PJ | 2020 | Winter Peak | H2 Pipeline - New | PJ | ON | 0 | PJ
LCP_Inputs_ON_Diverse_2023_04_03 | Hydrogen | Dispatch-Interconnection | PJ | 2020 | Winter Peak | H2 Pipeline - Repurposed | ON | PJ | 0 | PJ
LCP_Inputs_ON_Diverse_2023_04_03 | Hydrogen | Dispatch-Interconnection | PJ | 2020 | Winter Peak | H2 Pipeline - Repurposed | PJ | ON | 0 | PJ
LCP_Inputs_ON_Diverse_2023_04_03 | Hydrogen | Dispatch-Interconnection | PJ | 2030 | Fall | H2 Pipeline - New | ON | PJ | 0 | PJ
LCP_Inputs_ON_Diverse_2023_04_03 | Hydrogen | Dispatch-Interconnection | PJ | 2030 | Fall | H2 Pipeline - New | PJ | ON | 0 | PJ
LCP_Inputs_ON_Diverse_2023_04_03 | Hydrogen | Dispatch-Interconnection | PJ | 2030 | Fall | H2 Pipeline - Repurposed | ON | PJ | 0 | PJ
LCP_Inputs_ON_Diverse_2023_04_03 | Hydrogen | Dispatch-Interconnection | PJ | 2030 | Fall | H2 Pipeline - Repurposed | PJ | ON | 0 | PJ
LCP_Inputs_ON_Diverse_2023_04_03 | Hydrogen | Dispatch-Interconnection | PJ | 2030 | Spring | H2 Pipeline - New | ON | PJ | 0 | PJ
LCP_Inputs_ON_Diverse_2023_04_03 | Hydrogen | Dispatch-Interconnection | PJ | 2030 | Spring | H2 Pipeline - New | PJ | ON | 0 | PJ
LCP_Inputs_ON_Diverse_2023_04_03 | Hydrogen | Dispatch-Interconnection | PJ | 2030 | Spring | H2 Pipeline - Repurposed | ON | PJ | 0 | PJ
LCP_Inputs_ON_Diverse_2023_04_03 | Hydrogen | Dispatch-Interconnection | PJ | 2030 | Spring | H2 Pipeline - Repurposed | PJ | ON | 0 | PJ
LCP_Inputs_ON_Diverse_2023_04_03 | Hydrogen | Dispatch-Interconnection | PJ | 2030 | Summer | H2 Pipeline - New | ON | PJ | 0 | PJ
LCP_Inputs_ON_Diverse_2023_04_03 | Hydrogen | Dispatch-Interconnection | PJ | 2030 | Summer | H2 Pipeline - New | PJ | ON | 0 | PJ
LCP_Inputs_ON_Diverse_2023_04_03 | Hydrogen | Dispatch-Interconnection | PJ | 2030 | Summer | H2 Pipeline - Repurposed | ON | PJ | 0 | PJ
LCP_Inputs_ON_Diverse_2023_04_03 | Hydrogen | Dispatch-Interconnection | PJ | 2030 | Summer | H2 Pipeline - Repurposed | PJ | ON | 0 | PJ
LCP_Inputs_ON_Diverse_2023_04_03 | Hydrogen | Dispatch-Interconnection | PJ | 2030 | Winter | H2 Pipeline - New | ON | PJ | 0 | PJ
LCP_Inputs_ON_Diverse_2023_04_03 | Hydrogen | Dispatch-Interconnection | PJ | 2030 | Winter | H2 Pipeline - New | PJ | ON | 0 | PJ
LCP_Inputs_ON_Diverse_2023_04_03 | Hydrogen | Dispatch-Interconnection | PJ | 2030 | Winter | H2 Pipeline - Repurposed | ON | PJ | 0 | PJ
LCP_Inputs_ON_Diverse_2023_04_03 | Hydrogen | Dispatch-Interconnection | PJ | 2030 | Winter | H2 Pipeline - Repurposed | PJ | ON | 0 | PJ
LCP_Inputs_ON_Diverse_2023_04_03 | Hydrogen | Dispatch-Interconnection | PJ | 2030 | Winter Peak | H2 Pipeline - New | ON | PJ | 0 | PJ
LCP_Inputs_ON_Diverse_2023_04_03 | Hydrogen | Dispatch-Interconnection | PJ | 2030 | Winter Peak | H2 Pipeline - New | PJ | ON | 0 | PJ
LCP_Inputs_ON_Diverse_2023_04_03 | Hydrogen | Dispatch-Interconnection | PJ | 2030 | Winter Peak | H2 Pipeline - Repurposed | ON | PJ | 0 | PJ
LCP_Inputs_ON_Diverse_2023_04_03 | Hydrogen | Dispatch-Interconnection | PJ | 2030 | Winter Peak | H2 Pipeline - Repurposed | PJ | ON | 0 | PJ
LCP_Inputs_ON_Diverse_2023_04_03 | Hydrogen | Dispatch-Interconnection | PJ | 2040 | Fall | H2 Pipeline - New | ON | PJ | 0 | PJ
LCP_Inputs_ON_Diverse_2023_04_03 | Hydrogen | Dispatch-Interconnection | PJ | 2040 | Fall | H2 Pipeline - New | PJ | ON | 0 | PJ
LCP_Inputs_ON_Diverse_2023_04_03 | Hydrogen | Dispatch-Interconnection | PJ | 2040 | Fall | H2 Pipeline - Repurposed | ON | PJ | 0 | PJ
LCP_Inputs_ON_Diverse_2023_04_03 | Hydrogen | Dispatch-Interconnection | PJ | 2040 | Fall | H2 Pipeline - Repurposed | PJ | ON | 0 | PJ
LCP_Inputs_ON_Diverse_2023_04_03 | Hydrogen | Dispatch-Interconnection | PJ | 2040 | Spring | H2 Pipeline - New | ON | PJ | 0 | PJ
LCP_Inputs_ON_Diverse_2023_04_03 | Hydrogen | Dispatch-Interconnection | PJ | 2040 | Spring | H2 Pipeline - New | PJ | ON | 0 | PJ
LCP_Inputs_ON_Diverse_2023_04_03 | Hydrogen | Dispatch-Interconnection | PJ | 2040 | Spring | H2 Pipeline - Repurposed | ON | PJ | 0 | PJ
LCP_Inputs_ON_Diverse_2023_04_03 | Hydrogen | Dispatch-Interconnection | PJ | 2040 | Spring | H2 Pipeline - Repurposed | PJ | ON | 0 | PJ
LCP_Inputs_ON_Diverse_2023_04_03 | Hydrogen | Dispatch-Interconnection | PJ | 2040 | Summer | H2 Pipeline - New | ON | PJ | 0 | PJ
LCP_Inputs_ON_Diverse_2023_04_03 | Hydrogen | Dispatch-Interconnection | PJ | 2040 | Summer | H2 Pipeline - New | PJ | ON | 0 | PJ
LCP_Inputs_ON_Diverse_2023_04_03 | Hydrogen | Dispatch-Interconnection | PJ | 2040 | Summer | H2 Pipeline - Repurposed | ON | PJ | 0 | PJ
LCP_Inputs_ON_Diverse_2023_04_03 | Hydrogen | Dispatch-Interconnection | PJ | 2040 | Summer | H2 Pipeline - Repurposed | PJ | ON | 0 | PJ
LCP_Inputs_ON_Diverse_2023_04_03 | Hydrogen | Dispatch-Interconnection | PJ | 2040 | Winter | H2 Pipeline - New | ON | PJ | 0 | PJ
LCP_Inputs_ON_Diverse_2023_04_03 | Hydrogen | Dispatch-Interconnection | PJ | 2040 | Winter | H2 Pipeline - New | PJ | ON | 0 | PJ
LCP_Inputs_ON_Diverse_2023_04_03 | Hydrogen | Dispatch-Interconnection | PJ | 2040 | Winter | H2 Pipeline - Repurposed | ON | PJ | 0 | PJ
LCP_Inputs_ON_Diverse_2023_04_03 | Hydrogen | Dispatch-Interconnection | PJ | 2040 | Winter | H2 Pipeline - Repurposed | PJ | ON | 0 | PJ
LCP_Inputs_ON_Diverse_2023_04_03 | Hydrogen | Dispatch-Interconnection | PJ | 2040 | Winter Peak | H2 Pipeline - New | ON | PJ | 0 | PJ
LCP_Inputs_ON_Diverse_2023_04_03 | Hydrogen | Dispatch-Interconnection | PJ | 2040 | Winter Peak | H2 Pipeline - New | PJ | ON | 0 | PJ
LCP_Inputs_ON_Diverse_2023_04_03 | Hydrogen | Dispatch-Interconnection | PJ | 2040 | Winter Peak | H2 Pipeline - Repurposed | ON | PJ | 0 | PJ
LCP_Inputs_ON_Diverse_2023_04_03 | Hydrogen | Dispatch-Interconnection | PJ | 2040 | Winter Peak | H2 Pipeline - Repurposed | PJ | ON | 0 | PJ
LCP_Inputs_ON_Diverse_2023_04_03 | Hydrogen | Dispatch-Interconnection | PJ | 2050 | Fall | H2 Pipeline - New | ON | PJ | 0 | PJ
LCP_Inputs_ON_Diverse_2023_04_03 | Hydrogen | Dispatch-Interconnection | PJ | 2050 | Fall | H2 Pipeline - New | PJ | ON | 0 | PJ
LCP_Inputs_ON_Diverse_2023_04_03 | Hydrogen | Dispatch-Interconnection | PJ | 2050 | Fall | H2 Pipeline - Repurposed | ON | PJ | 0 | PJ
LCP_Inputs_ON_Diverse_2023_04_03 | Hydrogen | Dispatch-Interconnection | PJ | 2050 | Fall | H2 Pipeline - Repurposed | PJ | ON | 0 | PJ
LCP_Inputs_ON_Diverse_2023_04_03 | Hydrogen | Dispatch-Interconnection | PJ | 2050 | Spring | H2 Pipeline - New | ON | PJ | 0 | PJ
LCP_Inputs_ON_Diverse_2023_04_03 | Hydrogen | Dispatch-Interconnection | PJ | 2050 | Spring | H2 Pipeline - New | PJ | ON | 0 | PJ
LCP_Inputs_ON_Diverse_2023_04_03 | Hydrogen | Dispatch-Interconnection | PJ | 2050 | Spring | H2 Pipeline - Repurposed | ON | PJ | 0 | PJ
LCP_Inputs_ON_Diverse_2023_04_03 | Hydrogen | Dispatch-Interconnection | PJ | 2050 | Spring | H2 Pipeline - Repurposed | PJ | ON | 0 | PJ
LCP_Inputs_ON_Diverse_2023_04_03 | Hydrogen | Dispatch-Interconnection | PJ | 2050 | Summer | H2 Pipeline - New | ON | PJ | 0 | PJ
LCP_Inputs_ON_Diverse_2023_04_03 | Hydrogen | Dispatch-Interconnection | PJ | 2050 | Summer | H2 Pipeline - New | PJ | ON | 0 | PJ
LCP_Inputs_ON_Diverse_2023_04_03 | Hydrogen | Dispatch-Interconnection | PJ | 2050 | Summer | H2 Pipeline - Repurposed | ON | PJ | 0 | PJ
LCP_Inputs_ON_Diverse_2023_04_03 | Hydrogen | Dispatch-Interconnection | PJ | 2050 | Summer | H2 Pipeline - Repurposed | PJ | ON | 0 | PJ
LCP_Inputs_ON_Diverse_2023_04_03 | Hydrogen | Dispatch-Interconnection | PJ | 2050 | Winter | H2 Pipeline - New | ON | PJ | 0 | PJ
LCP_Inputs_ON_Diverse_2023_04_03 | Hydrogen | Dispatch-Interconnection | PJ | 2050 | Winter | H2 Pipeline - New | PJ | ON | 0 | PJ
LCP_Inputs_ON_Diverse_2023_04_03 | Hydrogen | Dispatch-Interconnection | PJ | 2050 | Winter | H2 Pipeline - Repurposed | ON | PJ | 0 | PJ
LCP_Inputs_ON_Diverse_2023_04_03 | Hydrogen | Dispatch-Interconnection | PJ | 2050 | Winter | H2 Pipeline - Repurposed | PJ | ON | 0 | PJ
LCP_Inputs_ON_Diverse_2023_04_03 | Hydrogen | Dispatch-Interconnection | PJ | 2050 | Winter Peak | H2 Pipeline - New | ON | PJ | 0 | PJ
LCP_Inputs_ON_Diverse_2023_04_03 | Hydrogen | Dispatch-Interconnection | PJ | 2050 | Winter Peak | H2 Pipeline - New | PJ | ON | 0 | PJ
LCP_Inputs_ON_Diverse_2023_04_03 | Hydrogen | Dispatch-Interconnection | PJ | 2050 | Winter Peak | H2 Pipeline - Repurposed | ON | PJ | 0 | PJ
LCP_Inputs_ON_Diverse_2023_04_03 | Hydrogen | Dispatch-Interconnection | PJ | 2050 | Winter Peak | H2 Pipeline - Repurposed | PJ | ON | 0 | PJ
LCP_Inputs_ON_Diverse_2023_04_03 | Hydrogen | Dispatch-Interconnection | QC | 2020 | Fall | H2 Pipeline - New | ON | QC | 0 | QC
LCP_Inputs_ON_Diverse_2023_04_03 | Hydrogen | Dispatch-Interconnection | QC | 2020 | Fall | H2 Pipeline - New | QC | ON | 0 | QC
LCP_Inputs_ON_Diverse_2023_04_03 | Hydrogen | Dispatch-Interconnection | QC | 2020 | Fall | H2 Pipeline - Repurposed | ON | QC | 0 | QC
LCP_Inputs_ON_Diverse_2023_04_03 | Hydrogen | Dispatch-Interconnection | QC | 2020 | Fall | H2 Pipeline - Repurposed | QC | ON | 0 | QC
LCP_Inputs_ON_Diverse_2023_04_03 | Hydrogen | Dispatch-Interconnection | QC | 2020 | Spring | H2 Pipeline - New | ON | QC | 0 | QC
LCP_Inputs_ON_Diverse_2023_04_03 | Hydrogen | Dispatch-Interconnection | QC | 2020 | Spring | H2 Pipeline - New | QC | ON | 0 | QC
LCP_Inputs_ON_Diverse_2023_04_03 | Hydrogen | Dispatch-Interconnection | QC | 2020 | Spring | H2 Pipeline - Repurposed | ON | QC | 0 | QC
LCP_Inputs_ON_Diverse_2023_04_03 | Hydrogen | Dispatch-Interconnection | QC | 2020 | Spring | H2 Pipeline - Repurposed | QC | ON | 0 | QC
LCP_Inputs_ON_Diverse_2023_04_03 | Hydrogen | Dispatch-Interconnection | QC | 2020 | Summer | H2 Pipeline - New | ON | QC | 0 | QC
LCP_Inputs_ON_Diverse_2023_04_03 | Hydrogen | Dispatch-Interconnection | QC | 2020 | Summer | H2 Pipeline - New | QC | ON | 0 | QC
LCP_Inputs_ON_Diverse_2023_04_03 | Hydrogen | Dispatch-Interconnection | QC | 2020 | Summer | H2 Pipeline - Repurposed | ON | QC | 0 | QC
LCP_Inputs_ON_Diverse_2023_04_03 | Hydrogen | Dispatch-Interconnection | QC | 2020 | Summer | H2 Pipeline - Repurposed | QC | ON | 0 | QC
LCP_Inputs_ON_Diverse_2023_04_03 | Hydrogen | Dispatch-Interconnection | QC | 2020 | Winter | H2 Pipeline - New | ON | QC | 0 | QC
LCP_Inputs_ON_Diverse_2023_04_03 | Hydrogen | Dispatch-Interconnection | QC | 2020 | Winter | H2 Pipeline - New | QC | ON | 0 | QC
LCP_Inputs_ON_Diverse_2023_04_03 | Hydrogen | Dispatch-Interconnection | QC | 2020 | Winter | H2 Pipeline - Repurposed | ON | QC | 0 | QC
LCP_Inputs_ON_Diverse_2023_04_03 | Hydrogen | Dispatch-Interconnection | QC | 2020 | Winter | H2 Pipeline - Repurposed | QC | ON | 0 | QC
LCP_Inputs_ON_Diverse_2023_04_03 | Hydrogen | Dispatch-Interconnection | QC | 2020 | Winter Peak | H2 Pipeline - New | ON | QC | 0 | QC
LCP_Inputs_ON_Diverse_2023_04_03 | Hydrogen | Dispatch-Interconnection | QC | 2020 | Winter Peak | H2 Pipeline - New | QC | ON | 0 | QC
LCP_Inputs_ON_Diverse_2023_04_03 | Hydrogen | Dispatch-Interconnection | QC | 2020 | Winter Peak | H2 Pipeline - Repurposed | ON | QC | 0 | QC
LCP_Inputs_ON_Diverse_2023_04_03 | Hydrogen | Dispatch-Interconnection | QC | 2020 | Winter Peak | H2 Pipeline - Repurposed | QC | ON | 0 | QC
LCP_Inputs_ON_Diverse_2023_04_03 | Hydrogen | Dispatch-Interconnection | QC | 2030 | Fall | H2 Pipeline - New | ON | QC | 0 | QC
LCP_Inputs_ON_Diverse_2023_04_03 | Hydrogen | Dispatch-Interconnection | QC | 2030 | Fall | H2 Pipeline - New | QC | ON | 0 | QC
LCP_Inputs_ON_Diverse_2023_04_03 | Hydrogen | Dispatch-Interconnection | QC | 2030 | Fall | H2 Pipeline - Repurposed | ON | QC | 0 | QC
LCP_Inputs_ON_Diverse_2023_04_03 | Hydrogen | Dispatch-Interconnection | QC | 2030 | Fall | H2 Pipeline - Repurposed | QC | ON | 0 | QC
LCP_Inputs_ON_Diverse_2023_04_03 | Hydrogen | Dispatch-Interconnection | QC | 2030 | Spring | H2 Pipeline - New | ON | QC | 0 | QC
LCP_Inputs_ON_Diverse_2023_04_03 | Hydrogen | Dispatch-Interconnection | QC | 2030 | Spring | H2 Pipeline - New | QC | ON | 0 | QC
LCP_Inputs_ON_Diverse_2023_04_03 | Hydrogen | Dispatch-Interconnection | QC | 2030 | Spring | H2 Pipeline - Repurposed | ON | QC | 0 | QC
LCP_Inputs_ON_Diverse_2023_04_03 | Hydrogen | Dispatch-Interconnection | QC | 2030 | Spring | H2 Pipeline - Repurposed | QC | ON | 0 | QC
LCP_Inputs_ON_Diverse_2023_04_03 | Hydrogen | Dispatch-Interconnection | QC | 2030 | Summer | H2 Pipeline - New | ON | QC | 0 | QC
LCP_Inputs_ON_Diverse_2023_04_03 | Hydrogen | Dispatch-Interconnection | QC | 2030 | Summer | H2 Pipeline - New | QC | ON | 0 | QC
LCP_Inputs_ON_Diverse_2023_04_03 | Hydrogen | Dispatch-Interconnection | QC | 2030 | Summer | H2 Pipeline - Repurposed | ON | QC | 0 | QC
LCP_Inputs_ON_Diverse_2023_04_03 | Hydrogen | Dispatch-Interconnection | QC | 2030 | Summer | H2 Pipeline - Repurposed | QC | ON | 0 | QC
LCP_Inputs_ON_Diverse_2023_04_03 | Hydrogen | Dispatch-Interconnection | QC | 2030 | Winter | H2 Pipeline - New | ON | QC | 0 | QC
LCP_Inputs_ON_Diverse_2023_04_03 | Hydrogen | Dispatch-Interconnection | QC | 2030 | Winter | H2 Pipeline - New | QC | ON | 0 | QC
LCP_Inputs_ON_Diverse_2023_04_03 | Hydrogen | Dispatch-Interconnection | QC | 2030 | Winter | H2 Pipeline - Repurposed | ON | QC | 0 | QC
LCP_Inputs_ON_Diverse_2023_04_03 | Hydrogen | Dispatch-Interconnection | QC | 2030 | Winter | H2 Pipeline - Repurposed | QC | ON | 0 | QC
LCP_Inputs_ON_Diverse_2023_04_03 | Hydrogen | Dispatch-Interconnection | QC | 2030 | Winter Peak | H2 Pipeline - New | ON | QC | 0 | QC
LCP_Inputs_ON_Diverse_2023_04_03 | Hydrogen | Dispatch-Interconnection | QC | 2030 | Winter Peak | H2 Pipeline - New | QC | ON | 0 | QC
LCP_Inputs_ON_Diverse_2023_04_03 | Hydrogen | Dispatch-Interconnection | QC | 2030 | Winter Peak | H2 Pipeline - Repurposed | ON | QC | 0 | QC
LCP_Inputs_ON_Diverse_2023_04_03 | Hydrogen | Dispatch-Interconnection | QC | 2030 | Winter Peak | H2 Pipeline - Repurposed | QC | ON | 0 | QC
LCP_Inputs_ON_Diverse_2023_04_03 | Hydrogen | Dispatch-Interconnection | QC | 2040 | Fall | H2 Pipeline - New | ON | QC | 0 | QC
LCP_Inputs_ON_Diverse_2023_04_03 | Hydrogen | Dispatch-Interconnection | QC | 2040 | Fall | H2 Pipeline - New | QC | ON | 0 | QC
LCP_Inputs_ON_Diverse_2023_04_03 | Hydrogen | Dispatch-Interconnection | QC | 2040 | Fall | H2 Pipeline - Repurposed | ON | QC | 0 | QC
LCP_Inputs_ON_Diverse_2023_04_03 | Hydrogen | Dispatch-Interconnection | QC | 2040 | Fall | H2 Pipeline - Repurposed | QC | ON | 0 | QC
LCP_Inputs_ON_Diverse_2023_04_03 | Hydrogen | Dispatch-Interconnection | QC | 2040 | Spring | H2 Pipeline - New | ON | QC | 0 | QC
LCP_Inputs_ON_Diverse_2023_04_03 | Hydrogen | Dispatch-Interconnection | QC | 2040 | Spring | H2 Pipeline - New | QC | ON | 0 | QC
LCP_Inputs_ON_Diverse_2023_04_03 | Hydrogen | Dispatch-Interconnection | QC | 2040 | Spring | H2 Pipeline - Repurposed | ON | QC | 0 | QC
LCP_Inputs_ON_Diverse_2023_04_03 | Hydrogen | Dispatch-Interconnection | QC | 2040 | Spring | H2 Pipeline - Repurposed | QC | ON | 0 | QC
LCP_Inputs_ON_Diverse_2023_04_03 | Hydrogen | Dispatch-Interconnection | QC | 2040 | Summer | H2 Pipeline - New | ON | QC | 0 | QC
LCP_Inputs_ON_Diverse_2023_04_03 | Hydrogen | Dispatch-Interconnection | QC | 2040 | Summer | H2 Pipeline - New | QC | ON | 0 | QC
LCP_Inputs_ON_Diverse_2023_04_03 | Hydrogen | Dispatch-Interconnection | QC | 2040 | Summer | H2 Pipeline - Repurposed | ON | QC | 0 | QC
LCP_Inputs_ON_Diverse_2023_04_03 | Hydrogen | Dispatch-Interconnection | QC | 2040 | Summer | H2 Pipeline - Repurposed | QC | ON | 0 | QC
LCP_Inputs_ON_Diverse_2023_04_03 | Hydrogen | Dispatch-Interconnection | QC | 2040 | Winter | H2 Pipeline - New | ON | QC | 0 | QC
LCP_Inputs_ON_Diverse_2023_04_03 | Hydrogen | Dispatch-Interconnection | QC | 2040 | Winter | H2 Pipeline - New | QC | ON | 0 | QC
LCP_Inputs_ON_Diverse_2023_04_03 | Hydrogen | Dispatch-Interconnection | QC | 2040 | Winter | H2 Pipeline - Repurposed | ON | QC | 0 | QC
LCP_Inputs_ON_Diverse_2023_04_03 | Hydrogen | Dispatch-Interconnection | QC | 2040 | Winter | H2 Pipeline - Repurposed | QC | ON | 0 | QC
LCP_Inputs_ON_Diverse_2023_04_03 | Hydrogen | Dispatch-Interconnection | QC | 2040 | Winter Peak | H2 Pipeline - New | ON | QC | 0 | QC
LCP_Inputs_ON_Diverse_2023_04_03 | Hydrogen | Dispatch-Interconnection | QC | 2040 | Winter Peak | H2 Pipeline - New | QC | ON | 0 | QC
LCP_Inputs_ON_Diverse_2023_04_03 | Hydrogen | Dispatch-Interconnection | QC | 2040 | Winter Peak | H2 Pipeline - Repurposed | ON | QC | 0 | QC
LCP_Inputs_ON_Diverse_2023_04_03 | Hydrogen | Dispatch-Interconnection | QC | 2040 | Winter Peak | H2 Pipeline - Repurposed | QC | ON | 0 | QC
LCP_Inputs_ON_Diverse_2023_04_03 | Hydrogen | Dispatch-Interconnection | QC | 2050 | Fall | H2 Pipeline - New | ON | QC | 0 | QC
LCP_Inputs_ON_Diverse_2023_04_03 | Hydrogen | Dispatch-Interconnection | QC | 2050 | Fall | H2 Pipeline - New | QC | ON | 0 | QC
LCP_Inputs_ON_Diverse_2023_04_03 | Hydrogen | Dispatch-Interconnection | QC | 2050 | Fall | H2 Pipeline - Repurposed | ON | QC | -1576471.5542 | QC
LCP_Inputs_ON_Diverse_2023_04_03 | Hydrogen | Dispatch-Interconnection | QC | 2050 | Fall | H2 Pipeline - Repurposed | QC | ON | 0 | QC
LCP_Inputs_ON_Diverse_2023_04_03 | Hydrogen | Dispatch-Interconnection | QC | 2050 | Spring | H2 Pipeline - New | ON | QC | 0 | QC
LCP_Inputs_ON_Diverse_2023_04_03 | Hydrogen | Dispatch-Interconnection | QC | 2050 | Spring | H2 Pipeline - New | QC | ON | 0 | QC
LCP_Inputs_ON_Diverse_2023_04_03 | Hydrogen | Dispatch-Interconnection | QC | 2050 | Spring | H2 Pipeline - Repurposed | ON | QC | 0 | QC
LCP_Inputs_ON_Diverse_2023_04_03 | Hydrogen | Dispatch-Interconnection | QC | 2050 | Spring | H2 Pipeline - Repurposed | QC | ON | 0 | QC
LCP_Inputs_ON_Diverse_2023_04_03 | Hydrogen | Dispatch-Interconnection | QC | 2050 | Summer | H2 Pipeline - New | ON | QC | 0 | QC
LCP_Inputs_ON_Diverse_2023_04_03 | Hydrogen | Dispatch-Interconnection | QC | 2050 | Summer | H2 Pipeline - New | QC | ON | 0 | QC
LCP_Inputs_ON_Diverse_2023_04_03 | Hydrogen | Dispatch-Interconnection | QC | 2050 | Summer | H2 Pipeline - Repurposed | ON | QC | 0 | QC
LCP_Inputs_ON_Diverse_2023_04_03 | Hydrogen | Dispatch-Interconnection | QC | 2050 | Summer | H2 Pipeline - Repurposed | QC | ON | 0 | QC
LCP_Inputs_ON_Diverse_2023_04_03 | Hydrogen | Dispatch-Interconnection | QC | 2050 | Winter | H2 Pipeline - New | ON | QC | 0 | QC
LCP_Inputs_ON_Diverse_2023_04_03 | Hydrogen | Dispatch-Interconnection | QC | 2050 | Winter | H2 Pipeline - New | QC | ON | 0 | QC
LCP_Inputs_ON_Diverse_2023_04_03 | Hydrogen | Dispatch-Interconnection | QC | 2050 | Winter | H2 Pipeline - Repurposed | ON | QC | -12757438.3126 | QC
LCP_Inputs_ON_Diverse_2023_04_03 | Hydrogen | Dispatch-Interconnection | QC | 2050 | Winter | H2 Pipeline - Repurposed | QC | ON | 0 | QC
LCP_Inputs_ON_Diverse_2023_04_03 | Hydrogen | Dispatch-Interconnection | QC | 2050 | Winter Peak | H2 Pipeline - New | ON | QC | 0 | QC
LCP_Inputs_ON_Diverse_2023_04_03 | Hydrogen | Dispatch-Interconnection | QC | 2050 | Winter Peak | H2 Pipeline - New | QC | ON | 0 | QC
LCP_Inputs_ON_Diverse_2023_04_03 | Hydrogen | Dispatch-Interconnection | QC | 2050 | Winter Peak | H2 Pipeline - Repurposed | ON | QC | -240000 | QC
LCP_Inputs_ON_Diverse_2023_04_03 | Hydrogen | Dispatch-Interconnection | QC | 2050 | Winter Peak | H2 Pipeline - Repurposed | QC | ON | 0 | QC
LCP_Inputs_ON_Diverse_2023_04_03 | Hydrogen | Dispatch-Interconnection | WC | 2020 | Fall | H2 Pipeline - New | ON | WC | 0 | WC
LCP_Inputs_ON_Diverse_2023_04_03 | Hydrogen | Dispatch-Interconnection | WC | 2020 | Fall | H2 Pipeline - New | WC | ON | 0 | WC
LCP_Inputs_ON_Diverse_2023_04_03 | Hydrogen | Dispatch-Interconnection | WC | 2020 | Fall | H2 Pipeline - Repurposed | ON | WC | 0 | WC
LCP_Inputs_ON_Diverse_2023_04_03 | Hydrogen | Dispatch-Interconnection | WC | 2020 | Fall | H2 Pipeline - Repurposed | WC | ON | 0 | WC
LCP_Inputs_ON_Diverse_2023_04_03 | Hydrogen | Dispatch-Interconnection | WC | 2020 | Spring | H2 Pipeline - New | ON | WC | 0 | WC
LCP_Inputs_ON_Diverse_2023_04_03 | Hydrogen | Dispatch-Interconnection | WC | 2020 | Spring | H2 Pipeline - New | WC | ON | 0 | WC
LCP_Inputs_ON_Diverse_2023_04_03 | Hydrogen | Dispatch-Interconnection | WC | 2020 | Spring | H2 Pipeline - Repurposed | ON | WC | 0 | WC
LCP_Inputs_ON_Diverse_2023_04_03 | Hydrogen | Dispatch-Interconnection | WC | 2020 | Spring | H2 Pipeline - Repurposed | WC | ON | 0 | WC
LCP_Inputs_ON_Diverse_2023_04_03 | Hydrogen | Dispatch-Interconnection | WC | 2020 | Summer | H2 Pipeline - New | ON | WC | 0 | WC
LCP_Inputs_ON_Diverse_2023_04_03 | Hydrogen | Dispatch-Interconnection | WC | 2020 | Summer | H2 Pipeline - New | WC | ON | 0 | WC
LCP_Inputs_ON_Diverse_2023_04_03 | Hydrogen | Dispatch-Interconnection | WC | 2020 | Summer | H2 Pipeline - Repurposed | ON | WC | 0 | WC
LCP_Inputs_ON_Diverse_2023_04_03 | Hydrogen | Dispatch-Interconnection | WC | 2020 | Summer | H2 Pipeline - Repurposed | WC | ON | 0 | WC
LCP_Inputs_ON_Diverse_2023_04_03 | Hydrogen | Dispatch-Interconnection | WC | 2020 | Winter | H2 Pipeline - New | ON | WC | 0 | WC
LCP_Inputs_ON_Diverse_2023_04_03 | Hydrogen | Dispatch-Interconnection | WC | 2020 | Winter | H2 Pipeline - New | WC | ON | 0 | WC
LCP_Inputs_ON_Diverse_2023_04_03 | Hydrogen | Dispatch-Interconnection | WC | 2020 | Winter | H2 Pipeline - Repurposed | ON | WC | 0 | WC
LCP_Inputs_ON_Diverse_2023_04_03 | Hydrogen | Dispatch-Interconnection | WC | 2020 | Winter | H2 Pipeline - Repurposed | WC | ON | 0 | WC
LCP_Inputs_ON_Diverse_2023_04_03 | Hydrogen | Dispatch-Interconnection | WC | 2020 | Winter Peak | H2 Pipeline - New | ON | WC | 0 | WC
LCP_Inputs_ON_Diverse_2023_04_03 | Hydrogen | Dispatch-Interconnection | WC | 2020 | Winter Peak | H2 Pipeline - New | WC | ON | 0 | WC
LCP_Inputs_ON_Diverse_2023_04_03 | Hydrogen | Dispatch-Interconnection | WC | 2020 | Winter Peak | H2 Pipeline - Repurposed | ON | WC | 0 | WC
LCP_Inputs_ON_Diverse_2023_04_03 | Hydrogen | Dispatch-Interconnection | WC | 2020 | Winter Peak | H2 Pipeline - Repurposed | WC | ON | 0 | WC
LCP_Inputs_ON_Diverse_2023_04_03 | Hydrogen | Dispatch-Interconnection | WC | 2030 | Fall | H2 Pipeline - New | ON | WC | 0 | WC
LCP_Inputs_ON_Diverse_2023_04_03 | Hydrogen | Dispatch-Interconnection | WC | 2030 | Fall | H2 Pipeline - New | WC | ON | 0 | WC
LCP_Inputs_ON_Diverse_2023_04_03 | Hydrogen | Dispatch-Interconnection | WC | 2030 | Fall | H2 Pipeline - Repurposed | ON | WC | 0 | WC
LCP_Inputs_ON_Diverse_2023_04_03 | Hydrogen | Dispatch-Interconnection | WC | 2030 | Fall | H2 Pipeline - Repurposed | WC | ON | 0 | WC
LCP_Inputs_ON_Diverse_2023_04_03 | Hydrogen | Dispatch-Interconnection | WC | 2030 | Spring | H2 Pipeline - New | ON | WC | 0 | WC
LCP_Inputs_ON_Diverse_2023_04_03 | Hydrogen | Dispatch-Interconnection | WC | 2030 | Spring | H2 Pipeline - New | WC | ON | 0 | WC
LCP_Inputs_ON_Diverse_2023_04_03 | Hydrogen | Dispatch-Interconnection | WC | 2030 | Spring | H2 Pipeline - Repurposed | ON | WC | 0 | WC
LCP_Inputs_ON_Diverse_2023_04_03 | Hydrogen | Dispatch-Interconnection | WC | 2030 | Spring | H2 Pipeline - Repurposed | WC | ON | 0 | WC
LCP_Inputs_ON_Diverse_2023_04_03 | Hydrogen | Dispatch-Interconnection | WC | 2030 | Summer | H2 Pipeline - New | ON | WC | 0 | WC
LCP_Inputs_ON_Diverse_2023_04_03 | Hydrogen | Dispatch-Interconnection | WC | 2030 | Summer | H2 Pipeline - New | WC | ON | 0 | WC
LCP_Inputs_ON_Diverse_2023_04_03 | Hydrogen | Dispatch-Interconnection | WC | 2030 | Summer | H2 Pipeline - Repurposed | ON | WC | 0 | WC
LCP_Inputs_ON_Diverse_2023_04_03 | Hydrogen | Dispatch-Interconnection | WC | 2030 | Summer | H2 Pipeline - Repurposed | WC | ON | 0 | WC
LCP_Inputs_ON_Diverse_2023_04_03 | Hydrogen | Dispatch-Interconnection | WC | 2030 | Winter | H2 Pipeline - New | ON | WC | 0 | WC
LCP_Inputs_ON_Diverse_2023_04_03 | Hydrogen | Dispatch-Interconnection | WC | 2030 | Winter | H2 Pipeline - New | WC | ON | 0 | WC
LCP_Inputs_ON_Diverse_2023_04_03 | Hydrogen | Dispatch-Interconnection | WC | 2030 | Winter | H2 Pipeline - Repurposed | ON | WC | 0 | WC
LCP_Inputs_ON_Diverse_2023_04_03 | Hydrogen | Dispatch-Interconnection | WC | 2030 | Winter | H2 Pipeline - Repurposed | WC | ON | 0 | WC
LCP_Inputs_ON_Diverse_2023_04_03 | Hydrogen | Dispatch-Interconnection | WC | 2030 | Winter Peak | H2 Pipeline - New | ON | WC | 0 | WC
LCP_Inputs_ON_Diverse_2023_04_03 | Hydrogen | Dispatch-Interconnection | WC | 2030 | Winter Peak | H2 Pipeline - New | WC | ON | 0 | WC
LCP_Inputs_ON_Diverse_2023_04_03 | Hydrogen | Dispatch-Interconnection | WC | 2030 | Winter Peak | H2 Pipeline - Repurposed | ON | WC | 0 | WC
LCP_Inputs_ON_Diverse_2023_04_03 | Hydrogen | Dispatch-Interconnection | WC | 2030 | Winter Peak | H2 Pipeline - Repurposed | WC | ON | 0 | WC
LCP_Inputs_ON_Diverse_2023_04_03 | Hydrogen | Dispatch-Interconnection | WC | 2040 | Fall | H2 Pipeline - New | ON | WC | 0 | WC
LCP_Inputs_ON_Diverse_2023_04_03 | Hydrogen | Dispatch-Interconnection | WC | 2040 | Fall | H2 Pipeline - New | WC | ON | 0 | WC
LCP_Inputs_ON_Diverse_2023_04_03 | Hydrogen | Dispatch-Interconnection | WC | 2040 | Fall | H2 Pipeline - Repurposed | ON | WC | 0 | WC
LCP_Inputs_ON_Diverse_2023_04_03 | Hydrogen | Dispatch-Interconnection | WC | 2040 | Fall | H2 Pipeline - Repurposed | WC | ON | 0 | WC
LCP_Inputs_ON_Diverse_2023_04_03 | Hydrogen | Dispatch-Interconnection | WC | 2040 | Spring | H2 Pipeline - New | ON | WC | 0 | WC
LCP_Inputs_ON_Diverse_2023_04_03 | Hydrogen | Dispatch-Interconnection | WC | 2040 | Spring | H2 Pipeline - New | WC | ON | 0 | WC
LCP_Inputs_ON_Diverse_2023_04_03 | Hydrogen | Dispatch-Interconnection | WC | 2040 | Spring | H2 Pipeline - Repurposed | ON | WC | 0 | WC
LCP_Inputs_ON_Diverse_2023_04_03 | Hydrogen | Dispatch-Interconnection | WC | 2040 | Spring | H2 Pipeline - Repurposed | WC | ON | 0 | WC
LCP_Inputs_ON_Diverse_2023_04_03 | Hydrogen | Dispatch-Interconnection | WC | 2040 | Summer | H2 Pipeline - New | ON | WC | 0 | WC
LCP_Inputs_ON_Diverse_2023_04_03 | Hydrogen | Dispatch-Interconnection | WC | 2040 | Summer | H2 Pipeline - New | WC | ON | 0 | WC
LCP_Inputs_ON_Diverse_2023_04_03 | Hydrogen | Dispatch-Interconnection | WC | 2040 | Summer | H2 Pipeline - Repurposed | ON | WC | 0 | WC
LCP_Inputs_ON_Diverse_2023_04_03 | Hydrogen | Dispatch-Interconnection | WC | 2040 | Summer | H2 Pipeline - Repurposed | WC | ON | 0 | WC
LCP_Inputs_ON_Diverse_2023_04_03 | Hydrogen | Dispatch-Interconnection | WC | 2040 | Winter | H2 Pipeline - New | ON | WC | 0 | WC
LCP_Inputs_ON_Diverse_2023_04_03 | Hydrogen | Dispatch-Interconnection | WC | 2040 | Winter | H2 Pipeline - New | WC | ON | 0 | WC
LCP_Inputs_ON_Diverse_2023_04_03 | Hydrogen | Dispatch-Interconnection | WC | 2040 | Winter | H2 Pipeline - Repurposed | ON | WC | -5001725.3578 | WC
LCP_Inputs_ON_Diverse_2023_04_03 | Hydrogen | Dispatch-Interconnection | WC | 2040 | Winter | H2 Pipeline - Repurposed | WC | ON | 0 | WC
LCP_Inputs_ON_Diverse_2023_04_03 | Hydrogen | Dispatch-Interconnection | WC | 2040 | Winter Peak | H2 Pipeline - New | ON | WC | 0 | WC
LCP_Inputs_ON_Diverse_2023_04_03 | Hydrogen | Dispatch-Interconnection | WC | 2040 | Winter Peak | H2 Pipeline - New | WC | ON | 0 | WC
LCP_Inputs_ON_Diverse_2023_04_03 | Hydrogen | Dispatch-Interconnection | WC | 2040 | Winter Peak | H2 Pipeline - Repurposed | ON | WC | -54964.0149 | WC
LCP_Inputs_ON_Diverse_2023_04_03 | Hydrogen | Dispatch-Interconnection | WC | 2040 | Winter Peak | H2 Pipeline - Repurposed | WC | ON | 0 | WC
LCP_Inputs_ON_Diverse_2023_04_03 | Hydrogen | Dispatch-Interconnection | WC | 2050 | Fall | H2 Pipeline - New | ON | WC | 0 | WC
LCP_Inputs_ON_Diverse_2023_04_03 | Hydrogen | Dispatch-Interconnection | WC | 2050 | Fall | H2 Pipeline - New | WC | ON | 0 | WC
LCP_Inputs_ON_Diverse_2023_04_03 | Hydrogen | Dispatch-Interconnection | WC | 2050 | Fall | H2 Pipeline - Repurposed | ON | WC | 0 | WC
LCP_Inputs_ON_Diverse_2023_04_03 | Hydrogen | Dispatch-Interconnection | WC | 2050 | Fall | H2 Pipeline - Repurposed | WC | ON | 0 | WC
LCP_Inputs_ON_Diverse_2023_04_03 | Hydrogen | Dispatch-Interconnection | WC | 2050 | Spring | H2 Pipeline - New | ON | WC | 0 | WC
LCP_Inputs_ON_Diverse_2023_04_03 | Hydrogen | Dispatch-Interconnection | WC | 2050 | Spring | H2 Pipeline - New | WC | ON | 0 | WC
LCP_Inputs_ON_Diverse_2023_04_03 | Hydrogen | Dispatch-Interconnection | WC | 2050 | Spring | H2 Pipeline - Repurposed | ON | WC | 0 | WC
LCP_Inputs_ON_Diverse_2023_04_03 | Hydrogen | Dispatch-Interconnection | WC | 2050 | Spring | H2 Pipeline - Repurposed | WC | ON | 0 | WC
LCP_Inputs_ON_Diverse_2023_04_03 | Hydrogen | Dispatch-Interconnection | WC | 2050 | Summer | H2 Pipeline - New | ON | WC | 0 | WC
LCP_Inputs_ON_Diverse_2023_04_03 | Hydrogen | Dispatch-Interconnection | WC | 2050 | Summer | H2 Pipeline - New | WC | ON | 0 | WC
LCP_Inputs_ON_Diverse_2023_04_03 | Hydrogen | Dispatch-Interconnection | WC | 2050 | Summer | H2 Pipeline - Repurposed | ON | WC | 0 | WC
LCP_Inputs_ON_Diverse_2023_04_03 | Hydrogen | Dispatch-Interconnection | WC | 2050 | Summer | H2 Pipeline - Repurposed | WC | ON | 0 | WC
LCP_Inputs_ON_Diverse_2023_04_03 | Hydrogen | Dispatch-Interconnection | WC | 2050 | Winter | H2 Pipeline - New | ON | WC | 0 | WC
LCP_Inputs_ON_Diverse_2023_04_03 | Hydrogen | Dispatch-Interconnection | WC | 2050 | Winter | H2 Pipeline - New | WC | ON | 0 | WC
LCP_Inputs_ON_Diverse_2023_04_03 | Hydrogen | Dispatch-Interconnection | WC | 2050 | Winter | H2 Pipeline - Repurposed | ON | WC | 0 | WC
LCP_Inputs_ON_Diverse_2023_04_03 | Hydrogen | Dispatch-Interconnection | WC | 2050 | Winter | H2 Pipeline - Repurposed | WC | ON | 0 | WC
LCP_Inputs_ON_Diverse_2023_04_03 | Hydrogen | Dispatch-Interconnection | WC | 2050 | Winter Peak | H2 Pipeline - New | ON | WC | 0 | WC
LCP_Inputs_ON_Diverse_2023_04_03 | Hydrogen | Dispatch-Interconnection | WC | 2050 | Winter Peak | H2 Pipeline - New | WC | ON | 0 | WC
LCP_Inputs_ON_Diverse_2023_04_03 | Hydrogen | Dispatch-Interconnection | WC | 2050 | Winter Peak | H2 Pipeline - Repurposed | ON | WC | -446158.6189 | WC
LCP_Inputs_ON_Diverse_2023_04_03 | Hydrogen | Dispatch-Interconnection | WC | 2050 | Winter Peak | H2 Pipeline - Repurposed | WC | ON | 0 | WC
LCP_Inputs_ON_Diverse_2023_04_03 | Hydrogen | Dispatch-Storage | MI | 2020 | Fall | H2 Salt Cavern Storage - ON |  |  | 0 | MI
LCP_Inputs_ON_Diverse_2023_04_03 | Hydrogen | Dispatch-Storage | MI | 2020 | Spring | H2 Salt Cavern Storage - ON |  |  | 0 | MI
LCP_Inputs_ON_Diverse_2023_04_03 | Hydrogen | Dispatch-Storage | MI | 2020 | Summer | H2 Salt Cavern Storage - ON |  |  | 0 | MI
LCP_Inputs_ON_Diverse_2023_04_03 | Hydrogen | Dispatch-Storage | MI | 2020 | Winter | H2 Salt Cavern Storage - ON |  |  | 0 | MI
LCP_Inputs_ON_Diverse_2023_04_03 | Hydrogen | Dispatch-Storage | MI | 2020 | Winter Peak | H2 Salt Cavern Storage - ON |  |  | 0 | MI
LCP_Inputs_ON_Diverse_2023_04_03 | Hydrogen | Dispatch-Storage | MI | 2030 | Fall | H2 Salt Cavern Storage - ON |  |  | 0 | MI
LCP_Inputs_ON_Diverse_2023_04_03 | Hydrogen | Dispatch-Storage | MI | 2030 | Spring | H2 Salt Cavern Storage - ON |  |  | 0 | MI
LCP_Inputs_ON_Diverse_2023_04_03 | Hydrogen | Dispatch-Storage | MI | 2030 | Summer | H2 Salt Cavern Storage - ON |  |  | 0 | MI
LCP_Inputs_ON_Diverse_2023_04_03 | Hydrogen | Dispatch-Storage | MI | 2030 | Winter | H2 Salt Cavern Storage - ON |  |  | 0 | MI
LCP_Inputs_ON_Diverse_2023_04_03 | Hydrogen | Dispatch-Storage | MI | 2030 | Winter Peak | H2 Salt Cavern Storage - ON |  |  | 0 | MI
LCP_Inputs_ON_Diverse_2023_04_03 | Hydrogen | Dispatch-Storage | MI | 2040 | Fall | H2 Salt Cavern Storage - ON |  |  | 0 | MI
LCP_Inputs_ON_Diverse_2023_04_03 | Hydrogen | Dispatch-Storage | MI | 2040 | Spring | H2 Salt Cavern Storage - ON |  |  | 0 | MI
LCP_Inputs_ON_Diverse_2023_04_03 | Hydrogen | Dispatch-Storage | MI | 2040 | Summer | H2 Salt Cavern Storage - ON |  |  | 0 | MI
LCP_Inputs_ON_Diverse_2023_04_03 | Hydrogen | Dispatch-Storage | MI | 2040 | Winter | H2 Salt Cavern Storage - ON |  |  | 0 | MI
LCP_Inputs_ON_Diverse_2023_04_03 | Hydrogen | Dispatch-Storage | MI | 2040 | Winter Peak | H2 Salt Cavern Storage - ON |  |  | 0 | MI
LCP_Inputs_ON_Diverse_2023_04_03 | Hydrogen | Dispatch-Storage | MI | 2050 | Fall | H2 Salt Cavern Storage - ON |  |  | 0 | MI
LCP_Inputs_ON_Diverse_2023_04_03 | Hydrogen | Dispatch-Storage | MI | 2050 | Spring | H2 Salt Cavern Storage - ON |  |  | 0 | MI
LCP_Inputs_ON_Diverse_2023_04_03 | Hydrogen | Dispatch-Storage | MI | 2050 | Summer | H2 Salt Cavern Storage - ON |  |  | 0 | MI
LCP_Inputs_ON_Diverse_2023_04_03 | Hydrogen | Dispatch-Storage | MI | 2050 | Winter | H2 Salt Cavern Storage - ON |  |  | 0 | MI
LCP_Inputs_ON_Diverse_2023_04_03 | Hydrogen | Dispatch-Storage | MI | 2050 | Winter Peak | H2 Salt Cavern Storage - ON |  |  | 0 | MI
LCP_Inputs_ON_Diverse_2023_04_03 | Hydrogen | Dispatch-Storage | NY | 2020 | Fall | H2 Salt Cavern Storage - ON |  |  | 0 | NY
LCP_Inputs_ON_Diverse_2023_04_03 | Hydrogen | Dispatch-Storage | NY | 2020 | Spring | H2 Salt Cavern Storage - ON |  |  | 0 | NY
LCP_Inputs_ON_Diverse_2023_04_03 | Hydrogen | Dispatch-Storage | NY | 2020 | Summer | H2 Salt Cavern Storage - ON |  |  | 0 | NY
LCP_Inputs_ON_Diverse_2023_04_03 | Hydrogen | Dispatch-Storage | NY | 2020 | Winter | H2 Salt Cavern Storage - ON |  |  | 0 | NY
LCP_Inputs_ON_Diverse_2023_04_03 | Hydrogen | Dispatch-Storage | NY | 2020 | Winter Peak | H2 Salt Cavern Storage - ON |  |  | 0 | NY
LCP_Inputs_ON_Diverse_2023_04_03 | Hydrogen | Dispatch-Storage | NY | 2030 | Fall | H2 Salt Cavern Storage - ON |  |  | 0 | NY
LCP_Inputs_ON_Diverse_2023_04_03 | Hydrogen | Dispatch-Storage | NY | 2030 | Spring | H2 Salt Cavern Storage - ON |  |  | 0 | NY
LCP_Inputs_ON_Diverse_2023_04_03 | Hydrogen | Dispatch-Storage | NY | 2030 | Summer | H2 Salt Cavern Storage - ON |  |  | 0 | NY
LCP_Inputs_ON_Diverse_2023_04_03 | Hydrogen | Dispatch-Storage | NY | 2030 | Winter | H2 Salt Cavern Storage - ON |  |  | 0 | NY
LCP_Inputs_ON_Diverse_2023_04_03 | Hydrogen | Dispatch-Storage | NY | 2030 | Winter Peak | H2 Salt Cavern Storage - ON |  |  | 0 | NY
LCP_Inputs_ON_Diverse_2023_04_03 | Hydrogen | Dispatch-Storage | NY | 2040 | Fall | H2 Salt Cavern Storage - ON |  |  | 0 | NY
LCP_Inputs_ON_Diverse_2023_04_03 | Hydrogen | Dispatch-Storage | NY | 2040 | Spring | H2 Salt Cavern Storage - ON |  |  | 0 | NY
LCP_Inputs_ON_Diverse_2023_04_03 | Hydrogen | Dispatch-Storage | NY | 2040 | Summer | H2 Salt Cavern Storage - ON |  |  | 0 | NY
LCP_Inputs_ON_Diverse_2023_04_03 | Hydrogen | Dispatch-Storage | NY | 2040 | Winter | H2 Salt Cavern Storage - ON |  |  | 0 | NY
LCP_Inputs_ON_Diverse_2023_04_03 | Hydrogen | Dispatch-Storage | NY | 2040 | Winter Peak | H2 Salt Cavern Storage - ON |  |  | 0 | NY
LCP_Inputs_ON_Diverse_2023_04_03 | Hydrogen | Dispatch-Storage | NY | 2050 | Fall | H2 Salt Cavern Storage - ON |  |  | 0 | NY
LCP_Inputs_ON_Diverse_2023_04_03 | Hydrogen | Dispatch-Storage | NY | 2050 | Spring | H2 Salt Cavern Storage - ON |  |  | 0 | NY
LCP_Inputs_ON_Diverse_2023_04_03 | Hydrogen | Dispatch-Storage | NY | 2050 | Summer | H2 Salt Cavern Storage - ON |  |  | 0 | NY
LCP_Inputs_ON_Diverse_2023_04_03 | Hydrogen | Dispatch-Storage | NY | 2050 | Winter | H2 Salt Cavern Storage - ON |  |  | 0 | NY
LCP_Inputs_ON_Diverse_2023_04_03 | Hydrogen | Dispatch-Storage | NY | 2050 | Winter Peak | H2 Salt Cavern Storage - ON |  |  | 0 | NY
LCP_Inputs_ON_Diverse_2023_04_03 | Hydrogen | Dispatch-Storage | ON | 2020 | Fall | H2 Salt Cavern Storage - ON |  |  | 0 | ON
LCP_Inputs_ON_Diverse_2023_04_03 | Hydrogen | Dispatch-Storage | ON | 2020 | Spring | H2 Salt Cavern Storage - ON |  |  | 0 | ON
LCP_Inputs_ON_Diverse_2023_04_03 | Hydrogen | Dispatch-Storage | ON | 2020 | Summer | H2 Salt Cavern Storage - ON |  |  | 0 | ON
LCP_Inputs_ON_Diverse_2023_04_03 | Hydrogen | Dispatch-Storage | ON | 2020 | Winter | H2 Salt Cavern Storage - ON |  |  | 0 | ON
LCP_Inputs_ON_Diverse_2023_04_03 | Hydrogen | Dispatch-Storage | ON | 2020 | Winter Peak | H2 Salt Cavern Storage - ON |  |  | 0 | ON
LCP_Inputs_ON_Diverse_2023_04_03 | Hydrogen | Dispatch-Storage | ON | 2030 | Fall | H2 Salt Cavern Storage - ON |  |  | 152510.7484 | ON
LCP_Inputs_ON_Diverse_2023_04_03 | Hydrogen | Dispatch-Storage | ON | 2030 | Spring | H2 Salt Cavern Storage - ON |  |  | 173485.5077 | ON
LCP_Inputs_ON_Diverse_2023_04_03 | Hydrogen | Dispatch-Storage | ON | 2030 | Summer | H2 Salt Cavern Storage - ON |  |  | 87654.1746 | ON
LCP_Inputs_ON_Diverse_2023_04_03 | Hydrogen | Dispatch-Storage | ON | 2030 | Winter | H2 Salt Cavern Storage - ON |  |  | 960849.4469 | ON
LCP_Inputs_ON_Diverse_2023_04_03 | Hydrogen | Dispatch-Storage | ON | 2030 | Winter Peak | H2 Salt Cavern Storage - ON |  |  | 39150.5531 | ON
LCP_Inputs_ON_Diverse_2023_04_03 | Hydrogen | Dispatch-Storage | ON | 2040 | Fall | H2 Salt Cavern Storage - ON |  |  | 537204.8064 | ON
LCP_Inputs_ON_Diverse_2023_04_03 | Hydrogen | Dispatch-Storage | ON | 2040 | Spring | H2 Salt Cavern Storage - ON |  |  | 43787.0742 | ON
LCP_Inputs_ON_Diverse_2023_04_03 | Hydrogen | Dispatch-Storage | ON | 2040 | Summer | H2 Salt Cavern Storage - ON |  |  | 150349.6438 | ON
LCP_Inputs_ON_Diverse_2023_04_03 | Hydrogen | Dispatch-Storage | ON | 2040 | Winter | H2 Salt Cavern Storage - ON |  |  | 4532164.287 | ON
LCP_Inputs_ON_Diverse_2023_04_03 | Hydrogen | Dispatch-Storage | ON | 2040 | Winter Peak | H2 Salt Cavern Storage - ON |  |  | 467835.713 | ON
LCP_Inputs_ON_Diverse_2023_04_03 | Hydrogen | Dispatch-Storage | ON | 2050 | Fall | H2 Salt Cavern Storage - ON |  |  | 1845427.4968 | ON
LCP_Inputs_ON_Diverse_2023_04_03 | Hydrogen | Dispatch-Storage | ON | 2050 | Spring | H2 Salt Cavern Storage - ON |  |  | 377930.5053 | ON
LCP_Inputs_ON_Diverse_2023_04_03 | Hydrogen | Dispatch-Storage | ON | 2050 | Summer | H2 Salt Cavern Storage - ON |  |  | 0 | ON
LCP_Inputs_ON_Diverse_2023_04_03 | Hydrogen | Dispatch-Storage | ON | 2050 | Winter | H2 Salt Cavern Storage - ON |  |  | 6333678.8414 | ON
LCP_Inputs_ON_Diverse_2023_04_03 | Hydrogen | Dispatch-Storage | ON | 2050 | Winter Peak | H2 Salt Cavern Storage - ON |  |  | 864000 | ON
LCP_Inputs_ON_Diverse_2023_04_03 | Hydrogen | Dispatch-Storage | PJ | 2020 | Fall | H2 Salt Cavern Storage - ON |  |  | 0 | PJ
LCP_Inputs_ON_Diverse_2023_04_03 | Hydrogen | Dispatch-Storage | PJ | 2020 | Spring | H2 Salt Cavern Storage - ON |  |  | 0 | PJ
LCP_Inputs_ON_Diverse_2023_04_03 | Hydrogen | Dispatch-Storage | PJ | 2020 | Summer | H2 Salt Cavern Storage - ON |  |  | 0 | PJ
LCP_Inputs_ON_Diverse_2023_04_03 | Hydrogen | Dispatch-Storage | PJ | 2020 | Winter | H2 Salt Cavern Storage - ON |  |  | 0 | PJ
LCP_Inputs_ON_Diverse_2023_04_03 | Hydrogen | Dispatch-Storage | PJ | 2020 | Winter Peak | H2 Salt Cavern Storage - ON |  |  | 0 | PJ
LCP_Inputs_ON_Diverse_2023_04_03 | Hydrogen | Dispatch-Storage | PJ | 2030 | Fall | H2 Salt Cavern Storage - ON |  |  | 0 | PJ
LCP_Inputs_ON_Diverse_2023_04_03 | Hydrogen | Dispatch-Storage | PJ | 2030 | Spring | H2 Salt Cavern Storage - ON |  |  | 0 | PJ
LCP_Inputs_ON_Diverse_2023_04_03 | Hydrogen | Dispatch-Storage | PJ | 2030 | Summer | H2 Salt Cavern Storage - ON |  |  | 0 | PJ
LCP_Inputs_ON_Diverse_2023_04_03 | Hydrogen | Dispatch-Storage | PJ | 2030 | Winter | H2 Salt Cavern Storage - ON |  |  | 0 | PJ
LCP_Inputs_ON_Diverse_2023_04_03 | Hydrogen | Dispatch-Storage | PJ | 2030 | Winter Peak | H2 Salt Cavern Storage - ON |  |  | 0 | PJ
LCP_Inputs_ON_Diverse_2023_04_03 | Hydrogen | Dispatch-Storage | PJ | 2040 | Fall | H2 Salt Cavern Storage - ON |  |  | 0 | PJ
LCP_Inputs_ON_Diverse_2023_04_03 | Hydrogen | Dispatch-Storage | PJ | 2040 | Spring | H2 Salt Cavern Storage - ON |  |  | 0 | PJ
LCP_Inputs_ON_Diverse_2023_04_03 | Hydrogen | Dispatch-Storage | PJ | 2040 | Summer | H2 Salt Cavern Storage - ON |  |  | 0 | PJ
LCP_Inputs_ON_Diverse_2023_04_03 | Hydrogen | Dispatch-Storage | PJ | 2040 | Winter | H2 Salt Cavern Storage - ON |  |  | 0 | PJ
LCP_Inputs_ON_Diverse_2023_04_03 | Hydrogen | Dispatch-Storage | PJ | 2040 | Winter Peak | H2 Salt Cavern Storage - ON |  |  | 0 | PJ
LCP_Inputs_ON_Diverse_2023_04_03 | Hydrogen | Dispatch-Storage | PJ | 2050 | Fall | H2 Salt Cavern Storage - ON |  |  | 0 | PJ
LCP_Inputs_ON_Diverse_2023_04_03 | Hydrogen | Dispatch-Storage | PJ | 2050 | Spring | H2 Salt Cavern Storage - ON |  |  | 0 | PJ
LCP_Inputs_ON_Diverse_2023_04_03 | Hydrogen | Dispatch-Storage | PJ | 2050 | Summer | H2 Salt Cavern Storage - ON |  |  | 0 | PJ
LCP_Inputs_ON_Diverse_2023_04_03 | Hydrogen | Dispatch-Storage | PJ | 2050 | Winter | H2 Salt Cavern Storage - ON |  |  | 0 | PJ
LCP_Inputs_ON_Diverse_2023_04_03 | Hydrogen | Dispatch-Storage | PJ | 2050 | Winter Peak | H2 Salt Cavern Storage - ON |  |  | 0 | PJ
LCP_Inputs_ON_Diverse_2023_04_03 | Hydrogen | Dispatch-Storage | QC | 2020 | Fall | H2 Salt Cavern Storage - ON |  |  | 0 | QC
LCP_Inputs_ON_Diverse_2023_04_03 | Hydrogen | Dispatch-Storage | QC | 2020 | Spring | H2 Salt Cavern Storage - ON |  |  | 0 | QC
LCP_Inputs_ON_Diverse_2023_04_03 | Hydrogen | Dispatch-Storage | QC | 2020 | Summer | H2 Salt Cavern Storage - ON |  |  | 0 | QC
LCP_Inputs_ON_Diverse_2023_04_03 | Hydrogen | Dispatch-Storage | QC | 2020 | Winter | H2 Salt Cavern Storage - ON |  |  | 0 | QC
LCP_Inputs_ON_Diverse_2023_04_03 | Hydrogen | Dispatch-Storage | QC | 2020 | Winter Peak | H2 Salt Cavern Storage - ON |  |  | 0 | QC
LCP_Inputs_ON_Diverse_2023_04_03 | Hydrogen | Dispatch-Storage | QC | 2030 | Fall | H2 Salt Cavern Storage - ON |  |  | 0 | QC
LCP_Inputs_ON_Diverse_2023_04_03 | Hydrogen | Dispatch-Storage | QC | 2030 | Spring | H2 Salt Cavern Storage - ON |  |  | 0 | QC
LCP_Inputs_ON_Diverse_2023_04_03 | Hydrogen | Dispatch-Storage | QC | 2030 | Summer | H2 Salt Cavern Storage - ON |  |  | 0 | QC
LCP_Inputs_ON_Diverse_2023_04_03 | Hydrogen | Dispatch-Storage | QC | 2030 | Winter | H2 Salt Cavern Storage - ON |  |  | 0 | QC
LCP_Inputs_ON_Diverse_2023_04_03 | Hydrogen | Dispatch-Storage | QC | 2030 | Winter Peak | H2 Salt Cavern Storage - ON |  |  | 0 | QC
LCP_Inputs_ON_Diverse_2023_04_03 | Hydrogen | Dispatch-Storage | QC | 2040 | Fall | H2 Salt Cavern Storage - ON |  |  | 0 | QC
LCP_Inputs_ON_Diverse_2023_04_03 | Hydrogen | Dispatch-Storage | QC | 2040 | Spring | H2 Salt Cavern Storage - ON |  |  | 0 | QC
LCP_Inputs_ON_Diverse_2023_04_03 | Hydrogen | Dispatch-Storage | QC | 2040 | Summer | H2 Salt Cavern Storage - ON |  |  | 0 | QC
LCP_Inputs_ON_Diverse_2023_04_03 | Hydrogen | Dispatch-Storage | QC | 2040 | Winter | H2 Salt Cavern Storage - ON |  |  | 0 | QC
LCP_Inputs_ON_Diverse_2023_04_03 | Hydrogen | Dispatch-Storage | QC | 2040 | Winter Peak | H2 Salt Cavern Storage - ON |  |  | 0 | QC
LCP_Inputs_ON_Diverse_2023_04_03 | Hydrogen | Dispatch-Storage | QC | 2050 | Fall | H2 Salt Cavern Storage - ON |  |  | 0 | QC
LCP_Inputs_ON_Diverse_2023_04_03 | Hydrogen | Dispatch-Storage | QC | 2050 | Spring | H2 Salt Cavern Storage - ON |  |  | 0 | QC
LCP_Inputs_ON_Diverse_2023_04_03 | Hydrogen | Dispatch-Storage | QC | 2050 | Summer | H2 Salt Cavern Storage - ON |  |  | 0 | QC
LCP_Inputs_ON_Diverse_2023_04_03 | Hydrogen | Dispatch-Storage | QC | 2050 | Winter | H2 Salt Cavern Storage - ON |  |  | 0 | QC
LCP_Inputs_ON_Diverse_2023_04_03 | Hydrogen | Dispatch-Storage | QC | 2050 | Winter Peak | H2 Salt Cavern Storage - ON |  |  | 0 | QC
LCP_Inputs_ON_Diverse_2023_04_03 | Hydrogen | Dispatch-Storage | WC | 2020 | Fall | H2 Salt Cavern Storage - ON |  |  | 0 | WC
LCP_Inputs_ON_Diverse_2023_04_03 | Hydrogen | Dispatch-Storage | WC | 2020 | Spring | H2 Salt Cavern Storage - ON |  |  | 0 | WC
LCP_Inputs_ON_Diverse_2023_04_03 | Hydrogen | Dispatch-Storage | WC | 2020 | Summer | H2 Salt Cavern Storage - ON |  |  | 0 | WC
LCP_Inputs_ON_Diverse_2023_04_03 | Hydrogen | Dispatch-Storage | WC | 2020 | Winter | H2 Salt Cavern Storage - ON |  |  | 0 | WC
LCP_Inputs_ON_Diverse_2023_04_03 | Hydrogen | Dispatch-Storage | WC | 2020 | Winter Peak | H2 Salt Cavern Storage - ON |  |  | 0 | WC
LCP_Inputs_ON_Diverse_2023_04_03 | Hydrogen | Dispatch-Storage | WC | 2030 | Fall | H2 Salt Cavern Storage - ON |  |  | 0 | WC
LCP_Inputs_ON_Diverse_2023_04_03 | Hydrogen | Dispatch-Storage | WC | 2030 | Spring | H2 Salt Cavern Storage - ON |  |  | 0 | WC
LCP_Inputs_ON_Diverse_2023_04_03 | Hydrogen | Dispatch-Storage | WC | 2030 | Summer | H2 Salt Cavern Storage - ON |  |  | 0 | WC
LCP_Inputs_ON_Diverse_2023_04_03 | Hydrogen | Dispatch-Storage | WC | 2030 | Winter | H2 Salt Cavern Storage - ON |  |  | 0 | WC
LCP_Inputs_ON_Diverse_2023_04_03 | Hydrogen | Dispatch-Storage | WC | 2030 | Winter Peak | H2 Salt Cavern Storage - ON |  |  | 0 | WC
LCP_Inputs_ON_Diverse_2023_04_03 | Hydrogen | Dispatch-Storage | WC | 2040 | Fall | H2 Salt Cavern Storage - ON |  |  | 0 | WC
LCP_Inputs_ON_Diverse_2023_04_03 | Hydrogen | Dispatch-Storage | WC | 2040 | Spring | H2 Salt Cavern Storage - ON |  |  | 0 | WC
LCP_Inputs_ON_Diverse_2023_04_03 | Hydrogen | Dispatch-Storage | WC | 2040 | Summer | H2 Salt Cavern Storage - ON |  |  | 0 | WC
LCP_Inputs_ON_Diverse_2023_04_03 | Hydrogen | Dispatch-Storage | WC | 2040 | Winter | H2 Salt Cavern Storage - ON |  |  | 0 | WC
LCP_Inputs_ON_Diverse_2023_04_03 | Hydrogen | Dispatch-Storage | WC | 2040 | Winter Peak | H2 Salt Cavern Storage - ON |  |  | 0 | WC
LCP_Inputs_ON_Diverse_2023_04_03 | Hydrogen | Dispatch-Storage | WC | 2050 | Fall | H2 Salt Cavern Storage - ON |  |  | 0 | WC
LCP_Inputs_ON_Diverse_2023_04_03 | Hydrogen | Dispatch-Storage | WC | 2050 | Spring | H2 Salt Cavern Storage - ON |  |  | 0 | WC
LCP_Inputs_ON_Diverse_2023_04_03 | Hydrogen | Dispatch-Storage | WC | 2050 | Summer | H2 Salt Cavern Storage - ON |  |  | 0 | WC
LCP_Inputs_ON_Diverse_2023_04_03 | Hydrogen | Dispatch-Storage | WC | 2050 | Winter | H2 Salt Cavern Storage - ON |  |  | 0 | WC
LCP_Inputs_ON_Diverse_2023_04_03 | Hydrogen | Dispatch-Storage | WC | 2050 | Winter Peak | H2 Salt Cavern Storage - ON |  |  | 0 | WC
LCP_Inputs_ON_Diverse_2023_04_03 | Methane | Charging-Storage | MI | 2020 | Fall | CH4 Salt Cavern Storage - ON |  |  | 0 | MI
LCP_Inputs_ON_Diverse_2023_04_03 | Methane | Charging-Storage | MI | 2020 | Spring | CH4 Salt Cavern Storage - ON |  |  | 0 | MI
LCP_Inputs_ON_Diverse_2023_04_03 | Methane | Charging-Storage | MI | 2020 | Summer | CH4 Salt Cavern Storage - ON |  |  | 0 | MI
LCP_Inputs_ON_Diverse_2023_04_03 | Methane | Charging-Storage | MI | 2020 | Winter | CH4 Salt Cavern Storage - ON |  |  | 0 | MI
LCP_Inputs_ON_Diverse_2023_04_03 | Methane | Charging-Storage | MI | 2020 | Winter Peak | CH4 Salt Cavern Storage - ON |  |  | 0 | MI
LCP_Inputs_ON_Diverse_2023_04_03 | Methane | Charging-Storage | MI | 2030 | Fall | CH4 Salt Cavern Storage - ON |  |  | 0 | MI
LCP_Inputs_ON_Diverse_2023_04_03 | Methane | Charging-Storage | MI | 2030 | Spring | CH4 Salt Cavern Storage - ON |  |  | 0 | MI
LCP_Inputs_ON_Diverse_2023_04_03 | Methane | Charging-Storage | MI | 2030 | Summer | CH4 Salt Cavern Storage - ON |  |  | 0 | MI
LCP_Inputs_ON_Diverse_2023_04_03 | Methane | Charging-Storage | MI | 2030 | Winter | CH4 Salt Cavern Storage - ON |  |  | 0 | MI
LCP_Inputs_ON_Diverse_2023_04_03 | Methane | Charging-Storage | MI | 2030 | Winter Peak | CH4 Salt Cavern Storage - ON |  |  | 0 | MI
LCP_Inputs_ON_Diverse_2023_04_03 | Methane | Charging-Storage | MI | 2040 | Fall | CH4 Salt Cavern Storage - ON |  |  | 0 | MI
LCP_Inputs_ON_Diverse_2023_04_03 | Methane | Charging-Storage | MI | 2040 | Spring | CH4 Salt Cavern Storage - ON |  |  | 0 | MI
LCP_Inputs_ON_Diverse_2023_04_03 | Methane | Charging-Storage | MI | 2040 | Summer | CH4 Salt Cavern Storage - ON |  |  | 0 | MI
LCP_Inputs_ON_Diverse_2023_04_03 | Methane | Charging-Storage | MI | 2040 | Winter | CH4 Salt Cavern Storage - ON |  |  | 0 | MI
LCP_Inputs_ON_Diverse_2023_04_03 | Methane | Charging-Storage | MI | 2040 | Winter Peak | CH4 Salt Cavern Storage - ON |  |  | 0 | MI
LCP_Inputs_ON_Diverse_2023_04_03 | Methane | Charging-Storage | MI | 2050 | Fall | CH4 Salt Cavern Storage - ON |  |  | 0 | MI
LCP_Inputs_ON_Diverse_2023_04_03 | Methane | Charging-Storage | MI | 2050 | Spring | CH4 Salt Cavern Storage - ON |  |  | 0 | MI
LCP_Inputs_ON_Diverse_2023_04_03 | Methane | Charging-Storage | MI | 2050 | Summer | CH4 Salt Cavern Storage - ON |  |  | 0 | MI
LCP_Inputs_ON_Diverse_2023_04_03 | Methane | Charging-Storage | MI | 2050 | Winter | CH4 Salt Cavern Storage - ON |  |  | 0 | MI
LCP_Inputs_ON_Diverse_2023_04_03 | Methane | Charging-Storage | MI | 2050 | Winter Peak | CH4 Salt Cavern Storage - ON |  |  | 0 | MI
LCP_Inputs_ON_Diverse_2023_04_03 | Methane | Charging-Storage | NY | 2020 | Fall | CH4 Salt Cavern Storage - ON |  |  | 0 | NY
LCP_Inputs_ON_Diverse_2023_04_03 | Methane | Charging-Storage | NY | 2020 | Spring | CH4 Salt Cavern Storage - ON |  |  | 0 | NY
LCP_Inputs_ON_Diverse_2023_04_03 | Methane | Charging-Storage | NY | 2020 | Summer | CH4 Salt Cavern Storage - ON |  |  | 0 | NY
LCP_Inputs_ON_Diverse_2023_04_03 | Methane | Charging-Storage | NY | 2020 | Winter | CH4 Salt Cavern Storage - ON |  |  | 0 | NY
LCP_Inputs_ON_Diverse_2023_04_03 | Methane | Charging-Storage | NY | 2020 | Winter Peak | CH4 Salt Cavern Storage - ON |  |  | 0 | NY
LCP_Inputs_ON_Diverse_2023_04_03 | Methane | Charging-Storage | NY | 2030 | Fall | CH4 Salt Cavern Storage - ON |  |  | 0 | NY
LCP_Inputs_ON_Diverse_2023_04_03 | Methane | Charging-Storage | NY | 2030 | Spring | CH4 Salt Cavern Storage - ON |  |  | 0 | NY
LCP_Inputs_ON_Diverse_2023_04_03 | Methane | Charging-Storage | NY | 2030 | Summer | CH4 Salt Cavern Storage - ON |  |  | 0 | NY
LCP_Inputs_ON_Diverse_2023_04_03 | Methane | Charging-Storage | NY | 2030 | Winter | CH4 Salt Cavern Storage - ON |  |  | 0 | NY
LCP_Inputs_ON_Diverse_2023_04_03 | Methane | Charging-Storage | NY | 2030 | Winter Peak | CH4 Salt Cavern Storage - ON |  |  | 0 | NY
LCP_Inputs_ON_Diverse_2023_04_03 | Methane | Charging-Storage | NY | 2040 | Fall | CH4 Salt Cavern Storage - ON |  |  | 0 | NY
LCP_Inputs_ON_Diverse_2023_04_03 | Methane | Charging-Storage | NY | 2040 | Spring | CH4 Salt Cavern Storage - ON |  |  | 0 | NY
LCP_Inputs_ON_Diverse_2023_04_03 | Methane | Charging-Storage | NY | 2040 | Summer | CH4 Salt Cavern Storage - ON |  |  | 0 | NY
LCP_Inputs_ON_Diverse_2023_04_03 | Methane | Charging-Storage | NY | 2040 | Winter | CH4 Salt Cavern Storage - ON |  |  | 0 | NY
LCP_Inputs_ON_Diverse_2023_04_03 | Methane | Charging-Storage | NY | 2040 | Winter Peak | CH4 Salt Cavern Storage - ON |  |  | 0 | NY
LCP_Inputs_ON_Diverse_2023_04_03 | Methane | Charging-Storage | NY | 2050 | Fall | CH4 Salt Cavern Storage - ON |  |  | 0 | NY
LCP_Inputs_ON_Diverse_2023_04_03 | Methane | Charging-Storage | NY | 2050 | Spring | CH4 Salt Cavern Storage - ON |  |  | 0 | NY
LCP_Inputs_ON_Diverse_2023_04_03 | Methane | Charging-Storage | NY | 2050 | Summer | CH4 Salt Cavern Storage - ON |  |  | 0 | NY
LCP_Inputs_ON_Diverse_2023_04_03 | Methane | Charging-Storage | NY | 2050 | Winter | CH4 Salt Cavern Storage - ON |  |  | 0 | NY
LCP_Inputs_ON_Diverse_2023_04_03 | Methane | Charging-Storage | NY | 2050 | Winter Peak | CH4 Salt Cavern Storage - ON |  |  | 0 | NY
LCP_Inputs_ON_Diverse_2023_04_03 | Methane | Charging-Storage | ON | 2020 | Fall | CH4 Salt Cavern Storage - ON |  |  | -1.1606e-11 | ON
LCP_Inputs_ON_Diverse_2023_04_03 | Methane | Charging-Storage | ON | 2020 | Spring | CH4 Salt Cavern Storage - ON |  |  | -55207.4704 | ON
LCP_Inputs_ON_Diverse_2023_04_03 | Methane | Charging-Storage | ON | 2020 | Summer | CH4 Salt Cavern Storage - ON |  |  | 2.0413e-10 | ON
LCP_Inputs_ON_Diverse_2023_04_03 | Methane | Charging-Storage | ON | 2020 | Winter | CH4 Salt Cavern Storage - ON |  |  | -2.0639e-10 | ON
LCP_Inputs_ON_Diverse_2023_04_03 | Methane | Charging-Storage | ON | 2020 | Winter Peak | CH4 Salt Cavern Storage - ON |  |  | -11306.988 | ON
LCP_Inputs_ON_Diverse_2023_04_03 | Methane | Charging-Storage | ON | 2030 | Fall | CH4 Salt Cavern Storage - ON |  |  | 0 | ON
LCP_Inputs_ON_Diverse_2023_04_03 | Methane | Charging-Storage | ON | 2030 | Spring | CH4 Salt Cavern Storage - ON |  |  | 0 | ON
LCP_Inputs_ON_Diverse_2023_04_03 | Methane | Charging-Storage | ON | 2030 | Summer | CH4 Salt Cavern Storage - ON |  |  | 0 | ON
LCP_Inputs_ON_Diverse_2023_04_03 | Methane | Charging-Storage | ON | 2030 | Winter | CH4 Salt Cavern Storage - ON |  |  | 0 | ON
LCP_Inputs_ON_Diverse_2023_04_03 | Methane | Charging-Storage | ON | 2030 | Winter Peak | CH4 Salt Cavern Storage - ON |  |  | 0 | ON
LCP_Inputs_ON_Diverse_2023_04_03 | Methane | Charging-Storage | ON | 2040 | Fall | CH4 Salt Cavern Storage - ON |  |  | -1.1606e-11 | ON
LCP_Inputs_ON_Diverse_2023_04_03 | Methane | Charging-Storage | ON | 2040 | Spring | CH4 Salt Cavern Storage - ON |  |  | 0 | ON
LCP_Inputs_ON_Diverse_2023_04_03 | Methane | Charging-Storage | ON | 2040 | Summer | CH4 Salt Cavern Storage - ON |  |  | -2.0639e-10 | ON
LCP_Inputs_ON_Diverse_2023_04_03 | Methane | Charging-Storage | ON | 2040 | Winter | CH4 Salt Cavern Storage - ON |  |  | 2.0413e-10 | ON
LCP_Inputs_ON_Diverse_2023_04_03 | Methane | Charging-Storage | ON | 2040 | Winter Peak | CH4 Salt Cavern Storage - ON |  |  | 0 | ON
LCP_Inputs_ON_Diverse_2023_04_03 | Methane | Charging-Storage | ON | 2050 | Fall | CH4 Salt Cavern Storage - ON |  |  | 0 | ON
LCP_Inputs_ON_Diverse_2023_04_03 | Methane | Charging-Storage | ON | 2050 | Spring | CH4 Salt Cavern Storage - ON |  |  | -2.0413e-10 | ON
LCP_Inputs_ON_Diverse_2023_04_03 | Methane | Charging-Storage | ON | 2050 | Summer | CH4 Salt Cavern Storage - ON |  |  | 2.0413e-10 | ON
LCP_Inputs_ON_Diverse_2023_04_03 | Methane | Charging-Storage | ON | 2050 | Winter | CH4 Salt Cavern Storage - ON |  |  | -3.2479e-25 | ON
LCP_Inputs_ON_Diverse_2023_04_03 | Methane | Charging-Storage | ON | 2050 | Winter Peak | CH4 Salt Cavern Storage - ON |  |  | 0 | ON
LCP_Inputs_ON_Diverse_2023_04_03 | Methane | Charging-Storage | PJ | 2020 | Fall | CH4 Salt Cavern Storage - ON |  |  | 0 | PJ
LCP_Inputs_ON_Diverse_2023_04_03 | Methane | Charging-Storage | PJ | 2020 | Spring | CH4 Salt Cavern Storage - ON |  |  | 0 | PJ
LCP_Inputs_ON_Diverse_2023_04_03 | Methane | Charging-Storage | PJ | 2020 | Summer | CH4 Salt Cavern Storage - ON |  |  | 0 | PJ
LCP_Inputs_ON_Diverse_2023_04_03 | Methane | Charging-Storage | PJ | 2020 | Winter | CH4 Salt Cavern Storage - ON |  |  | 0 | PJ
LCP_Inputs_ON_Diverse_2023_04_03 | Methane | Charging-Storage | PJ | 2020 | Winter Peak | CH4 Salt Cavern Storage - ON |  |  | 0 | PJ
LCP_Inputs_ON_Diverse_2023_04_03 | Methane | Charging-Storage | PJ | 2030 | Fall | CH4 Salt Cavern Storage - ON |  |  | 0 | PJ
LCP_Inputs_ON_Diverse_2023_04_03 | Methane | Charging-Storage | PJ | 2030 | Spring | CH4 Salt Cavern Storage - ON |  |  | 0 | PJ
LCP_Inputs_ON_Diverse_2023_04_03 | Methane | Charging-Storage | PJ | 2030 | Summer | CH4 Salt Cavern Storage - ON |  |  | 0 | PJ
LCP_Inputs_ON_Diverse_2023_04_03 | Methane | Charging-Storage | PJ | 2030 | Winter | CH4 Salt Cavern Storage - ON |  |  | 0 | PJ
LCP_Inputs_ON_Diverse_2023_04_03 | Methane | Charging-Storage | PJ | 2030 | Winter Peak | CH4 Salt Cavern Storage - ON |  |  | 0 | PJ
LCP_Inputs_ON_Diverse_2023_04_03 | Methane | Charging-Storage | PJ | 2040 | Fall | CH4 Salt Cavern Storage - ON |  |  | 0 | PJ
LCP_Inputs_ON_Diverse_2023_04_03 | Methane | Charging-Storage | PJ | 2040 | Spring | CH4 Salt Cavern Storage - ON |  |  | 0 | PJ
LCP_Inputs_ON_Diverse_2023_04_03 | Methane | Charging-Storage | PJ | 2040 | Summer | CH4 Salt Cavern Storage - ON |  |  | 0 | PJ
LCP_Inputs_ON_Diverse_2023_04_03 | Methane | Charging-Storage | PJ | 2040 | Winter | CH4 Salt Cavern Storage - ON |  |  | 0 | PJ
LCP_Inputs_ON_Diverse_2023_04_03 | Methane | Charging-Storage | PJ | 2040 | Winter Peak | CH4 Salt Cavern Storage - ON |  |  | 0 | PJ
LCP_Inputs_ON_Diverse_2023_04_03 | Methane | Charging-Storage | PJ | 2050 | Fall | CH4 Salt Cavern Storage - ON |  |  | 0 | PJ
LCP_Inputs_ON_Diverse_2023_04_03 | Methane | Charging-Storage | PJ | 2050 | Spring | CH4 Salt Cavern Storage - ON |  |  | 0 | PJ
LCP_Inputs_ON_Diverse_2023_04_03 | Methane | Charging-Storage | PJ | 2050 | Summer | CH4 Salt Cavern Storage - ON |  |  | 0 | PJ
LCP_Inputs_ON_Diverse_2023_04_03 | Methane | Charging-Storage | PJ | 2050 | Winter | CH4 Salt Cavern Storage - ON |  |  | 0 | PJ
LCP_Inputs_ON_Diverse_2023_04_03 | Methane | Charging-Storage | PJ | 2050 | Winter Peak | CH4 Salt Cavern Storage - ON |  |  | 0 | PJ
LCP_Inputs_ON_Diverse_2023_04_03 | Methane | Charging-Storage | QC | 2020 | Fall | CH4 Salt Cavern Storage - ON |  |  | 0 | QC
LCP_Inputs_ON_Diverse_2023_04_03 | Methane | Charging-Storage | QC | 2020 | Spring | CH4 Salt Cavern Storage - ON |  |  | 0 | QC
LCP_Inputs_ON_Diverse_2023_04_03 | Methane | Charging-Storage | QC | 2020 | Summer | CH4 Salt Cavern Storage - ON |  |  | 0 | QC
LCP_Inputs_ON_Diverse_2023_04_03 | Methane | Charging-Storage | QC | 2020 | Winter | CH4 Salt Cavern Storage - ON |  |  | 0 | QC
LCP_Inputs_ON_Diverse_2023_04_03 | Methane | Charging-Storage | QC | 2020 | Winter Peak | CH4 Salt Cavern Storage - ON |  |  | 0 | QC
LCP_Inputs_ON_Diverse_2023_04_03 | Methane | Charging-Storage | QC | 2030 | Fall | CH4 Salt Cavern Storage - ON |  |  | 0 | QC
LCP_Inputs_ON_Diverse_2023_04_03 | Methane | Charging-Storage | QC | 2030 | Spring | CH4 Salt Cavern Storage - ON |  |  | 0 | QC
LCP_Inputs_ON_Diverse_2023_04_03 | Methane | Charging-Storage | QC | 2030 | Summer | CH4 Salt Cavern Storage - ON |  |  | 0 | QC
LCP_Inputs_ON_Diverse_2023_04_03 | Methane | Charging-Storage | QC | 2030 | Winter | CH4 Salt Cavern Storage - ON |  |  | 0 | QC
LCP_Inputs_ON_Diverse_2023_04_03 | Methane | Charging-Storage | QC | 2030 | Winter Peak | CH4 Salt Cavern Storage - ON |  |  | 0 | QC
LCP_Inputs_ON_Diverse_2023_04_03 | Methane | Charging-Storage | QC | 2040 | Fall | CH4 Salt Cavern Storage - ON |  |  | 0 | QC
LCP_Inputs_ON_Diverse_2023_04_03 | Methane | Charging-Storage | QC | 2040 | Spring | CH4 Salt Cavern Storage - ON |  |  | 0 | QC
LCP_Inputs_ON_Diverse_2023_04_03 | Methane | Charging-Storage | QC | 2040 | Summer | CH4 Salt Cavern Storage - ON |  |  | 0 | QC
LCP_Inputs_ON_Diverse_2023_04_03 | Methane | Charging-Storage | QC | 2040 | Winter | CH4 Salt Cavern Storage - ON |  |  | 0 | QC
LCP_Inputs_ON_Diverse_2023_04_03 | Methane | Charging-Storage | QC | 2040 | Winter Peak | CH4 Salt Cavern Storage - ON |  |  | 0 | QC
LCP_Inputs_ON_Diverse_2023_04_03 | Methane | Charging-Storage | QC | 2050 | Fall | CH4 Salt Cavern Storage - ON |  |  | 0 | QC
LCP_Inputs_ON_Diverse_2023_04_03 | Methane | Charging-Storage | QC | 2050 | Spring | CH4 Salt Cavern Storage - ON |  |  | 0 | QC
LCP_Inputs_ON_Diverse_2023_04_03 | Methane | Charging-Storage | QC | 2050 | Summer | CH4 Salt Cavern Storage - ON |  |  | 0 | QC
LCP_Inputs_ON_Diverse_2023_04_03 | Methane | Charging-Storage | QC | 2050 | Winter | CH4 Salt Cavern Storage - ON |  |  | 0 | QC
LCP_Inputs_ON_Diverse_2023_04_03 | Methane | Charging-Storage | QC | 2050 | Winter Peak | CH4 Salt Cavern Storage - ON |  |  | 0 | QC
LCP_Inputs_ON_Diverse_2023_04_03 | Methane | Charging-Storage | WC | 2020 | Fall | CH4 Salt Cavern Storage - ON |  |  | 0 | WC
LCP_Inputs_ON_Diverse_2023_04_03 | Methane | Charging-Storage | WC | 2020 | Spring | CH4 Salt Cavern Storage - ON |  |  | 0 | WC
LCP_Inputs_ON_Diverse_2023_04_03 | Methane | Charging-Storage | WC | 2020 | Summer | CH4 Salt Cavern Storage - ON |  |  | 0 | WC
LCP_Inputs_ON_Diverse_2023_04_03 | Methane | Charging-Storage | WC | 2020 | Winter | CH4 Salt Cavern Storage - ON |  |  | 0 | WC
LCP_Inputs_ON_Diverse_2023_04_03 | Methane | Charging-Storage | WC | 2020 | Winter Peak | CH4 Salt Cavern Storage - ON |  |  | 0 | WC
LCP_Inputs_ON_Diverse_2023_04_03 | Methane | Charging-Storage | WC | 2030 | Fall | CH4 Salt Cavern Storage - ON |  |  | 0 | WC
LCP_Inputs_ON_Diverse_2023_04_03 | Methane | Charging-Storage | WC | 2030 | Spring | CH4 Salt Cavern Storage - ON |  |  | 0 | WC
LCP_Inputs_ON_Diverse_2023_04_03 | Methane | Charging-Storage | WC | 2030 | Summer | CH4 Salt Cavern Storage - ON |  |  | 0 | WC
LCP_Inputs_ON_Diverse_2023_04_03 | Methane | Charging-Storage | WC | 2030 | Winter | CH4 Salt Cavern Storage - ON |  |  | 0 | WC
LCP_Inputs_ON_Diverse_2023_04_03 | Methane | Charging-Storage | WC | 2030 | Winter Peak | CH4 Salt Cavern Storage - ON |  |  | 0 | WC
LCP_Inputs_ON_Diverse_2023_04_03 | Methane | Charging-Storage | WC | 2040 | Fall | CH4 Salt Cavern Storage - ON |  |  | 0 | WC
LCP_Inputs_ON_Diverse_2023_04_03 | Methane | Charging-Storage | WC | 2040 | Spring | CH4 Salt Cavern Storage - ON |  |  | 0 | WC
LCP_Inputs_ON_Diverse_2023_04_03 | Methane | Charging-Storage | WC | 2040 | Summer | CH4 Salt Cavern Storage - ON |  |  | 0 | WC
LCP_Inputs_ON_Diverse_2023_04_03 | Methane | Charging-Storage | WC | 2040 | Winter | CH4 Salt Cavern Storage - ON |  |  | 0 | WC
LCP_Inputs_ON_Diverse_2023_04_03 | Methane | Charging-Storage | WC | 2040 | Winter Peak | CH4 Salt Cavern Storage - ON |  |  | 0 | WC
LCP_Inputs_ON_Diverse_2023_04_03 | Methane | Charging-Storage | WC | 2050 | Fall | CH4 Salt Cavern Storage - ON |  |  | 0 | WC
LCP_Inputs_ON_Diverse_2023_04_03 | Methane | Charging-Storage | WC | 2050 | Spring | CH4 Salt Cavern Storage - ON |  |  | 0 | WC
LCP_Inputs_ON_Diverse_2023_04_03 | Methane | Charging-Storage | WC | 2050 | Summer | CH4 Salt Cavern Storage - ON |  |  | 0 | WC
LCP_Inputs_ON_Diverse_2023_04_03 | Methane | Charging-Storage | WC | 2050 | Winter | CH4 Salt Cavern Storage - ON |  |  | 0 | WC
LCP_Inputs_ON_Diverse_2023_04_03 | Methane | Charging-Storage | WC | 2050 | Winter Peak | CH4 Salt Cavern Storage - ON |  |  | 0 | WC
LCP_Inputs_ON_Diverse_2023_04_03 | Methane | Dispatch-Crossload | MI | 2020 | Fall | O/CCGT - CH4 Existing |  |  | 0 | MI
LCP_Inputs_ON_Diverse_2023_04_03 | Methane | Dispatch-Crossload | MI | 2020 | Fall | O/CCGT - CH4 New |  |  | 0 | MI
LCP_Inputs_ON_Diverse_2023_04_03 | Methane | Dispatch-Crossload | MI | 2020 | Spring | O/CCGT - CH4 Existing |  |  | 0 | MI
LCP_Inputs_ON_Diverse_2023_04_03 | Methane | Dispatch-Crossload | MI | 2020 | Spring | O/CCGT - CH4 New |  |  | 0 | MI
LCP_Inputs_ON_Diverse_2023_04_03 | Methane | Dispatch-Crossload | MI | 2020 | Summer | O/CCGT - CH4 Existing |  |  | 0 | MI
LCP_Inputs_ON_Diverse_2023_04_03 | Methane | Dispatch-Crossload | MI | 2020 | Summer | O/CCGT - CH4 New |  |  | 0 | MI
LCP_Inputs_ON_Diverse_2023_04_03 | Methane | Dispatch-Crossload | MI | 2020 | Winter | O/CCGT - CH4 Existing |  |  | 0 | MI
LCP_Inputs_ON_Diverse_2023_04_03 | Methane | Dispatch-Crossload | MI | 2020 | Winter | O/CCGT - CH4 New |  |  | 0 | MI
LCP_Inputs_ON_Diverse_2023_04_03 | Methane | Dispatch-Crossload | MI | 2020 | Winter Peak | O/CCGT - CH4 Existing |  |  | 0 | MI
LCP_Inputs_ON_Diverse_2023_04_03 | Methane | Dispatch-Crossload | MI | 2020 | Winter Peak | O/CCGT - CH4 New |  |  | 0 | MI
LCP_Inputs_ON_Diverse_2023_04_03 | Methane | Dispatch-Crossload | MI | 2030 | Fall | O/CCGT - CH4 Existing |  |  | 0 | MI
LCP_Inputs_ON_Diverse_2023_04_03 | Methane | Dispatch-Crossload | MI | 2030 | Fall | O/CCGT - CH4 New |  |  | 0 | MI
LCP_Inputs_ON_Diverse_2023_04_03 | Methane | Dispatch-Crossload | MI | 2030 | Spring | O/CCGT - CH4 Existing |  |  | 0 | MI
LCP_Inputs_ON_Diverse_2023_04_03 | Methane | Dispatch-Crossload | MI | 2030 | Spring | O/CCGT - CH4 New |  |  | 0 | MI
LCP_Inputs_ON_Diverse_2023_04_03 | Methane | Dispatch-Crossload | MI | 2030 | Summer | O/CCGT - CH4 Existing |  |  | 0 | MI
LCP_Inputs_ON_Diverse_2023_04_03 | Methane | Dispatch-Crossload | MI | 2030 | Summer | O/CCGT - CH4 New |  |  | 0 | MI
LCP_Inputs_ON_Diverse_2023_04_03 | Methane | Dispatch-Crossload | MI | 2030 | Winter | O/CCGT - CH4 Existing |  |  | 0 | MI
LCP_Inputs_ON_Diverse_2023_04_03 | Methane | Dispatch-Crossload | MI | 2030 | Winter | O/CCGT - CH4 New |  |  | 0 | MI
LCP_Inputs_ON_Diverse_2023_04_03 | Methane | Dispatch-Crossload | MI | 2030 | Winter Peak | O/CCGT - CH4 Existing |  |  | 0 | MI
LCP_Inputs_ON_Diverse_2023_04_03 | Methane | Dispatch-Crossload | MI | 2030 | Winter Peak | O/CCGT - CH4 New |  |  | 0 | MI
LCP_Inputs_ON_Diverse_2023_04_03 | Methane | Dispatch-Crossload | MI | 2040 | Fall | O/CCGT - CH4 Existing |  |  | 0 | MI
LCP_Inputs_ON_Diverse_2023_04_03 | Methane | Dispatch-Crossload | MI | 2040 | Fall | O/CCGT - CH4 New |  |  | 0 | MI
LCP_Inputs_ON_Diverse_2023_04_03 | Methane | Dispatch-Crossload | MI | 2040 | Spring | O/CCGT - CH4 Existing |  |  | 0 | MI
LCP_Inputs_ON_Diverse_2023_04_03 | Methane | Dispatch-Crossload | MI | 2040 | Spring | O/CCGT - CH4 New |  |  | 0 | MI
LCP_Inputs_ON_Diverse_2023_04_03 | Methane | Dispatch-Crossload | MI | 2040 | Summer | O/CCGT - CH4 Existing |  |  | 0 | MI
LCP_Inputs_ON_Diverse_2023_04_03 | Methane | Dispatch-Crossload | MI | 2040 | Summer | O/CCGT - CH4 New |  |  | 0 | MI
LCP_Inputs_ON_Diverse_2023_04_03 | Methane | Dispatch-Crossload | MI | 2040 | Winter | O/CCGT - CH4 Existing |  |  | 0 | MI
LCP_Inputs_ON_Diverse_2023_04_03 | Methane | Dispatch-Crossload | MI | 2040 | Winter | O/CCGT - CH4 New |  |  | 0 | MI
LCP_Inputs_ON_Diverse_2023_04_03 | Methane | Dispatch-Crossload | MI | 2040 | Winter Peak | O/CCGT - CH4 Existing |  |  | 0 | MI
LCP_Inputs_ON_Diverse_2023_04_03 | Methane | Dispatch-Crossload | MI | 2040 | Winter Peak | O/CCGT - CH4 New |  |  | 0 | MI
LCP_Inputs_ON_Diverse_2023_04_03 | Methane | Dispatch-Crossload | MI | 2050 | Fall | O/CCGT - CH4 Existing |  |  | 0 | MI
LCP_Inputs_ON_Diverse_2023_04_03 | Methane | Dispatch-Crossload | MI | 2050 | Fall | O/CCGT - CH4 New |  |  | 0 | MI
LCP_Inputs_ON_Diverse_2023_04_03 | Methane | Dispatch-Crossload | MI | 2050 | Spring | O/CCGT - CH4 Existing |  |  | 0 | MI
LCP_Inputs_ON_Diverse_2023_04_03 | Methane | Dispatch-Crossload | MI | 2050 | Spring | O/CCGT - CH4 New |  |  | 0 | MI
LCP_Inputs_ON_Diverse_2023_04_03 | Methane | Dispatch-Crossload | MI | 2050 | Summer | O/CCGT - CH4 Existing |  |  | 0 | MI
LCP_Inputs_ON_Diverse_2023_04_03 | Methane | Dispatch-Crossload | MI | 2050 | Summer | O/CCGT - CH4 New |  |  | 0 | MI
LCP_Inputs_ON_Diverse_2023_04_03 | Methane | Dispatch-Crossload | MI | 2050 | Winter | O/CCGT - CH4 Existing |  |  | 0 | MI
LCP_Inputs_ON_Diverse_2023_04_03 | Methane | Dispatch-Crossload | MI | 2050 | Winter | O/CCGT - CH4 New |  |  | 0 | MI
LCP_Inputs_ON_Diverse_2023_04_03 | Methane | Dispatch-Crossload | MI | 2050 | Winter Peak | O/CCGT - CH4 Existing |  |  | 0 | MI
LCP_Inputs_ON_Diverse_2023_04_03 | Methane | Dispatch-Crossload | MI | 2050 | Winter Peak | O/CCGT - CH4 New |  |  | 0 | MI
LCP_Inputs_ON_Diverse_2023_04_03 | Methane | Dispatch-Crossload | NY | 2020 | Fall | O/CCGT - CH4 Existing |  |  | 0 | NY
LCP_Inputs_ON_Diverse_2023_04_03 | Methane | Dispatch-Crossload | NY | 2020 | Fall | O/CCGT - CH4 New |  |  | 0 | NY
LCP_Inputs_ON_Diverse_2023_04_03 | Methane | Dispatch-Crossload | NY | 2020 | Spring | O/CCGT - CH4 Existing |  |  | 0 | NY
LCP_Inputs_ON_Diverse_2023_04_03 | Methane | Dispatch-Crossload | NY | 2020 | Spring | O/CCGT - CH4 New |  |  | 0 | NY
LCP_Inputs_ON_Diverse_2023_04_03 | Methane | Dispatch-Crossload | NY | 2020 | Summer | O/CCGT - CH4 Existing |  |  | 0 | NY
LCP_Inputs_ON_Diverse_2023_04_03 | Methane | Dispatch-Crossload | NY | 2020 | Summer | O/CCGT - CH4 New |  |  | 0 | NY
LCP_Inputs_ON_Diverse_2023_04_03 | Methane | Dispatch-Crossload | NY | 2020 | Winter | O/CCGT - CH4 Existing |  |  | 0 | NY
LCP_Inputs_ON_Diverse_2023_04_03 | Methane | Dispatch-Crossload | NY | 2020 | Winter | O/CCGT - CH4 New |  |  | 0 | NY
LCP_Inputs_ON_Diverse_2023_04_03 | Methane | Dispatch-Crossload | NY | 2020 | Winter Peak | O/CCGT - CH4 Existing |  |  | 0 | NY
LCP_Inputs_ON_Diverse_2023_04_03 | Methane | Dispatch-Crossload | NY | 2020 | Winter Peak | O/CCGT - CH4 New |  |  | 0 | NY
LCP_Inputs_ON_Diverse_2023_04_03 | Methane | Dispatch-Crossload | NY | 2030 | Fall | O/CCGT - CH4 Existing |  |  | 0 | NY
LCP_Inputs_ON_Diverse_2023_04_03 | Methane | Dispatch-Crossload | NY | 2030 | Fall | O/CCGT - CH4 New |  |  | 0 | NY
LCP_Inputs_ON_Diverse_2023_04_03 | Methane | Dispatch-Crossload | NY | 2030 | Spring | O/CCGT - CH4 Existing |  |  | 0 | NY
LCP_Inputs_ON_Diverse_2023_04_03 | Methane | Dispatch-Crossload | NY | 2030 | Spring | O/CCGT - CH4 New |  |  | 0 | NY
LCP_Inputs_ON_Diverse_2023_04_03 | Methane | Dispatch-Crossload | NY | 2030 | Summer | O/CCGT - CH4 Existing |  |  | 0 | NY
LCP_Inputs_ON_Diverse_2023_04_03 | Methane | Dispatch-Crossload | NY | 2030 | Summer | O/CCGT - CH4 New |  |  | 0 | NY
LCP_Inputs_ON_Diverse_2023_04_03 | Methane | Dispatch-Crossload | NY | 2030 | Winter | O/CCGT - CH4 Existing |  |  | 0 | NY
LCP_Inputs_ON_Diverse_2023_04_03 | Methane | Dispatch-Crossload | NY | 2030 | Winter | O/CCGT - CH4 New |  |  | 0 | NY
LCP_Inputs_ON_Diverse_2023_04_03 | Methane | Dispatch-Crossload | NY | 2030 | Winter Peak | O/CCGT - CH4 Existing |  |  | 0 | NY
LCP_Inputs_ON_Diverse_2023_04_03 | Methane | Dispatch-Crossload | NY | 2030 | Winter Peak | O/CCGT - CH4 New |  |  | 0 | NY
LCP_Inputs_ON_Diverse_2023_04_03 | Methane | Dispatch-Crossload | NY | 2040 | Fall | O/CCGT - CH4 Existing |  |  | 0 | NY
LCP_Inputs_ON_Diverse_2023_04_03 | Methane | Dispatch-Crossload | NY | 2040 | Fall | O/CCGT - CH4 New |  |  | 0 | NY
LCP_Inputs_ON_Diverse_2023_04_03 | Methane | Dispatch-Crossload | NY | 2040 | Spring | O/CCGT - CH4 Existing |  |  | 0 | NY
LCP_Inputs_ON_Diverse_2023_04_03 | Methane | Dispatch-Crossload | NY | 2040 | Spring | O/CCGT - CH4 New |  |  | 0 | NY
LCP_Inputs_ON_Diverse_2023_04_03 | Methane | Dispatch-Crossload | NY | 2040 | Summer | O/CCGT - CH4 Existing |  |  | 0 | NY
LCP_Inputs_ON_Diverse_2023_04_03 | Methane | Dispatch-Crossload | NY | 2040 | Summer | O/CCGT - CH4 New |  |  | 0 | NY
LCP_Inputs_ON_Diverse_2023_04_03 | Methane | Dispatch-Crossload | NY | 2040 | Winter | O/CCGT - CH4 Existing |  |  | 0 | NY
LCP_Inputs_ON_Diverse_2023_04_03 | Methane | Dispatch-Crossload | NY | 2040 | Winter | O/CCGT - CH4 New |  |  | 0 | NY
LCP_Inputs_ON_Diverse_2023_04_03 | Methane | Dispatch-Crossload | NY | 2040 | Winter Peak | O/CCGT - CH4 Existing |  |  | 0 | NY
LCP_Inputs_ON_Diverse_2023_04_03 | Methane | Dispatch-Crossload | NY | 2040 | Winter Peak | O/CCGT - CH4 New |  |  | 0 | NY
LCP_Inputs_ON_Diverse_2023_04_03 | Methane | Dispatch-Crossload | NY | 2050 | Fall | O/CCGT - CH4 Existing |  |  | 0 | NY
LCP_Inputs_ON_Diverse_2023_04_03 | Methane | Dispatch-Crossload | NY | 2050 | Fall | O/CCGT - CH4 New |  |  | 0 | NY
LCP_Inputs_ON_Diverse_2023_04_03 | Methane | Dispatch-Crossload | NY | 2050 | Spring | O/CCGT - CH4 Existing |  |  | 0 | NY
LCP_Inputs_ON_Diverse_2023_04_03 | Methane | Dispatch-Crossload | NY | 2050 | Spring | O/CCGT - CH4 New |  |  | 0 | NY
LCP_Inputs_ON_Diverse_2023_04_03 | Methane | Dispatch-Crossload | NY | 2050 | Summer | O/CCGT - CH4 Existing |  |  | 0 | NY
LCP_Inputs_ON_Diverse_2023_04_03 | Methane | Dispatch-Crossload | NY | 2050 | Summer | O/CCGT - CH4 New |  |  | 0 | NY
LCP_Inputs_ON_Diverse_2023_04_03 | Methane | Dispatch-Crossload | NY | 2050 | Winter | O/CCGT - CH4 Existing |  |  | 0 | NY
LCP_Inputs_ON_Diverse_2023_04_03 | Methane | Dispatch-Crossload | NY | 2050 | Winter | O/CCGT - CH4 New |  |  | 0 | NY
LCP_Inputs_ON_Diverse_2023_04_03 | Methane | Dispatch-Crossload | NY | 2050 | Winter Peak | O/CCGT - CH4 Existing |  |  | 0 | NY
LCP_Inputs_ON_Diverse_2023_04_03 | Methane | Dispatch-Crossload | NY | 2050 | Winter Peak | O/CCGT - CH4 New |  |  | 0 | NY
LCP_Inputs_ON_Diverse_2023_04_03 | Methane | Dispatch-Crossload | ON | 2020 | Fall | O/CCGT - CH4 Existing |  |  | 0 | ON
LCP_Inputs_ON_Diverse_2023_04_03 | Methane | Dispatch-Crossload | ON | 2020 | Fall | O/CCGT - CH4 New |  |  | 0 | ON
LCP_Inputs_ON_Diverse_2023_04_03 | Methane | Dispatch-Crossload | ON | 2020 | Spring | O/CCGT - CH4 Existing |  |  | 0 | ON
LCP_Inputs_ON_Diverse_2023_04_03 | Methane | Dispatch-Crossload | ON | 2020 | Spring | O/CCGT - CH4 New |  |  | 0 | ON
LCP_Inputs_ON_Diverse_2023_04_03 | Methane | Dispatch-Crossload | ON | 2020 | Summer | O/CCGT - CH4 Existing |  |  | 0 | ON
LCP_Inputs_ON_Diverse_2023_04_03 | Methane | Dispatch-Crossload | ON | 2020 | Summer | O/CCGT - CH4 New |  |  | 0 | ON
LCP_Inputs_ON_Diverse_2023_04_03 | Methane | Dispatch-Crossload | ON | 2020 | Winter | O/CCGT - CH4 Existing |  |  | 0 | ON
LCP_Inputs_ON_Diverse_2023_04_03 | Methane | Dispatch-Crossload | ON | 2020 | Winter | O/CCGT - CH4 New |  |  | 0 | ON
LCP_Inputs_ON_Diverse_2023_04_03 | Methane | Dispatch-Crossload | ON | 2020 | Winter Peak | O/CCGT - CH4 Existing |  |  | 0 | ON
LCP_Inputs_ON_Diverse_2023_04_03 | Methane | Dispatch-Crossload | ON | 2020 | Winter Peak | O/CCGT - CH4 New |  |  | 0 | ON
LCP_Inputs_ON_Diverse_2023_04_03 | Methane | Dispatch-Crossload | ON | 2030 | Fall | O/CCGT - CH4 Existing |  |  | 0 | ON
LCP_Inputs_ON_Diverse_2023_04_03 | Methane | Dispatch-Crossload | ON | 2030 | Fall | O/CCGT - CH4 New |  |  | 0 | ON
LCP_Inputs_ON_Diverse_2023_04_03 | Methane | Dispatch-Crossload | ON | 2030 | Spring | O/CCGT - CH4 Existing |  |  | 0 | ON
LCP_Inputs_ON_Diverse_2023_04_03 | Methane | Dispatch-Crossload | ON | 2030 | Spring | O/CCGT - CH4 New |  |  | 0 | ON
LCP_Inputs_ON_Diverse_2023_04_03 | Methane | Dispatch-Crossload | ON | 2030 | Summer | O/CCGT - CH4 Existing |  |  | 0 | ON
LCP_Inputs_ON_Diverse_2023_04_03 | Methane | Dispatch-Crossload | ON | 2030 | Summer | O/CCGT - CH4 New |  |  | 0 | ON
LCP_Inputs_ON_Diverse_2023_04_03 | Methane | Dispatch-Crossload | ON | 2030 | Winter | O/CCGT - CH4 Existing |  |  | 0 | ON
LCP_Inputs_ON_Diverse_2023_04_03 | Methane | Dispatch-Crossload | ON | 2030 | Winter | O/CCGT - CH4 New |  |  | 0 | ON
LCP_Inputs_ON_Diverse_2023_04_03 | Methane | Dispatch-Crossload | ON | 2030 | Winter Peak | O/CCGT - CH4 Existing |  |  | -239807.0461 | ON
LCP_Inputs_ON_Diverse_2023_04_03 | Methane | Dispatch-Crossload | ON | 2030 | Winter Peak | O/CCGT - CH4 New |  |  | -12331.5603 | ON
LCP_Inputs_ON_Diverse_2023_04_03 | Methane | Dispatch-Crossload | ON | 2040 | Fall | O/CCGT - CH4 Existing |  |  | 0 | ON
LCP_Inputs_ON_Diverse_2023_04_03 | Methane | Dispatch-Crossload | ON | 2040 | Fall | O/CCGT - CH4 New |  |  | 0 | ON
LCP_Inputs_ON_Diverse_2023_04_03 | Methane | Dispatch-Crossload | ON | 2040 | Spring | O/CCGT - CH4 Existing |  |  | 0 | ON
LCP_Inputs_ON_Diverse_2023_04_03 | Methane | Dispatch-Crossload | ON | 2040 | Spring | O/CCGT - CH4 New |  |  | 0 | ON
LCP_Inputs_ON_Diverse_2023_04_03 | Methane | Dispatch-Crossload | ON | 2040 | Summer | O/CCGT - CH4 Existing |  |  | 0 | ON
LCP_Inputs_ON_Diverse_2023_04_03 | Methane | Dispatch-Crossload | ON | 2040 | Summer | O/CCGT - CH4 New |  |  | 0 | ON
LCP_Inputs_ON_Diverse_2023_04_03 | Methane | Dispatch-Crossload | ON | 2040 | Winter | O/CCGT - CH4 Existing |  |  | 0 | ON
LCP_Inputs_ON_Diverse_2023_04_03 | Methane | Dispatch-Crossload | ON | 2040 | Winter | O/CCGT - CH4 New |  |  | 0 | ON
LCP_Inputs_ON_Diverse_2023_04_03 | Methane | Dispatch-Crossload | ON | 2040 | Winter Peak | O/CCGT - CH4 Existing |  |  | -205135.0476 | ON
LCP_Inputs_ON_Diverse_2023_04_03 | Methane | Dispatch-Crossload | ON | 2040 | Winter Peak | O/CCGT - CH4 New |  |  | -91428.5714 | ON
LCP_Inputs_ON_Diverse_2023_04_03 | Methane | Dispatch-Crossload | ON | 2050 | Fall | O/CCGT - CH4 Existing |  |  | 0 | ON
LCP_Inputs_ON_Diverse_2023_04_03 | Methane | Dispatch-Crossload | ON | 2050 | Fall | O/CCGT - CH4 New |  |  | 0 | ON
LCP_Inputs_ON_Diverse_2023_04_03 | Methane | Dispatch-Crossload | ON | 2050 | Spring | O/CCGT - CH4 Existing |  |  | 0 | ON
LCP_Inputs_ON_Diverse_2023_04_03 | Methane | Dispatch-Crossload | ON | 2050 | Spring | O/CCGT - CH4 New |  |  | 0 | ON
LCP_Inputs_ON_Diverse_2023_04_03 | Methane | Dispatch-Crossload | ON | 2050 | Summer | O/CCGT - CH4 Existing |  |  | 0 | ON
LCP_Inputs_ON_Diverse_2023_04_03 | Methane | Dispatch-Crossload | ON | 2050 | Summer | O/CCGT - CH4 New |  |  | 0 | ON
LCP_Inputs_ON_Diverse_2023_04_03 | Methane | Dispatch-Crossload | ON | 2050 | Winter | O/CCGT - CH4 Existing |  |  | 0 | ON
LCP_Inputs_ON_Diverse_2023_04_03 | Methane | Dispatch-Crossload | ON | 2050 | Winter | O/CCGT - CH4 New |  |  | 0 | ON
LCP_Inputs_ON_Diverse_2023_04_03 | Methane | Dispatch-Crossload | ON | 2050 | Winter Peak | O/CCGT - CH4 Existing |  |  | 0 | ON
LCP_Inputs_ON_Diverse_2023_04_03 | Methane | Dispatch-Crossload | ON | 2050 | Winter Peak | O/CCGT - CH4 New |  |  | 0 | ON
LCP_Inputs_ON_Diverse_2023_04_03 | Methane | Dispatch-Crossload | PJ | 2020 | Fall | O/CCGT - CH4 Existing |  |  | 0 | PJ
LCP_Inputs_ON_Diverse_2023_04_03 | Methane | Dispatch-Crossload | PJ | 2020 | Fall | O/CCGT - CH4 New |  |  | 0 | PJ
LCP_Inputs_ON_Diverse_2023_04_03 | Methane | Dispatch-Crossload | PJ | 2020 | Spring | O/CCGT - CH4 Existing |  |  | 0 | PJ
LCP_Inputs_ON_Diverse_2023_04_03 | Methane | Dispatch-Crossload | PJ | 2020 | Spring | O/CCGT - CH4 New |  |  | 0 | PJ
LCP_Inputs_ON_Diverse_2023_04_03 | Methane | Dispatch-Crossload | PJ | 2020 | Summer | O/CCGT - CH4 Existing |  |  | 0 | PJ
LCP_Inputs_ON_Diverse_2023_04_03 | Methane | Dispatch-Crossload | PJ | 2020 | Summer | O/CCGT - CH4 New |  |  | 0 | PJ
LCP_Inputs_ON_Diverse_2023_04_03 | Methane | Dispatch-Crossload | PJ | 2020 | Winter | O/CCGT - CH4 Existing |  |  | 0 | PJ
LCP_Inputs_ON_Diverse_2023_04_03 | Methane | Dispatch-Crossload | PJ | 2020 | Winter | O/CCGT - CH4 New |  |  | 0 | PJ
LCP_Inputs_ON_Diverse_2023_04_03 | Methane | Dispatch-Crossload | PJ | 2020 | Winter Peak | O/CCGT - CH4 Existing |  |  | 0 | PJ
LCP_Inputs_ON_Diverse_2023_04_03 | Methane | Dispatch-Crossload | PJ | 2020 | Winter Peak | O/CCGT - CH4 New |  |  | 0 | PJ
LCP_Inputs_ON_Diverse_2023_04_03 | Methane | Dispatch-Crossload | PJ | 2030 | Fall | O/CCGT - CH4 Existing |  |  | 0 | PJ
LCP_Inputs_ON_Diverse_2023_04_03 | Methane | Dispatch-Crossload | PJ | 2030 | Fall | O/CCGT - CH4 New |  |  | 0 | PJ
LCP_Inputs_ON_Diverse_2023_04_03 | Methane | Dispatch-Crossload | PJ | 2030 | Spring | O/CCGT - CH4 Existing |  |  | 0 | PJ
LCP_Inputs_ON_Diverse_2023_04_03 | Methane | Dispatch-Crossload | PJ | 2030 | Spring | O/CCGT - CH4 New |  |  | 0 | PJ
LCP_Inputs_ON_Diverse_2023_04_03 | Methane | Dispatch-Crossload | PJ | 2030 | Summer | O/CCGT - CH4 Existing |  |  | 0 | PJ
LCP_Inputs_ON_Diverse_2023_04_03 | Methane | Dispatch-Crossload | PJ | 2030 | Summer | O/CCGT - CH4 New |  |  | 0 | PJ
LCP_Inputs_ON_Diverse_2023_04_03 | Methane | Dispatch-Crossload | PJ | 2030 | Winter | O/CCGT - CH4 Existing |  |  | 0 | PJ
LCP_Inputs_ON_Diverse_2023_04_03 | Methane | Dispatch-Crossload | PJ | 2030 | Winter | O/CCGT - CH4 New |  |  | 0 | PJ
LCP_Inputs_ON_Diverse_2023_04_03 | Methane | Dispatch-Crossload | PJ | 2030 | Winter Peak | O/CCGT - CH4 Existing |  |  | 0 | PJ
LCP_Inputs_ON_Diverse_2023_04_03 | Methane | Dispatch-Crossload | PJ | 2030 | Winter Peak | O/CCGT - CH4 New |  |  | 0 | PJ
LCP_Inputs_ON_Diverse_2023_04_03 | Methane | Dispatch-Crossload | PJ | 2040 | Fall | O/CCGT - CH4 Existing |  |  | 0 | PJ
LCP_Inputs_ON_Diverse_2023_04_03 | Methane | Dispatch-Crossload | PJ | 2040 | Fall | O/CCGT - CH4 New |  |  | 0 | PJ
LCP_Inputs_ON_Diverse_2023_04_03 | Methane | Dispatch-Crossload | PJ | 2040 | Spring | O/CCGT - CH4 Existing |  |  | 0 | PJ
LCP_Inputs_ON_Diverse_2023_04_03 | Methane | Dispatch-Crossload | PJ | 2040 | Spring | O/CCGT - CH4 New |  |  | 0 | PJ
LCP_Inputs_ON_Diverse_2023_04_03 | Methane | Dispatch-Crossload | PJ | 2040 | Summer | O/CCGT - CH4 Existing |  |  | 0 | PJ
LCP_Inputs_ON_Diverse_2023_04_03 | Methane | Dispatch-Crossload | PJ | 2040 | Summer | O/CCGT - CH4 New |  |  | 0 | PJ
LCP_Inputs_ON_Diverse_2023_04_03 | Methane | Dispatch-Crossload | PJ | 2040 | Winter | O/CCGT - CH4 Existing |  |  | 0 | PJ
LCP_Inputs_ON_Diverse_2023_04_03 | Methane | Dispatch-Crossload | PJ | 2040 | Winter | O/CCGT - CH4 New |  |  | 0 | PJ
LCP_Inputs_ON_Diverse_2023_04_03 | Methane | Dispatch-Crossload | PJ | 2040 | Winter Peak | O/CCGT - CH4 Existing |  |  | 0 | PJ
LCP_Inputs_ON_Diverse_2023_04_03 | Methane | Dispatch-Crossload | PJ | 2040 | Winter Peak | O/CCGT - CH4 New |  |  | 0 | PJ
LCP_Inputs_ON_Diverse_2023_04_03 | Methane | Dispatch-Crossload | PJ | 2050 | Fall | O/CCGT - CH4 Existing |  |  | 0 | PJ
LCP_Inputs_ON_Diverse_2023_04_03 | Methane | Dispatch-Crossload | PJ | 2050 | Fall | O/CCGT - CH4 New |  |  | 0 | PJ
LCP_Inputs_ON_Diverse_2023_04_03 | Methane | Dispatch-Crossload | PJ | 2050 | Spring | O/CCGT - CH4 Existing |  |  | 0 | PJ
LCP_Inputs_ON_Diverse_2023_04_03 | Methane | Dispatch-Crossload | PJ | 2050 | Spring | O/CCGT - CH4 New |  |  | 0 | PJ
LCP_Inputs_ON_Diverse_2023_04_03 | Methane | Dispatch-Crossload | PJ | 2050 | Summer | O/CCGT - CH4 Existing |  |  | 0 | PJ
LCP_Inputs_ON_Diverse_2023_04_03 | Methane | Dispatch-Crossload | PJ | 2050 | Summer | O/CCGT - CH4 New |  |  | 0 | PJ
LCP_Inputs_ON_Diverse_2023_04_03 | Methane | Dispatch-Crossload | PJ | 2050 | Winter | O/CCGT - CH4 Existing |  |  | 0 | PJ
LCP_Inputs_ON_Diverse_2023_04_03 | Methane | Dispatch-Crossload | PJ | 2050 | Winter | O/CCGT - CH4 New |  |  | 0 | PJ
LCP_Inputs_ON_Diverse_2023_04_03 | Methane | Dispatch-Crossload | PJ | 2050 | Winter Peak | O/CCGT - CH4 Existing |  |  | 0 | PJ
LCP_Inputs_ON_Diverse_2023_04_03 | Methane | Dispatch-Crossload | PJ | 2050 | Winter Peak | O/CCGT - CH4 New |  |  | 0 | PJ
LCP_Inputs_ON_Diverse_2023_04_03 | Methane | Dispatch-Crossload | QC | 2020 | Fall | O/CCGT - CH4 Existing |  |  | 0 | QC
LCP_Inputs_ON_Diverse_2023_04_03 | Methane | Dispatch-Crossload | QC | 2020 | Fall | O/CCGT - CH4 New |  |  | 0 | QC
LCP_Inputs_ON_Diverse_2023_04_03 | Methane | Dispatch-Crossload | QC | 2020 | Spring | O/CCGT - CH4 Existing |  |  | 0 | QC
LCP_Inputs_ON_Diverse_2023_04_03 | Methane | Dispatch-Crossload | QC | 2020 | Spring | O/CCGT - CH4 New |  |  | 0 | QC
LCP_Inputs_ON_Diverse_2023_04_03 | Methane | Dispatch-Crossload | QC | 2020 | Summer | O/CCGT - CH4 Existing |  |  | 0 | QC
LCP_Inputs_ON_Diverse_2023_04_03 | Methane | Dispatch-Crossload | QC | 2020 | Summer | O/CCGT - CH4 New |  |  | 0 | QC
LCP_Inputs_ON_Diverse_2023_04_03 | Methane | Dispatch-Crossload | QC | 2020 | Winter | O/CCGT - CH4 Existing |  |  | 0 | QC
LCP_Inputs_ON_Diverse_2023_04_03 | Methane | Dispatch-Crossload | QC | 2020 | Winter | O/CCGT - CH4 New |  |  | 0 | QC
LCP_Inputs_ON_Diverse_2023_04_03 | Methane | Dispatch-Crossload | QC | 2020 | Winter Peak | O/CCGT - CH4 Existing |  |  | 0 | QC
LCP_Inputs_ON_Diverse_2023_04_03 | Methane | Dispatch-Crossload | QC | 2020 | Winter Peak | O/CCGT - CH4 New |  |  | 0 | QC
LCP_Inputs_ON_Diverse_2023_04_03 | Methane | Dispatch-Crossload | QC | 2030 | Fall | O/CCGT - CH4 Existing |  |  | 0 | QC
LCP_Inputs_ON_Diverse_2023_04_03 | Methane | Dispatch-Crossload | QC | 2030 | Fall | O/CCGT - CH4 New |  |  | 0 | QC
LCP_Inputs_ON_Diverse_2023_04_03 | Methane | Dispatch-Crossload | QC | 2030 | Spring | O/CCGT - CH4 Existing |  |  | 0 | QC
LCP_Inputs_ON_Diverse_2023_04_03 | Methane | Dispatch-Crossload | QC | 2030 | Spring | O/CCGT - CH4 New |  |  | 0 | QC
LCP_Inputs_ON_Diverse_2023_04_03 | Methane | Dispatch-Crossload | QC | 2030 | Summer | O/CCGT - CH4 Existing |  |  | 0 | QC
LCP_Inputs_ON_Diverse_2023_04_03 | Methane | Dispatch-Crossload | QC | 2030 | Summer | O/CCGT - CH4 New |  |  | 0 | QC
LCP_Inputs_ON_Diverse_2023_04_03 | Methane | Dispatch-Crossload | QC | 2030 | Winter | O/CCGT - CH4 Existing |  |  | 0 | QC
LCP_Inputs_ON_Diverse_2023_04_03 | Methane | Dispatch-Crossload | QC | 2030 | Winter | O/CCGT - CH4 New |  |  | 0 | QC
LCP_Inputs_ON_Diverse_2023_04_03 | Methane | Dispatch-Crossload | QC | 2030 | Winter Peak | O/CCGT - CH4 Existing |  |  | 0 | QC
LCP_Inputs_ON_Diverse_2023_04_03 | Methane | Dispatch-Crossload | QC | 2030 | Winter Peak | O/CCGT - CH4 New |  |  | 0 | QC
LCP_Inputs_ON_Diverse_2023_04_03 | Methane | Dispatch-Crossload | QC | 2040 | Fall | O/CCGT - CH4 Existing |  |  | 0 | QC
LCP_Inputs_ON_Diverse_2023_04_03 | Methane | Dispatch-Crossload | QC | 2040 | Fall | O/CCGT - CH4 New |  |  | 0 | QC
LCP_Inputs_ON_Diverse_2023_04_03 | Methane | Dispatch-Crossload | QC | 2040 | Spring | O/CCGT - CH4 Existing |  |  | 0 | QC
LCP_Inputs_ON_Diverse_2023_04_03 | Methane | Dispatch-Crossload | QC | 2040 | Spring | O/CCGT - CH4 New |  |  | 0 | QC
LCP_Inputs_ON_Diverse_2023_04_03 | Methane | Dispatch-Crossload | QC | 2040 | Summer | O/CCGT - CH4 Existing |  |  | 0 | QC
LCP_Inputs_ON_Diverse_2023_04_03 | Methane | Dispatch-Crossload | QC | 2040 | Summer | O/CCGT - CH4 New |  |  | 0 | QC
LCP_Inputs_ON_Diverse_2023_04_03 | Methane | Dispatch-Crossload | QC | 2040 | Winter | O/CCGT - CH4 Existing |  |  | 0 | QC
LCP_Inputs_ON_Diverse_2023_04_03 | Methane | Dispatch-Crossload | QC | 2040 | Winter | O/CCGT - CH4 New |  |  | 0 | QC
LCP_Inputs_ON_Diverse_2023_04_03 | Methane | Dispatch-Crossload | QC | 2040 | Winter Peak | O/CCGT - CH4 Existing |  |  | 0 | QC
LCP_Inputs_ON_Diverse_2023_04_03 | Methane | Dispatch-Crossload | QC | 2040 | Winter Peak | O/CCGT - CH4 New |  |  | 0 | QC
LCP_Inputs_ON_Diverse_2023_04_03 | Methane | Dispatch-Crossload | QC | 2050 | Fall | O/CCGT - CH4 Existing |  |  | 0 | QC
LCP_Inputs_ON_Diverse_2023_04_03 | Methane | Dispatch-Crossload | QC | 2050 | Fall | O/CCGT - CH4 New |  |  | 0 | QC
LCP_Inputs_ON_Diverse_2023_04_03 | Methane | Dispatch-Crossload | QC | 2050 | Spring | O/CCGT - CH4 Existing |  |  | 0 | QC
LCP_Inputs_ON_Diverse_2023_04_03 | Methane | Dispatch-Crossload | QC | 2050 | Spring | O/CCGT - CH4 New |  |  | 0 | QC
LCP_Inputs_ON_Diverse_2023_04_03 | Methane | Dispatch-Crossload | QC | 2050 | Summer | O/CCGT - CH4 Existing |  |  | 0 | QC
LCP_Inputs_ON_Diverse_2023_04_03 | Methane | Dispatch-Crossload | QC | 2050 | Summer | O/CCGT - CH4 New |  |  | 0 | QC
LCP_Inputs_ON_Diverse_2023_04_03 | Methane | Dispatch-Crossload | QC | 2050 | Winter | O/CCGT - CH4 Existing |  |  | 0 | QC
LCP_Inputs_ON_Diverse_2023_04_03 | Methane | Dispatch-Crossload | QC | 2050 | Winter | O/CCGT - CH4 New |  |  | 0 | QC
LCP_Inputs_ON_Diverse_2023_04_03 | Methane | Dispatch-Crossload | QC | 2050 | Winter Peak | O/CCGT - CH4 Existing |  |  | 0 | QC
LCP_Inputs_ON_Diverse_2023_04_03 | Methane | Dispatch-Crossload | QC | 2050 | Winter Peak | O/CCGT - CH4 New |  |  | 0 | QC
LCP_Inputs_ON_Diverse_2023_04_03 | Methane | Dispatch-Crossload | WC | 2020 | Fall | O/CCGT - CH4 Existing |  |  | 0 | WC
LCP_Inputs_ON_Diverse_2023_04_03 | Methane | Dispatch-Crossload | WC | 2020 | Fall | O/CCGT - CH4 New |  |  | 0 | WC
LCP_Inputs_ON_Diverse_2023_04_03 | Methane | Dispatch-Crossload | WC | 2020 | Spring | O/CCGT - CH4 Existing |  |  | 0 | WC
LCP_Inputs_ON_Diverse_2023_04_03 | Methane | Dispatch-Crossload | WC | 2020 | Spring | O/CCGT - CH4 New |  |  | 0 | WC
LCP_Inputs_ON_Diverse_2023_04_03 | Methane | Dispatch-Crossload | WC | 2020 | Summer | O/CCGT - CH4 Existing |  |  | 0 | WC
LCP_Inputs_ON_Diverse_2023_04_03 | Methane | Dispatch-Crossload | WC | 2020 | Summer | O/CCGT - CH4 New |  |  | 0 | WC
LCP_Inputs_ON_Diverse_2023_04_03 | Methane | Dispatch-Crossload | WC | 2020 | Winter | O/CCGT - CH4 Existing |  |  | 0 | WC
LCP_Inputs_ON_Diverse_2023_04_03 | Methane | Dispatch-Crossload | WC | 2020 | Winter | O/CCGT - CH4 New |  |  | 0 | WC
LCP_Inputs_ON_Diverse_2023_04_03 | Methane | Dispatch-Crossload | WC | 2020 | Winter Peak | O/CCGT - CH4 Existing |  |  | 0 | WC
LCP_Inputs_ON_Diverse_2023_04_03 | Methane | Dispatch-Crossload | WC | 2020 | Winter Peak | O/CCGT - CH4 New |  |  | 0 | WC
LCP_Inputs_ON_Diverse_2023_04_03 | Methane | Dispatch-Crossload | WC | 2030 | Fall | O/CCGT - CH4 Existing |  |  | 0 | WC
LCP_Inputs_ON_Diverse_2023_04_03 | Methane | Dispatch-Crossload | WC | 2030 | Fall | O/CCGT - CH4 New |  |  | 0 | WC
LCP_Inputs_ON_Diverse_2023_04_03 | Methane | Dispatch-Crossload | WC | 2030 | Spring | O/CCGT - CH4 Existing |  |  | 0 | WC
LCP_Inputs_ON_Diverse_2023_04_03 | Methane | Dispatch-Crossload | WC | 2030 | Spring | O/CCGT - CH4 New |  |  | 0 | WC
LCP_Inputs_ON_Diverse_2023_04_03 | Methane | Dispatch-Crossload | WC | 2030 | Summer | O/CCGT - CH4 Existing |  |  | 0 | WC
LCP_Inputs_ON_Diverse_2023_04_03 | Methane | Dispatch-Crossload | WC | 2030 | Summer | O/CCGT - CH4 New |  |  | 0 | WC
LCP_Inputs_ON_Diverse_2023_04_03 | Methane | Dispatch-Crossload | WC | 2030 | Winter | O/CCGT - CH4 Existing |  |  | 0 | WC
LCP_Inputs_ON_Diverse_2023_04_03 | Methane | Dispatch-Crossload | WC | 2030 | Winter | O/CCGT - CH4 New |  |  | 0 | WC
LCP_Inputs_ON_Diverse_2023_04_03 | Methane | Dispatch-Crossload | WC | 2030 | Winter Peak | O/CCGT - CH4 Existing |  |  | 0 | WC
LCP_Inputs_ON_Diverse_2023_04_03 | Methane | Dispatch-Crossload | WC | 2030 | Winter Peak | O/CCGT - CH4 New |  |  | 0 | WC
LCP_Inputs_ON_Diverse_2023_04_03 | Methane | Dispatch-Crossload | WC | 2040 | Fall | O/CCGT - CH4 Existing |  |  | 0 | WC
LCP_Inputs_ON_Diverse_2023_04_03 | Methane | Dispatch-Crossload | WC | 2040 | Fall | O/CCGT - CH4 New |  |  | 0 | WC
LCP_Inputs_ON_Diverse_2023_04_03 | Methane | Dispatch-Crossload | WC | 2040 | Spring | O/CCGT - CH4 Existing |  |  | 0 | WC
LCP_Inputs_ON_Diverse_2023_04_03 | Methane | Dispatch-Crossload | WC | 2040 | Spring | O/CCGT - CH4 New |  |  | 0 | WC
LCP_Inputs_ON_Diverse_2023_04_03 | Methane | Dispatch-Crossload | WC | 2040 | Summer | O/CCGT - CH4 Existing |  |  | 0 | WC
LCP_Inputs_ON_Diverse_2023_04_03 | Methane | Dispatch-Crossload | WC | 2040 | Summer | O/CCGT - CH4 New |  |  | 0 | WC
LCP_Inputs_ON_Diverse_2023_04_03 | Methane | Dispatch-Crossload | WC | 2040 | Winter | O/CCGT - CH4 Existing |  |  | 0 | WC
LCP_Inputs_ON_Diverse_2023_04_03 | Methane | Dispatch-Crossload | WC | 2040 | Winter | O/CCGT - CH4 New |  |  | 0 | WC
LCP_Inputs_ON_Diverse_2023_04_03 | Methane | Dispatch-Crossload | WC | 2040 | Winter Peak | O/CCGT - CH4 Existing |  |  | 0 | WC
LCP_Inputs_ON_Diverse_2023_04_03 | Methane | Dispatch-Crossload | WC | 2040 | Winter Peak | O/CCGT - CH4 New |  |  | 0 | WC
LCP_Inputs_ON_Diverse_2023_04_03 | Methane | Dispatch-Crossload | WC | 2050 | Fall | O/CCGT - CH4 Existing |  |  | 0 | WC
LCP_Inputs_ON_Diverse_2023_04_03 | Methane | Dispatch-Crossload | WC | 2050 | Fall | O/CCGT - CH4 New |  |  | 0 | WC
LCP_Inputs_ON_Diverse_2023_04_03 | Methane | Dispatch-Crossload | WC | 2050 | Spring | O/CCGT - CH4 Existing |  |  | 0 | WC
LCP_Inputs_ON_Diverse_2023_04_03 | Methane | Dispatch-Crossload | WC | 2050 | Spring | O/CCGT - CH4 New |  |  | 0 | WC
LCP_Inputs_ON_Diverse_2023_04_03 | Methane | Dispatch-Crossload | WC | 2050 | Summer | O/CCGT - CH4 Existing |  |  | 0 | WC
LCP_Inputs_ON_Diverse_2023_04_03 | Methane | Dispatch-Crossload | WC | 2050 | Summer | O/CCGT - CH4 New |  |  | 0 | WC
LCP_Inputs_ON_Diverse_2023_04_03 | Methane | Dispatch-Crossload | WC | 2050 | Winter | O/CCGT - CH4 Existing |  |  | 0 | WC
LCP_Inputs_ON_Diverse_2023_04_03 | Methane | Dispatch-Crossload | WC | 2050 | Winter | O/CCGT - CH4 New |  |  | 0 | WC
LCP_Inputs_ON_Diverse_2023_04_03 | Methane | Dispatch-Crossload | WC | 2050 | Winter Peak | O/CCGT - CH4 Existing |  |  | 0 | WC
LCP_Inputs_ON_Diverse_2023_04_03 | Methane | Dispatch-Crossload | WC | 2050 | Winter Peak | O/CCGT - CH4 New |  |  | 0 | WC
LCP_Inputs_ON_Diverse_2023_04_03 | Methane | Dispatch-Generation | MI | 2020 | Fall | Anaerobic Digestion |  |  | 0 | MI
LCP_Inputs_ON_Diverse_2023_04_03 | Methane | Dispatch-Generation | MI | 2020 | Fall | CH4 + CCS |  |  | 0 | MI
LCP_Inputs_ON_Diverse_2023_04_03 | Methane | Dispatch-Generation | MI | 2020 | Spring | Anaerobic Digestion |  |  | 0 | MI
LCP_Inputs_ON_Diverse_2023_04_03 | Methane | Dispatch-Generation | MI | 2020 | Spring | CH4 + CCS |  |  | 0 | MI
LCP_Inputs_ON_Diverse_2023_04_03 | Methane | Dispatch-Generation | MI | 2020 | Summer | Anaerobic Digestion |  |  | 0 | MI
LCP_Inputs_ON_Diverse_2023_04_03 | Methane | Dispatch-Generation | MI | 2020 | Summer | CH4 + CCS |  |  | 0 | MI
LCP_Inputs_ON_Diverse_2023_04_03 | Methane | Dispatch-Generation | MI | 2020 | Winter | Anaerobic Digestion |  |  | 0 | MI
LCP_Inputs_ON_Diverse_2023_04_03 | Methane | Dispatch-Generation | MI | 2020 | Winter | CH4 + CCS |  |  | 0 | MI
LCP_Inputs_ON_Diverse_2023_04_03 | Methane | Dispatch-Generation | MI | 2020 | Winter Peak | Anaerobic Digestion |  |  | 0 | MI
LCP_Inputs_ON_Diverse_2023_04_03 | Methane | Dispatch-Generation | MI | 2020 | Winter Peak | CH4 + CCS |  |  | 0 | MI
LCP_Inputs_ON_Diverse_2023_04_03 | Methane | Dispatch-Generation | MI | 2030 | Fall | Anaerobic Digestion |  |  | 0 | MI
LCP_Inputs_ON_Diverse_2023_04_03 | Methane | Dispatch-Generation | MI | 2030 | Fall | CH4 + CCS |  |  | 0 | MI
LCP_Inputs_ON_Diverse_2023_04_03 | Methane | Dispatch-Generation | MI | 2030 | Spring | Anaerobic Digestion |  |  | 0 | MI
LCP_Inputs_ON_Diverse_2023_04_03 | Methane | Dispatch-Generation | MI | 2030 | Spring | CH4 + CCS |  |  | 0 | MI
LCP_Inputs_ON_Diverse_2023_04_03 | Methane | Dispatch-Generation | MI | 2030 | Summer | Anaerobic Digestion |  |  | 0 | MI
LCP_Inputs_ON_Diverse_2023_04_03 | Methane | Dispatch-Generation | MI | 2030 | Summer | CH4 + CCS |  |  | 0 | MI
LCP_Inputs_ON_Diverse_2023_04_03 | Methane | Dispatch-Generation | MI | 2030 | Winter | Anaerobic Digestion |  |  | 0 | MI
LCP_Inputs_ON_Diverse_2023_04_03 | Methane | Dispatch-Generation | MI | 2030 | Winter | CH4 + CCS |  |  | 0 | MI
LCP_Inputs_ON_Diverse_2023_04_03 | Methane | Dispatch-Generation | MI | 2030 | Winter Peak | Anaerobic Digestion |  |  | 0 | MI
LCP_Inputs_ON_Diverse_2023_04_03 | Methane | Dispatch-Generation | MI | 2030 | Winter Peak | CH4 + CCS |  |  | 0 | MI
LCP_Inputs_ON_Diverse_2023_04_03 | Methane | Dispatch-Generation | MI | 2040 | Fall | Anaerobic Digestion |  |  | 0 | MI
LCP_Inputs_ON_Diverse_2023_04_03 | Methane | Dispatch-Generation | MI | 2040 | Fall | CH4 + CCS |  |  | 0 | MI
LCP_Inputs_ON_Diverse_2023_04_03 | Methane | Dispatch-Generation | MI | 2040 | Spring | Anaerobic Digestion |  |  | 0 | MI
LCP_Inputs_ON_Diverse_2023_04_03 | Methane | Dispatch-Generation | MI | 2040 | Spring | CH4 + CCS |  |  | 0 | MI
LCP_Inputs_ON_Diverse_2023_04_03 | Methane | Dispatch-Generation | MI | 2040 | Summer | Anaerobic Digestion |  |  | 0 | MI
LCP_Inputs_ON_Diverse_2023_04_03 | Methane | Dispatch-Generation | MI | 2040 | Summer | CH4 + CCS |  |  | 0 | MI
LCP_Inputs_ON_Diverse_2023_04_03 | Methane | Dispatch-Generation | MI | 2040 | Winter | Anaerobic Digestion |  |  | 0 | MI
LCP_Inputs_ON_Diverse_2023_04_03 | Methane | Dispatch-Generation | MI | 2040 | Winter | CH4 + CCS |  |  | 0 | MI
LCP_Inputs_ON_Diverse_2023_04_03 | Methane | Dispatch-Generation | MI | 2040 | Winter Peak | Anaerobic Digestion |  |  | 0 | MI
LCP_Inputs_ON_Diverse_2023_04_03 | Methane | Dispatch-Generation | MI | 2040 | Winter Peak | CH4 + CCS |  |  | 0 | MI
LCP_Inputs_ON_Diverse_2023_04_03 | Methane | Dispatch-Generation | MI | 2050 | Fall | Anaerobic Digestion |  |  | 0 | MI
LCP_Inputs_ON_Diverse_2023_04_03 | Methane | Dispatch-Generation | MI | 2050 | Fall | CH4 + CCS |  |  | 0 | MI
LCP_Inputs_ON_Diverse_2023_04_03 | Methane | Dispatch-Generation | MI | 2050 | Spring | Anaerobic Digestion |  |  | 0 | MI
LCP_Inputs_ON_Diverse_2023_04_03 | Methane | Dispatch-Generation | MI | 2050 | Spring | CH4 + CCS |  |  | 0 | MI
LCP_Inputs_ON_Diverse_2023_04_03 | Methane | Dispatch-Generation | MI | 2050 | Summer | Anaerobic Digestion |  |  | 0 | MI
LCP_Inputs_ON_Diverse_2023_04_03 | Methane | Dispatch-Generation | MI | 2050 | Summer | CH4 + CCS |  |  | 0 | MI
LCP_Inputs_ON_Diverse_2023_04_03 | Methane | Dispatch-Generation | MI | 2050 | Winter | Anaerobic Digestion |  |  | 0 | MI
LCP_Inputs_ON_Diverse_2023_04_03 | Methane | Dispatch-Generation | MI | 2050 | Winter | CH4 + CCS |  |  | 0 | MI
LCP_Inputs_ON_Diverse_2023_04_03 | Methane | Dispatch-Generation | MI | 2050 | Winter Peak | Anaerobic Digestion |  |  | 0 | MI
LCP_Inputs_ON_Diverse_2023_04_03 | Methane | Dispatch-Generation | MI | 2050 | Winter Peak | CH4 + CCS |  |  | 0 | MI
LCP_Inputs_ON_Diverse_2023_04_03 | Methane | Dispatch-Generation | NY | 2020 | Fall | Anaerobic Digestion |  |  | 0 | NY
LCP_Inputs_ON_Diverse_2023_04_03 | Methane | Dispatch-Generation | NY | 2020 | Fall | CH4 + CCS |  |  | 0 | NY
LCP_Inputs_ON_Diverse_2023_04_03 | Methane | Dispatch-Generation | NY | 2020 | Spring | Anaerobic Digestion |  |  | 0 | NY
LCP_Inputs_ON_Diverse_2023_04_03 | Methane | Dispatch-Generation | NY | 2020 | Spring | CH4 + CCS |  |  | 0 | NY
LCP_Inputs_ON_Diverse_2023_04_03 | Methane | Dispatch-Generation | NY | 2020 | Summer | Anaerobic Digestion |  |  | 0 | NY
LCP_Inputs_ON_Diverse_2023_04_03 | Methane | Dispatch-Generation | NY | 2020 | Summer | CH4 + CCS |  |  | 0 | NY
LCP_Inputs_ON_Diverse_2023_04_03 | Methane | Dispatch-Generation | NY | 2020 | Winter | Anaerobic Digestion |  |  | 0 | NY
LCP_Inputs_ON_Diverse_2023_04_03 | Methane | Dispatch-Generation | NY | 2020 | Winter | CH4 + CCS |  |  | 0 | NY
LCP_Inputs_ON_Diverse_2023_04_03 | Methane | Dispatch-Generation | NY | 2020 | Winter Peak | Anaerobic Digestion |  |  | 0 | NY
LCP_Inputs_ON_Diverse_2023_04_03 | Methane | Dispatch-Generation | NY | 2020 | Winter Peak | CH4 + CCS |  |  | 0 | NY
LCP_Inputs_ON_Diverse_2023_04_03 | Methane | Dispatch-Generation | NY | 2030 | Fall | Anaerobic Digestion |  |  | 0 | NY
LCP_Inputs_ON_Diverse_2023_04_03 | Methane | Dispatch-Generation | NY | 2030 | Fall | CH4 + CCS |  |  | 0 | NY
LCP_Inputs_ON_Diverse_2023_04_03 | Methane | Dispatch-Generation | NY | 2030 | Spring | Anaerobic Digestion |  |  | 0 | NY
LCP_Inputs_ON_Diverse_2023_04_03 | Methane | Dispatch-Generation | NY | 2030 | Spring | CH4 + CCS |  |  | 0 | NY
LCP_Inputs_ON_Diverse_2023_04_03 | Methane | Dispatch-Generation | NY | 2030 | Summer | Anaerobic Digestion |  |  | 0 | NY
LCP_Inputs_ON_Diverse_2023_04_03 | Methane | Dispatch-Generation | NY | 2030 | Summer | CH4 + CCS |  |  | 0 | NY
LCP_Inputs_ON_Diverse_2023_04_03 | Methane | Dispatch-Generation | NY | 2030 | Winter | Anaerobic Digestion |  |  | 0 | NY
LCP_Inputs_ON_Diverse_2023_04_03 | Methane | Dispatch-Generation | NY | 2030 | Winter | CH4 + CCS |  |  | 0 | NY
LCP_Inputs_ON_Diverse_2023_04_03 | Methane | Dispatch-Generation | NY | 2030 | Winter Peak | Anaerobic Digestion |  |  | 0 | NY
LCP_Inputs_ON_Diverse_2023_04_03 | Methane | Dispatch-Generation | NY | 2030 | Winter Peak | CH4 + CCS |  |  | 0 | NY
LCP_Inputs_ON_Diverse_2023_04_03 | Methane | Dispatch-Generation | NY | 2040 | Fall | Anaerobic Digestion |  |  | 0 | NY
LCP_Inputs_ON_Diverse_2023_04_03 | Methane | Dispatch-Generation | NY | 2040 | Fall | CH4 + CCS |  |  | 0 | NY
LCP_Inputs_ON_Diverse_2023_04_03 | Methane | Dispatch-Generation | NY | 2040 | Spring | Anaerobic Digestion |  |  | 0 | NY
LCP_Inputs_ON_Diverse_2023_04_03 | Methane | Dispatch-Generation | NY | 2040 | Spring | CH4 + CCS |  |  | 0 | NY
LCP_Inputs_ON_Diverse_2023_04_03 | Methane | Dispatch-Generation | NY | 2040 | Summer | Anaerobic Digestion |  |  | 0 | NY
LCP_Inputs_ON_Diverse_2023_04_03 | Methane | Dispatch-Generation | NY | 2040 | Summer | CH4 + CCS |  |  | 0 | NY
LCP_Inputs_ON_Diverse_2023_04_03 | Methane | Dispatch-Generation | NY | 2040 | Winter | Anaerobic Digestion |  |  | 0 | NY
LCP_Inputs_ON_Diverse_2023_04_03 | Methane | Dispatch-Generation | NY | 2040 | Winter | CH4 + CCS |  |  | 0 | NY
LCP_Inputs_ON_Diverse_2023_04_03 | Methane | Dispatch-Generation | NY | 2040 | Winter Peak | Anaerobic Digestion |  |  | 0 | NY
LCP_Inputs_ON_Diverse_2023_04_03 | Methane | Dispatch-Generation | NY | 2040 | Winter Peak | CH4 + CCS |  |  | 0 | NY
LCP_Inputs_ON_Diverse_2023_04_03 | Methane | Dispatch-Generation | NY | 2050 | Fall | Anaerobic Digestion |  |  | 0 | NY
LCP_Inputs_ON_Diverse_2023_04_03 | Methane | Dispatch-Generation | NY | 2050 | Fall | CH4 + CCS |  |  | 0 | NY
LCP_Inputs_ON_Diverse_2023_04_03 | Methane | Dispatch-Generation | NY | 2050 | Spring | Anaerobic Digestion |  |  | 0 | NY
LCP_Inputs_ON_Diverse_2023_04_03 | Methane | Dispatch-Generation | NY | 2050 | Spring | CH4 + CCS |  |  | 0 | NY
LCP_Inputs_ON_Diverse_2023_04_03 | Methane | Dispatch-Generation | NY | 2050 | Summer | Anaerobic Digestion |  |  | 0 | NY
LCP_Inputs_ON_Diverse_2023_04_03 | Methane | Dispatch-Generation | NY | 2050 | Summer | CH4 + CCS |  |  | 0 | NY
LCP_Inputs_ON_Diverse_2023_04_03 | Methane | Dispatch-Generation | NY | 2050 | Winter | Anaerobic Digestion |  |  | 0 | NY
LCP_Inputs_ON_Diverse_2023_04_03 | Methane | Dispatch-Generation | NY | 2050 | Winter | CH4 + CCS |  |  | 0 | NY
LCP_Inputs_ON_Diverse_2023_04_03 | Methane | Dispatch-Generation | NY | 2050 | Winter Peak | Anaerobic Digestion |  |  | 0 | NY
LCP_Inputs_ON_Diverse_2023_04_03 | Methane | Dispatch-Generation | NY | 2050 | Winter Peak | CH4 + CCS |  |  | 0 | NY
LCP_Inputs_ON_Diverse_2023_04_03 | Methane | Dispatch-Generation | ON | 2020 | Fall | Anaerobic Digestion |  |  | 0 | ON
LCP_Inputs_ON_Diverse_2023_04_03 | Methane | Dispatch-Generation | ON | 2020 | Fall | CH4 + CCS |  |  | 0 | ON
LCP_Inputs_ON_Diverse_2023_04_03 | Methane | Dispatch-Generation | ON | 2020 | Spring | Anaerobic Digestion |  |  | 0 | ON
LCP_Inputs_ON_Diverse_2023_04_03 | Methane | Dispatch-Generation | ON | 2020 | Spring | CH4 + CCS |  |  | 0 | ON
LCP_Inputs_ON_Diverse_2023_04_03 | Methane | Dispatch-Generation | ON | 2020 | Summer | Anaerobic Digestion |  |  | 0 | ON
LCP_Inputs_ON_Diverse_2023_04_03 | Methane | Dispatch-Generation | ON | 2020 | Summer | CH4 + CCS |  |  | 0 | ON
LCP_Inputs_ON_Diverse_2023_04_03 | Methane | Dispatch-Generation | ON | 2020 | Winter | Anaerobic Digestion |  |  | 0 | ON
LCP_Inputs_ON_Diverse_2023_04_03 | Methane | Dispatch-Generation | ON | 2020 | Winter | CH4 + CCS |  |  | 0 | ON
LCP_Inputs_ON_Diverse_2023_04_03 | Methane | Dispatch-Generation | ON | 2020 | Winter Peak | Anaerobic Digestion |  |  | 0 | ON
LCP_Inputs_ON_Diverse_2023_04_03 | Methane | Dispatch-Generation | ON | 2020 | Winter Peak | CH4 + CCS |  |  | 0 | ON
LCP_Inputs_ON_Diverse_2023_04_03 | Methane | Dispatch-Generation | ON | 2030 | Fall | Anaerobic Digestion |  |  | 3066575.3425 | ON
LCP_Inputs_ON_Diverse_2023_04_03 | Methane | Dispatch-Generation | ON | 2030 | Fall | CH4 + CCS |  |  | 4927915.2641 | ON
LCP_Inputs_ON_Diverse_2023_04_03 | Methane | Dispatch-Generation | ON | 2030 | Spring | Anaerobic Digestion |  |  | 3066575.3425 | ON
LCP_Inputs_ON_Diverse_2023_04_03 | Methane | Dispatch-Generation | ON | 2030 | Spring | CH4 + CCS |  |  | 2712404.8247 | ON
LCP_Inputs_ON_Diverse_2023_04_03 | Methane | Dispatch-Generation | ON | 2030 | Summer | Anaerobic Digestion |  |  | 3066575.3425 | ON
LCP_Inputs_ON_Diverse_2023_04_03 | Methane | Dispatch-Generation | ON | 2030 | Summer | CH4 + CCS |  |  | 1257507.8444 | ON
LCP_Inputs_ON_Diverse_2023_04_03 | Methane | Dispatch-Generation | ON | 2030 | Winter | Anaerobic Digestion |  |  | 3066575.3425 | ON
LCP_Inputs_ON_Diverse_2023_04_03 | Methane | Dispatch-Generation | ON | 2030 | Winter | CH4 + CCS |  |  | 4068607.2371 | ON
LCP_Inputs_ON_Diverse_2023_04_03 | Methane | Dispatch-Generation | ON | 2030 | Winter Peak | Anaerobic Digestion |  |  | 33698.6301 | ON
LCP_Inputs_ON_Diverse_2023_04_03 | Methane | Dispatch-Generation | ON | 2030 | Winter Peak | CH4 + CCS |  |  | 333564.8296 | ON
LCP_Inputs_ON_Diverse_2023_04_03 | Methane | Dispatch-Generation | ON | 2040 | Fall | Anaerobic Digestion |  |  | 6332602.7397 | ON
LCP_Inputs_ON_Diverse_2023_04_03 | Methane | Dispatch-Generation | ON | 2040 | Fall | CH4 + CCS |  |  | 8710701.0013 | ON
LCP_Inputs_ON_Diverse_2023_04_03 | Methane | Dispatch-Generation | ON | 2040 | Spring | Anaerobic Digestion |  |  | 6332602.7397 | ON
LCP_Inputs_ON_Diverse_2023_04_03 | Methane | Dispatch-Generation | ON | 2040 | Spring | CH4 + CCS |  |  | 7726995.9075 | ON
LCP_Inputs_ON_Diverse_2023_04_03 | Methane | Dispatch-Generation | ON | 2040 | Summer | Anaerobic Digestion |  |  | 6332602.7397 | ON
LCP_Inputs_ON_Diverse_2023_04_03 | Methane | Dispatch-Generation | ON | 2040 | Summer | CH4 + CCS |  |  | 6967408.86 | ON
LCP_Inputs_ON_Diverse_2023_04_03 | Methane | Dispatch-Generation | ON | 2040 | Winter | Anaerobic Digestion |  |  | 6332602.7397 | ON
LCP_Inputs_ON_Diverse_2023_04_03 | Methane | Dispatch-Generation | ON | 2040 | Winter | CH4 + CCS |  |  | 8137214.4741 | ON
LCP_Inputs_ON_Diverse_2023_04_03 | Methane | Dispatch-Generation | ON | 2040 | Winter Peak | Anaerobic Digestion |  |  | 69589.0411 | ON
LCP_Inputs_ON_Diverse_2023_04_03 | Methane | Dispatch-Generation | ON | 2040 | Winter Peak | CH4 + CCS |  |  | 357679.7571 | ON
LCP_Inputs_ON_Diverse_2023_04_03 | Methane | Dispatch-Generation | ON | 2050 | Fall | Anaerobic Digestion |  |  | 11817534.2466 | ON
LCP_Inputs_ON_Diverse_2023_04_03 | Methane | Dispatch-Generation | ON | 2050 | Fall | CH4 + CCS |  |  | 4821408.4501 | ON
LCP_Inputs_ON_Diverse_2023_04_03 | Methane | Dispatch-Generation | ON | 2050 | Spring | Anaerobic Digestion |  |  | 11817534.2466 | ON
LCP_Inputs_ON_Diverse_2023_04_03 | Methane | Dispatch-Generation | ON | 2050 | Spring | CH4 + CCS |  |  | 11013343.4902 | ON
LCP_Inputs_ON_Diverse_2023_04_03 | Methane | Dispatch-Generation | ON | 2050 | Summer | Anaerobic Digestion |  |  | 11817534.2466 | ON
LCP_Inputs_ON_Diverse_2023_04_03 | Methane | Dispatch-Generation | ON | 2050 | Summer | CH4 + CCS |  |  | 2008029.1783 | ON
LCP_Inputs_ON_Diverse_2023_04_03 | Methane | Dispatch-Generation | ON | 2050 | Winter | Anaerobic Digestion |  |  | 11817534.2466 | ON
LCP_Inputs_ON_Diverse_2023_04_03 | Methane | Dispatch-Generation | ON | 2050 | Winter | CH4 + CCS |  |  | 19176086.828 | ON
LCP_Inputs_ON_Diverse_2023_04_03 | Methane | Dispatch-Generation | ON | 2050 | Winter Peak | Anaerobic Digestion |  |  | 129863.0137 | ON
LCP_Inputs_ON_Diverse_2023_04_03 | Methane | Dispatch-Generation | ON | 2050 | Winter Peak | CH4 + CCS |  |  | 357594.0464 | ON
LCP_Inputs_ON_Diverse_2023_04_03 | Methane | Dispatch-Generation | PJ | 2020 | Fall | Anaerobic Digestion |  |  | 0 | PJ
LCP_Inputs_ON_Diverse_2023_04_03 | Methane | Dispatch-Generation | PJ | 2020 | Fall | CH4 + CCS |  |  | 0 | PJ
LCP_Inputs_ON_Diverse_2023_04_03 | Methane | Dispatch-Generation | PJ | 2020 | Spring | Anaerobic Digestion |  |  | 0 | PJ
LCP_Inputs_ON_Diverse_2023_04_03 | Methane | Dispatch-Generation | PJ | 2020 | Spring | CH4 + CCS |  |  | 0 | PJ
LCP_Inputs_ON_Diverse_2023_04_03 | Methane | Dispatch-Generation | PJ | 2020 | Summer | Anaerobic Digestion |  |  | 0 | PJ
LCP_Inputs_ON_Diverse_2023_04_03 | Methane | Dispatch-Generation | PJ | 2020 | Summer | CH4 + CCS |  |  | 0 | PJ
LCP_Inputs_ON_Diverse_2023_04_03 | Methane | Dispatch-Generation | PJ | 2020 | Winter | Anaerobic Digestion |  |  | 0 | PJ
LCP_Inputs_ON_Diverse_2023_04_03 | Methane | Dispatch-Generation | PJ | 2020 | Winter | CH4 + CCS |  |  | 0 | PJ
LCP_Inputs_ON_Diverse_2023_04_03 | Methane | Dispatch-Generation | PJ | 2020 | Winter Peak | Anaerobic Digestion |  |  | 0 | PJ
LCP_Inputs_ON_Diverse_2023_04_03 | Methane | Dispatch-Generation | PJ | 2020 | Winter Peak | CH4 + CCS |  |  | 0 | PJ
LCP_Inputs_ON_Diverse_2023_04_03 | Methane | Dispatch-Generation | PJ | 2030 | Fall | Anaerobic Digestion |  |  | 0 | PJ
LCP_Inputs_ON_Diverse_2023_04_03 | Methane | Dispatch-Generation | PJ | 2030 | Fall | CH4 + CCS |  |  | 0 | PJ
LCP_Inputs_ON_Diverse_2023_04_03 | Methane | Dispatch-Generation | PJ | 2030 | Spring | Anaerobic Digestion |  |  | 0 | PJ
LCP_Inputs_ON_Diverse_2023_04_03 | Methane | Dispatch-Generation | PJ | 2030 | Spring | CH4 + CCS |  |  | 0 | PJ
LCP_Inputs_ON_Diverse_2023_04_03 | Methane | Dispatch-Generation | PJ | 2030 | Summer | Anaerobic Digestion |  |  | 0 | PJ
LCP_Inputs_ON_Diverse_2023_04_03 | Methane | Dispatch-Generation | PJ | 2030 | Summer | CH4 + CCS |  |  | 0 | PJ
LCP_Inputs_ON_Diverse_2023_04_03 | Methane | Dispatch-Generation | PJ | 2030 | Winter | Anaerobic Digestion |  |  | 0 | PJ
LCP_Inputs_ON_Diverse_2023_04_03 | Methane | Dispatch-Generation | PJ | 2030 | Winter | CH4 + CCS |  |  | 0 | PJ
LCP_Inputs_ON_Diverse_2023_04_03 | Methane | Dispatch-Generation | PJ | 2030 | Winter Peak | Anaerobic Digestion |  |  | 0 | PJ
LCP_Inputs_ON_Diverse_2023_04_03 | Methane | Dispatch-Generation | PJ | 2030 | Winter Peak | CH4 + CCS |  |  | 0 | PJ
LCP_Inputs_ON_Diverse_2023_04_03 | Methane | Dispatch-Generation | PJ | 2040 | Fall | Anaerobic Digestion |  |  | 0 | PJ
LCP_Inputs_ON_Diverse_2023_04_03 | Methane | Dispatch-Generation | PJ | 2040 | Fall | CH4 + CCS |  |  | 0 | PJ
LCP_Inputs_ON_Diverse_2023_04_03 | Methane | Dispatch-Generation | PJ | 2040 | Spring | Anaerobic Digestion |  |  | 0 | PJ
LCP_Inputs_ON_Diverse_2023_04_03 | Methane | Dispatch-Generation | PJ | 2040 | Spring | CH4 + CCS |  |  | 0 | PJ
LCP_Inputs_ON_Diverse_2023_04_03 | Methane | Dispatch-Generation | PJ | 2040 | Summer | Anaerobic Digestion |  |  | 0 | PJ
LCP_Inputs_ON_Diverse_2023_04_03 | Methane | Dispatch-Generation | PJ | 2040 | Summer | CH4 + CCS |  |  | 0 | PJ
LCP_Inputs_ON_Diverse_2023_04_03 | Methane | Dispatch-Generation | PJ | 2040 | Winter | Anaerobic Digestion |  |  | 0 | PJ
LCP_Inputs_ON_Diverse_2023_04_03 | Methane | Dispatch-Generation | PJ | 2040 | Winter | CH4 + CCS |  |  | 0 | PJ
LCP_Inputs_ON_Diverse_2023_04_03 | Methane | Dispatch-Generation | PJ | 2040 | Winter Peak | Anaerobic Digestion |  |  | 0 | PJ
LCP_Inputs_ON_Diverse_2023_04_03 | Methane | Dispatch-Generation | PJ | 2040 | Winter Peak | CH4 + CCS |  |  | 0 | PJ
LCP_Inputs_ON_Diverse_2023_04_03 | Methane | Dispatch-Generation | PJ | 2050 | Fall | Anaerobic Digestion |  |  | 0 | PJ
LCP_Inputs_ON_Diverse_2023_04_03 | Methane | Dispatch-Generation | PJ | 2050 | Fall | CH4 + CCS |  |  | 0 | PJ
LCP_Inputs_ON_Diverse_2023_04_03 | Methane | Dispatch-Generation | PJ | 2050 | Spring | Anaerobic Digestion |  |  | 0 | PJ
LCP_Inputs_ON_Diverse_2023_04_03 | Methane | Dispatch-Generation | PJ | 2050 | Spring | CH4 + CCS |  |  | 0 | PJ
LCP_Inputs_ON_Diverse_2023_04_03 | Methane | Dispatch-Generation | PJ | 2050 | Summer | Anaerobic Digestion |  |  | 0 | PJ
LCP_Inputs_ON_Diverse_2023_04_03 | Methane | Dispatch-Generation | PJ | 2050 | Summer | CH4 + CCS |  |  | 0 | PJ
LCP_Inputs_ON_Diverse_2023_04_03 | Methane | Dispatch-Generation | PJ | 2050 | Winter | Anaerobic Digestion |  |  | 0 | PJ
LCP_Inputs_ON_Diverse_2023_04_03 | Methane | Dispatch-Generation | PJ | 2050 | Winter | CH4 + CCS |  |  | 0 | PJ
LCP_Inputs_ON_Diverse_2023_04_03 | Methane | Dispatch-Generation | PJ | 2050 | Winter Peak | Anaerobic Digestion |  |  | 0 | PJ
LCP_Inputs_ON_Diverse_2023_04_03 | Methane | Dispatch-Generation | PJ | 2050 | Winter Peak | CH4 + CCS |  |  | 0 | PJ
LCP_Inputs_ON_Diverse_2023_04_03 | Methane | Dispatch-Generation | QC | 2020 | Fall | Anaerobic Digestion |  |  | 0 | QC
LCP_Inputs_ON_Diverse_2023_04_03 | Methane | Dispatch-Generation | QC | 2020 | Fall | CH4 + CCS |  |  | 0 | QC
LCP_Inputs_ON_Diverse_2023_04_03 | Methane | Dispatch-Generation | QC | 2020 | Spring | Anaerobic Digestion |  |  | 0 | QC
LCP_Inputs_ON_Diverse_2023_04_03 | Methane | Dispatch-Generation | QC | 2020 | Spring | CH4 + CCS |  |  | 0 | QC
LCP_Inputs_ON_Diverse_2023_04_03 | Methane | Dispatch-Generation | QC | 2020 | Summer | Anaerobic Digestion |  |  | 0 | QC
LCP_Inputs_ON_Diverse_2023_04_03 | Methane | Dispatch-Generation | QC | 2020 | Summer | CH4 + CCS |  |  | 0 | QC
LCP_Inputs_ON_Diverse_2023_04_03 | Methane | Dispatch-Generation | QC | 2020 | Winter | Anaerobic Digestion |  |  | 0 | QC
LCP_Inputs_ON_Diverse_2023_04_03 | Methane | Dispatch-Generation | QC | 2020 | Winter | CH4 + CCS |  |  | 0 | QC
LCP_Inputs_ON_Diverse_2023_04_03 | Methane | Dispatch-Generation | QC | 2020 | Winter Peak | Anaerobic Digestion |  |  | 0 | QC
LCP_Inputs_ON_Diverse_2023_04_03 | Methane | Dispatch-Generation | QC | 2020 | Winter Peak | CH4 + CCS |  |  | 0 | QC
LCP_Inputs_ON_Diverse_2023_04_03 | Methane | Dispatch-Generation | QC | 2030 | Fall | Anaerobic Digestion |  |  | 0 | QC
LCP_Inputs_ON_Diverse_2023_04_03 | Methane | Dispatch-Generation | QC | 2030 | Fall | CH4 + CCS |  |  | 0 | QC
LCP_Inputs_ON_Diverse_2023_04_03 | Methane | Dispatch-Generation | QC | 2030 | Spring | Anaerobic Digestion |  |  | 0 | QC
LCP_Inputs_ON_Diverse_2023_04_03 | Methane | Dispatch-Generation | QC | 2030 | Spring | CH4 + CCS |  |  | 0 | QC
LCP_Inputs_ON_Diverse_2023_04_03 | Methane | Dispatch-Generation | QC | 2030 | Summer | Anaerobic Digestion |  |  | 0 | QC
LCP_Inputs_ON_Diverse_2023_04_03 | Methane | Dispatch-Generation | QC | 2030 | Summer | CH4 + CCS |  |  | 0 | QC
LCP_Inputs_ON_Diverse_2023_04_03 | Methane | Dispatch-Generation | QC | 2030 | Winter | Anaerobic Digestion |  |  | 0 | QC
LCP_Inputs_ON_Diverse_2023_04_03 | Methane | Dispatch-Generation | QC | 2030 | Winter | CH4 + CCS |  |  | 0 | QC
LCP_Inputs_ON_Diverse_2023_04_03 | Methane | Dispatch-Generation | QC | 2030 | Winter Peak | Anaerobic Digestion |  |  | 0 | QC
LCP_Inputs_ON_Diverse_2023_04_03 | Methane | Dispatch-Generation | QC | 2030 | Winter Peak | CH4 + CCS |  |  | 0 | QC
LCP_Inputs_ON_Diverse_2023_04_03 | Methane | Dispatch-Generation | QC | 2040 | Fall | Anaerobic Digestion |  |  | 0 | QC
LCP_Inputs_ON_Diverse_2023_04_03 | Methane | Dispatch-Generation | QC | 2040 | Fall | CH4 + CCS |  |  | 0 | QC
LCP_Inputs_ON_Diverse_2023_04_03 | Methane | Dispatch-Generation | QC | 2040 | Spring | Anaerobic Digestion |  |  | 0 | QC
LCP_Inputs_ON_Diverse_2023_04_03 | Methane | Dispatch-Generation | QC | 2040 | Spring | CH4 + CCS |  |  | 0 | QC
LCP_Inputs_ON_Diverse_2023_04_03 | Methane | Dispatch-Generation | QC | 2040 | Summer | Anaerobic Digestion |  |  | 0 | QC
LCP_Inputs_ON_Diverse_2023_04_03 | Methane | Dispatch-Generation | QC | 2040 | Summer | CH4 + CCS |  |  | 0 | QC
LCP_Inputs_ON_Diverse_2023_04_03 | Methane | Dispatch-Generation | QC | 2040 | Winter | Anaerobic Digestion |  |  | 0 | QC
LCP_Inputs_ON_Diverse_2023_04_03 | Methane | Dispatch-Generation | QC | 2040 | Winter | CH4 + CCS |  |  | 0 | QC
LCP_Inputs_ON_Diverse_2023_04_03 | Methane | Dispatch-Generation | QC | 2040 | Winter Peak | Anaerobic Digestion |  |  | 0 | QC
LCP_Inputs_ON_Diverse_2023_04_03 | Methane | Dispatch-Generation | QC | 2040 | Winter Peak | CH4 + CCS |  |  | 0 | QC
LCP_Inputs_ON_Diverse_2023_04_03 | Methane | Dispatch-Generation | QC | 2050 | Fall | Anaerobic Digestion |  |  | 0 | QC
LCP_Inputs_ON_Diverse_2023_04_03 | Methane | Dispatch-Generation | QC | 2050 | Fall | CH4 + CCS |  |  | 0 | QC
LCP_Inputs_ON_Diverse_2023_04_03 | Methane | Dispatch-Generation | QC | 2050 | Spring | Anaerobic Digestion |  |  | 0 | QC
LCP_Inputs_ON_Diverse_2023_04_03 | Methane | Dispatch-Generation | QC | 2050 | Spring | CH4 + CCS |  |  | 0 | QC
LCP_Inputs_ON_Diverse_2023_04_03 | Methane | Dispatch-Generation | QC | 2050 | Summer | Anaerobic Digestion |  |  | 0 | QC
LCP_Inputs_ON_Diverse_2023_04_03 | Methane | Dispatch-Generation | QC | 2050 | Summer | CH4 + CCS |  |  | 0 | QC
LCP_Inputs_ON_Diverse_2023_04_03 | Methane | Dispatch-Generation | QC | 2050 | Winter | Anaerobic Digestion |  |  | 0 | QC
LCP_Inputs_ON_Diverse_2023_04_03 | Methane | Dispatch-Generation | QC | 2050 | Winter | CH4 + CCS |  |  | 0 | QC
LCP_Inputs_ON_Diverse_2023_04_03 | Methane | Dispatch-Generation | QC | 2050 | Winter Peak | Anaerobic Digestion |  |  | 0 | QC
LCP_Inputs_ON_Diverse_2023_04_03 | Methane | Dispatch-Generation | QC | 2050 | Winter Peak | CH4 + CCS |  |  | 0 | QC
LCP_Inputs_ON_Diverse_2023_04_03 | Methane | Dispatch-Generation | WC | 2020 | Fall | Anaerobic Digestion |  |  | 0 | WC
LCP_Inputs_ON_Diverse_2023_04_03 | Methane | Dispatch-Generation | WC | 2020 | Fall | CH4 + CCS |  |  | 0 | WC
LCP_Inputs_ON_Diverse_2023_04_03 | Methane | Dispatch-Generation | WC | 2020 | Spring | Anaerobic Digestion |  |  | 0 | WC
LCP_Inputs_ON_Diverse_2023_04_03 | Methane | Dispatch-Generation | WC | 2020 | Spring | CH4 + CCS |  |  | 0 | WC
LCP_Inputs_ON_Diverse_2023_04_03 | Methane | Dispatch-Generation | WC | 2020 | Summer | Anaerobic Digestion |  |  | 0 | WC
LCP_Inputs_ON_Diverse_2023_04_03 | Methane | Dispatch-Generation | WC | 2020 | Summer | CH4 + CCS |  |  | 0 | WC
LCP_Inputs_ON_Diverse_2023_04_03 | Methane | Dispatch-Generation | WC | 2020 | Winter | Anaerobic Digestion |  |  | 0 | WC
LCP_Inputs_ON_Diverse_2023_04_03 | Methane | Dispatch-Generation | WC | 2020 | Winter | CH4 + CCS |  |  | 0 | WC
LCP_Inputs_ON_Diverse_2023_04_03 | Methane | Dispatch-Generation | WC | 2020 | Winter Peak | Anaerobic Digestion |  |  | 0 | WC
LCP_Inputs_ON_Diverse_2023_04_03 | Methane | Dispatch-Generation | WC | 2020 | Winter Peak | CH4 + CCS |  |  | 0 | WC
LCP_Inputs_ON_Diverse_2023_04_03 | Methane | Dispatch-Generation | WC | 2030 | Fall | Anaerobic Digestion |  |  | 0 | WC
LCP_Inputs_ON_Diverse_2023_04_03 | Methane | Dispatch-Generation | WC | 2030 | Fall | CH4 + CCS |  |  | 0 | WC
LCP_Inputs_ON_Diverse_2023_04_03 | Methane | Dispatch-Generation | WC | 2030 | Spring | Anaerobic Digestion |  |  | 0 | WC
LCP_Inputs_ON_Diverse_2023_04_03 | Methane | Dispatch-Generation | WC | 2030 | Spring | CH4 + CCS |  |  | 0 | WC
LCP_Inputs_ON_Diverse_2023_04_03 | Methane | Dispatch-Generation | WC | 2030 | Summer | Anaerobic Digestion |  |  | 0 | WC
LCP_Inputs_ON_Diverse_2023_04_03 | Methane | Dispatch-Generation | WC | 2030 | Summer | CH4 + CCS |  |  | 0 | WC
LCP_Inputs_ON_Diverse_2023_04_03 | Methane | Dispatch-Generation | WC | 2030 | Winter | Anaerobic Digestion |  |  | 0 | WC
LCP_Inputs_ON_Diverse_2023_04_03 | Methane | Dispatch-Generation | WC | 2030 | Winter | CH4 + CCS |  |  | 0 | WC
LCP_Inputs_ON_Diverse_2023_04_03 | Methane | Dispatch-Generation | WC | 2030 | Winter Peak | Anaerobic Digestion |  |  | 0 | WC
LCP_Inputs_ON_Diverse_2023_04_03 | Methane | Dispatch-Generation | WC | 2030 | Winter Peak | CH4 + CCS |  |  | 0 | WC
LCP_Inputs_ON_Diverse_2023_04_03 | Methane | Dispatch-Generation | WC | 2040 | Fall | Anaerobic Digestion |  |  | 0 | WC
LCP_Inputs_ON_Diverse_2023_04_03 | Methane | Dispatch-Generation | WC | 2040 | Fall | CH4 + CCS |  |  | 0 | WC
LCP_Inputs_ON_Diverse_2023_04_03 | Methane | Dispatch-Generation | WC | 2040 | Spring | Anaerobic Digestion |  |  | 0 | WC
LCP_Inputs_ON_Diverse_2023_04_03 | Methane | Dispatch-Generation | WC | 2040 | Spring | CH4 + CCS |  |  | 0 | WC
LCP_Inputs_ON_Diverse_2023_04_03 | Methane | Dispatch-Generation | WC | 2040 | Summer | Anaerobic Digestion |  |  | 0 | WC
LCP_Inputs_ON_Diverse_2023_04_03 | Methane | Dispatch-Generation | WC | 2040 | Summer | CH4 + CCS |  |  | 0 | WC
LCP_Inputs_ON_Diverse_2023_04_03 | Methane | Dispatch-Generation | WC | 2040 | Winter | Anaerobic Digestion |  |  | 0 | WC
LCP_Inputs_ON_Diverse_2023_04_03 | Methane | Dispatch-Generation | WC | 2040 | Winter | CH4 + CCS |  |  | 0 | WC
LCP_Inputs_ON_Diverse_2023_04_03 | Methane | Dispatch-Generation | WC | 2040 | Winter Peak | Anaerobic Digestion |  |  | 0 | WC
LCP_Inputs_ON_Diverse_2023_04_03 | Methane | Dispatch-Generation | WC | 2040 | Winter Peak | CH4 + CCS |  |  | 0 | WC
LCP_Inputs_ON_Diverse_2023_04_03 | Methane | Dispatch-Generation | WC | 2050 | Fall | Anaerobic Digestion |  |  | 0 | WC
LCP_Inputs_ON_Diverse_2023_04_03 | Methane | Dispatch-Generation | WC | 2050 | Fall | CH4 + CCS |  |  | 0 | WC
LCP_Inputs_ON_Diverse_2023_04_03 | Methane | Dispatch-Generation | WC | 2050 | Spring | Anaerobic Digestion |  |  | 0 | WC
LCP_Inputs_ON_Diverse_2023_04_03 | Methane | Dispatch-Generation | WC | 2050 | Spring | CH4 + CCS |  |  | 0 | WC
LCP_Inputs_ON_Diverse_2023_04_03 | Methane | Dispatch-Generation | WC | 2050 | Summer | Anaerobic Digestion |  |  | 0 | WC
LCP_Inputs_ON_Diverse_2023_04_03 | Methane | Dispatch-Generation | WC | 2050 | Summer | CH4 + CCS |  |  | 0 | WC
LCP_Inputs_ON_Diverse_2023_04_03 | Methane | Dispatch-Generation | WC | 2050 | Winter | Anaerobic Digestion |  |  | 0 | WC
LCP_Inputs_ON_Diverse_2023_04_03 | Methane | Dispatch-Generation | WC | 2050 | Winter | CH4 + CCS |  |  | 0 | WC
LCP_Inputs_ON_Diverse_2023_04_03 | Methane | Dispatch-Generation | WC | 2050 | Winter Peak | Anaerobic Digestion |  |  | 0 | WC
LCP_Inputs_ON_Diverse_2023_04_03 | Methane | Dispatch-Generation | WC | 2050 | Winter Peak | CH4 + CCS |  |  | 0 | WC
LCP_Inputs_ON_Diverse_2023_04_03 | Methane | Dispatch-Import | MI | 2020 | Fall | CH4 Import - NY 2020 |  |  | 0 | MI
LCP_Inputs_ON_Diverse_2023_04_03 | Methane | Dispatch-Import | MI | 2020 | Fall | CH4 Import - NY 2030 |  |  | 0 | MI
LCP_Inputs_ON_Diverse_2023_04_03 | Methane | Dispatch-Import | MI | 2020 | Fall | CH4 Import - NY 2040 |  |  | 0 | MI
LCP_Inputs_ON_Diverse_2023_04_03 | Methane | Dispatch-Import | MI | 2020 | Fall | CH4 Import - NY 2050 |  |  | 0 | MI
LCP_Inputs_ON_Diverse_2023_04_03 | Methane | Dispatch-Import | MI | 2020 | Fall | CH4 Import - WC 2020 |  |  | 0 | MI
LCP_Inputs_ON_Diverse_2023_04_03 | Methane | Dispatch-Import | MI | 2020 | Fall | CH4 Import - WC 2030 |  |  | 0 | MI
LCP_Inputs_ON_Diverse_2023_04_03 | Methane | Dispatch-Import | MI | 2020 | Fall | CH4 Import - WC 2040 |  |  | 0 | MI
LCP_Inputs_ON_Diverse_2023_04_03 | Methane | Dispatch-Import | MI | 2020 | Fall | CH4 Import - WC 2050 |  |  | 0 | MI
LCP_Inputs_ON_Diverse_2023_04_03 | Methane | Dispatch-Import | MI | 2020 | Spring | CH4 Import - NY 2020 |  |  | 0 | MI
LCP_Inputs_ON_Diverse_2023_04_03 | Methane | Dispatch-Import | MI | 2020 | Spring | CH4 Import - NY 2030 |  |  | 0 | MI
LCP_Inputs_ON_Diverse_2023_04_03 | Methane | Dispatch-Import | MI | 2020 | Spring | CH4 Import - NY 2040 |  |  | 0 | MI
LCP_Inputs_ON_Diverse_2023_04_03 | Methane | Dispatch-Import | MI | 2020 | Spring | CH4 Import - NY 2050 |  |  | 0 | MI
LCP_Inputs_ON_Diverse_2023_04_03 | Methane | Dispatch-Import | MI | 2020 | Spring | CH4 Import - WC 2020 |  |  | 0 | MI
LCP_Inputs_ON_Diverse_2023_04_03 | Methane | Dispatch-Import | MI | 2020 | Spring | CH4 Import - WC 2030 |  |  | 0 | MI
LCP_Inputs_ON_Diverse_2023_04_03 | Methane | Dispatch-Import | MI | 2020 | Spring | CH4 Import - WC 2040 |  |  | 0 | MI
LCP_Inputs_ON_Diverse_2023_04_03 | Methane | Dispatch-Import | MI | 2020 | Spring | CH4 Import - WC 2050 |  |  | 0 | MI
LCP_Inputs_ON_Diverse_2023_04_03 | Methane | Dispatch-Import | MI | 2020 | Summer | CH4 Import - NY 2020 |  |  | 0 | MI
LCP_Inputs_ON_Diverse_2023_04_03 | Methane | Dispatch-Import | MI | 2020 | Summer | CH4 Import - NY 2030 |  |  | 0 | MI
LCP_Inputs_ON_Diverse_2023_04_03 | Methane | Dispatch-Import | MI | 2020 | Summer | CH4 Import - NY 2040 |  |  | 0 | MI
LCP_Inputs_ON_Diverse_2023_04_03 | Methane | Dispatch-Import | MI | 2020 | Summer | CH4 Import - NY 2050 |  |  | 0 | MI
LCP_Inputs_ON_Diverse_2023_04_03 | Methane | Dispatch-Import | MI | 2020 | Summer | CH4 Import - WC 2020 |  |  | 0 | MI
LCP_Inputs_ON_Diverse_2023_04_03 | Methane | Dispatch-Import | MI | 2020 | Summer | CH4 Import - WC 2030 |  |  | 0 | MI
LCP_Inputs_ON_Diverse_2023_04_03 | Methane | Dispatch-Import | MI | 2020 | Summer | CH4 Import - WC 2040 |  |  | 0 | MI
LCP_Inputs_ON_Diverse_2023_04_03 | Methane | Dispatch-Import | MI | 2020 | Summer | CH4 Import - WC 2050 |  |  | 0 | MI
LCP_Inputs_ON_Diverse_2023_04_03 | Methane | Dispatch-Import | MI | 2020 | Winter | CH4 Import - NY 2020 |  |  | 0 | MI
LCP_Inputs_ON_Diverse_2023_04_03 | Methane | Dispatch-Import | MI | 2020 | Winter | CH4 Import - NY 2030 |  |  | 0 | MI
LCP_Inputs_ON_Diverse_2023_04_03 | Methane | Dispatch-Import | MI | 2020 | Winter | CH4 Import - NY 2040 |  |  | 0 | MI
LCP_Inputs_ON_Diverse_2023_04_03 | Methane | Dispatch-Import | MI | 2020 | Winter | CH4 Import - NY 2050 |  |  | 0 | MI
LCP_Inputs_ON_Diverse_2023_04_03 | Methane | Dispatch-Import | MI | 2020 | Winter | CH4 Import - WC 2020 |  |  | 0 | MI
LCP_Inputs_ON_Diverse_2023_04_03 | Methane | Dispatch-Import | MI | 2020 | Winter | CH4 Import - WC 2030 |  |  | 0 | MI
LCP_Inputs_ON_Diverse_2023_04_03 | Methane | Dispatch-Import | MI | 2020 | Winter | CH4 Import - WC 2040 |  |  | 0 | MI
LCP_Inputs_ON_Diverse_2023_04_03 | Methane | Dispatch-Import | MI | 2020 | Winter | CH4 Import - WC 2050 |  |  | 0 | MI
LCP_Inputs_ON_Diverse_2023_04_03 | Methane | Dispatch-Import | MI | 2020 | Winter Peak | CH4 Import - NY 2020 |  |  | 0 | MI
LCP_Inputs_ON_Diverse_2023_04_03 | Methane | Dispatch-Import | MI | 2020 | Winter Peak | CH4 Import - NY 2030 |  |  | 0 | MI
LCP_Inputs_ON_Diverse_2023_04_03 | Methane | Dispatch-Import | MI | 2020 | Winter Peak | CH4 Import - NY 2040 |  |  | 0 | MI
LCP_Inputs_ON_Diverse_2023_04_03 | Methane | Dispatch-Import | MI | 2020 | Winter Peak | CH4 Import - NY 2050 |  |  | 0 | MI
LCP_Inputs_ON_Diverse_2023_04_03 | Methane | Dispatch-Import | MI | 2020 | Winter Peak | CH4 Import - WC 2020 |  |  | 0 | MI
LCP_Inputs_ON_Diverse_2023_04_03 | Methane | Dispatch-Import | MI | 2020 | Winter Peak | CH4 Import - WC 2030 |  |  | 0 | MI
LCP_Inputs_ON_Diverse_2023_04_03 | Methane | Dispatch-Import | MI | 2020 | Winter Peak | CH4 Import - WC 2040 |  |  | 0 | MI
LCP_Inputs_ON_Diverse_2023_04_03 | Methane | Dispatch-Import | MI | 2020 | Winter Peak | CH4 Import - WC 2050 |  |  | 0 | MI
LCP_Inputs_ON_Diverse_2023_04_03 | Methane | Dispatch-Import | MI | 2030 | Fall | CH4 Import - NY 2020 |  |  | 0 | MI
LCP_Inputs_ON_Diverse_2023_04_03 | Methane | Dispatch-Import | MI | 2030 | Fall | CH4 Import - NY 2030 |  |  | 0 | MI
LCP_Inputs_ON_Diverse_2023_04_03 | Methane | Dispatch-Import | MI | 2030 | Fall | CH4 Import - NY 2040 |  |  | 0 | MI
LCP_Inputs_ON_Diverse_2023_04_03 | Methane | Dispatch-Import | MI | 2030 | Fall | CH4 Import - NY 2050 |  |  | 0 | MI
LCP_Inputs_ON_Diverse_2023_04_03 | Methane | Dispatch-Import | MI | 2030 | Fall | CH4 Import - WC 2020 |  |  | 0 | MI
LCP_Inputs_ON_Diverse_2023_04_03 | Methane | Dispatch-Import | MI | 2030 | Fall | CH4 Import - WC 2030 |  |  | 0 | MI
LCP_Inputs_ON_Diverse_2023_04_03 | Methane | Dispatch-Import | MI | 2030 | Fall | CH4 Import - WC 2040 |  |  | 0 | MI
LCP_Inputs_ON_Diverse_2023_04_03 | Methane | Dispatch-Import | MI | 2030 | Fall | CH4 Import - WC 2050 |  |  | 0 | MI
LCP_Inputs_ON_Diverse_2023_04_03 | Methane | Dispatch-Import | MI | 2030 | Spring | CH4 Import - NY 2020 |  |  | 0 | MI
LCP_Inputs_ON_Diverse_2023_04_03 | Methane | Dispatch-Import | MI | 2030 | Spring | CH4 Import - NY 2030 |  |  | 0 | MI
LCP_Inputs_ON_Diverse_2023_04_03 | Methane | Dispatch-Import | MI | 2030 | Spring | CH4 Import - NY 2040 |  |  | 0 | MI
LCP_Inputs_ON_Diverse_2023_04_03 | Methane | Dispatch-Import | MI | 2030 | Spring | CH4 Import - NY 2050 |  |  | 0 | MI
LCP_Inputs_ON_Diverse_2023_04_03 | Methane | Dispatch-Import | MI | 2030 | Spring | CH4 Import - WC 2020 |  |  | 0 | MI
LCP_Inputs_ON_Diverse_2023_04_03 | Methane | Dispatch-Import | MI | 2030 | Spring | CH4 Import - WC 2030 |  |  | 0 | MI
LCP_Inputs_ON_Diverse_2023_04_03 | Methane | Dispatch-Import | MI | 2030 | Spring | CH4 Import - WC 2040 |  |  | 0 | MI
LCP_Inputs_ON_Diverse_2023_04_03 | Methane | Dispatch-Import | MI | 2030 | Spring | CH4 Import - WC 2050 |  |  | 0 | MI
LCP_Inputs_ON_Diverse_2023_04_03 | Methane | Dispatch-Import | MI | 2030 | Summer | CH4 Import - NY 2020 |  |  | 0 | MI
LCP_Inputs_ON_Diverse_2023_04_03 | Methane | Dispatch-Import | MI | 2030 | Summer | CH4 Import - NY 2030 |  |  | 0 | MI
LCP_Inputs_ON_Diverse_2023_04_03 | Methane | Dispatch-Import | MI | 2030 | Summer | CH4 Import - NY 2040 |  |  | 0 | MI
LCP_Inputs_ON_Diverse_2023_04_03 | Methane | Dispatch-Import | MI | 2030 | Summer | CH4 Import - NY 2050 |  |  | 0 | MI
LCP_Inputs_ON_Diverse_2023_04_03 | Methane | Dispatch-Import | MI | 2030 | Summer | CH4 Import - WC 2020 |  |  | 0 | MI
LCP_Inputs_ON_Diverse_2023_04_03 | Methane | Dispatch-Import | MI | 2030 | Summer | CH4 Import - WC 2030 |  |  | 0 | MI
LCP_Inputs_ON_Diverse_2023_04_03 | Methane | Dispatch-Import | MI | 2030 | Summer | CH4 Import - WC 2040 |  |  | 0 | MI
LCP_Inputs_ON_Diverse_2023_04_03 | Methane | Dispatch-Import | MI | 2030 | Summer | CH4 Import - WC 2050 |  |  | 0 | MI
LCP_Inputs_ON_Diverse_2023_04_03 | Methane | Dispatch-Import | MI | 2030 | Winter | CH4 Import - NY 2020 |  |  | 0 | MI
LCP_Inputs_ON_Diverse_2023_04_03 | Methane | Dispatch-Import | MI | 2030 | Winter | CH4 Import - NY 2030 |  |  | 0 | MI
LCP_Inputs_ON_Diverse_2023_04_03 | Methane | Dispatch-Import | MI | 2030 | Winter | CH4 Import - NY 2040 |  |  | 0 | MI
LCP_Inputs_ON_Diverse_2023_04_03 | Methane | Dispatch-Import | MI | 2030 | Winter | CH4 Import - NY 2050 |  |  | 0 | MI
LCP_Inputs_ON_Diverse_2023_04_03 | Methane | Dispatch-Import | MI | 2030 | Winter | CH4 Import - WC 2020 |  |  | 0 | MI
LCP_Inputs_ON_Diverse_2023_04_03 | Methane | Dispatch-Import | MI | 2030 | Winter | CH4 Import - WC 2030 |  |  | 0 | MI
LCP_Inputs_ON_Diverse_2023_04_03 | Methane | Dispatch-Import | MI | 2030 | Winter | CH4 Import - WC 2040 |  |  | 0 | MI
LCP_Inputs_ON_Diverse_2023_04_03 | Methane | Dispatch-Import | MI | 2030 | Winter | CH4 Import - WC 2050 |  |  | 0 | MI
LCP_Inputs_ON_Diverse_2023_04_03 | Methane | Dispatch-Import | MI | 2030 | Winter Peak | CH4 Import - NY 2020 |  |  | 0 | MI
LCP_Inputs_ON_Diverse_2023_04_03 | Methane | Dispatch-Import | MI | 2030 | Winter Peak | CH4 Import - NY 2030 |  |  | 0 | MI
LCP_Inputs_ON_Diverse_2023_04_03 | Methane | Dispatch-Import | MI | 2030 | Winter Peak | CH4 Import - NY 2040 |  |  | 0 | MI
LCP_Inputs_ON_Diverse_2023_04_03 | Methane | Dispatch-Import | MI | 2030 | Winter Peak | CH4 Import - NY 2050 |  |  | 0 | MI
LCP_Inputs_ON_Diverse_2023_04_03 | Methane | Dispatch-Import | MI | 2030 | Winter Peak | CH4 Import - WC 2020 |  |  | 0 | MI
LCP_Inputs_ON_Diverse_2023_04_03 | Methane | Dispatch-Import | MI | 2030 | Winter Peak | CH4 Import - WC 2030 |  |  | 0 | MI
LCP_Inputs_ON_Diverse_2023_04_03 | Methane | Dispatch-Import | MI | 2030 | Winter Peak | CH4 Import - WC 2040 |  |  | 0 | MI
LCP_Inputs_ON_Diverse_2023_04_03 | Methane | Dispatch-Import | MI | 2030 | Winter Peak | CH4 Import - WC 2050 |  |  | 0 | MI
LCP_Inputs_ON_Diverse_2023_04_03 | Methane | Dispatch-Import | MI | 2040 | Fall | CH4 Import - NY 2020 |  |  | 0 | MI
LCP_Inputs_ON_Diverse_2023_04_03 | Methane | Dispatch-Import | MI | 2040 | Fall | CH4 Import - NY 2030 |  |  | 0 | MI
LCP_Inputs_ON_Diverse_2023_04_03 | Methane | Dispatch-Import | MI | 2040 | Fall | CH4 Import - NY 2040 |  |  | 0 | MI
LCP_Inputs_ON_Diverse_2023_04_03 | Methane | Dispatch-Import | MI | 2040 | Fall | CH4 Import - NY 2050 |  |  | 0 | MI
LCP_Inputs_ON_Diverse_2023_04_03 | Methane | Dispatch-Import | MI | 2040 | Fall | CH4 Import - WC 2020 |  |  | 0 | MI
LCP_Inputs_ON_Diverse_2023_04_03 | Methane | Dispatch-Import | MI | 2040 | Fall | CH4 Import - WC 2030 |  |  | 0 | MI
LCP_Inputs_ON_Diverse_2023_04_03 | Methane | Dispatch-Import | MI | 2040 | Fall | CH4 Import - WC 2040 |  |  | 0 | MI
LCP_Inputs_ON_Diverse_2023_04_03 | Methane | Dispatch-Import | MI | 2040 | Fall | CH4 Import - WC 2050 |  |  | 0 | MI
LCP_Inputs_ON_Diverse_2023_04_03 | Methane | Dispatch-Import | MI | 2040 | Spring | CH4 Import - NY 2020 |  |  | 0 | MI
LCP_Inputs_ON_Diverse_2023_04_03 | Methane | Dispatch-Import | MI | 2040 | Spring | CH4 Import - NY 2030 |  |  | 0 | MI
LCP_Inputs_ON_Diverse_2023_04_03 | Methane | Dispatch-Import | MI | 2040 | Spring | CH4 Import - NY 2040 |  |  | 0 | MI
LCP_Inputs_ON_Diverse_2023_04_03 | Methane | Dispatch-Import | MI | 2040 | Spring | CH4 Import - NY 2050 |  |  | 0 | MI
LCP_Inputs_ON_Diverse_2023_04_03 | Methane | Dispatch-Import | MI | 2040 | Spring | CH4 Import - WC 2020 |  |  | 0 | MI
LCP_Inputs_ON_Diverse_2023_04_03 | Methane | Dispatch-Import | MI | 2040 | Spring | CH4 Import - WC 2030 |  |  | 0 | MI
LCP_Inputs_ON_Diverse_2023_04_03 | Methane | Dispatch-Import | MI | 2040 | Spring | CH4 Import - WC 2040 |  |  | 0 | MI
LCP_Inputs_ON_Diverse_2023_04_03 | Methane | Dispatch-Import | MI | 2040 | Spring | CH4 Import - WC 2050 |  |  | 0 | MI
LCP_Inputs_ON_Diverse_2023_04_03 | Methane | Dispatch-Import | MI | 2040 | Summer | CH4 Import - NY 2020 |  |  | 0 | MI
LCP_Inputs_ON_Diverse_2023_04_03 | Methane | Dispatch-Import | MI | 2040 | Summer | CH4 Import - NY 2030 |  |  | 0 | MI
LCP_Inputs_ON_Diverse_2023_04_03 | Methane | Dispatch-Import | MI | 2040 | Summer | CH4 Import - NY 2040 |  |  | 0 | MI
LCP_Inputs_ON_Diverse_2023_04_03 | Methane | Dispatch-Import | MI | 2040 | Summer | CH4 Import - NY 2050 |  |  | 0 | MI
LCP_Inputs_ON_Diverse_2023_04_03 | Methane | Dispatch-Import | MI | 2040 | Summer | CH4 Import - WC 2020 |  |  | 0 | MI
LCP_Inputs_ON_Diverse_2023_04_03 | Methane | Dispatch-Import | MI | 2040 | Summer | CH4 Import - WC 2030 |  |  | 0 | MI
LCP_Inputs_ON_Diverse_2023_04_03 | Methane | Dispatch-Import | MI | 2040 | Summer | CH4 Import - WC 2040 |  |  | 0 | MI
LCP_Inputs_ON_Diverse_2023_04_03 | Methane | Dispatch-Import | MI | 2040 | Summer | CH4 Import - WC 2050 |  |  | 0 | MI
LCP_Inputs_ON_Diverse_2023_04_03 | Methane | Dispatch-Import | MI | 2040 | Winter | CH4 Import - NY 2020 |  |  | 0 | MI
LCP_Inputs_ON_Diverse_2023_04_03 | Methane | Dispatch-Import | MI | 2040 | Winter | CH4 Import - NY 2030 |  |  | 0 | MI
LCP_Inputs_ON_Diverse_2023_04_03 | Methane | Dispatch-Import | MI | 2040 | Winter | CH4 Import - NY 2040 |  |  | 0 | MI
LCP_Inputs_ON_Diverse_2023_04_03 | Methane | Dispatch-Import | MI | 2040 | Winter | CH4 Import - NY 2050 |  |  | 0 | MI
LCP_Inputs_ON_Diverse_2023_04_03 | Methane | Dispatch-Import | MI | 2040 | Winter | CH4 Import - WC 2020 |  |  | 0 | MI
LCP_Inputs_ON_Diverse_2023_04_03 | Methane | Dispatch-Import | MI | 2040 | Winter | CH4 Import - WC 2030 |  |  | 0 | MI
LCP_Inputs_ON_Diverse_2023_04_03 | Methane | Dispatch-Import | MI | 2040 | Winter | CH4 Import - WC 2040 |  |  | 0 | MI
LCP_Inputs_ON_Diverse_2023_04_03 | Methane | Dispatch-Import | MI | 2040 | Winter | CH4 Import - WC 2050 |  |  | 0 | MI
LCP_Inputs_ON_Diverse_2023_04_03 | Methane | Dispatch-Import | MI | 2040 | Winter Peak | CH4 Import - NY 2020 |  |  | 0 | MI
LCP_Inputs_ON_Diverse_2023_04_03 | Methane | Dispatch-Import | MI | 2040 | Winter Peak | CH4 Import - NY 2030 |  |  | 0 | MI
LCP_Inputs_ON_Diverse_2023_04_03 | Methane | Dispatch-Import | MI | 2040 | Winter Peak | CH4 Import - NY 2040 |  |  | 0 | MI
LCP_Inputs_ON_Diverse_2023_04_03 | Methane | Dispatch-Import | MI | 2040 | Winter Peak | CH4 Import - NY 2050 |  |  | 0 | MI
LCP_Inputs_ON_Diverse_2023_04_03 | Methane | Dispatch-Import | MI | 2040 | Winter Peak | CH4 Import - WC 2020 |  |  | 0 | MI
LCP_Inputs_ON_Diverse_2023_04_03 | Methane | Dispatch-Import | MI | 2040 | Winter Peak | CH4 Import - WC 2030 |  |  | 0 | MI
LCP_Inputs_ON_Diverse_2023_04_03 | Methane | Dispatch-Import | MI | 2040 | Winter Peak | CH4 Import - WC 2040 |  |  | 0 | MI
LCP_Inputs_ON_Diverse_2023_04_03 | Methane | Dispatch-Import | MI | 2040 | Winter Peak | CH4 Import - WC 2050 |  |  | 0 | MI
LCP_Inputs_ON_Diverse_2023_04_03 | Methane | Dispatch-Import | MI | 2050 | Fall | CH4 Import - NY 2020 |  |  | 0 | MI
LCP_Inputs_ON_Diverse_2023_04_03 | Methane | Dispatch-Import | MI | 2050 | Fall | CH4 Import - NY 2030 |  |  | 0 | MI
LCP_Inputs_ON_Diverse_2023_04_03 | Methane | Dispatch-Import | MI | 2050 | Fall | CH4 Import - NY 2040 |  |  | 0 | MI
LCP_Inputs_ON_Diverse_2023_04_03 | Methane | Dispatch-Import | MI | 2050 | Fall | CH4 Import - NY 2050 |  |  | 0 | MI
LCP_Inputs_ON_Diverse_2023_04_03 | Methane | Dispatch-Import | MI | 2050 | Fall | CH4 Import - WC 2020 |  |  | 0 | MI
LCP_Inputs_ON_Diverse_2023_04_03 | Methane | Dispatch-Import | MI | 2050 | Fall | CH4 Import - WC 2030 |  |  | 0 | MI
LCP_Inputs_ON_Diverse_2023_04_03 | Methane | Dispatch-Import | MI | 2050 | Fall | CH4 Import - WC 2040 |  |  | 0 | MI
LCP_Inputs_ON_Diverse_2023_04_03 | Methane | Dispatch-Import | MI | 2050 | Fall | CH4 Import - WC 2050 |  |  | 0 | MI
LCP_Inputs_ON_Diverse_2023_04_03 | Methane | Dispatch-Import | MI | 2050 | Spring | CH4 Import - NY 2020 |  |  | 0 | MI
LCP_Inputs_ON_Diverse_2023_04_03 | Methane | Dispatch-Import | MI | 2050 | Spring | CH4 Import - NY 2030 |  |  | 0 | MI
LCP_Inputs_ON_Diverse_2023_04_03 | Methane | Dispatch-Import | MI | 2050 | Spring | CH4 Import - NY 2040 |  |  | 0 | MI
LCP_Inputs_ON_Diverse_2023_04_03 | Methane | Dispatch-Import | MI | 2050 | Spring | CH4 Import - NY 2050 |  |  | 0 | MI
LCP_Inputs_ON_Diverse_2023_04_03 | Methane | Dispatch-Import | MI | 2050 | Spring | CH4 Import - WC 2020 |  |  | 0 | MI
LCP_Inputs_ON_Diverse_2023_04_03 | Methane | Dispatch-Import | MI | 2050 | Spring | CH4 Import - WC 2030 |  |  | 0 | MI
LCP_Inputs_ON_Diverse_2023_04_03 | Methane | Dispatch-Import | MI | 2050 | Spring | CH4 Import - WC 2040 |  |  | 0 | MI
LCP_Inputs_ON_Diverse_2023_04_03 | Methane | Dispatch-Import | MI | 2050 | Spring | CH4 Import - WC 2050 |  |  | 0 | MI
LCP_Inputs_ON_Diverse_2023_04_03 | Methane | Dispatch-Import | MI | 2050 | Summer | CH4 Import - NY 2020 |  |  | 0 | MI
LCP_Inputs_ON_Diverse_2023_04_03 | Methane | Dispatch-Import | MI | 2050 | Summer | CH4 Import - NY 2030 |  |  | 0 | MI
LCP_Inputs_ON_Diverse_2023_04_03 | Methane | Dispatch-Import | MI | 2050 | Summer | CH4 Import - NY 2040 |  |  | 0 | MI
LCP_Inputs_ON_Diverse_2023_04_03 | Methane | Dispatch-Import | MI | 2050 | Summer | CH4 Import - NY 2050 |  |  | 0 | MI
LCP_Inputs_ON_Diverse_2023_04_03 | Methane | Dispatch-Import | MI | 2050 | Summer | CH4 Import - WC 2020 |  |  | 0 | MI
LCP_Inputs_ON_Diverse_2023_04_03 | Methane | Dispatch-Import | MI | 2050 | Summer | CH4 Import - WC 2030 |  |  | 0 | MI
LCP_Inputs_ON_Diverse_2023_04_03 | Methane | Dispatch-Import | MI | 2050 | Summer | CH4 Import - WC 2040 |  |  | 0 | MI
LCP_Inputs_ON_Diverse_2023_04_03 | Methane | Dispatch-Import | MI | 2050 | Summer | CH4 Import - WC 2050 |  |  | 0 | MI
LCP_Inputs_ON_Diverse_2023_04_03 | Methane | Dispatch-Import | MI | 2050 | Winter | CH4 Import - NY 2020 |  |  | 0 | MI
LCP_Inputs_ON_Diverse_2023_04_03 | Methane | Dispatch-Import | MI | 2050 | Winter | CH4 Import - NY 2030 |  |  | 0 | MI
LCP_Inputs_ON_Diverse_2023_04_03 | Methane | Dispatch-Import | MI | 2050 | Winter | CH4 Import - NY 2040 |  |  | 0 | MI
LCP_Inputs_ON_Diverse_2023_04_03 | Methane | Dispatch-Import | MI | 2050 | Winter | CH4 Import - NY 2050 |  |  | 0 | MI
LCP_Inputs_ON_Diverse_2023_04_03 | Methane | Dispatch-Import | MI | 2050 | Winter | CH4 Import - WC 2020 |  |  | 0 | MI
LCP_Inputs_ON_Diverse_2023_04_03 | Methane | Dispatch-Import | MI | 2050 | Winter | CH4 Import - WC 2030 |  |  | 0 | MI
LCP_Inputs_ON_Diverse_2023_04_03 | Methane | Dispatch-Import | MI | 2050 | Winter | CH4 Import - WC 2040 |  |  | 0 | MI
LCP_Inputs_ON_Diverse_2023_04_03 | Methane | Dispatch-Import | MI | 2050 | Winter | CH4 Import - WC 2050 |  |  | 0 | MI
LCP_Inputs_ON_Diverse_2023_04_03 | Methane | Dispatch-Import | MI | 2050 | Winter Peak | CH4 Import - NY 2020 |  |  | 0 | MI
LCP_Inputs_ON_Diverse_2023_04_03 | Methane | Dispatch-Import | MI | 2050 | Winter Peak | CH4 Import - NY 2030 |  |  | 0 | MI
LCP_Inputs_ON_Diverse_2023_04_03 | Methane | Dispatch-Import | MI | 2050 | Winter Peak | CH4 Import - NY 2040 |  |  | 0 | MI
LCP_Inputs_ON_Diverse_2023_04_03 | Methane | Dispatch-Import | MI | 2050 | Winter Peak | CH4 Import - NY 2050 |  |  | 0 | MI
LCP_Inputs_ON_Diverse_2023_04_03 | Methane | Dispatch-Import | MI | 2050 | Winter Peak | CH4 Import - WC 2020 |  |  | 0 | MI
LCP_Inputs_ON_Diverse_2023_04_03 | Methane | Dispatch-Import | MI | 2050 | Winter Peak | CH4 Import - WC 2030 |  |  | 0 | MI
LCP_Inputs_ON_Diverse_2023_04_03 | Methane | Dispatch-Import | MI | 2050 | Winter Peak | CH4 Import - WC 2040 |  |  | 0 | MI
LCP_Inputs_ON_Diverse_2023_04_03 | Methane | Dispatch-Import | MI | 2050 | Winter Peak | CH4 Import - WC 2050 |  |  | 0 | MI
LCP_Inputs_ON_Diverse_2023_04_03 | Methane | Dispatch-Import | NY | 2020 | Fall | CH4 Import - NY 2020 |  |  | 22400000 | NY
LCP_Inputs_ON_Diverse_2023_04_03 | Methane | Dispatch-Import | NY | 2020 | Fall | CH4 Import - NY 2030 |  |  | 0 | NY
LCP_Inputs_ON_Diverse_2023_04_03 | Methane | Dispatch-Import | NY | 2020 | Fall | CH4 Import - NY 2040 |  |  | 0 | NY
LCP_Inputs_ON_Diverse_2023_04_03 | Methane | Dispatch-Import | NY | 2020 | Fall | CH4 Import - NY 2050 |  |  | 0 | NY
LCP_Inputs_ON_Diverse_2023_04_03 | Methane | Dispatch-Import | NY | 2020 | Fall | CH4 Import - WC 2020 |  |  | 0 | NY
LCP_Inputs_ON_Diverse_2023_04_03 | Methane | Dispatch-Import | NY | 2020 | Fall | CH4 Import - WC 2030 |  |  | 0 | NY
LCP_Inputs_ON_Diverse_2023_04_03 | Methane | Dispatch-Import | NY | 2020 | Fall | CH4 Import - WC 2040 |  |  | 0 | NY
LCP_Inputs_ON_Diverse_2023_04_03 | Methane | Dispatch-Import | NY | 2020 | Fall | CH4 Import - WC 2050 |  |  | 0 | NY
LCP_Inputs_ON_Diverse_2023_04_03 | Methane | Dispatch-Import | NY | 2020 | Spring | CH4 Import - NY 2020 |  |  | 424615.3846 | NY
LCP_Inputs_ON_Diverse_2023_04_03 | Methane | Dispatch-Import | NY | 2020 | Spring | CH4 Import - NY 2030 |  |  | 0 | NY
LCP_Inputs_ON_Diverse_2023_04_03 | Methane | Dispatch-Import | NY | 2020 | Spring | CH4 Import - NY 2040 |  |  | 0 | NY
LCP_Inputs_ON_Diverse_2023_04_03 | Methane | Dispatch-Import | NY | 2020 | Spring | CH4 Import - NY 2050 |  |  | 0 | NY
LCP_Inputs_ON_Diverse_2023_04_03 | Methane | Dispatch-Import | NY | 2020 | Spring | CH4 Import - WC 2020 |  |  | 0 | NY
LCP_Inputs_ON_Diverse_2023_04_03 | Methane | Dispatch-Import | NY | 2020 | Spring | CH4 Import - WC 2030 |  |  | 0 | NY
LCP_Inputs_ON_Diverse_2023_04_03 | Methane | Dispatch-Import | NY | 2020 | Spring | CH4 Import - WC 2040 |  |  | 0 | NY
LCP_Inputs_ON_Diverse_2023_04_03 | Methane | Dispatch-Import | NY | 2020 | Spring | CH4 Import - WC 2050 |  |  | 0 | NY
LCP_Inputs_ON_Diverse_2023_04_03 | Methane | Dispatch-Import | NY | 2020 | Summer | CH4 Import - NY 2020 |  |  | 0 | NY
LCP_Inputs_ON_Diverse_2023_04_03 | Methane | Dispatch-Import | NY | 2020 | Summer | CH4 Import - NY 2030 |  |  | 0 | NY
LCP_Inputs_ON_Diverse_2023_04_03 | Methane | Dispatch-Import | NY | 2020 | Summer | CH4 Import - NY 2040 |  |  | 0 | NY
LCP_Inputs_ON_Diverse_2023_04_03 | Methane | Dispatch-Import | NY | 2020 | Summer | CH4 Import - NY 2050 |  |  | 0 | NY
LCP_Inputs_ON_Diverse_2023_04_03 | Methane | Dispatch-Import | NY | 2020 | Summer | CH4 Import - WC 2020 |  |  | 0 | NY
LCP_Inputs_ON_Diverse_2023_04_03 | Methane | Dispatch-Import | NY | 2020 | Summer | CH4 Import - WC 2030 |  |  | 0 | NY
LCP_Inputs_ON_Diverse_2023_04_03 | Methane | Dispatch-Import | NY | 2020 | Summer | CH4 Import - WC 2040 |  |  | 0 | NY
LCP_Inputs_ON_Diverse_2023_04_03 | Methane | Dispatch-Import | NY | 2020 | Summer | CH4 Import - WC 2050 |  |  | 0 | NY
LCP_Inputs_ON_Diverse_2023_04_03 | Methane | Dispatch-Import | NY | 2020 | Winter | CH4 Import - NY 2020 |  |  | 26880000 | NY
LCP_Inputs_ON_Diverse_2023_04_03 | Methane | Dispatch-Import | NY | 2020 | Winter | CH4 Import - NY 2030 |  |  | 0 | NY
LCP_Inputs_ON_Diverse_2023_04_03 | Methane | Dispatch-Import | NY | 2020 | Winter | CH4 Import - NY 2040 |  |  | 0 | NY
LCP_Inputs_ON_Diverse_2023_04_03 | Methane | Dispatch-Import | NY | 2020 | Winter | CH4 Import - NY 2050 |  |  | 0 | NY
LCP_Inputs_ON_Diverse_2023_04_03 | Methane | Dispatch-Import | NY | 2020 | Winter | CH4 Import - WC 2020 |  |  | 0 | NY
LCP_Inputs_ON_Diverse_2023_04_03 | Methane | Dispatch-Import | NY | 2020 | Winter | CH4 Import - WC 2030 |  |  | 0 | NY
LCP_Inputs_ON_Diverse_2023_04_03 | Methane | Dispatch-Import | NY | 2020 | Winter | CH4 Import - WC 2040 |  |  | 0 | NY
LCP_Inputs_ON_Diverse_2023_04_03 | Methane | Dispatch-Import | NY | 2020 | Winter | CH4 Import - WC 2050 |  |  | 0 | NY
LCP_Inputs_ON_Diverse_2023_04_03 | Methane | Dispatch-Import | NY | 2020 | Winter Peak | CH4 Import - NY 2020 |  |  | 295384.6154 | NY
LCP_Inputs_ON_Diverse_2023_04_03 | Methane | Dispatch-Import | NY | 2020 | Winter Peak | CH4 Import - NY 2030 |  |  | 0 | NY
LCP_Inputs_ON_Diverse_2023_04_03 | Methane | Dispatch-Import | NY | 2020 | Winter Peak | CH4 Import - NY 2040 |  |  | 0 | NY
LCP_Inputs_ON_Diverse_2023_04_03 | Methane | Dispatch-Import | NY | 2020 | Winter Peak | CH4 Import - NY 2050 |  |  | 0 | NY
LCP_Inputs_ON_Diverse_2023_04_03 | Methane | Dispatch-Import | NY | 2020 | Winter Peak | CH4 Import - WC 2020 |  |  | 0 | NY
LCP_Inputs_ON_Diverse_2023_04_03 | Methane | Dispatch-Import | NY | 2020 | Winter Peak | CH4 Import - WC 2030 |  |  | 0 | NY
LCP_Inputs_ON_Diverse_2023_04_03 | Methane | Dispatch-Import | NY | 2020 | Winter Peak | CH4 Import - WC 2040 |  |  | 0 | NY
LCP_Inputs_ON_Diverse_2023_04_03 | Methane | Dispatch-Import | NY | 2020 | Winter Peak | CH4 Import - WC 2050 |  |  | 0 | NY
LCP_Inputs_ON_Diverse_2023_04_03 | Methane | Dispatch-Import | NY | 2030 | Fall | CH4 Import - NY 2020 |  |  | 0 | NY
LCP_Inputs_ON_Diverse_2023_04_03 | Methane | Dispatch-Import | NY | 2030 | Fall | CH4 Import - NY 2030 |  |  | 18254128.9469 | NY
LCP_Inputs_ON_Diverse_2023_04_03 | Methane | Dispatch-Import | NY | 2030 | Fall | CH4 Import - NY 2040 |  |  | 0 | NY
LCP_Inputs_ON_Diverse_2023_04_03 | Methane | Dispatch-Import | NY | 2030 | Fall | CH4 Import - NY 2050 |  |  | 0 | NY
LCP_Inputs_ON_Diverse_2023_04_03 | Methane | Dispatch-Import | NY | 2030 | Fall | CH4 Import - WC 2020 |  |  | 0 | NY
LCP_Inputs_ON_Diverse_2023_04_03 | Methane | Dispatch-Import | NY | 2030 | Fall | CH4 Import - WC 2030 |  |  | 0 | NY
LCP_Inputs_ON_Diverse_2023_04_03 | Methane | Dispatch-Import | NY | 2030 | Fall | CH4 Import - WC 2040 |  |  | 0 | NY
LCP_Inputs_ON_Diverse_2023_04_03 | Methane | Dispatch-Import | NY | 2030 | Fall | CH4 Import - WC 2050 |  |  | 0 | NY
LCP_Inputs_ON_Diverse_2023_04_03 | Methane | Dispatch-Import | NY | 2030 | Spring | CH4 Import - NY 2020 |  |  | 0 | NY
LCP_Inputs_ON_Diverse_2023_04_03 | Methane | Dispatch-Import | NY | 2030 | Spring | CH4 Import - NY 2030 |  |  | 11200000 | NY
LCP_Inputs_ON_Diverse_2023_04_03 | Methane | Dispatch-Import | NY | 2030 | Spring | CH4 Import - NY 2040 |  |  | 0 | NY
LCP_Inputs_ON_Diverse_2023_04_03 | Methane | Dispatch-Import | NY | 2030 | Spring | CH4 Import - NY 2050 |  |  | 0 | NY
LCP_Inputs_ON_Diverse_2023_04_03 | Methane | Dispatch-Import | NY | 2030 | Spring | CH4 Import - WC 2020 |  |  | 0 | NY
LCP_Inputs_ON_Diverse_2023_04_03 | Methane | Dispatch-Import | NY | 2030 | Spring | CH4 Import - WC 2030 |  |  | 0 | NY
LCP_Inputs_ON_Diverse_2023_04_03 | Methane | Dispatch-Import | NY | 2030 | Spring | CH4 Import - WC 2040 |  |  | 0 | NY
LCP_Inputs_ON_Diverse_2023_04_03 | Methane | Dispatch-Import | NY | 2030 | Spring | CH4 Import - WC 2050 |  |  | 0 | NY
LCP_Inputs_ON_Diverse_2023_04_03 | Methane | Dispatch-Import | NY | 2030 | Summer | CH4 Import - NY 2020 |  |  | 0 | NY
LCP_Inputs_ON_Diverse_2023_04_03 | Methane | Dispatch-Import | NY | 2030 | Summer | CH4 Import - NY 2030 |  |  | 14783697.7358 | NY
LCP_Inputs_ON_Diverse_2023_04_03 | Methane | Dispatch-Import | NY | 2030 | Summer | CH4 Import - NY 2040 |  |  | 0 | NY
LCP_Inputs_ON_Diverse_2023_04_03 | Methane | Dispatch-Import | NY | 2030 | Summer | CH4 Import - NY 2050 |  |  | 0 | NY
LCP_Inputs_ON_Diverse_2023_04_03 | Methane | Dispatch-Import | NY | 2030 | Summer | CH4 Import - WC 2020 |  |  | 0 | NY
LCP_Inputs_ON_Diverse_2023_04_03 | Methane | Dispatch-Import | NY | 2030 | Summer | CH4 Import - WC 2030 |  |  | 0 | NY
LCP_Inputs_ON_Diverse_2023_04_03 | Methane | Dispatch-Import | NY | 2030 | Summer | CH4 Import - WC 2040 |  |  | 0 | NY
LCP_Inputs_ON_Diverse_2023_04_03 | Methane | Dispatch-Import | NY | 2030 | Summer | CH4 Import - WC 2050 |  |  | 0 | NY
LCP_Inputs_ON_Diverse_2023_04_03 | Methane | Dispatch-Import | NY | 2030 | Winter | CH4 Import - NY 2020 |  |  | 0 | NY
LCP_Inputs_ON_Diverse_2023_04_03 | Methane | Dispatch-Import | NY | 2030 | Winter | CH4 Import - NY 2030 |  |  | 5600000 | NY
LCP_Inputs_ON_Diverse_2023_04_03 | Methane | Dispatch-Import | NY | 2030 | Winter | CH4 Import - NY 2040 |  |  | 0 | NY
LCP_Inputs_ON_Diverse_2023_04_03 | Methane | Dispatch-Import | NY | 2030 | Winter | CH4 Import - NY 2050 |  |  | 0 | NY
LCP_Inputs_ON_Diverse_2023_04_03 | Methane | Dispatch-Import | NY | 2030 | Winter | CH4 Import - WC 2020 |  |  | 0 | NY
LCP_Inputs_ON_Diverse_2023_04_03 | Methane | Dispatch-Import | NY | 2030 | Winter | CH4 Import - WC 2030 |  |  | 0 | NY
LCP_Inputs_ON_Diverse_2023_04_03 | Methane | Dispatch-Import | NY | 2030 | Winter | CH4 Import - WC 2040 |  |  | 0 | NY
LCP_Inputs_ON_Diverse_2023_04_03 | Methane | Dispatch-Import | NY | 2030 | Winter | CH4 Import - WC 2050 |  |  | 0 | NY
LCP_Inputs_ON_Diverse_2023_04_03 | Methane | Dispatch-Import | NY | 2030 | Winter Peak | CH4 Import - NY 2020 |  |  | 0 | NY
LCP_Inputs_ON_Diverse_2023_04_03 | Methane | Dispatch-Import | NY | 2030 | Winter Peak | CH4 Import - NY 2030 |  |  | 162173.3173 | NY
LCP_Inputs_ON_Diverse_2023_04_03 | Methane | Dispatch-Import | NY | 2030 | Winter Peak | CH4 Import - NY 2040 |  |  | 0 | NY
LCP_Inputs_ON_Diverse_2023_04_03 | Methane | Dispatch-Import | NY | 2030 | Winter Peak | CH4 Import - NY 2050 |  |  | 0 | NY
LCP_Inputs_ON_Diverse_2023_04_03 | Methane | Dispatch-Import | NY | 2030 | Winter Peak | CH4 Import - WC 2020 |  |  | 0 | NY
LCP_Inputs_ON_Diverse_2023_04_03 | Methane | Dispatch-Import | NY | 2030 | Winter Peak | CH4 Import - WC 2030 |  |  | 0 | NY
LCP_Inputs_ON_Diverse_2023_04_03 | Methane | Dispatch-Import | NY | 2030 | Winter Peak | CH4 Import - WC 2040 |  |  | 0 | NY
LCP_Inputs_ON_Diverse_2023_04_03 | Methane | Dispatch-Import | NY | 2030 | Winter Peak | CH4 Import - WC 2050 |  |  | 0 | NY
LCP_Inputs_ON_Diverse_2023_04_03 | Methane | Dispatch-Import | NY | 2040 | Fall | CH4 Import - NY 2020 |  |  | 0 | NY
LCP_Inputs_ON_Diverse_2023_04_03 | Methane | Dispatch-Import | NY | 2040 | Fall | CH4 Import - NY 2030 |  |  | 0 | NY
LCP_Inputs_ON_Diverse_2023_04_03 | Methane | Dispatch-Import | NY | 2040 | Fall | CH4 Import - NY 2040 |  |  | 5640048.3447 | NY
LCP_Inputs_ON_Diverse_2023_04_03 | Methane | Dispatch-Import | NY | 2040 | Fall | CH4 Import - NY 2050 |  |  | 0 | NY
LCP_Inputs_ON_Diverse_2023_04_03 | Methane | Dispatch-Import | NY | 2040 | Fall | CH4 Import - WC 2020 |  |  | 0 | NY
LCP_Inputs_ON_Diverse_2023_04_03 | Methane | Dispatch-Import | NY | 2040 | Fall | CH4 Import - WC 2030 |  |  | 0 | NY
LCP_Inputs_ON_Diverse_2023_04_03 | Methane | Dispatch-Import | NY | 2040 | Fall | CH4 Import - WC 2040 |  |  | 0 | NY
LCP_Inputs_ON_Diverse_2023_04_03 | Methane | Dispatch-Import | NY | 2040 | Fall | CH4 Import - WC 2050 |  |  | 0 | NY
LCP_Inputs_ON_Diverse_2023_04_03 | Methane | Dispatch-Import | NY | 2040 | Spring | CH4 Import - NY 2020 |  |  | 0 | NY
LCP_Inputs_ON_Diverse_2023_04_03 | Methane | Dispatch-Import | NY | 2040 | Spring | CH4 Import - NY 2030 |  |  | 0 | NY
LCP_Inputs_ON_Diverse_2023_04_03 | Methane | Dispatch-Import | NY | 2040 | Spring | CH4 Import - NY 2040 |  |  | 23520000 | NY
LCP_Inputs_ON_Diverse_2023_04_03 | Methane | Dispatch-Import | NY | 2040 | Spring | CH4 Import - NY 2050 |  |  | 0 | NY
LCP_Inputs_ON_Diverse_2023_04_03 | Methane | Dispatch-Import | NY | 2040 | Spring | CH4 Import - WC 2020 |  |  | 0 | NY
LCP_Inputs_ON_Diverse_2023_04_03 | Methane | Dispatch-Import | NY | 2040 | Spring | CH4 Import - WC 2030 |  |  | 0 | NY
LCP_Inputs_ON_Diverse_2023_04_03 | Methane | Dispatch-Import | NY | 2040 | Spring | CH4 Import - WC 2040 |  |  | 0 | NY
LCP_Inputs_ON_Diverse_2023_04_03 | Methane | Dispatch-Import | NY | 2040 | Spring | CH4 Import - WC 2050 |  |  | 0 | NY
LCP_Inputs_ON_Diverse_2023_04_03 | Methane | Dispatch-Import | NY | 2040 | Summer | CH4 Import - NY 2020 |  |  | 0 | NY
LCP_Inputs_ON_Diverse_2023_04_03 | Methane | Dispatch-Import | NY | 2040 | Summer | CH4 Import - NY 2030 |  |  | 0 | NY
LCP_Inputs_ON_Diverse_2023_04_03 | Methane | Dispatch-Import | NY | 2040 | Summer | CH4 Import - NY 2040 |  |  | 1676874.7323 | NY
LCP_Inputs_ON_Diverse_2023_04_03 | Methane | Dispatch-Import | NY | 2040 | Summer | CH4 Import - NY 2050 |  |  | 0 | NY
LCP_Inputs_ON_Diverse_2023_04_03 | Methane | Dispatch-Import | NY | 2040 | Summer | CH4 Import - WC 2020 |  |  | 0 | NY
LCP_Inputs_ON_Diverse_2023_04_03 | Methane | Dispatch-Import | NY | 2040 | Summer | CH4 Import - WC 2030 |  |  | 0 | NY
LCP_Inputs_ON_Diverse_2023_04_03 | Methane | Dispatch-Import | NY | 2040 | Summer | CH4 Import - WC 2040 |  |  | 0 | NY
LCP_Inputs_ON_Diverse_2023_04_03 | Methane | Dispatch-Import | NY | 2040 | Summer | CH4 Import - WC 2050 |  |  | 0 | NY
LCP_Inputs_ON_Diverse_2023_04_03 | Methane | Dispatch-Import | NY | 2040 | Winter | CH4 Import - NY 2020 |  |  | 0 | NY
LCP_Inputs_ON_Diverse_2023_04_03 | Methane | Dispatch-Import | NY | 2040 | Winter | CH4 Import - NY 2030 |  |  | 0 | NY
LCP_Inputs_ON_Diverse_2023_04_03 | Methane | Dispatch-Import | NY | 2040 | Winter | CH4 Import - NY 2040 |  |  | 19040000 | NY
LCP_Inputs_ON_Diverse_2023_04_03 | Methane | Dispatch-Import | NY | 2040 | Winter | CH4 Import - NY 2050 |  |  | 0 | NY
LCP_Inputs_ON_Diverse_2023_04_03 | Methane | Dispatch-Import | NY | 2040 | Winter | CH4 Import - WC 2020 |  |  | 0 | NY
LCP_Inputs_ON_Diverse_2023_04_03 | Methane | Dispatch-Import | NY | 2040 | Winter | CH4 Import - WC 2030 |  |  | 0 | NY
LCP_Inputs_ON_Diverse_2023_04_03 | Methane | Dispatch-Import | NY | 2040 | Winter | CH4 Import - WC 2040 |  |  | 0 | NY
LCP_Inputs_ON_Diverse_2023_04_03 | Methane | Dispatch-Import | NY | 2040 | Winter | CH4 Import - WC 2050 |  |  | 0 | NY
LCP_Inputs_ON_Diverse_2023_04_03 | Methane | Dispatch-Import | NY | 2040 | Winter Peak | CH4 Import - NY 2020 |  |  | 0 | NY
LCP_Inputs_ON_Diverse_2023_04_03 | Methane | Dispatch-Import | NY | 2040 | Winter Peak | CH4 Import - NY 2030 |  |  | 0 | NY
LCP_Inputs_ON_Diverse_2023_04_03 | Methane | Dispatch-Import | NY | 2040 | Winter Peak | CH4 Import - NY 2040 |  |  | 123076.9231 | NY
LCP_Inputs_ON_Diverse_2023_04_03 | Methane | Dispatch-Import | NY | 2040 | Winter Peak | CH4 Import - NY 2050 |  |  | 0 | NY
LCP_Inputs_ON_Diverse_2023_04_03 | Methane | Dispatch-Import | NY | 2040 | Winter Peak | CH4 Import - WC 2020 |  |  | 0 | NY
LCP_Inputs_ON_Diverse_2023_04_03 | Methane | Dispatch-Import | NY | 2040 | Winter Peak | CH4 Import - WC 2030 |  |  | 0 | NY
LCP_Inputs_ON_Diverse_2023_04_03 | Methane | Dispatch-Import | NY | 2040 | Winter Peak | CH4 Import - WC 2040 |  |  | 0 | NY
LCP_Inputs_ON_Diverse_2023_04_03 | Methane | Dispatch-Import | NY | 2040 | Winter Peak | CH4 Import - WC 2050 |  |  | 0 | NY
LCP_Inputs_ON_Diverse_2023_04_03 | Methane | Dispatch-Import | NY | 2050 | Fall | CH4 Import - NY 2020 |  |  | 0 | NY
LCP_Inputs_ON_Diverse_2023_04_03 | Methane | Dispatch-Import | NY | 2050 | Fall | CH4 Import - NY 2030 |  |  | 0 | NY
LCP_Inputs_ON_Diverse_2023_04_03 | Methane | Dispatch-Import | NY | 2050 | Fall | CH4 Import - NY 2040 |  |  | 0 | NY
LCP_Inputs_ON_Diverse_2023_04_03 | Methane | Dispatch-Import | NY | 2050 | Fall | CH4 Import - NY 2050 |  |  | 0 | NY
LCP_Inputs_ON_Diverse_2023_04_03 | Methane | Dispatch-Import | NY | 2050 | Fall | CH4 Import - WC 2020 |  |  | 0 | NY
LCP_Inputs_ON_Diverse_2023_04_03 | Methane | Dispatch-Import | NY | 2050 | Fall | CH4 Import - WC 2030 |  |  | 0 | NY
LCP_Inputs_ON_Diverse_2023_04_03 | Methane | Dispatch-Import | NY | 2050 | Fall | CH4 Import - WC 2040 |  |  | 0 | NY
LCP_Inputs_ON_Diverse_2023_04_03 | Methane | Dispatch-Import | NY | 2050 | Fall | CH4 Import - WC 2050 |  |  | 0 | NY
LCP_Inputs_ON_Diverse_2023_04_03 | Methane | Dispatch-Import | NY | 2050 | Spring | CH4 Import - NY 2020 |  |  | 0 | NY
LCP_Inputs_ON_Diverse_2023_04_03 | Methane | Dispatch-Import | NY | 2050 | Spring | CH4 Import - NY 2030 |  |  | 0 | NY
LCP_Inputs_ON_Diverse_2023_04_03 | Methane | Dispatch-Import | NY | 2050 | Spring | CH4 Import - NY 2040 |  |  | 0 | NY
LCP_Inputs_ON_Diverse_2023_04_03 | Methane | Dispatch-Import | NY | 2050 | Spring | CH4 Import - NY 2050 |  |  | 0 | NY
LCP_Inputs_ON_Diverse_2023_04_03 | Methane | Dispatch-Import | NY | 2050 | Spring | CH4 Import - WC 2020 |  |  | 0 | NY
LCP_Inputs_ON_Diverse_2023_04_03 | Methane | Dispatch-Import | NY | 2050 | Spring | CH4 Import - WC 2030 |  |  | 0 | NY
LCP_Inputs_ON_Diverse_2023_04_03 | Methane | Dispatch-Import | NY | 2050 | Spring | CH4 Import - WC 2040 |  |  | 0 | NY
LCP_Inputs_ON_Diverse_2023_04_03 | Methane | Dispatch-Import | NY | 2050 | Spring | CH4 Import - WC 2050 |  |  | 0 | NY
LCP_Inputs_ON_Diverse_2023_04_03 | Methane | Dispatch-Import | NY | 2050 | Summer | CH4 Import - NY 2020 |  |  | 0 | NY
LCP_Inputs_ON_Diverse_2023_04_03 | Methane | Dispatch-Import | NY | 2050 | Summer | CH4 Import - NY 2030 |  |  | 0 | NY
LCP_Inputs_ON_Diverse_2023_04_03 | Methane | Dispatch-Import | NY | 2050 | Summer | CH4 Import - NY 2040 |  |  | 0 | NY
LCP_Inputs_ON_Diverse_2023_04_03 | Methane | Dispatch-Import | NY | 2050 | Summer | CH4 Import - NY 2050 |  |  | 0 | NY
LCP_Inputs_ON_Diverse_2023_04_03 | Methane | Dispatch-Import | NY | 2050 | Summer | CH4 Import - WC 2020 |  |  | 0 | NY
LCP_Inputs_ON_Diverse_2023_04_03 | Methane | Dispatch-Import | NY | 2050 | Summer | CH4 Import - WC 2030 |  |  | 0 | NY
LCP_Inputs_ON_Diverse_2023_04_03 | Methane | Dispatch-Import | NY | 2050 | Summer | CH4 Import - WC 2040 |  |  | 0 | NY
LCP_Inputs_ON_Diverse_2023_04_03 | Methane | Dispatch-Import | NY | 2050 | Summer | CH4 Import - WC 2050 |  |  | 0 | NY
LCP_Inputs_ON_Diverse_2023_04_03 | Methane | Dispatch-Import | NY | 2050 | Winter | CH4 Import - NY 2020 |  |  | 0 | NY
LCP_Inputs_ON_Diverse_2023_04_03 | Methane | Dispatch-Import | NY | 2050 | Winter | CH4 Import - NY 2030 |  |  | 0 | NY
LCP_Inputs_ON_Diverse_2023_04_03 | Methane | Dispatch-Import | NY | 2050 | Winter | CH4 Import - NY 2040 |  |  | 0 | NY
LCP_Inputs_ON_Diverse_2023_04_03 | Methane | Dispatch-Import | NY | 2050 | Winter | CH4 Import - NY 2050 |  |  | 0 | NY
LCP_Inputs_ON_Diverse_2023_04_03 | Methane | Dispatch-Import | NY | 2050 | Winter | CH4 Import - WC 2020 |  |  | 0 | NY
LCP_Inputs_ON_Diverse_2023_04_03 | Methane | Dispatch-Import | NY | 2050 | Winter | CH4 Import - WC 2030 |  |  | 0 | NY
LCP_Inputs_ON_Diverse_2023_04_03 | Methane | Dispatch-Import | NY | 2050 | Winter | CH4 Import - WC 2040 |  |  | 0 | NY
LCP_Inputs_ON_Diverse_2023_04_03 | Methane | Dispatch-Import | NY | 2050 | Winter | CH4 Import - WC 2050 |  |  | 0 | NY
LCP_Inputs_ON_Diverse_2023_04_03 | Methane | Dispatch-Import | NY | 2050 | Winter Peak | CH4 Import - NY 2020 |  |  | 0 | NY
LCP_Inputs_ON_Diverse_2023_04_03 | Methane | Dispatch-Import | NY | 2050 | Winter Peak | CH4 Import - NY 2030 |  |  | 0 | NY
LCP_Inputs_ON_Diverse_2023_04_03 | Methane | Dispatch-Import | NY | 2050 | Winter Peak | CH4 Import - NY 2040 |  |  | 0 | NY
LCP_Inputs_ON_Diverse_2023_04_03 | Methane | Dispatch-Import | NY | 2050 | Winter Peak | CH4 Import - NY 2050 |  |  | 0 | NY
LCP_Inputs_ON_Diverse_2023_04_03 | Methane | Dispatch-Import | NY | 2050 | Winter Peak | CH4 Import - WC 2020 |  |  | 0 | NY
LCP_Inputs_ON_Diverse_2023_04_03 | Methane | Dispatch-Import | NY | 2050 | Winter Peak | CH4 Import - WC 2030 |  |  | 0 | NY
LCP_Inputs_ON_Diverse_2023_04_03 | Methane | Dispatch-Import | NY | 2050 | Winter Peak | CH4 Import - WC 2040 |  |  | 0 | NY
LCP_Inputs_ON_Diverse_2023_04_03 | Methane | Dispatch-Import | NY | 2050 | Winter Peak | CH4 Import - WC 2050 |  |  | 0 | NY
LCP_Inputs_ON_Diverse_2023_04_03 | Methane | Dispatch-Import | ON | 2020 | Fall | CH4 Import - NY 2020 |  |  | 0 | ON
LCP_Inputs_ON_Diverse_2023_04_03 | Methane | Dispatch-Import | ON | 2020 | Fall | CH4 Import - NY 2030 |  |  | 0 | ON
LCP_Inputs_ON_Diverse_2023_04_03 | Methane | Dispatch-Import | ON | 2020 | Fall | CH4 Import - NY 2040 |  |  | 0 | ON
LCP_Inputs_ON_Diverse_2023_04_03 | Methane | Dispatch-Import | ON | 2020 | Fall | CH4 Import - NY 2050 |  |  | 0 | ON
LCP_Inputs_ON_Diverse_2023_04_03 | Methane | Dispatch-Import | ON | 2020 | Fall | CH4 Import - WC 2020 |  |  | 0 | ON
LCP_Inputs_ON_Diverse_2023_04_03 | Methane | Dispatch-Import | ON | 2020 | Fall | CH4 Import - WC 2030 |  |  | 0 | ON
LCP_Inputs_ON_Diverse_2023_04_03 | Methane | Dispatch-Import | ON | 2020 | Fall | CH4 Import - WC 2040 |  |  | 0 | ON
LCP_Inputs_ON_Diverse_2023_04_03 | Methane | Dispatch-Import | ON | 2020 | Fall | CH4 Import - WC 2050 |  |  | 0 | ON
LCP_Inputs_ON_Diverse_2023_04_03 | Methane | Dispatch-Import | ON | 2020 | Spring | CH4 Import - NY 2020 |  |  | 0 | ON
LCP_Inputs_ON_Diverse_2023_04_03 | Methane | Dispatch-Import | ON | 2020 | Spring | CH4 Import - NY 2030 |  |  | 0 | ON
LCP_Inputs_ON_Diverse_2023_04_03 | Methane | Dispatch-Import | ON | 2020 | Spring | CH4 Import - NY 2040 |  |  | 0 | ON
LCP_Inputs_ON_Diverse_2023_04_03 | Methane | Dispatch-Import | ON | 2020 | Spring | CH4 Import - NY 2050 |  |  | 0 | ON
LCP_Inputs_ON_Diverse_2023_04_03 | Methane | Dispatch-Import | ON | 2020 | Spring | CH4 Import - WC 2020 |  |  | 0 | ON
LCP_Inputs_ON_Diverse_2023_04_03 | Methane | Dispatch-Import | ON | 2020 | Spring | CH4 Import - WC 2030 |  |  | 0 | ON
LCP_Inputs_ON_Diverse_2023_04_03 | Methane | Dispatch-Import | ON | 2020 | Spring | CH4 Import - WC 2040 |  |  | 0 | ON
LCP_Inputs_ON_Diverse_2023_04_03 | Methane | Dispatch-Import | ON | 2020 | Spring | CH4 Import - WC 2050 |  |  | 0 | ON
LCP_Inputs_ON_Diverse_2023_04_03 | Methane | Dispatch-Import | ON | 2020 | Summer | CH4 Import - NY 2020 |  |  | 0 | ON
LCP_Inputs_ON_Diverse_2023_04_03 | Methane | Dispatch-Import | ON | 2020 | Summer | CH4 Import - NY 2030 |  |  | 0 | ON
LCP_Inputs_ON_Diverse_2023_04_03 | Methane | Dispatch-Import | ON | 2020 | Summer | CH4 Import - NY 2040 |  |  | 0 | ON
LCP_Inputs_ON_Diverse_2023_04_03 | Methane | Dispatch-Import | ON | 2020 | Summer | CH4 Import - NY 2050 |  |  | 0 | ON
LCP_Inputs_ON_Diverse_2023_04_03 | Methane | Dispatch-Import | ON | 2020 | Summer | CH4 Import - WC 2020 |  |  | 0 | ON
LCP_Inputs_ON_Diverse_2023_04_03 | Methane | Dispatch-Import | ON | 2020 | Summer | CH4 Import - WC 2030 |  |  | 0 | ON
LCP_Inputs_ON_Diverse_2023_04_03 | Methane | Dispatch-Import | ON | 2020 | Summer | CH4 Import - WC 2040 |  |  | 0 | ON
LCP_Inputs_ON_Diverse_2023_04_03 | Methane | Dispatch-Import | ON | 2020 | Summer | CH4 Import - WC 2050 |  |  | 0 | ON
LCP_Inputs_ON_Diverse_2023_04_03 | Methane | Dispatch-Import | ON | 2020 | Winter | CH4 Import - NY 2020 |  |  | 0 | ON
LCP_Inputs_ON_Diverse_2023_04_03 | Methane | Dispatch-Import | ON | 2020 | Winter | CH4 Import - NY 2030 |  |  | 0 | ON
LCP_Inputs_ON_Diverse_2023_04_03 | Methane | Dispatch-Import | ON | 2020 | Winter | CH4 Import - NY 2040 |  |  | 0 | ON
LCP_Inputs_ON_Diverse_2023_04_03 | Methane | Dispatch-Import | ON | 2020 | Winter | CH4 Import - NY 2050 |  |  | 0 | ON
LCP_Inputs_ON_Diverse_2023_04_03 | Methane | Dispatch-Import | ON | 2020 | Winter | CH4 Import - WC 2020 |  |  | 0 | ON
LCP_Inputs_ON_Diverse_2023_04_03 | Methane | Dispatch-Import | ON | 2020 | Winter | CH4 Import - WC 2030 |  |  | 0 | ON
LCP_Inputs_ON_Diverse_2023_04_03 | Methane | Dispatch-Import | ON | 2020 | Winter | CH4 Import - WC 2040 |  |  | 0 | ON
LCP_Inputs_ON_Diverse_2023_04_03 | Methane | Dispatch-Import | ON | 2020 | Winter | CH4 Import - WC 2050 |  |  | 0 | ON
LCP_Inputs_ON_Diverse_2023_04_03 | Methane | Dispatch-Import | ON | 2020 | Winter Peak | CH4 Import - NY 2020 |  |  | 0 | ON
LCP_Inputs_ON_Diverse_2023_04_03 | Methane | Dispatch-Import | ON | 2020 | Winter Peak | CH4 Import - NY 2030 |  |  | 0 | ON
LCP_Inputs_ON_Diverse_2023_04_03 | Methane | Dispatch-Import | ON | 2020 | Winter Peak | CH4 Import - NY 2040 |  |  | 0 | ON
LCP_Inputs_ON_Diverse_2023_04_03 | Methane | Dispatch-Import | ON | 2020 | Winter Peak | CH4 Import - NY 2050 |  |  | 0 | ON
LCP_Inputs_ON_Diverse_2023_04_03 | Methane | Dispatch-Import | ON | 2020 | Winter Peak | CH4 Import - WC 2020 |  |  | 0 | ON
LCP_Inputs_ON_Diverse_2023_04_03 | Methane | Dispatch-Import | ON | 2020 | Winter Peak | CH4 Import - WC 2030 |  |  | 0 | ON
LCP_Inputs_ON_Diverse_2023_04_03 | Methane | Dispatch-Import | ON | 2020 | Winter Peak | CH4 Import - WC 2040 |  |  | 0 | ON
LCP_Inputs_ON_Diverse_2023_04_03 | Methane | Dispatch-Import | ON | 2020 | Winter Peak | CH4 Import - WC 2050 |  |  | 0 | ON
LCP_Inputs_ON_Diverse_2023_04_03 | Methane | Dispatch-Import | ON | 2030 | Fall | CH4 Import - NY 2020 |  |  | 0 | ON
LCP_Inputs_ON_Diverse_2023_04_03 | Methane | Dispatch-Import | ON | 2030 | Fall | CH4 Import - NY 2030 |  |  | 0 | ON
LCP_Inputs_ON_Diverse_2023_04_03 | Methane | Dispatch-Import | ON | 2030 | Fall | CH4 Import - NY 2040 |  |  | 0 | ON
LCP_Inputs_ON_Diverse_2023_04_03 | Methane | Dispatch-Import | ON | 2030 | Fall | CH4 Import - NY 2050 |  |  | 0 | ON
LCP_Inputs_ON_Diverse_2023_04_03 | Methane | Dispatch-Import | ON | 2030 | Fall | CH4 Import - WC 2020 |  |  | 0 | ON
LCP_Inputs_ON_Diverse_2023_04_03 | Methane | Dispatch-Import | ON | 2030 | Fall | CH4 Import - WC 2030 |  |  | 0 | ON
LCP_Inputs_ON_Diverse_2023_04_03 | Methane | Dispatch-Import | ON | 2030 | Fall | CH4 Import - WC 2040 |  |  | 0 | ON
LCP_Inputs_ON_Diverse_2023_04_03 | Methane | Dispatch-Import | ON | 2030 | Fall | CH4 Import - WC 2050 |  |  | 0 | ON
LCP_Inputs_ON_Diverse_2023_04_03 | Methane | Dispatch-Import | ON | 2030 | Spring | CH4 Import - NY 2020 |  |  | 0 | ON
LCP_Inputs_ON_Diverse_2023_04_03 | Methane | Dispatch-Import | ON | 2030 | Spring | CH4 Import - NY 2030 |  |  | 0 | ON
LCP_Inputs_ON_Diverse_2023_04_03 | Methane | Dispatch-Import | ON | 2030 | Spring | CH4 Import - NY 2040 |  |  | 0 | ON
LCP_Inputs_ON_Diverse_2023_04_03 | Methane | Dispatch-Import | ON | 2030 | Spring | CH4 Import - NY 2050 |  |  | 0 | ON
LCP_Inputs_ON_Diverse_2023_04_03 | Methane | Dispatch-Import | ON | 2030 | Spring | CH4 Import - WC 2020 |  |  | 0 | ON
LCP_Inputs_ON_Diverse_2023_04_03 | Methane | Dispatch-Import | ON | 2030 | Spring | CH4 Import - WC 2030 |  |  | 0 | ON
LCP_Inputs_ON_Diverse_2023_04_03 | Methane | Dispatch-Import | ON | 2030 | Spring | CH4 Import - WC 2040 |  |  | 0 | ON
LCP_Inputs_ON_Diverse_2023_04_03 | Methane | Dispatch-Import | ON | 2030 | Spring | CH4 Import - WC 2050 |  |  | 0 | ON
LCP_Inputs_ON_Diverse_2023_04_03 | Methane | Dispatch-Import | ON | 2030 | Summer | CH4 Import - NY 2020 |  |  | 0 | ON
LCP_Inputs_ON_Diverse_2023_04_03 | Methane | Dispatch-Import | ON | 2030 | Summer | CH4 Import - NY 2030 |  |  | 0 | ON
LCP_Inputs_ON_Diverse_2023_04_03 | Methane | Dispatch-Import | ON | 2030 | Summer | CH4 Import - NY 2040 |  |  | 0 | ON
LCP_Inputs_ON_Diverse_2023_04_03 | Methane | Dispatch-Import | ON | 2030 | Summer | CH4 Import - NY 2050 |  |  | 0 | ON
LCP_Inputs_ON_Diverse_2023_04_03 | Methane | Dispatch-Import | ON | 2030 | Summer | CH4 Import - WC 2020 |  |  | 0 | ON
LCP_Inputs_ON_Diverse_2023_04_03 | Methane | Dispatch-Import | ON | 2030 | Summer | CH4 Import - WC 2030 |  |  | 0 | ON
LCP_Inputs_ON_Diverse_2023_04_03 | Methane | Dispatch-Import | ON | 2030 | Summer | CH4 Import - WC 2040 |  |  | 0 | ON
LCP_Inputs_ON_Diverse_2023_04_03 | Methane | Dispatch-Import | ON | 2030 | Summer | CH4 Import - WC 2050 |  |  | 0 | ON
LCP_Inputs_ON_Diverse_2023_04_03 | Methane | Dispatch-Import | ON | 2030 | Winter | CH4 Import - NY 2020 |  |  | 0 | ON
LCP_Inputs_ON_Diverse_2023_04_03 | Methane | Dispatch-Import | ON | 2030 | Winter | CH4 Import - NY 2030 |  |  | 0 | ON
LCP_Inputs_ON_Diverse_2023_04_03 | Methane | Dispatch-Import | ON | 2030 | Winter | CH4 Import - NY 2040 |  |  | 0 | ON
LCP_Inputs_ON_Diverse_2023_04_03 | Methane | Dispatch-Import | ON | 2030 | Winter | CH4 Import - NY 2050 |  |  | 0 | ON
LCP_Inputs_ON_Diverse_2023_04_03 | Methane | Dispatch-Import | ON | 2030 | Winter | CH4 Import - WC 2020 |  |  | 0 | ON
LCP_Inputs_ON_Diverse_2023_04_03 | Methane | Dispatch-Import | ON | 2030 | Winter | CH4 Import - WC 2030 |  |  | 0 | ON
LCP_Inputs_ON_Diverse_2023_04_03 | Methane | Dispatch-Import | ON | 2030 | Winter | CH4 Import - WC 2040 |  |  | 0 | ON
LCP_Inputs_ON_Diverse_2023_04_03 | Methane | Dispatch-Import | ON | 2030 | Winter | CH4 Import - WC 2050 |  |  | 0 | ON
LCP_Inputs_ON_Diverse_2023_04_03 | Methane | Dispatch-Import | ON | 2030 | Winter Peak | CH4 Import - NY 2020 |  |  | 0 | ON
LCP_Inputs_ON_Diverse_2023_04_03 | Methane | Dispatch-Import | ON | 2030 | Winter Peak | CH4 Import - NY 2030 |  |  | 0 | ON
LCP_Inputs_ON_Diverse_2023_04_03 | Methane | Dispatch-Import | ON | 2030 | Winter Peak | CH4 Import - NY 2040 |  |  | 0 | ON
LCP_Inputs_ON_Diverse_2023_04_03 | Methane | Dispatch-Import | ON | 2030 | Winter Peak | CH4 Import - NY 2050 |  |  | 0 | ON
LCP_Inputs_ON_Diverse_2023_04_03 | Methane | Dispatch-Import | ON | 2030 | Winter Peak | CH4 Import - WC 2020 |  |  | 0 | ON
LCP_Inputs_ON_Diverse_2023_04_03 | Methane | Dispatch-Import | ON | 2030 | Winter Peak | CH4 Import - WC 2030 |  |  | 0 | ON
LCP_Inputs_ON_Diverse_2023_04_03 | Methane | Dispatch-Import | ON | 2030 | Winter Peak | CH4 Import - WC 2040 |  |  | 0 | ON
LCP_Inputs_ON_Diverse_2023_04_03 | Methane | Dispatch-Import | ON | 2030 | Winter Peak | CH4 Import - WC 2050 |  |  | 0 | ON
LCP_Inputs_ON_Diverse_2023_04_03 | Methane | Dispatch-Import | ON | 2040 | Fall | CH4 Import - NY 2020 |  |  | 0 | ON
LCP_Inputs_ON_Diverse_2023_04_03 | Methane | Dispatch-Import | ON | 2040 | Fall | CH4 Import - NY 2030 |  |  | 0 | ON
LCP_Inputs_ON_Diverse_2023_04_03 | Methane | Dispatch-Import | ON | 2040 | Fall | CH4 Import - NY 2040 |  |  | 0 | ON
LCP_Inputs_ON_Diverse_2023_04_03 | Methane | Dispatch-Import | ON | 2040 | Fall | CH4 Import - NY 2050 |  |  | 0 | ON
LCP_Inputs_ON_Diverse_2023_04_03 | Methane | Dispatch-Import | ON | 2040 | Fall | CH4 Import - WC 2020 |  |  | 0 | ON
LCP_Inputs_ON_Diverse_2023_04_03 | Methane | Dispatch-Import | ON | 2040 | Fall | CH4 Import - WC 2030 |  |  | 0 | ON
LCP_Inputs_ON_Diverse_2023_04_03 | Methane | Dispatch-Import | ON | 2040 | Fall | CH4 Import - WC 2040 |  |  | 0 | ON
LCP_Inputs_ON_Diverse_2023_04_03 | Methane | Dispatch-Import | ON | 2040 | Fall | CH4 Import - WC 2050 |  |  | 0 | ON
LCP_Inputs_ON_Diverse_2023_04_03 | Methane | Dispatch-Import | ON | 2040 | Spring | CH4 Import - NY 2020 |  |  | 0 | ON
LCP_Inputs_ON_Diverse_2023_04_03 | Methane | Dispatch-Import | ON | 2040 | Spring | CH4 Import - NY 2030 |  |  | 0 | ON
LCP_Inputs_ON_Diverse_2023_04_03 | Methane | Dispatch-Import | ON | 2040 | Spring | CH4 Import - NY 2040 |  |  | 0 | ON
LCP_Inputs_ON_Diverse_2023_04_03 | Methane | Dispatch-Import | ON | 2040 | Spring | CH4 Import - NY 2050 |  |  | 0 | ON
LCP_Inputs_ON_Diverse_2023_04_03 | Methane | Dispatch-Import | ON | 2040 | Spring | CH4 Import - WC 2020 |  |  | 0 | ON
LCP_Inputs_ON_Diverse_2023_04_03 | Methane | Dispatch-Import | ON | 2040 | Spring | CH4 Import - WC 2030 |  |  | 0 | ON
LCP_Inputs_ON_Diverse_2023_04_03 | Methane | Dispatch-Import | ON | 2040 | Spring | CH4 Import - WC 2040 |  |  | 0 | ON
LCP_Inputs_ON_Diverse_2023_04_03 | Methane | Dispatch-Import | ON | 2040 | Spring | CH4 Import - WC 2050 |  |  | 0 | ON
LCP_Inputs_ON_Diverse_2023_04_03 | Methane | Dispatch-Import | ON | 2040 | Summer | CH4 Import - NY 2020 |  |  | 0 | ON
LCP_Inputs_ON_Diverse_2023_04_03 | Methane | Dispatch-Import | ON | 2040 | Summer | CH4 Import - NY 2030 |  |  | 0 | ON
LCP_Inputs_ON_Diverse_2023_04_03 | Methane | Dispatch-Import | ON | 2040 | Summer | CH4 Import - NY 2040 |  |  | 0 | ON
LCP_Inputs_ON_Diverse_2023_04_03 | Methane | Dispatch-Import | ON | 2040 | Summer | CH4 Import - NY 2050 |  |  | 0 | ON
LCP_Inputs_ON_Diverse_2023_04_03 | Methane | Dispatch-Import | ON | 2040 | Summer | CH4 Import - WC 2020 |  |  | 0 | ON
LCP_Inputs_ON_Diverse_2023_04_03 | Methane | Dispatch-Import | ON | 2040 | Summer | CH4 Import - WC 2030 |  |  | 0 | ON
LCP_Inputs_ON_Diverse_2023_04_03 | Methane | Dispatch-Import | ON | 2040 | Summer | CH4 Import - WC 2040 |  |  | 0 | ON
LCP_Inputs_ON_Diverse_2023_04_03 | Methane | Dispatch-Import | ON | 2040 | Summer | CH4 Import - WC 2050 |  |  | 0 | ON
LCP_Inputs_ON_Diverse_2023_04_03 | Methane | Dispatch-Import | ON | 2040 | Winter | CH4 Import - NY 2020 |  |  | 0 | ON
LCP_Inputs_ON_Diverse_2023_04_03 | Methane | Dispatch-Import | ON | 2040 | Winter | CH4 Import - NY 2030 |  |  | 0 | ON
LCP_Inputs_ON_Diverse_2023_04_03 | Methane | Dispatch-Import | ON | 2040 | Winter | CH4 Import - NY 2040 |  |  | 0 | ON
LCP_Inputs_ON_Diverse_2023_04_03 | Methane | Dispatch-Import | ON | 2040 | Winter | CH4 Import - NY 2050 |  |  | 0 | ON
LCP_Inputs_ON_Diverse_2023_04_03 | Methane | Dispatch-Import | ON | 2040 | Winter | CH4 Import - WC 2020 |  |  | 0 | ON
LCP_Inputs_ON_Diverse_2023_04_03 | Methane | Dispatch-Import | ON | 2040 | Winter | CH4 Import - WC 2030 |  |  | 0 | ON
LCP_Inputs_ON_Diverse_2023_04_03 | Methane | Dispatch-Import | ON | 2040 | Winter | CH4 Import - WC 2040 |  |  | 0 | ON
LCP_Inputs_ON_Diverse_2023_04_03 | Methane | Dispatch-Import | ON | 2040 | Winter | CH4 Import - WC 2050 |  |  | 0 | ON
LCP_Inputs_ON_Diverse_2023_04_03 | Methane | Dispatch-Import | ON | 2040 | Winter Peak | CH4 Import - NY 2020 |  |  | 0 | ON
LCP_Inputs_ON_Diverse_2023_04_03 | Methane | Dispatch-Import | ON | 2040 | Winter Peak | CH4 Import - NY 2030 |  |  | 0 | ON
LCP_Inputs_ON_Diverse_2023_04_03 | Methane | Dispatch-Import | ON | 2040 | Winter Peak | CH4 Import - NY 2040 |  |  | 0 | ON
LCP_Inputs_ON_Diverse_2023_04_03 | Methane | Dispatch-Import | ON | 2040 | Winter Peak | CH4 Import - NY 2050 |  |  | 0 | ON
LCP_Inputs_ON_Diverse_2023_04_03 | Methane | Dispatch-Import | ON | 2040 | Winter Peak | CH4 Import - WC 2020 |  |  | 0 | ON
LCP_Inputs_ON_Diverse_2023_04_03 | Methane | Dispatch-Import | ON | 2040 | Winter Peak | CH4 Import - WC 2030 |  |  | 0 | ON
LCP_Inputs_ON_Diverse_2023_04_03 | Methane | Dispatch-Import | ON | 2040 | Winter Peak | CH4 Import - WC 2040 |  |  | 0 | ON
LCP_Inputs_ON_Diverse_2023_04_03 | Methane | Dispatch-Import | ON | 2040 | Winter Peak | CH4 Import - WC 2050 |  |  | 0 | ON
LCP_Inputs_ON_Diverse_2023_04_03 | Methane | Dispatch-Import | ON | 2050 | Fall | CH4 Import - NY 2020 |  |  | 0 | ON
LCP_Inputs_ON_Diverse_2023_04_03 | Methane | Dispatch-Import | ON | 2050 | Fall | CH4 Import - NY 2030 |  |  | 0 | ON
LCP_Inputs_ON_Diverse_2023_04_03 | Methane | Dispatch-Import | ON | 2050 | Fall | CH4 Import - NY 2040 |  |  | 0 | ON
LCP_Inputs_ON_Diverse_2023_04_03 | Methane | Dispatch-Import | ON | 2050 | Fall | CH4 Import - NY 2050 |  |  | 0 | ON
LCP_Inputs_ON_Diverse_2023_04_03 | Methane | Dispatch-Import | ON | 2050 | Fall | CH4 Import - WC 2020 |  |  | 0 | ON
LCP_Inputs_ON_Diverse_2023_04_03 | Methane | Dispatch-Import | ON | 2050 | Fall | CH4 Import - WC 2030 |  |  | 0 | ON
LCP_Inputs_ON_Diverse_2023_04_03 | Methane | Dispatch-Import | ON | 2050 | Fall | CH4 Import - WC 2040 |  |  | 0 | ON
LCP_Inputs_ON_Diverse_2023_04_03 | Methane | Dispatch-Import | ON | 2050 | Fall | CH4 Import - WC 2050 |  |  | 0 | ON
LCP_Inputs_ON_Diverse_2023_04_03 | Methane | Dispatch-Import | ON | 2050 | Spring | CH4 Import - NY 2020 |  |  | 0 | ON
LCP_Inputs_ON_Diverse_2023_04_03 | Methane | Dispatch-Import | ON | 2050 | Spring | CH4 Import - NY 2030 |  |  | 0 | ON
LCP_Inputs_ON_Diverse_2023_04_03 | Methane | Dispatch-Import | ON | 2050 | Spring | CH4 Import - NY 2040 |  |  | 0 | ON
LCP_Inputs_ON_Diverse_2023_04_03 | Methane | Dispatch-Import | ON | 2050 | Spring | CH4 Import - NY 2050 |  |  | 0 | ON
LCP_Inputs_ON_Diverse_2023_04_03 | Methane | Dispatch-Import | ON | 2050 | Spring | CH4 Import - WC 2020 |  |  | 0 | ON
LCP_Inputs_ON_Diverse_2023_04_03 | Methane | Dispatch-Import | ON | 2050 | Spring | CH4 Import - WC 2030 |  |  | 0 | ON
LCP_Inputs_ON_Diverse_2023_04_03 | Methane | Dispatch-Import | ON | 2050 | Spring | CH4 Import - WC 2040 |  |  | 0 | ON
LCP_Inputs_ON_Diverse_2023_04_03 | Methane | Dispatch-Import | ON | 2050 | Spring | CH4 Import - WC 2050 |  |  | 0 | ON
LCP_Inputs_ON_Diverse_2023_04_03 | Methane | Dispatch-Import | ON | 2050 | Summer | CH4 Import - NY 2020 |  |  | 0 | ON
LCP_Inputs_ON_Diverse_2023_04_03 | Methane | Dispatch-Import | ON | 2050 | Summer | CH4 Import - NY 2030 |  |  | 0 | ON
LCP_Inputs_ON_Diverse_2023_04_03 | Methane | Dispatch-Import | ON | 2050 | Summer | CH4 Import - NY 2040 |  |  | 0 | ON
LCP_Inputs_ON_Diverse_2023_04_03 | Methane | Dispatch-Import | ON | 2050 | Summer | CH4 Import - NY 2050 |  |  | 0 | ON
LCP_Inputs_ON_Diverse_2023_04_03 | Methane | Dispatch-Import | ON | 2050 | Summer | CH4 Import - WC 2020 |  |  | 0 | ON
LCP_Inputs_ON_Diverse_2023_04_03 | Methane | Dispatch-Import | ON | 2050 | Summer | CH4 Import - WC 2030 |  |  | 0 | ON
LCP_Inputs_ON_Diverse_2023_04_03 | Methane | Dispatch-Import | ON | 2050 | Summer | CH4 Import - WC 2040 |  |  | 0 | ON
LCP_Inputs_ON_Diverse_2023_04_03 | Methane | Dispatch-Import | ON | 2050 | Summer | CH4 Import - WC 2050 |  |  | 0 | ON
LCP_Inputs_ON_Diverse_2023_04_03 | Methane | Dispatch-Import | ON | 2050 | Winter | CH4 Import - NY 2020 |  |  | 0 | ON
LCP_Inputs_ON_Diverse_2023_04_03 | Methane | Dispatch-Import | ON | 2050 | Winter | CH4 Import - NY 2030 |  |  | 0 | ON
LCP_Inputs_ON_Diverse_2023_04_03 | Methane | Dispatch-Import | ON | 2050 | Winter | CH4 Import - NY 2040 |  |  | 0 | ON
LCP_Inputs_ON_Diverse_2023_04_03 | Methane | Dispatch-Import | ON | 2050 | Winter | CH4 Import - NY 2050 |  |  | 0 | ON
LCP_Inputs_ON_Diverse_2023_04_03 | Methane | Dispatch-Import | ON | 2050 | Winter | CH4 Import - WC 2020 |  |  | 0 | ON
LCP_Inputs_ON_Diverse_2023_04_03 | Methane | Dispatch-Import | ON | 2050 | Winter | CH4 Import - WC 2030 |  |  | 0 | ON
LCP_Inputs_ON_Diverse_2023_04_03 | Methane | Dispatch-Import | ON | 2050 | Winter | CH4 Import - WC 2040 |  |  | 0 | ON
LCP_Inputs_ON_Diverse_2023_04_03 | Methane | Dispatch-Import | ON | 2050 | Winter | CH4 Import - WC 2050 |  |  | 0 | ON
LCP_Inputs_ON_Diverse_2023_04_03 | Methane | Dispatch-Import | ON | 2050 | Winter Peak | CH4 Import - NY 2020 |  |  | 0 | ON
LCP_Inputs_ON_Diverse_2023_04_03 | Methane | Dispatch-Import | ON | 2050 | Winter Peak | CH4 Import - NY 2030 |  |  | 0 | ON
LCP_Inputs_ON_Diverse_2023_04_03 | Methane | Dispatch-Import | ON | 2050 | Winter Peak | CH4 Import - NY 2040 |  |  | 0 | ON
LCP_Inputs_ON_Diverse_2023_04_03 | Methane | Dispatch-Import | ON | 2050 | Winter Peak | CH4 Import - NY 2050 |  |  | 0 | ON
LCP_Inputs_ON_Diverse_2023_04_03 | Methane | Dispatch-Import | ON | 2050 | Winter Peak | CH4 Import - WC 2020 |  |  | 0 | ON
LCP_Inputs_ON_Diverse_2023_04_03 | Methane | Dispatch-Import | ON | 2050 | Winter Peak | CH4 Import - WC 2030 |  |  | 0 | ON
LCP_Inputs_ON_Diverse_2023_04_03 | Methane | Dispatch-Import | ON | 2050 | Winter Peak | CH4 Import - WC 2040 |  |  | 0 | ON
LCP_Inputs_ON_Diverse_2023_04_03 | Methane | Dispatch-Import | ON | 2050 | Winter Peak | CH4 Import - WC 2050 |  |  | 0 | ON
LCP_Inputs_ON_Diverse_2023_04_03 | Methane | Dispatch-Import | PJ | 2020 | Fall | CH4 Import - NY 2020 |  |  | 0 | PJ
LCP_Inputs_ON_Diverse_2023_04_03 | Methane | Dispatch-Import | PJ | 2020 | Fall | CH4 Import - NY 2030 |  |  | 0 | PJ
LCP_Inputs_ON_Diverse_2023_04_03 | Methane | Dispatch-Import | PJ | 2020 | Fall | CH4 Import - NY 2040 |  |  | 0 | PJ
LCP_Inputs_ON_Diverse_2023_04_03 | Methane | Dispatch-Import | PJ | 2020 | Fall | CH4 Import - NY 2050 |  |  | 0 | PJ
LCP_Inputs_ON_Diverse_2023_04_03 | Methane | Dispatch-Import | PJ | 2020 | Fall | CH4 Import - WC 2020 |  |  | 0 | PJ
LCP_Inputs_ON_Diverse_2023_04_03 | Methane | Dispatch-Import | PJ | 2020 | Fall | CH4 Import - WC 2030 |  |  | 0 | PJ
LCP_Inputs_ON_Diverse_2023_04_03 | Methane | Dispatch-Import | PJ | 2020 | Fall | CH4 Import - WC 2040 |  |  | 0 | PJ
LCP_Inputs_ON_Diverse_2023_04_03 | Methane | Dispatch-Import | PJ | 2020 | Fall | CH4 Import - WC 2050 |  |  | 0 | PJ
LCP_Inputs_ON_Diverse_2023_04_03 | Methane | Dispatch-Import | PJ | 2020 | Spring | CH4 Import - NY 2020 |  |  | 0 | PJ
LCP_Inputs_ON_Diverse_2023_04_03 | Methane | Dispatch-Import | PJ | 2020 | Spring | CH4 Import - NY 2030 |  |  | 0 | PJ
LCP_Inputs_ON_Diverse_2023_04_03 | Methane | Dispatch-Import | PJ | 2020 | Spring | CH4 Import - NY 2040 |  |  | 0 | PJ
LCP_Inputs_ON_Diverse_2023_04_03 | Methane | Dispatch-Import | PJ | 2020 | Spring | CH4 Import - NY 2050 |  |  | 0 | PJ
LCP_Inputs_ON_Diverse_2023_04_03 | Methane | Dispatch-Import | PJ | 2020 | Spring | CH4 Import - WC 2020 |  |  | 0 | PJ
LCP_Inputs_ON_Diverse_2023_04_03 | Methane | Dispatch-Import | PJ | 2020 | Spring | CH4 Import - WC 2030 |  |  | 0 | PJ
LCP_Inputs_ON_Diverse_2023_04_03 | Methane | Dispatch-Import | PJ | 2020 | Spring | CH4 Import - WC 2040 |  |  | 0 | PJ
LCP_Inputs_ON_Diverse_2023_04_03 | Methane | Dispatch-Import | PJ | 2020 | Spring | CH4 Import - WC 2050 |  |  | 0 | PJ
LCP_Inputs_ON_Diverse_2023_04_03 | Methane | Dispatch-Import | PJ | 2020 | Summer | CH4 Import - NY 2020 |  |  | 0 | PJ
LCP_Inputs_ON_Diverse_2023_04_03 | Methane | Dispatch-Import | PJ | 2020 | Summer | CH4 Import - NY 2030 |  |  | 0 | PJ
LCP_Inputs_ON_Diverse_2023_04_03 | Methane | Dispatch-Import | PJ | 2020 | Summer | CH4 Import - NY 2040 |  |  | 0 | PJ
LCP_Inputs_ON_Diverse_2023_04_03 | Methane | Dispatch-Import | PJ | 2020 | Summer | CH4 Import - NY 2050 |  |  | 0 | PJ
LCP_Inputs_ON_Diverse_2023_04_03 | Methane | Dispatch-Import | PJ | 2020 | Summer | CH4 Import - WC 2020 |  |  | 0 | PJ
LCP_Inputs_ON_Diverse_2023_04_03 | Methane | Dispatch-Import | PJ | 2020 | Summer | CH4 Import - WC 2030 |  |  | 0 | PJ
LCP_Inputs_ON_Diverse_2023_04_03 | Methane | Dispatch-Import | PJ | 2020 | Summer | CH4 Import - WC 2040 |  |  | 0 | PJ
LCP_Inputs_ON_Diverse_2023_04_03 | Methane | Dispatch-Import | PJ | 2020 | Summer | CH4 Import - WC 2050 |  |  | 0 | PJ
LCP_Inputs_ON_Diverse_2023_04_03 | Methane | Dispatch-Import | PJ | 2020 | Winter | CH4 Import - NY 2020 |  |  | 0 | PJ
LCP_Inputs_ON_Diverse_2023_04_03 | Methane | Dispatch-Import | PJ | 2020 | Winter | CH4 Import - NY 2030 |  |  | 0 | PJ
LCP_Inputs_ON_Diverse_2023_04_03 | Methane | Dispatch-Import | PJ | 2020 | Winter | CH4 Import - NY 2040 |  |  | 0 | PJ
LCP_Inputs_ON_Diverse_2023_04_03 | Methane | Dispatch-Import | PJ | 2020 | Winter | CH4 Import - NY 2050 |  |  | 0 | PJ
LCP_Inputs_ON_Diverse_2023_04_03 | Methane | Dispatch-Import | PJ | 2020 | Winter | CH4 Import - WC 2020 |  |  | 0 | PJ
LCP_Inputs_ON_Diverse_2023_04_03 | Methane | Dispatch-Import | PJ | 2020 | Winter | CH4 Import - WC 2030 |  |  | 0 | PJ
LCP_Inputs_ON_Diverse_2023_04_03 | Methane | Dispatch-Import | PJ | 2020 | Winter | CH4 Import - WC 2040 |  |  | 0 | PJ
LCP_Inputs_ON_Diverse_2023_04_03 | Methane | Dispatch-Import | PJ | 2020 | Winter | CH4 Import - WC 2050 |  |  | 0 | PJ
LCP_Inputs_ON_Diverse_2023_04_03 | Methane | Dispatch-Import | PJ | 2020 | Winter Peak | CH4 Import - NY 2020 |  |  | 0 | PJ
LCP_Inputs_ON_Diverse_2023_04_03 | Methane | Dispatch-Import | PJ | 2020 | Winter Peak | CH4 Import - NY 2030 |  |  | 0 | PJ
LCP_Inputs_ON_Diverse_2023_04_03 | Methane | Dispatch-Import | PJ | 2020 | Winter Peak | CH4 Import - NY 2040 |  |  | 0 | PJ
LCP_Inputs_ON_Diverse_2023_04_03 | Methane | Dispatch-Import | PJ | 2020 | Winter Peak | CH4 Import - NY 2050 |  |  | 0 | PJ
LCP_Inputs_ON_Diverse_2023_04_03 | Methane | Dispatch-Import | PJ | 2020 | Winter Peak | CH4 Import - WC 2020 |  |  | 0 | PJ
LCP_Inputs_ON_Diverse_2023_04_03 | Methane | Dispatch-Import | PJ | 2020 | Winter Peak | CH4 Import - WC 2030 |  |  | 0 | PJ
LCP_Inputs_ON_Diverse_2023_04_03 | Methane | Dispatch-Import | PJ | 2020 | Winter Peak | CH4 Import - WC 2040 |  |  | 0 | PJ
LCP_Inputs_ON_Diverse_2023_04_03 | Methane | Dispatch-Import | PJ | 2020 | Winter Peak | CH4 Import - WC 2050 |  |  | 0 | PJ
LCP_Inputs_ON_Diverse_2023_04_03 | Methane | Dispatch-Import | PJ | 2030 | Fall | CH4 Import - NY 2020 |  |  | 0 | PJ
LCP_Inputs_ON_Diverse_2023_04_03 | Methane | Dispatch-Import | PJ | 2030 | Fall | CH4 Import - NY 2030 |  |  | 0 | PJ
LCP_Inputs_ON_Diverse_2023_04_03 | Methane | Dispatch-Import | PJ | 2030 | Fall | CH4 Import - NY 2040 |  |  | 0 | PJ
LCP_Inputs_ON_Diverse_2023_04_03 | Methane | Dispatch-Import | PJ | 2030 | Fall | CH4 Import - NY 2050 |  |  | 0 | PJ
LCP_Inputs_ON_Diverse_2023_04_03 | Methane | Dispatch-Import | PJ | 2030 | Fall | CH4 Import - WC 2020 |  |  | 0 | PJ
LCP_Inputs_ON_Diverse_2023_04_03 | Methane | Dispatch-Import | PJ | 2030 | Fall | CH4 Import - WC 2030 |  |  | 0 | PJ
LCP_Inputs_ON_Diverse_2023_04_03 | Methane | Dispatch-Import | PJ | 2030 | Fall | CH4 Import - WC 2040 |  |  | 0 | PJ
LCP_Inputs_ON_Diverse_2023_04_03 | Methane | Dispatch-Import | PJ | 2030 | Fall | CH4 Import - WC 2050 |  |  | 0 | PJ
LCP_Inputs_ON_Diverse_2023_04_03 | Methane | Dispatch-Import | PJ | 2030 | Spring | CH4 Import - NY 2020 |  |  | 0 | PJ
LCP_Inputs_ON_Diverse_2023_04_03 | Methane | Dispatch-Import | PJ | 2030 | Spring | CH4 Import - NY 2030 |  |  | 0 | PJ
LCP_Inputs_ON_Diverse_2023_04_03 | Methane | Dispatch-Import | PJ | 2030 | Spring | CH4 Import - NY 2040 |  |  | 0 | PJ
LCP_Inputs_ON_Diverse_2023_04_03 | Methane | Dispatch-Import | PJ | 2030 | Spring | CH4 Import - NY 2050 |  |  | 0 | PJ
LCP_Inputs_ON_Diverse_2023_04_03 | Methane | Dispatch-Import | PJ | 2030 | Spring | CH4 Import - WC 2020 |  |  | 0 | PJ
LCP_Inputs_ON_Diverse_2023_04_03 | Methane | Dispatch-Import | PJ | 2030 | Spring | CH4 Import - WC 2030 |  |  | 0 | PJ
LCP_Inputs_ON_Diverse_2023_04_03 | Methane | Dispatch-Import | PJ | 2030 | Spring | CH4 Import - WC 2040 |  |  | 0 | PJ
LCP_Inputs_ON_Diverse_2023_04_03 | Methane | Dispatch-Import | PJ | 2030 | Spring | CH4 Import - WC 2050 |  |  | 0 | PJ
LCP_Inputs_ON_Diverse_2023_04_03 | Methane | Dispatch-Import | PJ | 2030 | Summer | CH4 Import - NY 2020 |  |  | 0 | PJ
LCP_Inputs_ON_Diverse_2023_04_03 | Methane | Dispatch-Import | PJ | 2030 | Summer | CH4 Import - NY 2030 |  |  | 0 | PJ
LCP_Inputs_ON_Diverse_2023_04_03 | Methane | Dispatch-Import | PJ | 2030 | Summer | CH4 Import - NY 2040 |  |  | 0 | PJ
LCP_Inputs_ON_Diverse_2023_04_03 | Methane | Dispatch-Import | PJ | 2030 | Summer | CH4 Import - NY 2050 |  |  | 0 | PJ
LCP_Inputs_ON_Diverse_2023_04_03 | Methane | Dispatch-Import | PJ | 2030 | Summer | CH4 Import - WC 2020 |  |  | 0 | PJ
LCP_Inputs_ON_Diverse_2023_04_03 | Methane | Dispatch-Import | PJ | 2030 | Summer | CH4 Import - WC 2030 |  |  | 0 | PJ
LCP_Inputs_ON_Diverse_2023_04_03 | Methane | Dispatch-Import | PJ | 2030 | Summer | CH4 Import - WC 2040 |  |  | 0 | PJ
LCP_Inputs_ON_Diverse_2023_04_03 | Methane | Dispatch-Import | PJ | 2030 | Summer | CH4 Import - WC 2050 |  |  | 0 | PJ
LCP_Inputs_ON_Diverse_2023_04_03 | Methane | Dispatch-Import | PJ | 2030 | Winter | CH4 Import - NY 2020 |  |  | 0 | PJ
LCP_Inputs_ON_Diverse_2023_04_03 | Methane | Dispatch-Import | PJ | 2030 | Winter | CH4 Import - NY 2030 |  |  | 0 | PJ
LCP_Inputs_ON_Diverse_2023_04_03 | Methane | Dispatch-Import | PJ | 2030 | Winter | CH4 Import - NY 2040 |  |  | 0 | PJ
LCP_Inputs_ON_Diverse_2023_04_03 | Methane | Dispatch-Import | PJ | 2030 | Winter | CH4 Import - NY 2050 |  |  | 0 | PJ
LCP_Inputs_ON_Diverse_2023_04_03 | Methane | Dispatch-Import | PJ | 2030 | Winter | CH4 Import - WC 2020 |  |  | 0 | PJ
LCP_Inputs_ON_Diverse_2023_04_03 | Methane | Dispatch-Import | PJ | 2030 | Winter | CH4 Import - WC 2030 |  |  | 0 | PJ
LCP_Inputs_ON_Diverse_2023_04_03 | Methane | Dispatch-Import | PJ | 2030 | Winter | CH4 Import - WC 2040 |  |  | 0 | PJ
LCP_Inputs_ON_Diverse_2023_04_03 | Methane | Dispatch-Import | PJ | 2030 | Winter | CH4 Import - WC 2050 |  |  | 0 | PJ
LCP_Inputs_ON_Diverse_2023_04_03 | Methane | Dispatch-Import | PJ | 2030 | Winter Peak | CH4 Import - NY 2020 |  |  | 0 | PJ
LCP_Inputs_ON_Diverse_2023_04_03 | Methane | Dispatch-Import | PJ | 2030 | Winter Peak | CH4 Import - NY 2030 |  |  | 0 | PJ
LCP_Inputs_ON_Diverse_2023_04_03 | Methane | Dispatch-Import | PJ | 2030 | Winter Peak | CH4 Import - NY 2040 |  |  | 0 | PJ
LCP_Inputs_ON_Diverse_2023_04_03 | Methane | Dispatch-Import | PJ | 2030 | Winter Peak | CH4 Import - NY 2050 |  |  | 0 | PJ
LCP_Inputs_ON_Diverse_2023_04_03 | Methane | Dispatch-Import | PJ | 2030 | Winter Peak | CH4 Import - WC 2020 |  |  | 0 | PJ
LCP_Inputs_ON_Diverse_2023_04_03 | Methane | Dispatch-Import | PJ | 2030 | Winter Peak | CH4 Import - WC 2030 |  |  | 0 | PJ
LCP_Inputs_ON_Diverse_2023_04_03 | Methane | Dispatch-Import | PJ | 2030 | Winter Peak | CH4 Import - WC 2040 |  |  | 0 | PJ
LCP_Inputs_ON_Diverse_2023_04_03 | Methane | Dispatch-Import | PJ | 2030 | Winter Peak | CH4 Import - WC 2050 |  |  | 0 | PJ
LCP_Inputs_ON_Diverse_2023_04_03 | Methane | Dispatch-Import | PJ | 2040 | Fall | CH4 Import - NY 2020 |  |  | 0 | PJ
LCP_Inputs_ON_Diverse_2023_04_03 | Methane | Dispatch-Import | PJ | 2040 | Fall | CH4 Import - NY 2030 |  |  | 0 | PJ
LCP_Inputs_ON_Diverse_2023_04_03 | Methane | Dispatch-Import | PJ | 2040 | Fall | CH4 Import - NY 2040 |  |  | 0 | PJ
LCP_Inputs_ON_Diverse_2023_04_03 | Methane | Dispatch-Import | PJ | 2040 | Fall | CH4 Import - NY 2050 |  |  | 0 | PJ
LCP_Inputs_ON_Diverse_2023_04_03 | Methane | Dispatch-Import | PJ | 2040 | Fall | CH4 Import - WC 2020 |  |  | 0 | PJ
LCP_Inputs_ON_Diverse_2023_04_03 | Methane | Dispatch-Import | PJ | 2040 | Fall | CH4 Import - WC 2030 |  |  | 0 | PJ
LCP_Inputs_ON_Diverse_2023_04_03 | Methane | Dispatch-Import | PJ | 2040 | Fall | CH4 Import - WC 2040 |  |  | 0 | PJ
LCP_Inputs_ON_Diverse_2023_04_03 | Methane | Dispatch-Import | PJ | 2040 | Fall | CH4 Import - WC 2050 |  |  | 0 | PJ
LCP_Inputs_ON_Diverse_2023_04_03 | Methane | Dispatch-Import | PJ | 2040 | Spring | CH4 Import - NY 2020 |  |  | 0 | PJ
LCP_Inputs_ON_Diverse_2023_04_03 | Methane | Dispatch-Import | PJ | 2040 | Spring | CH4 Import - NY 2030 |  |  | 0 | PJ
LCP_Inputs_ON_Diverse_2023_04_03 | Methane | Dispatch-Import | PJ | 2040 | Spring | CH4 Import - NY 2040 |  |  | 0 | PJ
LCP_Inputs_ON_Diverse_2023_04_03 | Methane | Dispatch-Import | PJ | 2040 | Spring | CH4 Import - NY 2050 |  |  | 0 | PJ
LCP_Inputs_ON_Diverse_2023_04_03 | Methane | Dispatch-Import | PJ | 2040 | Spring | CH4 Import - WC 2020 |  |  | 0 | PJ
LCP_Inputs_ON_Diverse_2023_04_03 | Methane | Dispatch-Import | PJ | 2040 | Spring | CH4 Import - WC 2030 |  |  | 0 | PJ
LCP_Inputs_ON_Diverse_2023_04_03 | Methane | Dispatch-Import | PJ | 2040 | Spring | CH4 Import - WC 2040 |  |  | 0 | PJ
LCP_Inputs_ON_Diverse_2023_04_03 | Methane | Dispatch-Import | PJ | 2040 | Spring | CH4 Import - WC 2050 |  |  | 0 | PJ
LCP_Inputs_ON_Diverse_2023_04_03 | Methane | Dispatch-Import | PJ | 2040 | Summer | CH4 Import - NY 2020 |  |  | 0 | PJ
LCP_Inputs_ON_Diverse_2023_04_03 | Methane | Dispatch-Import | PJ | 2040 | Summer | CH4 Import - NY 2030 |  |  | 0 | PJ
LCP_Inputs_ON_Diverse_2023_04_03 | Methane | Dispatch-Import | PJ | 2040 | Summer | CH4 Import - NY 2040 |  |  | 0 | PJ
LCP_Inputs_ON_Diverse_2023_04_03 | Methane | Dispatch-Import | PJ | 2040 | Summer | CH4 Import - NY 2050 |  |  | 0 | PJ
LCP_Inputs_ON_Diverse_2023_04_03 | Methane | Dispatch-Import | PJ | 2040 | Summer | CH4 Import - WC 2020 |  |  | 0 | PJ
LCP_Inputs_ON_Diverse_2023_04_03 | Methane | Dispatch-Import | PJ | 2040 | Summer | CH4 Import - WC 2030 |  |  | 0 | PJ
LCP_Inputs_ON_Diverse_2023_04_03 | Methane | Dispatch-Import | PJ | 2040 | Summer | CH4 Import - WC 2040 |  |  | 0 | PJ
LCP_Inputs_ON_Diverse_2023_04_03 | Methane | Dispatch-Import | PJ | 2040 | Summer | CH4 Import - WC 2050 |  |  | 0 | PJ
LCP_Inputs_ON_Diverse_2023_04_03 | Methane | Dispatch-Import | PJ | 2040 | Winter | CH4 Import - NY 2020 |  |  | 0 | PJ
LCP_Inputs_ON_Diverse_2023_04_03 | Methane | Dispatch-Import | PJ | 2040 | Winter | CH4 Import - NY 2030 |  |  | 0 | PJ
LCP_Inputs_ON_Diverse_2023_04_03 | Methane | Dispatch-Import | PJ | 2040 | Winter | CH4 Import - NY 2040 |  |  | 0 | PJ
LCP_Inputs_ON_Diverse_2023_04_03 | Methane | Dispatch-Import | PJ | 2040 | Winter | CH4 Import - NY 2050 |  |  | 0 | PJ
LCP_Inputs_ON_Diverse_2023_04_03 | Methane | Dispatch-Import | PJ | 2040 | Winter | CH4 Import - WC 2020 |  |  | 0 | PJ
LCP_Inputs_ON_Diverse_2023_04_03 | Methane | Dispatch-Import | PJ | 2040 | Winter | CH4 Import - WC 2030 |  |  | 0 | PJ
LCP_Inputs_ON_Diverse_2023_04_03 | Methane | Dispatch-Import | PJ | 2040 | Winter | CH4 Import - WC 2040 |  |  | 0 | PJ
LCP_Inputs_ON_Diverse_2023_04_03 | Methane | Dispatch-Import | PJ | 2040 | Winter | CH4 Import - WC 2050 |  |  | 0 | PJ
LCP_Inputs_ON_Diverse_2023_04_03 | Methane | Dispatch-Import | PJ | 2040 | Winter Peak | CH4 Import - NY 2020 |  |  | 0 | PJ
LCP_Inputs_ON_Diverse_2023_04_03 | Methane | Dispatch-Import | PJ | 2040 | Winter Peak | CH4 Import - NY 2030 |  |  | 0 | PJ
LCP_Inputs_ON_Diverse_2023_04_03 | Methane | Dispatch-Import | PJ | 2040 | Winter Peak | CH4 Import - NY 2040 |  |  | 0 | PJ
LCP_Inputs_ON_Diverse_2023_04_03 | Methane | Dispatch-Import | PJ | 2040 | Winter Peak | CH4 Import - NY 2050 |  |  | 0 | PJ
LCP_Inputs_ON_Diverse_2023_04_03 | Methane | Dispatch-Import | PJ | 2040 | Winter Peak | CH4 Import - WC 2020 |  |  | 0 | PJ
LCP_Inputs_ON_Diverse_2023_04_03 | Methane | Dispatch-Import | PJ | 2040 | Winter Peak | CH4 Import - WC 2030 |  |  | 0 | PJ
LCP_Inputs_ON_Diverse_2023_04_03 | Methane | Dispatch-Import | PJ | 2040 | Winter Peak | CH4 Import - WC 2040 |  |  | 0 | PJ
LCP_Inputs_ON_Diverse_2023_04_03 | Methane | Dispatch-Import | PJ | 2040 | Winter Peak | CH4 Import - WC 2050 |  |  | 0 | PJ
LCP_Inputs_ON_Diverse_2023_04_03 | Methane | Dispatch-Import | PJ | 2050 | Fall | CH4 Import - NY 2020 |  |  | 0 | PJ
LCP_Inputs_ON_Diverse_2023_04_03 | Methane | Dispatch-Import | PJ | 2050 | Fall | CH4 Import - NY 2030 |  |  | 0 | PJ
LCP_Inputs_ON_Diverse_2023_04_03 | Methane | Dispatch-Import | PJ | 2050 | Fall | CH4 Import - NY 2040 |  |  | 0 | PJ
LCP_Inputs_ON_Diverse_2023_04_03 | Methane | Dispatch-Import | PJ | 2050 | Fall | CH4 Import - NY 2050 |  |  | 0 | PJ
LCP_Inputs_ON_Diverse_2023_04_03 | Methane | Dispatch-Import | PJ | 2050 | Fall | CH4 Import - WC 2020 |  |  | 0 | PJ
LCP_Inputs_ON_Diverse_2023_04_03 | Methane | Dispatch-Import | PJ | 2050 | Fall | CH4 Import - WC 2030 |  |  | 0 | PJ
LCP_Inputs_ON_Diverse_2023_04_03 | Methane | Dispatch-Import | PJ | 2050 | Fall | CH4 Import - WC 2040 |  |  | 0 | PJ
LCP_Inputs_ON_Diverse_2023_04_03 | Methane | Dispatch-Import | PJ | 2050 | Fall | CH4 Import - WC 2050 |  |  | 0 | PJ
LCP_Inputs_ON_Diverse_2023_04_03 | Methane | Dispatch-Import | PJ | 2050 | Spring | CH4 Import - NY 2020 |  |  | 0 | PJ
LCP_Inputs_ON_Diverse_2023_04_03 | Methane | Dispatch-Import | PJ | 2050 | Spring | CH4 Import - NY 2030 |  |  | 0 | PJ
LCP_Inputs_ON_Diverse_2023_04_03 | Methane | Dispatch-Import | PJ | 2050 | Spring | CH4 Import - NY 2040 |  |  | 0 | PJ
LCP_Inputs_ON_Diverse_2023_04_03 | Methane | Dispatch-Import | PJ | 2050 | Spring | CH4 Import - NY 2050 |  |  | 0 | PJ
LCP_Inputs_ON_Diverse_2023_04_03 | Methane | Dispatch-Import | PJ | 2050 | Spring | CH4 Import - WC 2020 |  |  | 0 | PJ
LCP_Inputs_ON_Diverse_2023_04_03 | Methane | Dispatch-Import | PJ | 2050 | Spring | CH4 Import - WC 2030 |  |  | 0 | PJ
LCP_Inputs_ON_Diverse_2023_04_03 | Methane | Dispatch-Import | PJ | 2050 | Spring | CH4 Import - WC 2040 |  |  | 0 | PJ
LCP_Inputs_ON_Diverse_2023_04_03 | Methane | Dispatch-Import | PJ | 2050 | Spring | CH4 Import - WC 2050 |  |  | 0 | PJ
LCP_Inputs_ON_Diverse_2023_04_03 | Methane | Dispatch-Import | PJ | 2050 | Summer | CH4 Import - NY 2020 |  |  | 0 | PJ
LCP_Inputs_ON_Diverse_2023_04_03 | Methane | Dispatch-Import | PJ | 2050 | Summer | CH4 Import - NY 2030 |  |  | 0 | PJ
LCP_Inputs_ON_Diverse_2023_04_03 | Methane | Dispatch-Import | PJ | 2050 | Summer | CH4 Import - NY 2040 |  |  | 0 | PJ
LCP_Inputs_ON_Diverse_2023_04_03 | Methane | Dispatch-Import | PJ | 2050 | Summer | CH4 Import - NY 2050 |  |  | 0 | PJ
LCP_Inputs_ON_Diverse_2023_04_03 | Methane | Dispatch-Import | PJ | 2050 | Summer | CH4 Import - WC 2020 |  |  | 0 | PJ
LCP_Inputs_ON_Diverse_2023_04_03 | Methane | Dispatch-Import | PJ | 2050 | Summer | CH4 Import - WC 2030 |  |  | 0 | PJ
LCP_Inputs_ON_Diverse_2023_04_03 | Methane | Dispatch-Import | PJ | 2050 | Summer | CH4 Import - WC 2040 |  |  | 0 | PJ
LCP_Inputs_ON_Diverse_2023_04_03 | Methane | Dispatch-Import | PJ | 2050 | Summer | CH4 Import - WC 2050 |  |  | 0 | PJ
LCP_Inputs_ON_Diverse_2023_04_03 | Methane | Dispatch-Import | PJ | 2050 | Winter | CH4 Import - NY 2020 |  |  | 0 | PJ
LCP_Inputs_ON_Diverse_2023_04_03 | Methane | Dispatch-Import | PJ | 2050 | Winter | CH4 Import - NY 2030 |  |  | 0 | PJ
LCP_Inputs_ON_Diverse_2023_04_03 | Methane | Dispatch-Import | PJ | 2050 | Winter | CH4 Import - NY 2040 |  |  | 0 | PJ
LCP_Inputs_ON_Diverse_2023_04_03 | Methane | Dispatch-Import | PJ | 2050 | Winter | CH4 Import - NY 2050 |  |  | 0 | PJ
LCP_Inputs_ON_Diverse_2023_04_03 | Methane | Dispatch-Import | PJ | 2050 | Winter | CH4 Import - WC 2020 |  |  | 0 | PJ
LCP_Inputs_ON_Diverse_2023_04_03 | Methane | Dispatch-Import | PJ | 2050 | Winter | CH4 Import - WC 2030 |  |  | 0 | PJ
LCP_Inputs_ON_Diverse_2023_04_03 | Methane | Dispatch-Import | PJ | 2050 | Winter | CH4 Import - WC 2040 |  |  | 0 | PJ
LCP_Inputs_ON_Diverse_2023_04_03 | Methane | Dispatch-Import | PJ | 2050 | Winter | CH4 Import - WC 2050 |  |  | 0 | PJ
LCP_Inputs_ON_Diverse_2023_04_03 | Methane | Dispatch-Import | PJ | 2050 | Winter Peak | CH4 Import - NY 2020 |  |  | 0 | PJ
LCP_Inputs_ON_Diverse_2023_04_03 | Methane | Dispatch-Import | PJ | 2050 | Winter Peak | CH4 Import - NY 2030 |  |  | 0 | PJ
LCP_Inputs_ON_Diverse_2023_04_03 | Methane | Dispatch-Import | PJ | 2050 | Winter Peak | CH4 Import - NY 2040 |  |  | 0 | PJ
LCP_Inputs_ON_Diverse_2023_04_03 | Methane | Dispatch-Import | PJ | 2050 | Winter Peak | CH4 Import - NY 2050 |  |  | 0 | PJ
LCP_Inputs_ON_Diverse_2023_04_03 | Methane | Dispatch-Import | PJ | 2050 | Winter Peak | CH4 Import - WC 2020 |  |  | 0 | PJ
LCP_Inputs_ON_Diverse_2023_04_03 | Methane | Dispatch-Import | PJ | 2050 | Winter Peak | CH4 Import - WC 2030 |  |  | 0 | PJ
LCP_Inputs_ON_Diverse_2023_04_03 | Methane | Dispatch-Import | PJ | 2050 | Winter Peak | CH4 Import - WC 2040 |  |  | 0 | PJ
LCP_Inputs_ON_Diverse_2023_04_03 | Methane | Dispatch-Import | PJ | 2050 | Winter Peak | CH4 Import - WC 2050 |  |  | 0 | PJ
LCP_Inputs_ON_Diverse_2023_04_03 | Methane | Dispatch-Import | QC | 2020 | Fall | CH4 Import - NY 2020 |  |  | 0 | QC
LCP_Inputs_ON_Diverse_2023_04_03 | Methane | Dispatch-Import | QC | 2020 | Fall | CH4 Import - NY 2030 |  |  | 0 | QC
LCP_Inputs_ON_Diverse_2023_04_03 | Methane | Dispatch-Import | QC | 2020 | Fall | CH4 Import - NY 2040 |  |  | 0 | QC
LCP_Inputs_ON_Diverse_2023_04_03 | Methane | Dispatch-Import | QC | 2020 | Fall | CH4 Import - NY 2050 |  |  | 0 | QC
LCP_Inputs_ON_Diverse_2023_04_03 | Methane | Dispatch-Import | QC | 2020 | Fall | CH4 Import - WC 2020 |  |  | 0 | QC
LCP_Inputs_ON_Diverse_2023_04_03 | Methane | Dispatch-Import | QC | 2020 | Fall | CH4 Import - WC 2030 |  |  | 0 | QC
LCP_Inputs_ON_Diverse_2023_04_03 | Methane | Dispatch-Import | QC | 2020 | Fall | CH4 Import - WC 2040 |  |  | 0 | QC
LCP_Inputs_ON_Diverse_2023_04_03 | Methane | Dispatch-Import | QC | 2020 | Fall | CH4 Import - WC 2050 |  |  | 0 | QC
LCP_Inputs_ON_Diverse_2023_04_03 | Methane | Dispatch-Import | QC | 2020 | Spring | CH4 Import - NY 2020 |  |  | 0 | QC
LCP_Inputs_ON_Diverse_2023_04_03 | Methane | Dispatch-Import | QC | 2020 | Spring | CH4 Import - NY 2030 |  |  | 0 | QC
LCP_Inputs_ON_Diverse_2023_04_03 | Methane | Dispatch-Import | QC | 2020 | Spring | CH4 Import - NY 2040 |  |  | 0 | QC
LCP_Inputs_ON_Diverse_2023_04_03 | Methane | Dispatch-Import | QC | 2020 | Spring | CH4 Import - NY 2050 |  |  | 0 | QC
LCP_Inputs_ON_Diverse_2023_04_03 | Methane | Dispatch-Import | QC | 2020 | Spring | CH4 Import - WC 2020 |  |  | 0 | QC
LCP_Inputs_ON_Diverse_2023_04_03 | Methane | Dispatch-Import | QC | 2020 | Spring | CH4 Import - WC 2030 |  |  | 0 | QC
LCP_Inputs_ON_Diverse_2023_04_03 | Methane | Dispatch-Import | QC | 2020 | Spring | CH4 Import - WC 2040 |  |  | 0 | QC
LCP_Inputs_ON_Diverse_2023_04_03 | Methane | Dispatch-Import | QC | 2020 | Spring | CH4 Import - WC 2050 |  |  | 0 | QC
LCP_Inputs_ON_Diverse_2023_04_03 | Methane | Dispatch-Import | QC | 2020 | Summer | CH4 Import - NY 2020 |  |  | 0 | QC
LCP_Inputs_ON_Diverse_2023_04_03 | Methane | Dispatch-Import | QC | 2020 | Summer | CH4 Import - NY 2030 |  |  | 0 | QC
LCP_Inputs_ON_Diverse_2023_04_03 | Methane | Dispatch-Import | QC | 2020 | Summer | CH4 Import - NY 2040 |  |  | 0 | QC
LCP_Inputs_ON_Diverse_2023_04_03 | Methane | Dispatch-Import | QC | 2020 | Summer | CH4 Import - NY 2050 |  |  | 0 | QC
LCP_Inputs_ON_Diverse_2023_04_03 | Methane | Dispatch-Import | QC | 2020 | Summer | CH4 Import - WC 2020 |  |  | 0 | QC
LCP_Inputs_ON_Diverse_2023_04_03 | Methane | Dispatch-Import | QC | 2020 | Summer | CH4 Import - WC 2030 |  |  | 0 | QC
LCP_Inputs_ON_Diverse_2023_04_03 | Methane | Dispatch-Import | QC | 2020 | Summer | CH4 Import - WC 2040 |  |  | 0 | QC
LCP_Inputs_ON_Diverse_2023_04_03 | Methane | Dispatch-Import | QC | 2020 | Summer | CH4 Import - WC 2050 |  |  | 0 | QC
LCP_Inputs_ON_Diverse_2023_04_03 | Methane | Dispatch-Import | QC | 2020 | Winter | CH4 Import - NY 2020 |  |  | 0 | QC
LCP_Inputs_ON_Diverse_2023_04_03 | Methane | Dispatch-Import | QC | 2020 | Winter | CH4 Import - NY 2030 |  |  | 0 | QC
LCP_Inputs_ON_Diverse_2023_04_03 | Methane | Dispatch-Import | QC | 2020 | Winter | CH4 Import - NY 2040 |  |  | 0 | QC
LCP_Inputs_ON_Diverse_2023_04_03 | Methane | Dispatch-Import | QC | 2020 | Winter | CH4 Import - NY 2050 |  |  | 0 | QC
LCP_Inputs_ON_Diverse_2023_04_03 | Methane | Dispatch-Import | QC | 2020 | Winter | CH4 Import - WC 2020 |  |  | 0 | QC
LCP_Inputs_ON_Diverse_2023_04_03 | Methane | Dispatch-Import | QC | 2020 | Winter | CH4 Import - WC 2030 |  |  | 0 | QC
LCP_Inputs_ON_Diverse_2023_04_03 | Methane | Dispatch-Import | QC | 2020 | Winter | CH4 Import - WC 2040 |  |  | 0 | QC
LCP_Inputs_ON_Diverse_2023_04_03 | Methane | Dispatch-Import | QC | 2020 | Winter | CH4 Import - WC 2050 |  |  | 0 | QC
LCP_Inputs_ON_Diverse_2023_04_03 | Methane | Dispatch-Import | QC | 2020 | Winter Peak | CH4 Import - NY 2020 |  |  | 0 | QC
LCP_Inputs_ON_Diverse_2023_04_03 | Methane | Dispatch-Import | QC | 2020 | Winter Peak | CH4 Import - NY 2030 |  |  | 0 | QC
LCP_Inputs_ON_Diverse_2023_04_03 | Methane | Dispatch-Import | QC | 2020 | Winter Peak | CH4 Import - NY 2040 |  |  | 0 | QC
LCP_Inputs_ON_Diverse_2023_04_03 | Methane | Dispatch-Import | QC | 2020 | Winter Peak | CH4 Import - NY 2050 |  |  | 0 | QC
LCP_Inputs_ON_Diverse_2023_04_03 | Methane | Dispatch-Import | QC | 2020 | Winter Peak | CH4 Import - WC 2020 |  |  | 0 | QC
LCP_Inputs_ON_Diverse_2023_04_03 | Methane | Dispatch-Import | QC | 2020 | Winter Peak | CH4 Import - WC 2030 |  |  | 0 | QC
LCP_Inputs_ON_Diverse_2023_04_03 | Methane | Dispatch-Import | QC | 2020 | Winter Peak | CH4 Import - WC 2040 |  |  | 0 | QC
LCP_Inputs_ON_Diverse_2023_04_03 | Methane | Dispatch-Import | QC | 2020 | Winter Peak | CH4 Import - WC 2050 |  |  | 0 | QC
LCP_Inputs_ON_Diverse_2023_04_03 | Methane | Dispatch-Import | QC | 2030 | Fall | CH4 Import - NY 2020 |  |  | 0 | QC
LCP_Inputs_ON_Diverse_2023_04_03 | Methane | Dispatch-Import | QC | 2030 | Fall | CH4 Import - NY 2030 |  |  | 0 | QC
LCP_Inputs_ON_Diverse_2023_04_03 | Methane | Dispatch-Import | QC | 2030 | Fall | CH4 Import - NY 2040 |  |  | 0 | QC
LCP_Inputs_ON_Diverse_2023_04_03 | Methane | Dispatch-Import | QC | 2030 | Fall | CH4 Import - NY 2050 |  |  | 0 | QC
LCP_Inputs_ON_Diverse_2023_04_03 | Methane | Dispatch-Import | QC | 2030 | Fall | CH4 Import - WC 2020 |  |  | 0 | QC
LCP_Inputs_ON_Diverse_2023_04_03 | Methane | Dispatch-Import | QC | 2030 | Fall | CH4 Import - WC 2030 |  |  | 0 | QC
LCP_Inputs_ON_Diverse_2023_04_03 | Methane | Dispatch-Import | QC | 2030 | Fall | CH4 Import - WC 2040 |  |  | 0 | QC
LCP_Inputs_ON_Diverse_2023_04_03 | Methane | Dispatch-Import | QC | 2030 | Fall | CH4 Import - WC 2050 |  |  | 0 | QC
LCP_Inputs_ON_Diverse_2023_04_03 | Methane | Dispatch-Import | QC | 2030 | Spring | CH4 Import - NY 2020 |  |  | 0 | QC
LCP_Inputs_ON_Diverse_2023_04_03 | Methane | Dispatch-Import | QC | 2030 | Spring | CH4 Import - NY 2030 |  |  | 0 | QC
LCP_Inputs_ON_Diverse_2023_04_03 | Methane | Dispatch-Import | QC | 2030 | Spring | CH4 Import - NY 2040 |  |  | 0 | QC
LCP_Inputs_ON_Diverse_2023_04_03 | Methane | Dispatch-Import | QC | 2030 | Spring | CH4 Import - NY 2050 |  |  | 0 | QC
LCP_Inputs_ON_Diverse_2023_04_03 | Methane | Dispatch-Import | QC | 2030 | Spring | CH4 Import - WC 2020 |  |  | 0 | QC
LCP_Inputs_ON_Diverse_2023_04_03 | Methane | Dispatch-Import | QC | 2030 | Spring | CH4 Import - WC 2030 |  |  | 0 | QC
LCP_Inputs_ON_Diverse_2023_04_03 | Methane | Dispatch-Import | QC | 2030 | Spring | CH4 Import - WC 2040 |  |  | 0 | QC
LCP_Inputs_ON_Diverse_2023_04_03 | Methane | Dispatch-Import | QC | 2030 | Spring | CH4 Import - WC 2050 |  |  | 0 | QC
LCP_Inputs_ON_Diverse_2023_04_03 | Methane | Dispatch-Import | QC | 2030 | Summer | CH4 Import - NY 2020 |  |  | 0 | QC
LCP_Inputs_ON_Diverse_2023_04_03 | Methane | Dispatch-Import | QC | 2030 | Summer | CH4 Import - NY 2030 |  |  | 0 | QC
LCP_Inputs_ON_Diverse_2023_04_03 | Methane | Dispatch-Import | QC | 2030 | Summer | CH4 Import - NY 2040 |  |  | 0 | QC
LCP_Inputs_ON_Diverse_2023_04_03 | Methane | Dispatch-Import | QC | 2030 | Summer | CH4 Import - NY 2050 |  |  | 0 | QC
LCP_Inputs_ON_Diverse_2023_04_03 | Methane | Dispatch-Import | QC | 2030 | Summer | CH4 Import - WC 2020 |  |  | 0 | QC
LCP_Inputs_ON_Diverse_2023_04_03 | Methane | Dispatch-Import | QC | 2030 | Summer | CH4 Import - WC 2030 |  |  | 0 | QC
LCP_Inputs_ON_Diverse_2023_04_03 | Methane | Dispatch-Import | QC | 2030 | Summer | CH4 Import - WC 2040 |  |  | 0 | QC
LCP_Inputs_ON_Diverse_2023_04_03 | Methane | Dispatch-Import | QC | 2030 | Summer | CH4 Import - WC 2050 |  |  | 0 | QC
LCP_Inputs_ON_Diverse_2023_04_03 | Methane | Dispatch-Import | QC | 2030 | Winter | CH4 Import - NY 2020 |  |  | 0 | QC
LCP_Inputs_ON_Diverse_2023_04_03 | Methane | Dispatch-Import | QC | 2030 | Winter | CH4 Import - NY 2030 |  |  | 0 | QC
LCP_Inputs_ON_Diverse_2023_04_03 | Methane | Dispatch-Import | QC | 2030 | Winter | CH4 Import - NY 2040 |  |  | 0 | QC
LCP_Inputs_ON_Diverse_2023_04_03 | Methane | Dispatch-Import | QC | 2030 | Winter | CH4 Import - NY 2050 |  |  | 0 | QC
LCP_Inputs_ON_Diverse_2023_04_03 | Methane | Dispatch-Import | QC | 2030 | Winter | CH4 Import - WC 2020 |  |  | 0 | QC
LCP_Inputs_ON_Diverse_2023_04_03 | Methane | Dispatch-Import | QC | 2030 | Winter | CH4 Import - WC 2030 |  |  | 0 | QC
LCP_Inputs_ON_Diverse_2023_04_03 | Methane | Dispatch-Import | QC | 2030 | Winter | CH4 Import - WC 2040 |  |  | 0 | QC
LCP_Inputs_ON_Diverse_2023_04_03 | Methane | Dispatch-Import | QC | 2030 | Winter | CH4 Import - WC 2050 |  |  | 0 | QC
LCP_Inputs_ON_Diverse_2023_04_03 | Methane | Dispatch-Import | QC | 2030 | Winter Peak | CH4 Import - NY 2020 |  |  | 0 | QC
LCP_Inputs_ON_Diverse_2023_04_03 | Methane | Dispatch-Import | QC | 2030 | Winter Peak | CH4 Import - NY 2030 |  |  | 0 | QC
LCP_Inputs_ON_Diverse_2023_04_03 | Methane | Dispatch-Import | QC | 2030 | Winter Peak | CH4 Import - NY 2040 |  |  | 0 | QC
LCP_Inputs_ON_Diverse_2023_04_03 | Methane | Dispatch-Import | QC | 2030 | Winter Peak | CH4 Import - NY 2050 |  |  | 0 | QC
LCP_Inputs_ON_Diverse_2023_04_03 | Methane | Dispatch-Import | QC | 2030 | Winter Peak | CH4 Import - WC 2020 |  |  | 0 | QC
LCP_Inputs_ON_Diverse_2023_04_03 | Methane | Dispatch-Import | QC | 2030 | Winter Peak | CH4 Import - WC 2030 |  |  | 0 | QC
LCP_Inputs_ON_Diverse_2023_04_03 | Methane | Dispatch-Import | QC | 2030 | Winter Peak | CH4 Import - WC 2040 |  |  | 0 | QC
LCP_Inputs_ON_Diverse_2023_04_03 | Methane | Dispatch-Import | QC | 2030 | Winter Peak | CH4 Import - WC 2050 |  |  | 0 | QC
LCP_Inputs_ON_Diverse_2023_04_03 | Methane | Dispatch-Import | QC | 2040 | Fall | CH4 Import - NY 2020 |  |  | 0 | QC
LCP_Inputs_ON_Diverse_2023_04_03 | Methane | Dispatch-Import | QC | 2040 | Fall | CH4 Import - NY 2030 |  |  | 0 | QC
LCP_Inputs_ON_Diverse_2023_04_03 | Methane | Dispatch-Import | QC | 2040 | Fall | CH4 Import - NY 2040 |  |  | 0 | QC
LCP_Inputs_ON_Diverse_2023_04_03 | Methane | Dispatch-Import | QC | 2040 | Fall | CH4 Import - NY 2050 |  |  | 0 | QC
LCP_Inputs_ON_Diverse_2023_04_03 | Methane | Dispatch-Import | QC | 2040 | Fall | CH4 Import - WC 2020 |  |  | 0 | QC
LCP_Inputs_ON_Diverse_2023_04_03 | Methane | Dispatch-Import | QC | 2040 | Fall | CH4 Import - WC 2030 |  |  | 0 | QC
LCP_Inputs_ON_Diverse_2023_04_03 | Methane | Dispatch-Import | QC | 2040 | Fall | CH4 Import - WC 2040 |  |  | 0 | QC
LCP_Inputs_ON_Diverse_2023_04_03 | Methane | Dispatch-Import | QC | 2040 | Fall | CH4 Import - WC 2050 |  |  | 0 | QC
LCP_Inputs_ON_Diverse_2023_04_03 | Methane | Dispatch-Import | QC | 2040 | Spring | CH4 Import - NY 2020 |  |  | 0 | QC
LCP_Inputs_ON_Diverse_2023_04_03 | Methane | Dispatch-Import | QC | 2040 | Spring | CH4 Import - NY 2030 |  |  | 0 | QC
LCP_Inputs_ON_Diverse_2023_04_03 | Methane | Dispatch-Import | QC | 2040 | Spring | CH4 Import - NY 2040 |  |  | 0 | QC
LCP_Inputs_ON_Diverse_2023_04_03 | Methane | Dispatch-Import | QC | 2040 | Spring | CH4 Import - NY 2050 |  |  | 0 | QC
LCP_Inputs_ON_Diverse_2023_04_03 | Methane | Dispatch-Import | QC | 2040 | Spring | CH4 Import - WC 2020 |  |  | 0 | QC
LCP_Inputs_ON_Diverse_2023_04_03 | Methane | Dispatch-Import | QC | 2040 | Spring | CH4 Import - WC 2030 |  |  | 0 | QC
LCP_Inputs_ON_Diverse_2023_04_03 | Methane | Dispatch-Import | QC | 2040 | Spring | CH4 Import - WC 2040 |  |  | 0 | QC
LCP_Inputs_ON_Diverse_2023_04_03 | Methane | Dispatch-Import | QC | 2040 | Spring | CH4 Import - WC 2050 |  |  | 0 | QC
LCP_Inputs_ON_Diverse_2023_04_03 | Methane | Dispatch-Import | QC | 2040 | Summer | CH4 Import - NY 2020 |  |  | 0 | QC
LCP_Inputs_ON_Diverse_2023_04_03 | Methane | Dispatch-Import | QC | 2040 | Summer | CH4 Import - NY 2030 |  |  | 0 | QC
LCP_Inputs_ON_Diverse_2023_04_03 | Methane | Dispatch-Import | QC | 2040 | Summer | CH4 Import - NY 2040 |  |  | 0 | QC
LCP_Inputs_ON_Diverse_2023_04_03 | Methane | Dispatch-Import | QC | 2040 | Summer | CH4 Import - NY 2050 |  |  | 0 | QC
LCP_Inputs_ON_Diverse_2023_04_03 | Methane | Dispatch-Import | QC | 2040 | Summer | CH4 Import - WC 2020 |  |  | 0 | QC
LCP_Inputs_ON_Diverse_2023_04_03 | Methane | Dispatch-Import | QC | 2040 | Summer | CH4 Import - WC 2030 |  |  | 0 | QC
LCP_Inputs_ON_Diverse_2023_04_03 | Methane | Dispatch-Import | QC | 2040 | Summer | CH4 Import - WC 2040 |  |  | 0 | QC
LCP_Inputs_ON_Diverse_2023_04_03 | Methane | Dispatch-Import | QC | 2040 | Summer | CH4 Import - WC 2050 |  |  | 0 | QC
LCP_Inputs_ON_Diverse_2023_04_03 | Methane | Dispatch-Import | QC | 2040 | Winter | CH4 Import - NY 2020 |  |  | 0 | QC
LCP_Inputs_ON_Diverse_2023_04_03 | Methane | Dispatch-Import | QC | 2040 | Winter | CH4 Import - NY 2030 |  |  | 0 | QC
LCP_Inputs_ON_Diverse_2023_04_03 | Methane | Dispatch-Import | QC | 2040 | Winter | CH4 Import - NY 2040 |  |  | 0 | QC
LCP_Inputs_ON_Diverse_2023_04_03 | Methane | Dispatch-Import | QC | 2040 | Winter | CH4 Import - NY 2050 |  |  | 0 | QC
LCP_Inputs_ON_Diverse_2023_04_03 | Methane | Dispatch-Import | QC | 2040 | Winter | CH4 Import - WC 2020 |  |  | 0 | QC
LCP_Inputs_ON_Diverse_2023_04_03 | Methane | Dispatch-Import | QC | 2040 | Winter | CH4 Import - WC 2030 |  |  | 0 | QC
LCP_Inputs_ON_Diverse_2023_04_03 | Methane | Dispatch-Import | QC | 2040 | Winter | CH4 Import - WC 2040 |  |  | 0 | QC
LCP_Inputs_ON_Diverse_2023_04_03 | Methane | Dispatch-Import | QC | 2040 | Winter | CH4 Import - WC 2050 |  |  | 0 | QC
LCP_Inputs_ON_Diverse_2023_04_03 | Methane | Dispatch-Import | QC | 2040 | Winter Peak | CH4 Import - NY 2020 |  |  | 0 | QC
LCP_Inputs_ON_Diverse_2023_04_03 | Methane | Dispatch-Import | QC | 2040 | Winter Peak | CH4 Import - NY 2030 |  |  | 0 | QC
LCP_Inputs_ON_Diverse_2023_04_03 | Methane | Dispatch-Import | QC | 2040 | Winter Peak | CH4 Import - NY 2040 |  |  | 0 | QC
LCP_Inputs_ON_Diverse_2023_04_03 | Methane | Dispatch-Import | QC | 2040 | Winter Peak | CH4 Import - NY 2050 |  |  | 0 | QC
LCP_Inputs_ON_Diverse_2023_04_03 | Methane | Dispatch-Import | QC | 2040 | Winter Peak | CH4 Import - WC 2020 |  |  | 0 | QC
LCP_Inputs_ON_Diverse_2023_04_03 | Methane | Dispatch-Import | QC | 2040 | Winter Peak | CH4 Import - WC 2030 |  |  | 0 | QC
LCP_Inputs_ON_Diverse_2023_04_03 | Methane | Dispatch-Import | QC | 2040 | Winter Peak | CH4 Import - WC 2040 |  |  | 0 | QC
LCP_Inputs_ON_Diverse_2023_04_03 | Methane | Dispatch-Import | QC | 2040 | Winter Peak | CH4 Import - WC 2050 |  |  | 0 | QC
LCP_Inputs_ON_Diverse_2023_04_03 | Methane | Dispatch-Import | QC | 2050 | Fall | CH4 Import - NY 2020 |  |  | 0 | QC
LCP_Inputs_ON_Diverse_2023_04_03 | Methane | Dispatch-Import | QC | 2050 | Fall | CH4 Import - NY 2030 |  |  | 0 | QC
LCP_Inputs_ON_Diverse_2023_04_03 | Methane | Dispatch-Import | QC | 2050 | Fall | CH4 Import - NY 2040 |  |  | 0 | QC
LCP_Inputs_ON_Diverse_2023_04_03 | Methane | Dispatch-Import | QC | 2050 | Fall | CH4 Import - NY 2050 |  |  | 0 | QC
LCP_Inputs_ON_Diverse_2023_04_03 | Methane | Dispatch-Import | QC | 2050 | Fall | CH4 Import - WC 2020 |  |  | 0 | QC
LCP_Inputs_ON_Diverse_2023_04_03 | Methane | Dispatch-Import | QC | 2050 | Fall | CH4 Import - WC 2030 |  |  | 0 | QC
LCP_Inputs_ON_Diverse_2023_04_03 | Methane | Dispatch-Import | QC | 2050 | Fall | CH4 Import - WC 2040 |  |  | 0 | QC
LCP_Inputs_ON_Diverse_2023_04_03 | Methane | Dispatch-Import | QC | 2050 | Fall | CH4 Import - WC 2050 |  |  | 0 | QC
LCP_Inputs_ON_Diverse_2023_04_03 | Methane | Dispatch-Import | QC | 2050 | Spring | CH4 Import - NY 2020 |  |  | 0 | QC
LCP_Inputs_ON_Diverse_2023_04_03 | Methane | Dispatch-Import | QC | 2050 | Spring | CH4 Import - NY 2030 |  |  | 0 | QC
LCP_Inputs_ON_Diverse_2023_04_03 | Methane | Dispatch-Import | QC | 2050 | Spring | CH4 Import - NY 2040 |  |  | 0 | QC
LCP_Inputs_ON_Diverse_2023_04_03 | Methane | Dispatch-Import | QC | 2050 | Spring | CH4 Import - NY 2050 |  |  | 0 | QC
LCP_Inputs_ON_Diverse_2023_04_03 | Methane | Dispatch-Import | QC | 2050 | Spring | CH4 Import - WC 2020 |  |  | 0 | QC
LCP_Inputs_ON_Diverse_2023_04_03 | Methane | Dispatch-Import | QC | 2050 | Spring | CH4 Import - WC 2030 |  |  | 0 | QC
LCP_Inputs_ON_Diverse_2023_04_03 | Methane | Dispatch-Import | QC | 2050 | Spring | CH4 Import - WC 2040 |  |  | 0 | QC
LCP_Inputs_ON_Diverse_2023_04_03 | Methane | Dispatch-Import | QC | 2050 | Spring | CH4 Import - WC 2050 |  |  | 0 | QC
LCP_Inputs_ON_Diverse_2023_04_03 | Methane | Dispatch-Import | QC | 2050 | Summer | CH4 Import - NY 2020 |  |  | 0 | QC
LCP_Inputs_ON_Diverse_2023_04_03 | Methane | Dispatch-Import | QC | 2050 | Summer | CH4 Import - NY 2030 |  |  | 0 | QC
LCP_Inputs_ON_Diverse_2023_04_03 | Methane | Dispatch-Import | QC | 2050 | Summer | CH4 Import - NY 2040 |  |  | 0 | QC
LCP_Inputs_ON_Diverse_2023_04_03 | Methane | Dispatch-Import | QC | 2050 | Summer | CH4 Import - NY 2050 |  |  | 0 | QC
LCP_Inputs_ON_Diverse_2023_04_03 | Methane | Dispatch-Import | QC | 2050 | Summer | CH4 Import - WC 2020 |  |  | 0 | QC
LCP_Inputs_ON_Diverse_2023_04_03 | Methane | Dispatch-Import | QC | 2050 | Summer | CH4 Import - WC 2030 |  |  | 0 | QC
LCP_Inputs_ON_Diverse_2023_04_03 | Methane | Dispatch-Import | QC | 2050 | Summer | CH4 Import - WC 2040 |  |  | 0 | QC
LCP_Inputs_ON_Diverse_2023_04_03 | Methane | Dispatch-Import | QC | 2050 | Summer | CH4 Import - WC 2050 |  |  | 0 | QC
LCP_Inputs_ON_Diverse_2023_04_03 | Methane | Dispatch-Import | QC | 2050 | Winter | CH4 Import - NY 2020 |  |  | 0 | QC
LCP_Inputs_ON_Diverse_2023_04_03 | Methane | Dispatch-Import | QC | 2050 | Winter | CH4 Import - NY 2030 |  |  | 0 | QC
LCP_Inputs_ON_Diverse_2023_04_03 | Methane | Dispatch-Import | QC | 2050 | Winter | CH4 Import - NY 2040 |  |  | 0 | QC
LCP_Inputs_ON_Diverse_2023_04_03 | Methane | Dispatch-Import | QC | 2050 | Winter | CH4 Import - NY 2050 |  |  | 0 | QC
LCP_Inputs_ON_Diverse_2023_04_03 | Methane | Dispatch-Import | QC | 2050 | Winter | CH4 Import - WC 2020 |  |  | 0 | QC
LCP_Inputs_ON_Diverse_2023_04_03 | Methane | Dispatch-Import | QC | 2050 | Winter | CH4 Import - WC 2030 |  |  | 0 | QC
LCP_Inputs_ON_Diverse_2023_04_03 | Methane | Dispatch-Import | QC | 2050 | Winter | CH4 Import - WC 2040 |  |  | 0 | QC
LCP_Inputs_ON_Diverse_2023_04_03 | Methane | Dispatch-Import | QC | 2050 | Winter | CH4 Import - WC 2050 |  |  | 0 | QC
LCP_Inputs_ON_Diverse_2023_04_03 | Methane | Dispatch-Import | QC | 2050 | Winter Peak | CH4 Import - NY 2020 |  |  | 0 | QC
LCP_Inputs_ON_Diverse_2023_04_03 | Methane | Dispatch-Import | QC | 2050 | Winter Peak | CH4 Import - NY 2030 |  |  | 0 | QC
LCP_Inputs_ON_Diverse_2023_04_03 | Methane | Dispatch-Import | QC | 2050 | Winter Peak | CH4 Import - NY 2040 |  |  | 0 | QC
LCP_Inputs_ON_Diverse_2023_04_03 | Methane | Dispatch-Import | QC | 2050 | Winter Peak | CH4 Import - NY 2050 |  |  | 0 | QC
LCP_Inputs_ON_Diverse_2023_04_03 | Methane | Dispatch-Import | QC | 2050 | Winter Peak | CH4 Import - WC 2020 |  |  | 0 | QC
LCP_Inputs_ON_Diverse_2023_04_03 | Methane | Dispatch-Import | QC | 2050 | Winter Peak | CH4 Import - WC 2030 |  |  | 0 | QC
LCP_Inputs_ON_Diverse_2023_04_03 | Methane | Dispatch-Import | QC | 2050 | Winter Peak | CH4 Import - WC 2040 |  |  | 0 | QC
LCP_Inputs_ON_Diverse_2023_04_03 | Methane | Dispatch-Import | QC | 2050 | Winter Peak | CH4 Import - WC 2050 |  |  | 0 | QC
LCP_Inputs_ON_Diverse_2023_04_03 | Methane | Dispatch-Import | WC | 2020 | Fall | CH4 Import - NY 2020 |  |  | 0 | WC
LCP_Inputs_ON_Diverse_2023_04_03 | Methane | Dispatch-Import | WC | 2020 | Fall | CH4 Import - NY 2030 |  |  | 0 | WC
LCP_Inputs_ON_Diverse_2023_04_03 | Methane | Dispatch-Import | WC | 2020 | Fall | CH4 Import - NY 2040 |  |  | 0 | WC
LCP_Inputs_ON_Diverse_2023_04_03 | Methane | Dispatch-Import | WC | 2020 | Fall | CH4 Import - NY 2050 |  |  | 0 | WC
LCP_Inputs_ON_Diverse_2023_04_03 | Methane | Dispatch-Import | WC | 2020 | Fall | CH4 Import - WC 2020 |  |  | 30024587.1781 | WC
LCP_Inputs_ON_Diverse_2023_04_03 | Methane | Dispatch-Import | WC | 2020 | Fall | CH4 Import - WC 2030 |  |  | 0 | WC
LCP_Inputs_ON_Diverse_2023_04_03 | Methane | Dispatch-Import | WC | 2020 | Fall | CH4 Import - WC 2040 |  |  | 0 | WC
LCP_Inputs_ON_Diverse_2023_04_03 | Methane | Dispatch-Import | WC | 2020 | Fall | CH4 Import - WC 2050 |  |  | 0 | WC
LCP_Inputs_ON_Diverse_2023_04_03 | Methane | Dispatch-Import | WC | 2020 | Spring | CH4 Import - NY 2020 |  |  | 0 | WC
LCP_Inputs_ON_Diverse_2023_04_03 | Methane | Dispatch-Import | WC | 2020 | Spring | CH4 Import - NY 2030 |  |  | 0 | WC
LCP_Inputs_ON_Diverse_2023_04_03 | Methane | Dispatch-Import | WC | 2020 | Spring | CH4 Import - NY 2040 |  |  | 0 | WC
LCP_Inputs_ON_Diverse_2023_04_03 | Methane | Dispatch-Import | WC | 2020 | Spring | CH4 Import - NY 2050 |  |  | 0 | WC
LCP_Inputs_ON_Diverse_2023_04_03 | Methane | Dispatch-Import | WC | 2020 | Spring | CH4 Import - WC 2020 |  |  | 79329880.0142 | WC
LCP_Inputs_ON_Diverse_2023_04_03 | Methane | Dispatch-Import | WC | 2020 | Spring | CH4 Import - WC 2030 |  |  | 0 | WC
LCP_Inputs_ON_Diverse_2023_04_03 | Methane | Dispatch-Import | WC | 2020 | Spring | CH4 Import - WC 2040 |  |  | 0 | WC
LCP_Inputs_ON_Diverse_2023_04_03 | Methane | Dispatch-Import | WC | 2020 | Spring | CH4 Import - WC 2050 |  |  | 0 | WC
LCP_Inputs_ON_Diverse_2023_04_03 | Methane | Dispatch-Import | WC | 2020 | Summer | CH4 Import - NY 2020 |  |  | 0 | WC
LCP_Inputs_ON_Diverse_2023_04_03 | Methane | Dispatch-Import | WC | 2020 | Summer | CH4 Import - NY 2030 |  |  | 0 | WC
LCP_Inputs_ON_Diverse_2023_04_03 | Methane | Dispatch-Import | WC | 2020 | Summer | CH4 Import - NY 2040 |  |  | 0 | WC
LCP_Inputs_ON_Diverse_2023_04_03 | Methane | Dispatch-Import | WC | 2020 | Summer | CH4 Import - NY 2050 |  |  | 0 | WC
LCP_Inputs_ON_Diverse_2023_04_03 | Methane | Dispatch-Import | WC | 2020 | Summer | CH4 Import - WC 2020 |  |  | 21284175.8817 | WC
LCP_Inputs_ON_Diverse_2023_04_03 | Methane | Dispatch-Import | WC | 2020 | Summer | CH4 Import - WC 2030 |  |  | 0 | WC
LCP_Inputs_ON_Diverse_2023_04_03 | Methane | Dispatch-Import | WC | 2020 | Summer | CH4 Import - WC 2040 |  |  | 0 | WC
LCP_Inputs_ON_Diverse_2023_04_03 | Methane | Dispatch-Import | WC | 2020 | Summer | CH4 Import - WC 2050 |  |  | 0 | WC
LCP_Inputs_ON_Diverse_2023_04_03 | Methane | Dispatch-Import | WC | 2020 | Winter | CH4 Import - NY 2020 |  |  | 0 | WC
LCP_Inputs_ON_Diverse_2023_04_03 | Methane | Dispatch-Import | WC | 2020 | Winter | CH4 Import - NY 2030 |  |  | 0 | WC
LCP_Inputs_ON_Diverse_2023_04_03 | Methane | Dispatch-Import | WC | 2020 | Winter | CH4 Import - NY 2040 |  |  | 0 | WC
LCP_Inputs_ON_Diverse_2023_04_03 | Methane | Dispatch-Import | WC | 2020 | Winter | CH4 Import - NY 2050 |  |  | 0 | WC
LCP_Inputs_ON_Diverse_2023_04_03 | Methane | Dispatch-Import | WC | 2020 | Winter | CH4 Import - WC 2020 |  |  | 99167704.7708 | WC
LCP_Inputs_ON_Diverse_2023_04_03 | Methane | Dispatch-Import | WC | 2020 | Winter | CH4 Import - WC 2030 |  |  | 0 | WC
LCP_Inputs_ON_Diverse_2023_04_03 | Methane | Dispatch-Import | WC | 2020 | Winter | CH4 Import - WC 2040 |  |  | 0 | WC
LCP_Inputs_ON_Diverse_2023_04_03 | Methane | Dispatch-Import | WC | 2020 | Winter | CH4 Import - WC 2050 |  |  | 0 | WC
LCP_Inputs_ON_Diverse_2023_04_03 | Methane | Dispatch-Import | WC | 2020 | Winter Peak | CH4 Import - NY 2020 |  |  | 0 | WC
LCP_Inputs_ON_Diverse_2023_04_03 | Methane | Dispatch-Import | WC | 2020 | Winter Peak | CH4 Import - NY 2030 |  |  | 0 | WC
LCP_Inputs_ON_Diverse_2023_04_03 | Methane | Dispatch-Import | WC | 2020 | Winter Peak | CH4 Import - NY 2040 |  |  | 0 | WC
LCP_Inputs_ON_Diverse_2023_04_03 | Methane | Dispatch-Import | WC | 2020 | Winter Peak | CH4 Import - NY 2050 |  |  | 0 | WC
LCP_Inputs_ON_Diverse_2023_04_03 | Methane | Dispatch-Import | WC | 2020 | Winter Peak | CH4 Import - WC 2020 |  |  | 1640000 | WC
LCP_Inputs_ON_Diverse_2023_04_03 | Methane | Dispatch-Import | WC | 2020 | Winter Peak | CH4 Import - WC 2030 |  |  | 0 | WC
LCP_Inputs_ON_Diverse_2023_04_03 | Methane | Dispatch-Import | WC | 2020 | Winter Peak | CH4 Import - WC 2040 |  |  | 0 | WC
LCP_Inputs_ON_Diverse_2023_04_03 | Methane | Dispatch-Import | WC | 2020 | Winter Peak | CH4 Import - WC 2050 |  |  | 0 | WC
LCP_Inputs_ON_Diverse_2023_04_03 | Methane | Dispatch-Import | WC | 2030 | Fall | CH4 Import - NY 2020 |  |  | 0 | WC
LCP_Inputs_ON_Diverse_2023_04_03 | Methane | Dispatch-Import | WC | 2030 | Fall | CH4 Import - NY 2030 |  |  | 0 | WC
LCP_Inputs_ON_Diverse_2023_04_03 | Methane | Dispatch-Import | WC | 2030 | Fall | CH4 Import - NY 2040 |  |  | 0 | WC
LCP_Inputs_ON_Diverse_2023_04_03 | Methane | Dispatch-Import | WC | 2030 | Fall | CH4 Import - NY 2050 |  |  | 0 | WC
LCP_Inputs_ON_Diverse_2023_04_03 | Methane | Dispatch-Import | WC | 2030 | Fall | CH4 Import - WC 2020 |  |  | 0 | WC
LCP_Inputs_ON_Diverse_2023_04_03 | Methane | Dispatch-Import | WC | 2030 | Fall | CH4 Import - WC 2030 |  |  | 22648813.8461 | WC
LCP_Inputs_ON_Diverse_2023_04_03 | Methane | Dispatch-Import | WC | 2030 | Fall | CH4 Import - WC 2040 |  |  | 0 | WC
LCP_Inputs_ON_Diverse_2023_04_03 | Methane | Dispatch-Import | WC | 2030 | Fall | CH4 Import - WC 2050 |  |  | 0 | WC
LCP_Inputs_ON_Diverse_2023_04_03 | Methane | Dispatch-Import | WC | 2030 | Spring | CH4 Import - NY 2020 |  |  | 0 | WC
LCP_Inputs_ON_Diverse_2023_04_03 | Methane | Dispatch-Import | WC | 2030 | Spring | CH4 Import - NY 2030 |  |  | 0 | WC
LCP_Inputs_ON_Diverse_2023_04_03 | Methane | Dispatch-Import | WC | 2030 | Spring | CH4 Import - NY 2040 |  |  | 0 | WC
LCP_Inputs_ON_Diverse_2023_04_03 | Methane | Dispatch-Import | WC | 2030 | Spring | CH4 Import - NY 2050 |  |  | 0 | WC
LCP_Inputs_ON_Diverse_2023_04_03 | Methane | Dispatch-Import | WC | 2030 | Spring | CH4 Import - WC 2020 |  |  | 0 | WC
LCP_Inputs_ON_Diverse_2023_04_03 | Methane | Dispatch-Import | WC | 2030 | Spring | CH4 Import - WC 2030 |  |  | 55759334.7813 | WC
LCP_Inputs_ON_Diverse_2023_04_03 | Methane | Dispatch-Import | WC | 2030 | Spring | CH4 Import - WC 2040 |  |  | 0 | WC
LCP_Inputs_ON_Diverse_2023_04_03 | Methane | Dispatch-Import | WC | 2030 | Spring | CH4 Import - WC 2050 |  |  | 0 | WC
LCP_Inputs_ON_Diverse_2023_04_03 | Methane | Dispatch-Import | WC | 2030 | Summer | CH4 Import - NY 2020 |  |  | 0 | WC
LCP_Inputs_ON_Diverse_2023_04_03 | Methane | Dispatch-Import | WC | 2030 | Summer | CH4 Import - NY 2030 |  |  | 0 | WC
LCP_Inputs_ON_Diverse_2023_04_03 | Methane | Dispatch-Import | WC | 2030 | Summer | CH4 Import - NY 2040 |  |  | 0 | WC
LCP_Inputs_ON_Diverse_2023_04_03 | Methane | Dispatch-Import | WC | 2030 | Summer | CH4 Import - NY 2050 |  |  | 0 | WC
LCP_Inputs_ON_Diverse_2023_04_03 | Methane | Dispatch-Import | WC | 2030 | Summer | CH4 Import - WC 2020 |  |  | 0 | WC
LCP_Inputs_ON_Diverse_2023_04_03 | Methane | Dispatch-Import | WC | 2030 | Summer | CH4 Import - WC 2030 |  |  | 2735430.3381 | WC
LCP_Inputs_ON_Diverse_2023_04_03 | Methane | Dispatch-Import | WC | 2030 | Summer | CH4 Import - WC 2040 |  |  | 0 | WC
LCP_Inputs_ON_Diverse_2023_04_03 | Methane | Dispatch-Import | WC | 2030 | Summer | CH4 Import - WC 2050 |  |  | 0 | WC
LCP_Inputs_ON_Diverse_2023_04_03 | Methane | Dispatch-Import | WC | 2030 | Winter | CH4 Import - NY 2020 |  |  | 0 | WC
LCP_Inputs_ON_Diverse_2023_04_03 | Methane | Dispatch-Import | WC | 2030 | Winter | CH4 Import - NY 2030 |  |  | 0 | WC
LCP_Inputs_ON_Diverse_2023_04_03 | Methane | Dispatch-Import | WC | 2030 | Winter | CH4 Import - NY 2040 |  |  | 0 | WC
LCP_Inputs_ON_Diverse_2023_04_03 | Methane | Dispatch-Import | WC | 2030 | Winter | CH4 Import - NY 2050 |  |  | 0 | WC
LCP_Inputs_ON_Diverse_2023_04_03 | Methane | Dispatch-Import | WC | 2030 | Winter | CH4 Import - WC 2020 |  |  | 0 | WC
LCP_Inputs_ON_Diverse_2023_04_03 | Methane | Dispatch-Import | WC | 2030 | Winter | CH4 Import - WC 2030 |  |  | 102766084.8641 | WC
LCP_Inputs_ON_Diverse_2023_04_03 | Methane | Dispatch-Import | WC | 2030 | Winter | CH4 Import - WC 2040 |  |  | 0 | WC
LCP_Inputs_ON_Diverse_2023_04_03 | Methane | Dispatch-Import | WC | 2030 | Winter | CH4 Import - WC 2050 |  |  | 0 | WC
LCP_Inputs_ON_Diverse_2023_04_03 | Methane | Dispatch-Import | WC | 2030 | Winter Peak | CH4 Import - NY 2020 |  |  | 0 | WC
LCP_Inputs_ON_Diverse_2023_04_03 | Methane | Dispatch-Import | WC | 2030 | Winter Peak | CH4 Import - NY 2030 |  |  | 0 | WC
LCP_Inputs_ON_Diverse_2023_04_03 | Methane | Dispatch-Import | WC | 2030 | Winter Peak | CH4 Import - NY 2040 |  |  | 0 | WC
LCP_Inputs_ON_Diverse_2023_04_03 | Methane | Dispatch-Import | WC | 2030 | Winter Peak | CH4 Import - NY 2050 |  |  | 0 | WC
LCP_Inputs_ON_Diverse_2023_04_03 | Methane | Dispatch-Import | WC | 2030 | Winter Peak | CH4 Import - WC 2020 |  |  | 0 | WC
LCP_Inputs_ON_Diverse_2023_04_03 | Methane | Dispatch-Import | WC | 2030 | Winter Peak | CH4 Import - WC 2030 |  |  | 1531230.0529 | WC
LCP_Inputs_ON_Diverse_2023_04_03 | Methane | Dispatch-Import | WC | 2030 | Winter Peak | CH4 Import - WC 2040 |  |  | 0 | WC
LCP_Inputs_ON_Diverse_2023_04_03 | Methane | Dispatch-Import | WC | 2030 | Winter Peak | CH4 Import - WC 2050 |  |  | 0 | WC
LCP_Inputs_ON_Diverse_2023_04_03 | Methane | Dispatch-Import | WC | 2040 | Fall | CH4 Import - NY 2020 |  |  | 0 | WC
LCP_Inputs_ON_Diverse_2023_04_03 | Methane | Dispatch-Import | WC | 2040 | Fall | CH4 Import - NY 2030 |  |  | 0 | WC
LCP_Inputs_ON_Diverse_2023_04_03 | Methane | Dispatch-Import | WC | 2040 | Fall | CH4 Import - NY 2040 |  |  | 0 | WC
LCP_Inputs_ON_Diverse_2023_04_03 | Methane | Dispatch-Import | WC | 2040 | Fall | CH4 Import - NY 2050 |  |  | 0 | WC
LCP_Inputs_ON_Diverse_2023_04_03 | Methane | Dispatch-Import | WC | 2040 | Fall | CH4 Import - WC 2020 |  |  | 0 | WC
LCP_Inputs_ON_Diverse_2023_04_03 | Methane | Dispatch-Import | WC | 2040 | Fall | CH4 Import - WC 2030 |  |  | 0 | WC
LCP_Inputs_ON_Diverse_2023_04_03 | Methane | Dispatch-Import | WC | 2040 | Fall | CH4 Import - WC 2040 |  |  | 13926015.6822 | WC
LCP_Inputs_ON_Diverse_2023_04_03 | Methane | Dispatch-Import | WC | 2040 | Fall | CH4 Import - WC 2050 |  |  | 0 | WC
LCP_Inputs_ON_Diverse_2023_04_03 | Methane | Dispatch-Import | WC | 2040 | Spring | CH4 Import - NY 2020 |  |  | 0 | WC
LCP_Inputs_ON_Diverse_2023_04_03 | Methane | Dispatch-Import | WC | 2040 | Spring | CH4 Import - NY 2030 |  |  | 0 | WC
LCP_Inputs_ON_Diverse_2023_04_03 | Methane | Dispatch-Import | WC | 2040 | Spring | CH4 Import - NY 2040 |  |  | 0 | WC
LCP_Inputs_ON_Diverse_2023_04_03 | Methane | Dispatch-Import | WC | 2040 | Spring | CH4 Import - NY 2050 |  |  | 0 | WC
LCP_Inputs_ON_Diverse_2023_04_03 | Methane | Dispatch-Import | WC | 2040 | Spring | CH4 Import - WC 2020 |  |  | 0 | WC
LCP_Inputs_ON_Diverse_2023_04_03 | Methane | Dispatch-Import | WC | 2040 | Spring | CH4 Import - WC 2030 |  |  | 0 | WC
LCP_Inputs_ON_Diverse_2023_04_03 | Methane | Dispatch-Import | WC | 2040 | Spring | CH4 Import - WC 2040 |  |  | 11594833.9947 | WC
LCP_Inputs_ON_Diverse_2023_04_03 | Methane | Dispatch-Import | WC | 2040 | Spring | CH4 Import - WC 2050 |  |  | 0 | WC
LCP_Inputs_ON_Diverse_2023_04_03 | Methane | Dispatch-Import | WC | 2040 | Summer | CH4 Import - NY 2020 |  |  | 0 | WC
LCP_Inputs_ON_Diverse_2023_04_03 | Methane | Dispatch-Import | WC | 2040 | Summer | CH4 Import - NY 2030 |  |  | 0 | WC
LCP_Inputs_ON_Diverse_2023_04_03 | Methane | Dispatch-Import | WC | 2040 | Summer | CH4 Import - NY 2040 |  |  | 0 | WC
LCP_Inputs_ON_Diverse_2023_04_03 | Methane | Dispatch-Import | WC | 2040 | Summer | CH4 Import - NY 2050 |  |  | 0 | WC
LCP_Inputs_ON_Diverse_2023_04_03 | Methane | Dispatch-Import | WC | 2040 | Summer | CH4 Import - WC 2020 |  |  | 0 | WC
LCP_Inputs_ON_Diverse_2023_04_03 | Methane | Dispatch-Import | WC | 2040 | Summer | CH4 Import - WC 2030 |  |  | 0 | WC
LCP_Inputs_ON_Diverse_2023_04_03 | Methane | Dispatch-Import | WC | 2040 | Summer | CH4 Import - WC 2040 |  |  | 5883907.5771 | WC
LCP_Inputs_ON_Diverse_2023_04_03 | Methane | Dispatch-Import | WC | 2040 | Summer | CH4 Import - WC 2050 |  |  | 0 | WC
LCP_Inputs_ON_Diverse_2023_04_03 | Methane | Dispatch-Import | WC | 2040 | Winter | CH4 Import - NY 2020 |  |  | 0 | WC
LCP_Inputs_ON_Diverse_2023_04_03 | Methane | Dispatch-Import | WC | 2040 | Winter | CH4 Import - NY 2030 |  |  | 0 | WC
LCP_Inputs_ON_Diverse_2023_04_03 | Methane | Dispatch-Import | WC | 2040 | Winter | CH4 Import - NY 2040 |  |  | 0 | WC
LCP_Inputs_ON_Diverse_2023_04_03 | Methane | Dispatch-Import | WC | 2040 | Winter | CH4 Import - NY 2050 |  |  | 0 | WC
LCP_Inputs_ON_Diverse_2023_04_03 | Methane | Dispatch-Import | WC | 2040 | Winter | CH4 Import - WC 2020 |  |  | 0 | WC
LCP_Inputs_ON_Diverse_2023_04_03 | Methane | Dispatch-Import | WC | 2040 | Winter | CH4 Import - WC 2030 |  |  | 0 | WC
LCP_Inputs_ON_Diverse_2023_04_03 | Methane | Dispatch-Import | WC | 2040 | Winter | CH4 Import - WC 2040 |  |  | 41936224.9156 | WC
LCP_Inputs_ON_Diverse_2023_04_03 | Methane | Dispatch-Import | WC | 2040 | Winter | CH4 Import - WC 2050 |  |  | 0 | WC
LCP_Inputs_ON_Diverse_2023_04_03 | Methane | Dispatch-Import | WC | 2040 | Winter Peak | CH4 Import - NY 2020 |  |  | 0 | WC
LCP_Inputs_ON_Diverse_2023_04_03 | Methane | Dispatch-Import | WC | 2040 | Winter Peak | CH4 Import - NY 2030 |  |  | 0 | WC
LCP_Inputs_ON_Diverse_2023_04_03 | Methane | Dispatch-Import | WC | 2040 | Winter Peak | CH4 Import - NY 2040 |  |  | 0 | WC
LCP_Inputs_ON_Diverse_2023_04_03 | Methane | Dispatch-Import | WC | 2040 | Winter Peak | CH4 Import - NY 2050 |  |  | 0 | WC
LCP_Inputs_ON_Diverse_2023_04_03 | Methane | Dispatch-Import | WC | 2040 | Winter Peak | CH4 Import - WC 2020 |  |  | 0 | WC
LCP_Inputs_ON_Diverse_2023_04_03 | Methane | Dispatch-Import | WC | 2040 | Winter Peak | CH4 Import - WC 2030 |  |  | 0 | WC
LCP_Inputs_ON_Diverse_2023_04_03 | Methane | Dispatch-Import | WC | 2040 | Winter Peak | CH4 Import - WC 2040 |  |  | 966296.1496 | WC
LCP_Inputs_ON_Diverse_2023_04_03 | Methane | Dispatch-Import | WC | 2040 | Winter Peak | CH4 Import - WC 2050 |  |  | 0 | WC
LCP_Inputs_ON_Diverse_2023_04_03 | Methane | Dispatch-Import | WC | 2050 | Fall | CH4 Import - NY 2020 |  |  | 0 | WC
LCP_Inputs_ON_Diverse_2023_04_03 | Methane | Dispatch-Import | WC | 2050 | Fall | CH4 Import - NY 2030 |  |  | 0 | WC
LCP_Inputs_ON_Diverse_2023_04_03 | Methane | Dispatch-Import | WC | 2050 | Fall | CH4 Import - NY 2040 |  |  | 0 | WC
LCP_Inputs_ON_Diverse_2023_04_03 | Methane | Dispatch-Import | WC | 2050 | Fall | CH4 Import - NY 2050 |  |  | 0 | WC
LCP_Inputs_ON_Diverse_2023_04_03 | Methane | Dispatch-Import | WC | 2050 | Fall | CH4 Import - WC 2020 |  |  | 0 | WC
LCP_Inputs_ON_Diverse_2023_04_03 | Methane | Dispatch-Import | WC | 2050 | Fall | CH4 Import - WC 2030 |  |  | 0 | WC
LCP_Inputs_ON_Diverse_2023_04_03 | Methane | Dispatch-Import | WC | 2050 | Fall | CH4 Import - WC 2040 |  |  | 0 | WC
LCP_Inputs_ON_Diverse_2023_04_03 | Methane | Dispatch-Import | WC | 2050 | Fall | CH4 Import - WC 2050 |  |  | 0 | WC
LCP_Inputs_ON_Diverse_2023_04_03 | Methane | Dispatch-Import | WC | 2050 | Spring | CH4 Import - NY 2020 |  |  | 0 | WC
LCP_Inputs_ON_Diverse_2023_04_03 | Methane | Dispatch-Import | WC | 2050 | Spring | CH4 Import - NY 2030 |  |  | 0 | WC
LCP_Inputs_ON_Diverse_2023_04_03 | Methane | Dispatch-Import | WC | 2050 | Spring | CH4 Import - NY 2040 |  |  | 0 | WC
LCP_Inputs_ON_Diverse_2023_04_03 | Methane | Dispatch-Import | WC | 2050 | Spring | CH4 Import - NY 2050 |  |  | 0 | WC
LCP_Inputs_ON_Diverse_2023_04_03 | Methane | Dispatch-Import | WC | 2050 | Spring | CH4 Import - WC 2020 |  |  | 0 | WC
LCP_Inputs_ON_Diverse_2023_04_03 | Methane | Dispatch-Import | WC | 2050 | Spring | CH4 Import - WC 2030 |  |  | 0 | WC
LCP_Inputs_ON_Diverse_2023_04_03 | Methane | Dispatch-Import | WC | 2050 | Spring | CH4 Import - WC 2040 |  |  | 0 | WC
LCP_Inputs_ON_Diverse_2023_04_03 | Methane | Dispatch-Import | WC | 2050 | Spring | CH4 Import - WC 2050 |  |  | 0 | WC
LCP_Inputs_ON_Diverse_2023_04_03 | Methane | Dispatch-Import | WC | 2050 | Summer | CH4 Import - NY 2020 |  |  | 0 | WC
LCP_Inputs_ON_Diverse_2023_04_03 | Methane | Dispatch-Import | WC | 2050 | Summer | CH4 Import - NY 2030 |  |  | 0 | WC
LCP_Inputs_ON_Diverse_2023_04_03 | Methane | Dispatch-Import | WC | 2050 | Summer | CH4 Import - NY 2040 |  |  | 0 | WC
LCP_Inputs_ON_Diverse_2023_04_03 | Methane | Dispatch-Import | WC | 2050 | Summer | CH4 Import - NY 2050 |  |  | 0 | WC
LCP_Inputs_ON_Diverse_2023_04_03 | Methane | Dispatch-Import | WC | 2050 | Summer | CH4 Import - WC 2020 |  |  | 0 | WC
LCP_Inputs_ON_Diverse_2023_04_03 | Methane | Dispatch-Import | WC | 2050 | Summer | CH4 Import - WC 2030 |  |  | 0 | WC
LCP_Inputs_ON_Diverse_2023_04_03 | Methane | Dispatch-Import | WC | 2050 | Summer | CH4 Import - WC 2040 |  |  | 0 | WC
LCP_Inputs_ON_Diverse_2023_04_03 | Methane | Dispatch-Import | WC | 2050 | Summer | CH4 Import - WC 2050 |  |  | 0 | WC
LCP_Inputs_ON_Diverse_2023_04_03 | Methane | Dispatch-Import | WC | 2050 | Winter | CH4 Import - NY 2020 |  |  | 0 | WC
LCP_Inputs_ON_Diverse_2023_04_03 | Methane | Dispatch-Import | WC | 2050 | Winter | CH4 Import - NY 2030 |  |  | 0 | WC
LCP_Inputs_ON_Diverse_2023_04_03 | Methane | Dispatch-Import | WC | 2050 | Winter | CH4 Import - NY 2040 |  |  | 0 | WC
LCP_Inputs_ON_Diverse_2023_04_03 | Methane | Dispatch-Import | WC | 2050 | Winter | CH4 Import - NY 2050 |  |  | 0 | WC
LCP_Inputs_ON_Diverse_2023_04_03 | Methane | Dispatch-Import | WC | 2050 | Winter | CH4 Import - WC 2020 |  |  | 0 | WC
LCP_Inputs_ON_Diverse_2023_04_03 | Methane | Dispatch-Import | WC | 2050 | Winter | CH4 Import - WC 2030 |  |  | 0 | WC
LCP_Inputs_ON_Diverse_2023_04_03 | Methane | Dispatch-Import | WC | 2050 | Winter | CH4 Import - WC 2040 |  |  | 0 | WC
LCP_Inputs_ON_Diverse_2023_04_03 | Methane | Dispatch-Import | WC | 2050 | Winter | CH4 Import - WC 2050 |  |  | 0 | WC
LCP_Inputs_ON_Diverse_2023_04_03 | Methane | Dispatch-Import | WC | 2050 | Winter Peak | CH4 Import - NY 2020 |  |  | 0 | WC
LCP_Inputs_ON_Diverse_2023_04_03 | Methane | Dispatch-Import | WC | 2050 | Winter Peak | CH4 Import - NY 2030 |  |  | 0 | WC
LCP_Inputs_ON_Diverse_2023_04_03 | Methane | Dispatch-Import | WC | 2050 | Winter Peak | CH4 Import - NY 2040 |  |  | 0 | WC
LCP_Inputs_ON_Diverse_2023_04_03 | Methane | Dispatch-Import | WC | 2050 | Winter Peak | CH4 Import - NY 2050 |  |  | 0 | WC
LCP_Inputs_ON_Diverse_2023_04_03 | Methane | Dispatch-Import | WC | 2050 | Winter Peak | CH4 Import - WC 2020 |  |  | 0 | WC
LCP_Inputs_ON_Diverse_2023_04_03 | Methane | Dispatch-Import | WC | 2050 | Winter Peak | CH4 Import - WC 2030 |  |  | 0 | WC
LCP_Inputs_ON_Diverse_2023_04_03 | Methane | Dispatch-Import | WC | 2050 | Winter Peak | CH4 Import - WC 2040 |  |  | 0 | WC
LCP_Inputs_ON_Diverse_2023_04_03 | Methane | Dispatch-Import | WC | 2050 | Winter Peak | CH4 Import - WC 2050 |  |  | 0 | WC
LCP_Inputs_ON_Diverse_2023_04_03 | Methane | Dispatch-Interconnection | MI | 2020 | Fall | CH4 Pipeline | MI | ON | 0 | MI
LCP_Inputs_ON_Diverse_2023_04_03 | Methane | Dispatch-Interconnection | MI | 2020 | Fall | CH4 Pipeline | ON | MI | 0 | MI
LCP_Inputs_ON_Diverse_2023_04_03 | Methane | Dispatch-Interconnection | MI | 2020 | Spring | CH4 Pipeline | MI | ON | 0 | MI
LCP_Inputs_ON_Diverse_2023_04_03 | Methane | Dispatch-Interconnection | MI | 2020 | Spring | CH4 Pipeline | ON | MI | 0 | MI
LCP_Inputs_ON_Diverse_2023_04_03 | Methane | Dispatch-Interconnection | MI | 2020 | Summer | CH4 Pipeline | MI | ON | 0 | MI
LCP_Inputs_ON_Diverse_2023_04_03 | Methane | Dispatch-Interconnection | MI | 2020 | Summer | CH4 Pipeline | ON | MI | 0 | MI
LCP_Inputs_ON_Diverse_2023_04_03 | Methane | Dispatch-Interconnection | MI | 2020 | Winter | CH4 Pipeline | MI | ON | 0 | MI
LCP_Inputs_ON_Diverse_2023_04_03 | Methane | Dispatch-Interconnection | MI | 2020 | Winter | CH4 Pipeline | ON | MI | 0 | MI
LCP_Inputs_ON_Diverse_2023_04_03 | Methane | Dispatch-Interconnection | MI | 2020 | Winter Peak | CH4 Pipeline | MI | ON | 0 | MI
LCP_Inputs_ON_Diverse_2023_04_03 | Methane | Dispatch-Interconnection | MI | 2020 | Winter Peak | CH4 Pipeline | ON | MI | 0 | MI
LCP_Inputs_ON_Diverse_2023_04_03 | Methane | Dispatch-Interconnection | MI | 2030 | Fall | CH4 Pipeline | MI | ON | 0 | MI
LCP_Inputs_ON_Diverse_2023_04_03 | Methane | Dispatch-Interconnection | MI | 2030 | Fall | CH4 Pipeline | ON | MI | 0 | MI
LCP_Inputs_ON_Diverse_2023_04_03 | Methane | Dispatch-Interconnection | MI | 2030 | Spring | CH4 Pipeline | MI | ON | 0 | MI
LCP_Inputs_ON_Diverse_2023_04_03 | Methane | Dispatch-Interconnection | MI | 2030 | Spring | CH4 Pipeline | ON | MI | 0 | MI
LCP_Inputs_ON_Diverse_2023_04_03 | Methane | Dispatch-Interconnection | MI | 2030 | Summer | CH4 Pipeline | MI | ON | 0 | MI
LCP_Inputs_ON_Diverse_2023_04_03 | Methane | Dispatch-Interconnection | MI | 2030 | Summer | CH4 Pipeline | ON | MI | 0 | MI
LCP_Inputs_ON_Diverse_2023_04_03 | Methane | Dispatch-Interconnection | MI | 2030 | Winter | CH4 Pipeline | MI | ON | 0 | MI
LCP_Inputs_ON_Diverse_2023_04_03 | Methane | Dispatch-Interconnection | MI | 2030 | Winter | CH4 Pipeline | ON | MI | 0 | MI
LCP_Inputs_ON_Diverse_2023_04_03 | Methane | Dispatch-Interconnection | MI | 2030 | Winter Peak | CH4 Pipeline | MI | ON | 0 | MI
LCP_Inputs_ON_Diverse_2023_04_03 | Methane | Dispatch-Interconnection | MI | 2030 | Winter Peak | CH4 Pipeline | ON | MI | 0 | MI
LCP_Inputs_ON_Diverse_2023_04_03 | Methane | Dispatch-Interconnection | MI | 2040 | Fall | CH4 Pipeline | MI | ON | 0 | MI
LCP_Inputs_ON_Diverse_2023_04_03 | Methane | Dispatch-Interconnection | MI | 2040 | Fall | CH4 Pipeline | ON | MI | 0 | MI
LCP_Inputs_ON_Diverse_2023_04_03 | Methane | Dispatch-Interconnection | MI | 2040 | Spring | CH4 Pipeline | MI | ON | 0 | MI
LCP_Inputs_ON_Diverse_2023_04_03 | Methane | Dispatch-Interconnection | MI | 2040 | Spring | CH4 Pipeline | ON | MI | 0 | MI
LCP_Inputs_ON_Diverse_2023_04_03 | Methane | Dispatch-Interconnection | MI | 2040 | Summer | CH4 Pipeline | MI | ON | 0 | MI
LCP_Inputs_ON_Diverse_2023_04_03 | Methane | Dispatch-Interconnection | MI | 2040 | Summer | CH4 Pipeline | ON | MI | 0 | MI
LCP_Inputs_ON_Diverse_2023_04_03 | Methane | Dispatch-Interconnection | MI | 2040 | Winter | CH4 Pipeline | MI | ON | 0 | MI
LCP_Inputs_ON_Diverse_2023_04_03 | Methane | Dispatch-Interconnection | MI | 2040 | Winter | CH4 Pipeline | ON | MI | 0 | MI
LCP_Inputs_ON_Diverse_2023_04_03 | Methane | Dispatch-Interconnection | MI | 2040 | Winter Peak | CH4 Pipeline | MI | ON | 0 | MI
LCP_Inputs_ON_Diverse_2023_04_03 | Methane | Dispatch-Interconnection | MI | 2040 | Winter Peak | CH4 Pipeline | ON | MI | 0 | MI
LCP_Inputs_ON_Diverse_2023_04_03 | Methane | Dispatch-Interconnection | MI | 2050 | Fall | CH4 Pipeline | MI | ON | 0 | MI
LCP_Inputs_ON_Diverse_2023_04_03 | Methane | Dispatch-Interconnection | MI | 2050 | Fall | CH4 Pipeline | ON | MI | 0 | MI
LCP_Inputs_ON_Diverse_2023_04_03 | Methane | Dispatch-Interconnection | MI | 2050 | Spring | CH4 Pipeline | MI | ON | 0 | MI
LCP_Inputs_ON_Diverse_2023_04_03 | Methane | Dispatch-Interconnection | MI | 2050 | Spring | CH4 Pipeline | ON | MI | 0 | MI
LCP_Inputs_ON_Diverse_2023_04_03 | Methane | Dispatch-Interconnection | MI | 2050 | Summer | CH4 Pipeline | MI | ON | 0 | MI
LCP_Inputs_ON_Diverse_2023_04_03 | Methane | Dispatch-Interconnection | MI | 2050 | Summer | CH4 Pipeline | ON | MI | 0 | MI
LCP_Inputs_ON_Diverse_2023_04_03 | Methane | Dispatch-Interconnection | MI | 2050 | Winter | CH4 Pipeline | MI | ON | 0 | MI
LCP_Inputs_ON_Diverse_2023_04_03 | Methane | Dispatch-Interconnection | MI | 2050 | Winter | CH4 Pipeline | ON | MI | 0 | MI
LCP_Inputs_ON_Diverse_2023_04_03 | Methane | Dispatch-Interconnection | MI | 2050 | Winter Peak | CH4 Pipeline | MI | ON | 0 | MI
LCP_Inputs_ON_Diverse_2023_04_03 | Methane | Dispatch-Interconnection | MI | 2050 | Winter Peak | CH4 Pipeline | ON | MI | 0 | MI
LCP_Inputs_ON_Diverse_2023_04_03 | Methane | Dispatch-Interconnection | NY | 2020 | Fall | CH4 Pipeline | NY | ON | 0 | NY
LCP_Inputs_ON_Diverse_2023_04_03 | Methane | Dispatch-Interconnection | NY | 2020 | Fall | CH4 Pipeline | ON | NY | -22400000 | NY
LCP_Inputs_ON_Diverse_2023_04_03 | Methane | Dispatch-Interconnection | NY | 2020 | Spring | CH4 Pipeline | NY | ON | 0 | NY
LCP_Inputs_ON_Diverse_2023_04_03 | Methane | Dispatch-Interconnection | NY | 2020 | Spring | CH4 Pipeline | ON | NY | -424615.3846 | NY
LCP_Inputs_ON_Diverse_2023_04_03 | Methane | Dispatch-Interconnection | NY | 2020 | Summer | CH4 Pipeline | NY | ON | 0 | NY
LCP_Inputs_ON_Diverse_2023_04_03 | Methane | Dispatch-Interconnection | NY | 2020 | Summer | CH4 Pipeline | ON | NY | 0 | NY
LCP_Inputs_ON_Diverse_2023_04_03 | Methane | Dispatch-Interconnection | NY | 2020 | Winter | CH4 Pipeline | NY | ON | 0 | NY
LCP_Inputs_ON_Diverse_2023_04_03 | Methane | Dispatch-Interconnection | NY | 2020 | Winter | CH4 Pipeline | ON | NY | -26880000 | NY
LCP_Inputs_ON_Diverse_2023_04_03 | Methane | Dispatch-Interconnection | NY | 2020 | Winter Peak | CH4 Pipeline | NY | ON | 0 | NY
LCP_Inputs_ON_Diverse_2023_04_03 | Methane | Dispatch-Interconnection | NY | 2020 | Winter Peak | CH4 Pipeline | ON | NY | -295384.6154 | NY
LCP_Inputs_ON_Diverse_2023_04_03 | Methane | Dispatch-Interconnection | NY | 2030 | Fall | CH4 Pipeline | NY | ON | 0 | NY
LCP_Inputs_ON_Diverse_2023_04_03 | Methane | Dispatch-Interconnection | NY | 2030 | Fall | CH4 Pipeline | ON | NY | -18254128.9469 | NY
LCP_Inputs_ON_Diverse_2023_04_03 | Methane | Dispatch-Interconnection | NY | 2030 | Spring | CH4 Pipeline | NY | ON | 0 | NY
LCP_Inputs_ON_Diverse_2023_04_03 | Methane | Dispatch-Interconnection | NY | 2030 | Spring | CH4 Pipeline | ON | NY | -11200000 | NY
LCP_Inputs_ON_Diverse_2023_04_03 | Methane | Dispatch-Interconnection | NY | 2030 | Summer | CH4 Pipeline | NY | ON | 0 | NY
LCP_Inputs_ON_Diverse_2023_04_03 | Methane | Dispatch-Interconnection | NY | 2030 | Summer | CH4 Pipeline | ON | NY | -14783697.7358 | NY
LCP_Inputs_ON_Diverse_2023_04_03 | Methane | Dispatch-Interconnection | NY | 2030 | Winter | CH4 Pipeline | NY | ON | 0 | NY
LCP_Inputs_ON_Diverse_2023_04_03 | Methane | Dispatch-Interconnection | NY | 2030 | Winter | CH4 Pipeline | ON | NY | -5600000 | NY
LCP_Inputs_ON_Diverse_2023_04_03 | Methane | Dispatch-Interconnection | NY | 2030 | Winter Peak | CH4 Pipeline | NY | ON | 0 | NY
LCP_Inputs_ON_Diverse_2023_04_03 | Methane | Dispatch-Interconnection | NY | 2030 | Winter Peak | CH4 Pipeline | ON | NY | -162173.3173 | NY
LCP_Inputs_ON_Diverse_2023_04_03 | Methane | Dispatch-Interconnection | NY | 2040 | Fall | CH4 Pipeline | NY | ON | 0 | NY
LCP_Inputs_ON_Diverse_2023_04_03 | Methane | Dispatch-Interconnection | NY | 2040 | Fall | CH4 Pipeline | ON | NY | -5640048.3447 | NY
LCP_Inputs_ON_Diverse_2023_04_03 | Methane | Dispatch-Interconnection | NY | 2040 | Spring | CH4 Pipeline | NY | ON | 0 | NY
LCP_Inputs_ON_Diverse_2023_04_03 | Methane | Dispatch-Interconnection | NY | 2040 | Spring | CH4 Pipeline | ON | NY | -23520000 | NY
LCP_Inputs_ON_Diverse_2023_04_03 | Methane | Dispatch-Interconnection | NY | 2040 | Summer | CH4 Pipeline | NY | ON | 0 | NY
LCP_Inputs_ON_Diverse_2023_04_03 | Methane | Dispatch-Interconnection | NY | 2040 | Summer | CH4 Pipeline | ON | NY | -1676874.7323 | NY
LCP_Inputs_ON_Diverse_2023_04_03 | Methane | Dispatch-Interconnection | NY | 2040 | Winter | CH4 Pipeline | NY | ON | 0 | NY
LCP_Inputs_ON_Diverse_2023_04_03 | Methane | Dispatch-Interconnection | NY | 2040 | Winter | CH4 Pipeline | ON | NY | -19040000 | NY
LCP_Inputs_ON_Diverse_2023_04_03 | Methane | Dispatch-Interconnection | NY | 2040 | Winter Peak | CH4 Pipeline | NY | ON | 0 | NY
LCP_Inputs_ON_Diverse_2023_04_03 | Methane | Dispatch-Interconnection | NY | 2040 | Winter Peak | CH4 Pipeline | ON | NY | -123076.9231 | NY
LCP_Inputs_ON_Diverse_2023_04_03 | Methane | Dispatch-Interconnection | NY | 2050 | Fall | CH4 Pipeline | NY | ON | 0 | NY
LCP_Inputs_ON_Diverse_2023_04_03 | Methane | Dispatch-Interconnection | NY | 2050 | Fall | CH4 Pipeline | ON | NY | 0 | NY
LCP_Inputs_ON_Diverse_2023_04_03 | Methane | Dispatch-Interconnection | NY | 2050 | Spring | CH4 Pipeline | NY | ON | 0 | NY
LCP_Inputs_ON_Diverse_2023_04_03 | Methane | Dispatch-Interconnection | NY | 2050 | Spring | CH4 Pipeline | ON | NY | 0 | NY
LCP_Inputs_ON_Diverse_2023_04_03 | Methane | Dispatch-Interconnection | NY | 2050 | Summer | CH4 Pipeline | NY | ON | 0 | NY
LCP_Inputs_ON_Diverse_2023_04_03 | Methane | Dispatch-Interconnection | NY | 2050 | Summer | CH4 Pipeline | ON | NY | 0 | NY
LCP_Inputs_ON_Diverse_2023_04_03 | Methane | Dispatch-Interconnection | NY | 2050 | Winter | CH4 Pipeline | NY | ON | 0 | NY
LCP_Inputs_ON_Diverse_2023_04_03 | Methane | Dispatch-Interconnection | NY | 2050 | Winter | CH4 Pipeline | ON | NY | 0 | NY
LCP_Inputs_ON_Diverse_2023_04_03 | Methane | Dispatch-Interconnection | NY | 2050 | Winter Peak | CH4 Pipeline | NY | ON | 0 | NY
LCP_Inputs_ON_Diverse_2023_04_03 | Methane | Dispatch-Interconnection | NY | 2050 | Winter Peak | CH4 Pipeline | ON | NY | 0 | NY
LCP_Inputs_ON_Diverse_2023_04_03 | Methane | Dispatch-Interconnection | ON | 2020 | Fall | CH4 Pipeline | MI | ON | 0 | ON
LCP_Inputs_ON_Diverse_2023_04_03 | Methane | Dispatch-Interconnection | ON | 2020 | Fall | CH4 Pipeline | NY | ON | 0 | ON
LCP_Inputs_ON_Diverse_2023_04_03 | Methane | Dispatch-Interconnection | ON | 2020 | Fall | CH4 Pipeline | ON | MI | 0 | ON
LCP_Inputs_ON_Diverse_2023_04_03 | Methane | Dispatch-Interconnection | ON | 2020 | Fall | CH4 Pipeline | ON | NY | 21840000 | ON
LCP_Inputs_ON_Diverse_2023_04_03 | Methane | Dispatch-Interconnection | ON | 2020 | Fall | CH4 Pipeline | ON | PJ | 0 | ON
LCP_Inputs_ON_Diverse_2023_04_03 | Methane | Dispatch-Interconnection | ON | 2020 | Fall | CH4 Pipeline | ON | QC | 0 | ON
LCP_Inputs_ON_Diverse_2023_04_03 | Methane | Dispatch-Interconnection | ON | 2020 | Fall | CH4 Pipeline | ON | WC | 27022128.4603 | ON
LCP_Inputs_ON_Diverse_2023_04_03 | Methane | Dispatch-Interconnection | ON | 2020 | Fall | CH4 Pipeline | PJ | ON | 0 | ON
LCP_Inputs_ON_Diverse_2023_04_03 | Methane | Dispatch-Interconnection | ON | 2020 | Fall | CH4 Pipeline | QC | ON | 0 | ON
LCP_Inputs_ON_Diverse_2023_04_03 | Methane | Dispatch-Interconnection | ON | 2020 | Fall | CH4 Pipeline | WC | ON | 0 | ON
LCP_Inputs_ON_Diverse_2023_04_03 | Methane | Dispatch-Interconnection | ON | 2020 | Spring | CH4 Pipeline | MI | ON | 0 | ON
LCP_Inputs_ON_Diverse_2023_04_03 | Methane | Dispatch-Interconnection | ON | 2020 | Spring | CH4 Pipeline | NY | ON | 0 | ON
LCP_Inputs_ON_Diverse_2023_04_03 | Methane | Dispatch-Interconnection | ON | 2020 | Spring | CH4 Pipeline | ON | MI | 0 | ON
LCP_Inputs_ON_Diverse_2023_04_03 | Methane | Dispatch-Interconnection | ON | 2020 | Spring | CH4 Pipeline | ON | NY | 414000 | ON
LCP_Inputs_ON_Diverse_2023_04_03 | Methane | Dispatch-Interconnection | ON | 2020 | Spring | CH4 Pipeline | ON | PJ | 0 | ON
LCP_Inputs_ON_Diverse_2023_04_03 | Methane | Dispatch-Interconnection | ON | 2020 | Spring | CH4 Pipeline | ON | QC | 0 | ON
LCP_Inputs_ON_Diverse_2023_04_03 | Methane | Dispatch-Interconnection | ON | 2020 | Spring | CH4 Pipeline | ON | WC | 71396892.0127 | ON
LCP_Inputs_ON_Diverse_2023_04_03 | Methane | Dispatch-Interconnection | ON | 2020 | Spring | CH4 Pipeline | PJ | ON | 0 | ON
LCP_Inputs_ON_Diverse_2023_04_03 | Methane | Dispatch-Interconnection | ON | 2020 | Spring | CH4 Pipeline | QC | ON | 0 | ON
LCP_Inputs_ON_Diverse_2023_04_03 | Methane | Dispatch-Interconnection | ON | 2020 | Spring | CH4 Pipeline | WC | ON | 0 | ON
LCP_Inputs_ON_Diverse_2023_04_03 | Methane | Dispatch-Interconnection | ON | 2020 | Summer | CH4 Pipeline | MI | ON | 0 | ON
LCP_Inputs_ON_Diverse_2023_04_03 | Methane | Dispatch-Interconnection | ON | 2020 | Summer | CH4 Pipeline | NY | ON | 0 | ON
LCP_Inputs_ON_Diverse_2023_04_03 | Methane | Dispatch-Interconnection | ON | 2020 | Summer | CH4 Pipeline | ON | MI | 0 | ON
LCP_Inputs_ON_Diverse_2023_04_03 | Methane | Dispatch-Interconnection | ON | 2020 | Summer | CH4 Pipeline | ON | NY | 0 | ON
LCP_Inputs_ON_Diverse_2023_04_03 | Methane | Dispatch-Interconnection | ON | 2020 | Summer | CH4 Pipeline | ON | PJ | 0 | ON
LCP_Inputs_ON_Diverse_2023_04_03 | Methane | Dispatch-Interconnection | ON | 2020 | Summer | CH4 Pipeline | ON | QC | 0 | ON
LCP_Inputs_ON_Diverse_2023_04_03 | Methane | Dispatch-Interconnection | ON | 2020 | Summer | CH4 Pipeline | ON | WC | 19155758.2936 | ON
LCP_Inputs_ON_Diverse_2023_04_03 | Methane | Dispatch-Interconnection | ON | 2020 | Summer | CH4 Pipeline | PJ | ON | 0 | ON
LCP_Inputs_ON_Diverse_2023_04_03 | Methane | Dispatch-Interconnection | ON | 2020 | Summer | CH4 Pipeline | QC | ON | 0 | ON
LCP_Inputs_ON_Diverse_2023_04_03 | Methane | Dispatch-Interconnection | ON | 2020 | Summer | CH4 Pipeline | WC | ON | 0 | ON
LCP_Inputs_ON_Diverse_2023_04_03 | Methane | Dispatch-Interconnection | ON | 2020 | Winter | CH4 Pipeline | MI | ON | 0 | ON
LCP_Inputs_ON_Diverse_2023_04_03 | Methane | Dispatch-Interconnection | ON | 2020 | Winter | CH4 Pipeline | NY | ON | 0 | ON
LCP_Inputs_ON_Diverse_2023_04_03 | Methane | Dispatch-Interconnection | ON | 2020 | Winter | CH4 Pipeline | ON | MI | 0 | ON
LCP_Inputs_ON_Diverse_2023_04_03 | Methane | Dispatch-Interconnection | ON | 2020 | Winter | CH4 Pipeline | ON | NY | 26208000 | ON
LCP_Inputs_ON_Diverse_2023_04_03 | Methane | Dispatch-Interconnection | ON | 2020 | Winter | CH4 Pipeline | ON | PJ | 0 | ON
LCP_Inputs_ON_Diverse_2023_04_03 | Methane | Dispatch-Interconnection | ON | 2020 | Winter | CH4 Pipeline | ON | QC | 0 | ON
LCP_Inputs_ON_Diverse_2023_04_03 | Methane | Dispatch-Interconnection | ON | 2020 | Winter | CH4 Pipeline | ON | WC | 89250934.2937 | ON
LCP_Inputs_ON_Diverse_2023_04_03 | Methane | Dispatch-Interconnection | ON | 2020 | Winter | CH4 Pipeline | PJ | ON | 0 | ON
LCP_Inputs_ON_Diverse_2023_04_03 | Methane | Dispatch-Interconnection | ON | 2020 | Winter | CH4 Pipeline | QC | ON | 0 | ON
LCP_Inputs_ON_Diverse_2023_04_03 | Methane | Dispatch-Interconnection | ON | 2020 | Winter | CH4 Pipeline | WC | ON | 0 | ON
LCP_Inputs_ON_Diverse_2023_04_03 | Methane | Dispatch-Interconnection | ON | 2020 | Winter Peak | CH4 Pipeline | MI | ON | 0 | ON
LCP_Inputs_ON_Diverse_2023_04_03 | Methane | Dispatch-Interconnection | ON | 2020 | Winter Peak | CH4 Pipeline | NY | ON | 0 | ON
LCP_Inputs_ON_Diverse_2023_04_03 | Methane | Dispatch-Interconnection | ON | 2020 | Winter Peak | CH4 Pipeline | ON | MI | 0 | ON
LCP_Inputs_ON_Diverse_2023_04_03 | Methane | Dispatch-Interconnection | ON | 2020 | Winter Peak | CH4 Pipeline | ON | NY | 288000 | ON
LCP_Inputs_ON_Diverse_2023_04_03 | Methane | Dispatch-Interconnection | ON | 2020 | Winter Peak | CH4 Pipeline | ON | PJ | 0 | ON
LCP_Inputs_ON_Diverse_2023_04_03 | Methane | Dispatch-Interconnection | ON | 2020 | Winter Peak | CH4 Pipeline | ON | QC | 0 | ON
LCP_Inputs_ON_Diverse_2023_04_03 | Methane | Dispatch-Interconnection | ON | 2020 | Winter Peak | CH4 Pipeline | ON | WC | 1476000 | ON
LCP_Inputs_ON_Diverse_2023_04_03 | Methane | Dispatch-Interconnection | ON | 2020 | Winter Peak | CH4 Pipeline | PJ | ON | 0 | ON
LCP_Inputs_ON_Diverse_2023_04_03 | Methane | Dispatch-Interconnection | ON | 2020 | Winter Peak | CH4 Pipeline | QC | ON | 0 | ON
LCP_Inputs_ON_Diverse_2023_04_03 | Methane | Dispatch-Interconnection | ON | 2020 | Winter Peak | CH4 Pipeline | WC | ON | 0 | ON
LCP_Inputs_ON_Diverse_2023_04_03 | Methane | Dispatch-Interconnection | ON | 2030 | Fall | CH4 Pipeline | MI | ON | 0 | ON
LCP_Inputs_ON_Diverse_2023_04_03 | Methane | Dispatch-Interconnection | ON | 2030 | Fall | CH4 Pipeline | NY | ON | 0 | ON
LCP_Inputs_ON_Diverse_2023_04_03 | Methane | Dispatch-Interconnection | ON | 2030 | Fall | CH4 Pipeline | ON | MI | 0 | ON
LCP_Inputs_ON_Diverse_2023_04_03 | Methane | Dispatch-Interconnection | ON | 2030 | Fall | CH4 Pipeline | ON | NY | 17797775.7232 | ON
LCP_Inputs_ON_Diverse_2023_04_03 | Methane | Dispatch-Interconnection | ON | 2030 | Fall | CH4 Pipeline | ON | PJ | 0 | ON
LCP_Inputs_ON_Diverse_2023_04_03 | Methane | Dispatch-Interconnection | ON | 2030 | Fall | CH4 Pipeline | ON | QC | 0 | ON
LCP_Inputs_ON_Diverse_2023_04_03 | Methane | Dispatch-Interconnection | ON | 2030 | Fall | CH4 Pipeline | ON | WC | 20383932.4615 | ON
LCP_Inputs_ON_Diverse_2023_04_03 | Methane | Dispatch-Interconnection | ON | 2030 | Fall | CH4 Pipeline | PJ | ON | 0 | ON
LCP_Inputs_ON_Diverse_2023_04_03 | Methane | Dispatch-Interconnection | ON | 2030 | Fall | CH4 Pipeline | QC | ON | 0 | ON
LCP_Inputs_ON_Diverse_2023_04_03 | Methane | Dispatch-Interconnection | ON | 2030 | Fall | CH4 Pipeline | WC | ON | 0 | ON
LCP_Inputs_ON_Diverse_2023_04_03 | Methane | Dispatch-Interconnection | ON | 2030 | Spring | CH4 Pipeline | MI | ON | 0 | ON
LCP_Inputs_ON_Diverse_2023_04_03 | Methane | Dispatch-Interconnection | ON | 2030 | Spring | CH4 Pipeline | NY | ON | 0 | ON
LCP_Inputs_ON_Diverse_2023_04_03 | Methane | Dispatch-Interconnection | ON | 2030 | Spring | CH4 Pipeline | ON | MI | 0 | ON
LCP_Inputs_ON_Diverse_2023_04_03 | Methane | Dispatch-Interconnection | ON | 2030 | Spring | CH4 Pipeline | ON | NY | 10920000 | ON
LCP_Inputs_ON_Diverse_2023_04_03 | Methane | Dispatch-Interconnection | ON | 2030 | Spring | CH4 Pipeline | ON | PJ | 0 | ON
LCP_Inputs_ON_Diverse_2023_04_03 | Methane | Dispatch-Interconnection | ON | 2030 | Spring | CH4 Pipeline | ON | QC | 0 | ON
LCP_Inputs_ON_Diverse_2023_04_03 | Methane | Dispatch-Interconnection | ON | 2030 | Spring | CH4 Pipeline | ON | WC | 50183401.3031 | ON
LCP_Inputs_ON_Diverse_2023_04_03 | Methane | Dispatch-Interconnection | ON | 2030 | Spring | CH4 Pipeline | PJ | ON | 0 | ON
LCP_Inputs_ON_Diverse_2023_04_03 | Methane | Dispatch-Interconnection | ON | 2030 | Spring | CH4 Pipeline | QC | ON | 0 | ON
LCP_Inputs_ON_Diverse_2023_04_03 | Methane | Dispatch-Interconnection | ON | 2030 | Spring | CH4 Pipeline | WC | ON | 0 | ON
LCP_Inputs_ON_Diverse_2023_04_03 | Methane | Dispatch-Interconnection | ON | 2030 | Summer | CH4 Pipeline | MI | ON | 0 | ON
LCP_Inputs_ON_Diverse_2023_04_03 | Methane | Dispatch-Interconnection | ON | 2030 | Summer | CH4 Pipeline | NY | ON | 0 | ON
LCP_Inputs_ON_Diverse_2023_04_03 | Methane | Dispatch-Interconnection | ON | 2030 | Summer | CH4 Pipeline | ON | MI | 0 | ON
LCP_Inputs_ON_Diverse_2023_04_03 | Methane | Dispatch-Interconnection | ON | 2030 | Summer | CH4 Pipeline | ON | NY | 14414105.2924 | ON
LCP_Inputs_ON_Diverse_2023_04_03 | Methane | Dispatch-Interconnection | ON | 2030 | Summer | CH4 Pipeline | ON | PJ | 0 | ON
LCP_Inputs_ON_Diverse_2023_04_03 | Methane | Dispatch-Interconnection | ON | 2030 | Summer | CH4 Pipeline | ON | QC | 0 | ON
LCP_Inputs_ON_Diverse_2023_04_03 | Methane | Dispatch-Interconnection | ON | 2030 | Summer | CH4 Pipeline | ON | WC | 2461887.3043 | ON
LCP_Inputs_ON_Diverse_2023_04_03 | Methane | Dispatch-Interconnection | ON | 2030 | Summer | CH4 Pipeline | PJ | ON | 0 | ON
LCP_Inputs_ON_Diverse_2023_04_03 | Methane | Dispatch-Interconnection | ON | 2030 | Summer | CH4 Pipeline | QC | ON | 0 | ON
LCP_Inputs_ON_Diverse_2023_04_03 | Methane | Dispatch-Interconnection | ON | 2030 | Summer | CH4 Pipeline | WC | ON | 0 | ON
LCP_Inputs_ON_Diverse_2023_04_03 | Methane | Dispatch-Interconnection | ON | 2030 | Winter | CH4 Pipeline | MI | ON | 0 | ON
LCP_Inputs_ON_Diverse_2023_04_03 | Methane | Dispatch-Interconnection | ON | 2030 | Winter | CH4 Pipeline | NY | ON | 0 | ON
LCP_Inputs_ON_Diverse_2023_04_03 | Methane | Dispatch-Interconnection | ON | 2030 | Winter | CH4 Pipeline | ON | MI | 0 | ON
LCP_Inputs_ON_Diverse_2023_04_03 | Methane | Dispatch-Interconnection | ON | 2030 | Winter | CH4 Pipeline | ON | NY | 5460000 | ON
LCP_Inputs_ON_Diverse_2023_04_03 | Methane | Dispatch-Interconnection | ON | 2030 | Winter | CH4 Pipeline | ON | PJ | 0 | ON
LCP_Inputs_ON_Diverse_2023_04_03 | Methane | Dispatch-Interconnection | ON | 2030 | Winter | CH4 Pipeline | ON | QC | 0 | ON
LCP_Inputs_ON_Diverse_2023_04_03 | Methane | Dispatch-Interconnection | ON | 2030 | Winter | CH4 Pipeline | ON | WC | 92489476.3777 | ON
LCP_Inputs_ON_Diverse_2023_04_03 | Methane | Dispatch-Interconnection | ON | 2030 | Winter | CH4 Pipeline | PJ | ON | 0 | ON
LCP_Inputs_ON_Diverse_2023_04_03 | Methane | Dispatch-Interconnection | ON | 2030 | Winter | CH4 Pipeline | QC | ON | 0 | ON
LCP_Inputs_ON_Diverse_2023_04_03 | Methane | Dispatch-Interconnection | ON | 2030 | Winter | CH4 Pipeline | WC | ON | 0 | ON
LCP_Inputs_ON_Diverse_2023_04_03 | Methane | Dispatch-Interconnection | ON | 2030 | Winter Peak | CH4 Pipeline | MI | ON | 0 | ON
LCP_Inputs_ON_Diverse_2023_04_03 | Methane | Dispatch-Interconnection | ON | 2030 | Winter Peak | CH4 Pipeline | NY | ON | 0 | ON
LCP_Inputs_ON_Diverse_2023_04_03 | Methane | Dispatch-Interconnection | ON | 2030 | Winter Peak | CH4 Pipeline | ON | MI | 0 | ON
LCP_Inputs_ON_Diverse_2023_04_03 | Methane | Dispatch-Interconnection | ON | 2030 | Winter Peak | CH4 Pipeline | ON | NY | 158118.9844 | ON
LCP_Inputs_ON_Diverse_2023_04_03 | Methane | Dispatch-Interconnection | ON | 2030 | Winter Peak | CH4 Pipeline | ON | PJ | 0 | ON
LCP_Inputs_ON_Diverse_2023_04_03 | Methane | Dispatch-Interconnection | ON | 2030 | Winter Peak | CH4 Pipeline | ON | QC | 0 | ON
LCP_Inputs_ON_Diverse_2023_04_03 | Methane | Dispatch-Interconnection | ON | 2030 | Winter Peak | CH4 Pipeline | ON | WC | 1378107.0476 | ON
LCP_Inputs_ON_Diverse_2023_04_03 | Methane | Dispatch-Interconnection | ON | 2030 | Winter Peak | CH4 Pipeline | PJ | ON | 0 | ON
LCP_Inputs_ON_Diverse_2023_04_03 | Methane | Dispatch-Interconnection | ON | 2030 | Winter Peak | CH4 Pipeline | QC | ON | 0 | ON
LCP_Inputs_ON_Diverse_2023_04_03 | Methane | Dispatch-Interconnection | ON | 2030 | Winter Peak | CH4 Pipeline | WC | ON | 0 | ON
LCP_Inputs_ON_Diverse_2023_04_03 | Methane | Dispatch-Interconnection | ON | 2040 | Fall | CH4 Pipeline | MI | ON | 0 | ON
LCP_Inputs_ON_Diverse_2023_04_03 | Methane | Dispatch-Interconnection | ON | 2040 | Fall | CH4 Pipeline | NY | ON | 0 | ON
LCP_Inputs_ON_Diverse_2023_04_03 | Methane | Dispatch-Interconnection | ON | 2040 | Fall | CH4 Pipeline | ON | MI | 0 | ON
LCP_Inputs_ON_Diverse_2023_04_03 | Methane | Dispatch-Interconnection | ON | 2040 | Fall | CH4 Pipeline | ON | NY | 5499047.136 | ON
LCP_Inputs_ON_Diverse_2023_04_03 | Methane | Dispatch-Interconnection | ON | 2040 | Fall | CH4 Pipeline | ON | PJ | 0 | ON
LCP_Inputs_ON_Diverse_2023_04_03 | Methane | Dispatch-Interconnection | ON | 2040 | Fall | CH4 Pipeline | ON | QC | 0 | ON
LCP_Inputs_ON_Diverse_2023_04_03 | Methane | Dispatch-Interconnection | ON | 2040 | Fall | CH4 Pipeline | ON | WC | 12533414.114 | ON
LCP_Inputs_ON_Diverse_2023_04_03 | Methane | Dispatch-Interconnection | ON | 2040 | Fall | CH4 Pipeline | PJ | ON | 0 | ON
LCP_Inputs_ON_Diverse_2023_04_03 | Methane | Dispatch-Interconnection | ON | 2040 | Fall | CH4 Pipeline | QC | ON | 0 | ON
LCP_Inputs_ON_Diverse_2023_04_03 | Methane | Dispatch-Interconnection | ON | 2040 | Fall | CH4 Pipeline | WC | ON | 0 | ON
LCP_Inputs_ON_Diverse_2023_04_03 | Methane | Dispatch-Interconnection | ON | 2040 | Spring | CH4 Pipeline | MI | ON | 0 | ON
LCP_Inputs_ON_Diverse_2023_04_03 | Methane | Dispatch-Interconnection | ON | 2040 | Spring | CH4 Pipeline | NY | ON | 0 | ON
LCP_Inputs_ON_Diverse_2023_04_03 | Methane | Dispatch-Interconnection | ON | 2040 | Spring | CH4 Pipeline | ON | MI | 0 | ON
LCP_Inputs_ON_Diverse_2023_04_03 | Methane | Dispatch-Interconnection | ON | 2040 | Spring | CH4 Pipeline | ON | NY | 22932000 | ON
LCP_Inputs_ON_Diverse_2023_04_03 | Methane | Dispatch-Interconnection | ON | 2040 | Spring | CH4 Pipeline | ON | PJ | 0 | ON
LCP_Inputs_ON_Diverse_2023_04_03 | Methane | Dispatch-Interconnection | ON | 2040 | Spring | CH4 Pipeline | ON | QC | 0 | ON
LCP_Inputs_ON_Diverse_2023_04_03 | Methane | Dispatch-Interconnection | ON | 2040 | Spring | CH4 Pipeline | ON | WC | 10435350.5953 | ON
LCP_Inputs_ON_Diverse_2023_04_03 | Methane | Dispatch-Interconnection | ON | 2040 | Spring | CH4 Pipeline | PJ | ON | 0 | ON
LCP_Inputs_ON_Diverse_2023_04_03 | Methane | Dispatch-Interconnection | ON | 2040 | Spring | CH4 Pipeline | QC | ON | 0 | ON
LCP_Inputs_ON_Diverse_2023_04_03 | Methane | Dispatch-Interconnection | ON | 2040 | Spring | CH4 Pipeline | WC | ON | 0 | ON
LCP_Inputs_ON_Diverse_2023_04_03 | Methane | Dispatch-Interconnection | ON | 2040 | Summer | CH4 Pipeline | MI | ON | 0 | ON
LCP_Inputs_ON_Diverse_2023_04_03 | Methane | Dispatch-Interconnection | ON | 2040 | Summer | CH4 Pipeline | NY | ON | 0 | ON
LCP_Inputs_ON_Diverse_2023_04_03 | Methane | Dispatch-Interconnection | ON | 2040 | Summer | CH4 Pipeline | ON | MI | 0 | ON
LCP_Inputs_ON_Diverse_2023_04_03 | Methane | Dispatch-Interconnection | ON | 2040 | Summer | CH4 Pipeline | ON | NY | 1634952.864 | ON
LCP_Inputs_ON_Diverse_2023_04_03 | Methane | Dispatch-Interconnection | ON | 2040 | Summer | CH4 Pipeline | ON | PJ | 0 | ON
LCP_Inputs_ON_Diverse_2023_04_03 | Methane | Dispatch-Interconnection | ON | 2040 | Summer | CH4 Pipeline | ON | QC | 0 | ON
LCP_Inputs_ON_Diverse_2023_04_03 | Methane | Dispatch-Interconnection | ON | 2040 | Summer | CH4 Pipeline | ON | WC | 5295516.8194 | ON
LCP_Inputs_ON_Diverse_2023_04_03 | Methane | Dispatch-Interconnection | ON | 2040 | Summer | CH4 Pipeline | PJ | ON | 0 | ON
LCP_Inputs_ON_Diverse_2023_04_03 | Methane | Dispatch-Interconnection | ON | 2040 | Summer | CH4 Pipeline | QC | ON | 0 | ON
LCP_Inputs_ON_Diverse_2023_04_03 | Methane | Dispatch-Interconnection | ON | 2040 | Summer | CH4 Pipeline | WC | ON | 0 | ON
LCP_Inputs_ON_Diverse_2023_04_03 | Methane | Dispatch-Interconnection | ON | 2040 | Winter | CH4 Pipeline | MI | ON | 0 | ON
LCP_Inputs_ON_Diverse_2023_04_03 | Methane | Dispatch-Interconnection | ON | 2040 | Winter | CH4 Pipeline | NY | ON | 0 | ON
LCP_Inputs_ON_Diverse_2023_04_03 | Methane | Dispatch-Interconnection | ON | 2040 | Winter | CH4 Pipeline | ON | MI | 0 | ON
LCP_Inputs_ON_Diverse_2023_04_03 | Methane | Dispatch-Interconnection | ON | 2040 | Winter | CH4 Pipeline | ON | NY | 18564000 | ON
LCP_Inputs_ON_Diverse_2023_04_03 | Methane | Dispatch-Interconnection | ON | 2040 | Winter | CH4 Pipeline | ON | PJ | 0 | ON
LCP_Inputs_ON_Diverse_2023_04_03 | Methane | Dispatch-Interconnection | ON | 2040 | Winter | CH4 Pipeline | ON | QC | 0 | ON
LCP_Inputs_ON_Diverse_2023_04_03 | Methane | Dispatch-Interconnection | ON | 2040 | Winter | CH4 Pipeline | ON | WC | 37742602.424 | ON
LCP_Inputs_ON_Diverse_2023_04_03 | Methane | Dispatch-Interconnection | ON | 2040 | Winter | CH4 Pipeline | PJ | ON | 0 | ON
LCP_Inputs_ON_Diverse_2023_04_03 | Methane | Dispatch-Interconnection | ON | 2040 | Winter | CH4 Pipeline | QC | ON | 0 | ON
LCP_Inputs_ON_Diverse_2023_04_03 | Methane | Dispatch-Interconnection | ON | 2040 | Winter | CH4 Pipeline | WC | ON | 0 | ON
LCP_Inputs_ON_Diverse_2023_04_03 | Methane | Dispatch-Interconnection | ON | 2040 | Winter Peak | CH4 Pipeline | MI | ON | 0 | ON
LCP_Inputs_ON_Diverse_2023_04_03 | Methane | Dispatch-Interconnection | ON | 2040 | Winter Peak | CH4 Pipeline | NY | ON | 0 | ON
LCP_Inputs_ON_Diverse_2023_04_03 | Methane | Dispatch-Interconnection | ON | 2040 | Winter Peak | CH4 Pipeline | ON | MI | 0 | ON
LCP_Inputs_ON_Diverse_2023_04_03 | Methane | Dispatch-Interconnection | ON | 2040 | Winter Peak | CH4 Pipeline | ON | NY | 120000 | ON
LCP_Inputs_ON_Diverse_2023_04_03 | Methane | Dispatch-Interconnection | ON | 2040 | Winter Peak | CH4 Pipeline | ON | PJ | 0 | ON
LCP_Inputs_ON_Diverse_2023_04_03 | Methane | Dispatch-Interconnection | ON | 2040 | Winter Peak | CH4 Pipeline | ON | QC | 0 | ON
LCP_Inputs_ON_Diverse_2023_04_03 | Methane | Dispatch-Interconnection | ON | 2040 | Winter Peak | CH4 Pipeline | ON | WC | 869666.5347 | ON
LCP_Inputs_ON_Diverse_2023_04_03 | Methane | Dispatch-Interconnection | ON | 2040 | Winter Peak | CH4 Pipeline | PJ | ON | 0 | ON
LCP_Inputs_ON_Diverse_2023_04_03 | Methane | Dispatch-Interconnection | ON | 2040 | Winter Peak | CH4 Pipeline | QC | ON | 0 | ON
LCP_Inputs_ON_Diverse_2023_04_03 | Methane | Dispatch-Interconnection | ON | 2040 | Winter Peak | CH4 Pipeline | WC | ON | 0 | ON
LCP_Inputs_ON_Diverse_2023_04_03 | Methane | Dispatch-Interconnection | ON | 2050 | Fall | CH4 Pipeline | MI | ON | 0 | ON
LCP_Inputs_ON_Diverse_2023_04_03 | Methane | Dispatch-Interconnection | ON | 2050 | Fall | CH4 Pipeline | NY | ON | 0 | ON
LCP_Inputs_ON_Diverse_2023_04_03 | Methane | Dispatch-Interconnection | ON | 2050 | Fall | CH4 Pipeline | ON | MI | 0 | ON
LCP_Inputs_ON_Diverse_2023_04_03 | Methane | Dispatch-Interconnection | ON | 2050 | Fall | CH4 Pipeline | ON | NY | 0 | ON
LCP_Inputs_ON_Diverse_2023_04_03 | Methane | Dispatch-Interconnection | ON | 2050 | Fall | CH4 Pipeline | ON | PJ | 0 | ON
LCP_Inputs_ON_Diverse_2023_04_03 | Methane | Dispatch-Interconnection | ON | 2050 | Fall | CH4 Pipeline | ON | QC | 0 | ON
LCP_Inputs_ON_Diverse_2023_04_03 | Methane | Dispatch-Interconnection | ON | 2050 | Fall | CH4 Pipeline | ON | WC | 0 | ON
LCP_Inputs_ON_Diverse_2023_04_03 | Methane | Dispatch-Interconnection | ON | 2050 | Fall | CH4 Pipeline | PJ | ON | 0 | ON
LCP_Inputs_ON_Diverse_2023_04_03 | Methane | Dispatch-Interconnection | ON | 2050 | Fall | CH4 Pipeline | QC | ON | 0 | ON
LCP_Inputs_ON_Diverse_2023_04_03 | Methane | Dispatch-Interconnection | ON | 2050 | Fall | CH4 Pipeline | WC | ON | 0 | ON
LCP_Inputs_ON_Diverse_2023_04_03 | Methane | Dispatch-Interconnection | ON | 2050 | Spring | CH4 Pipeline | MI | ON | 0 | ON
LCP_Inputs_ON_Diverse_2023_04_03 | Methane | Dispatch-Interconnection | ON | 2050 | Spring | CH4 Pipeline | NY | ON | 0 | ON
LCP_Inputs_ON_Diverse_2023_04_03 | Methane | Dispatch-Interconnection | ON | 2050 | Spring | CH4 Pipeline | ON | MI | 0 | ON
LCP_Inputs_ON_Diverse_2023_04_03 | Methane | Dispatch-Interconnection | ON | 2050 | Spring | CH4 Pipeline | ON | NY | 0 | ON
LCP_Inputs_ON_Diverse_2023_04_03 | Methane | Dispatch-Interconnection | ON | 2050 | Spring | CH4 Pipeline | ON | PJ | 0 | ON
LCP_Inputs_ON_Diverse_2023_04_03 | Methane | Dispatch-Interconnection | ON | 2050 | Spring | CH4 Pipeline | ON | QC | 0 | ON
LCP_Inputs_ON_Diverse_2023_04_03 | Methane | Dispatch-Interconnection | ON | 2050 | Spring | CH4 Pipeline | ON | WC | 0 | ON
LCP_Inputs_ON_Diverse_2023_04_03 | Methane | Dispatch-Interconnection | ON | 2050 | Spring | CH4 Pipeline | PJ | ON | 0 | ON
LCP_Inputs_ON_Diverse_2023_04_03 | Methane | Dispatch-Interconnection | ON | 2050 | Spring | CH4 Pipeline | QC | ON | 0 | ON
LCP_Inputs_ON_Diverse_2023_04_03 | Methane | Dispatch-Interconnection | ON | 2050 | Spring | CH4 Pipeline | WC | ON | 0 | ON
LCP_Inputs_ON_Diverse_2023_04_03 | Methane | Dispatch-Interconnection | ON | 2050 | Summer | CH4 Pipeline | MI | ON | 0 | ON
LCP_Inputs_ON_Diverse_2023_04_03 | Methane | Dispatch-Interconnection | ON | 2050 | Summer | CH4 Pipeline | NY | ON | 0 | ON
LCP_Inputs_ON_Diverse_2023_04_03 | Methane | Dispatch-Interconnection | ON | 2050 | Summer | CH4 Pipeline | ON | MI | 0 | ON
LCP_Inputs_ON_Diverse_2023_04_03 | Methane | Dispatch-Interconnection | ON | 2050 | Summer | CH4 Pipeline | ON | NY | 0 | ON
LCP_Inputs_ON_Diverse_2023_04_03 | Methane | Dispatch-Interconnection | ON | 2050 | Summer | CH4 Pipeline | ON | PJ | 0 | ON
LCP_Inputs_ON_Diverse_2023_04_03 | Methane | Dispatch-Interconnection | ON | 2050 | Summer | CH4 Pipeline | ON | QC | 0 | ON
LCP_Inputs_ON_Diverse_2023_04_03 | Methane | Dispatch-Interconnection | ON | 2050 | Summer | CH4 Pipeline | ON | WC | 0 | ON
LCP_Inputs_ON_Diverse_2023_04_03 | Methane | Dispatch-Interconnection | ON | 2050 | Summer | CH4 Pipeline | PJ | ON | 0 | ON
LCP_Inputs_ON_Diverse_2023_04_03 | Methane | Dispatch-Interconnection | ON | 2050 | Summer | CH4 Pipeline | QC | ON | 0 | ON
LCP_Inputs_ON_Diverse_2023_04_03 | Methane | Dispatch-Interconnection | ON | 2050 | Summer | CH4 Pipeline | WC | ON | 0 | ON
LCP_Inputs_ON_Diverse_2023_04_03 | Methane | Dispatch-Interconnection | ON | 2050 | Winter | CH4 Pipeline | MI | ON | 0 | ON
LCP_Inputs_ON_Diverse_2023_04_03 | Methane | Dispatch-Interconnection | ON | 2050 | Winter | CH4 Pipeline | NY | ON | 0 | ON
LCP_Inputs_ON_Diverse_2023_04_03 | Methane | Dispatch-Interconnection | ON | 2050 | Winter | CH4 Pipeline | ON | MI | 0 | ON
LCP_Inputs_ON_Diverse_2023_04_03 | Methane | Dispatch-Interconnection | ON | 2050 | Winter | CH4 Pipeline | ON | NY | 0 | ON
LCP_Inputs_ON_Diverse_2023_04_03 | Methane | Dispatch-Interconnection | ON | 2050 | Winter | CH4 Pipeline | ON | PJ | 0 | ON
LCP_Inputs_ON_Diverse_2023_04_03 | Methane | Dispatch-Interconnection | ON | 2050 | Winter | CH4 Pipeline | ON | QC | 0 | ON
LCP_Inputs_ON_Diverse_2023_04_03 | Methane | Dispatch-Interconnection | ON | 2050 | Winter | CH4 Pipeline | ON | WC | 0 | ON
LCP_Inputs_ON_Diverse_2023_04_03 | Methane | Dispatch-Interconnection | ON | 2050 | Winter | CH4 Pipeline | PJ | ON | 0 | ON
LCP_Inputs_ON_Diverse_2023_04_03 | Methane | Dispatch-Interconnection | ON | 2050 | Winter | CH4 Pipeline | QC | ON | 0 | ON
LCP_Inputs_ON_Diverse_2023_04_03 | Methane | Dispatch-Interconnection | ON | 2050 | Winter | CH4 Pipeline | WC | ON | 0 | ON
LCP_Inputs_ON_Diverse_2023_04_03 | Methane | Dispatch-Interconnection | ON | 2050 | Winter Peak | CH4 Pipeline | MI | ON | 0 | ON
LCP_Inputs_ON_Diverse_2023_04_03 | Methane | Dispatch-Interconnection | ON | 2050 | Winter Peak | CH4 Pipeline | NY | ON | 0 | ON
LCP_Inputs_ON_Diverse_2023_04_03 | Methane | Dispatch-Interconnection | ON | 2050 | Winter Peak | CH4 Pipeline | ON | MI | 0 | ON
LCP_Inputs_ON_Diverse_2023_04_03 | Methane | Dispatch-Interconnection | ON | 2050 | Winter Peak | CH4 Pipeline | ON | NY | 0 | ON
LCP_Inputs_ON_Diverse_2023_04_03 | Methane | Dispatch-Interconnection | ON | 2050 | Winter Peak | CH4 Pipeline | ON | PJ | 0 | ON
LCP_Inputs_ON_Diverse_2023_04_03 | Methane | Dispatch-Interconnection | ON | 2050 | Winter Peak | CH4 Pipeline | ON | QC | 0 | ON
LCP_Inputs_ON_Diverse_2023_04_03 | Methane | Dispatch-Interconnection | ON | 2050 | Winter Peak | CH4 Pipeline | ON | WC | 0 | ON
LCP_Inputs_ON_Diverse_2023_04_03 | Methane | Dispatch-Interconnection | ON | 2050 | Winter Peak | CH4 Pipeline | PJ | ON | 0 | ON
LCP_Inputs_ON_Diverse_2023_04_03 | Methane | Dispatch-Interconnection | ON | 2050 | Winter Peak | CH4 Pipeline | QC | ON | 0 | ON
LCP_Inputs_ON_Diverse_2023_04_03 | Methane | Dispatch-Interconnection | ON | 2050 | Winter Peak | CH4 Pipeline | WC | ON | 0 | ON
LCP_Inputs_ON_Diverse_2023_04_03 | Methane | Dispatch-Interconnection | PJ | 2020 | Fall | CH4 Pipeline | ON | PJ | 0 | PJ
LCP_Inputs_ON_Diverse_2023_04_03 | Methane | Dispatch-Interconnection | PJ | 2020 | Fall | CH4 Pipeline | PJ | ON | 0 | PJ
LCP_Inputs_ON_Diverse_2023_04_03 | Methane | Dispatch-Interconnection | PJ | 2020 | Spring | CH4 Pipeline | ON | PJ | 0 | PJ
LCP_Inputs_ON_Diverse_2023_04_03 | Methane | Dispatch-Interconnection | PJ | 2020 | Spring | CH4 Pipeline | PJ | ON | 0 | PJ
LCP_Inputs_ON_Diverse_2023_04_03 | Methane | Dispatch-Interconnection | PJ | 2020 | Summer | CH4 Pipeline | ON | PJ | 0 | PJ
LCP_Inputs_ON_Diverse_2023_04_03 | Methane | Dispatch-Interconnection | PJ | 2020 | Summer | CH4 Pipeline | PJ | ON | 0 | PJ
LCP_Inputs_ON_Diverse_2023_04_03 | Methane | Dispatch-Interconnection | PJ | 2020 | Winter | CH4 Pipeline | ON | PJ | 0 | PJ
LCP_Inputs_ON_Diverse_2023_04_03 | Methane | Dispatch-Interconnection | PJ | 2020 | Winter | CH4 Pipeline | PJ | ON | 0 | PJ
LCP_Inputs_ON_Diverse_2023_04_03 | Methane | Dispatch-Interconnection | PJ | 2020 | Winter Peak | CH4 Pipeline | ON | PJ | 0 | PJ
LCP_Inputs_ON_Diverse_2023_04_03 | Methane | Dispatch-Interconnection | PJ | 2020 | Winter Peak | CH4 Pipeline | PJ | ON | 0 | PJ
LCP_Inputs_ON_Diverse_2023_04_03 | Methane | Dispatch-Interconnection | PJ | 2030 | Fall | CH4 Pipeline | ON | PJ | 0 | PJ
LCP_Inputs_ON_Diverse_2023_04_03 | Methane | Dispatch-Interconnection | PJ | 2030 | Fall | CH4 Pipeline | PJ | ON | 0 | PJ
LCP_Inputs_ON_Diverse_2023_04_03 | Methane | Dispatch-Interconnection | PJ | 2030 | Spring | CH4 Pipeline | ON | PJ | 0 | PJ
LCP_Inputs_ON_Diverse_2023_04_03 | Methane | Dispatch-Interconnection | PJ | 2030 | Spring | CH4 Pipeline | PJ | ON | 0 | PJ
LCP_Inputs_ON_Diverse_2023_04_03 | Methane | Dispatch-Interconnection | PJ | 2030 | Summer | CH4 Pipeline | ON | PJ | 0 | PJ
LCP_Inputs_ON_Diverse_2023_04_03 | Methane | Dispatch-Interconnection | PJ | 2030 | Summer | CH4 Pipeline | PJ | ON | 0 | PJ
LCP_Inputs_ON_Diverse_2023_04_03 | Methane | Dispatch-Interconnection | PJ | 2030 | Winter | CH4 Pipeline | ON | PJ | 0 | PJ
LCP_Inputs_ON_Diverse_2023_04_03 | Methane | Dispatch-Interconnection | PJ | 2030 | Winter | CH4 Pipeline | PJ | ON | 0 | PJ
LCP_Inputs_ON_Diverse_2023_04_03 | Methane | Dispatch-Interconnection | PJ | 2030 | Winter Peak | CH4 Pipeline | ON | PJ | 0 | PJ
LCP_Inputs_ON_Diverse_2023_04_03 | Methane | Dispatch-Interconnection | PJ | 2030 | Winter Peak | CH4 Pipeline | PJ | ON | 0 | PJ
LCP_Inputs_ON_Diverse_2023_04_03 | Methane | Dispatch-Interconnection | PJ | 2040 | Fall | CH4 Pipeline | ON | PJ | 0 | PJ
LCP_Inputs_ON_Diverse_2023_04_03 | Methane | Dispatch-Interconnection | PJ | 2040 | Fall | CH4 Pipeline | PJ | ON | 0 | PJ
LCP_Inputs_ON_Diverse_2023_04_03 | Methane | Dispatch-Interconnection | PJ | 2040 | Spring | CH4 Pipeline | ON | PJ | 0 | PJ
LCP_Inputs_ON_Diverse_2023_04_03 | Methane | Dispatch-Interconnection | PJ | 2040 | Spring | CH4 Pipeline | PJ | ON | 0 | PJ
LCP_Inputs_ON_Diverse_2023_04_03 | Methane | Dispatch-Interconnection | PJ | 2040 | Summer | CH4 Pipeline | ON | PJ | 0 | PJ
LCP_Inputs_ON_Diverse_2023_04_03 | Methane | Dispatch-Interconnection | PJ | 2040 | Summer | CH4 Pipeline | PJ | ON | 0 | PJ
LCP_Inputs_ON_Diverse_2023_04_03 | Methane | Dispatch-Interconnection | PJ | 2040 | Winter | CH4 Pipeline | ON | PJ | 0 | PJ
LCP_Inputs_ON_Diverse_2023_04_03 | Methane | Dispatch-Interconnection | PJ | 2040 | Winter | CH4 Pipeline | PJ | ON | 0 | PJ
LCP_Inputs_ON_Diverse_2023_04_03 | Methane | Dispatch-Interconnection | PJ | 2040 | Winter Peak | CH4 Pipeline | ON | PJ | 0 | PJ
LCP_Inputs_ON_Diverse_2023_04_03 | Methane | Dispatch-Interconnection | PJ | 2040 | Winter Peak | CH4 Pipeline | PJ | ON | 0 | PJ
LCP_Inputs_ON_Diverse_2023_04_03 | Methane | Dispatch-Interconnection | PJ | 2050 | Fall | CH4 Pipeline | ON | PJ | 0 | PJ
LCP_Inputs_ON_Diverse_2023_04_03 | Methane | Dispatch-Interconnection | PJ | 2050 | Fall | CH4 Pipeline | PJ | ON | 0 | PJ
LCP_Inputs_ON_Diverse_2023_04_03 | Methane | Dispatch-Interconnection | PJ | 2050 | Spring | CH4 Pipeline | ON | PJ | 0 | PJ
LCP_Inputs_ON_Diverse_2023_04_03 | Methane | Dispatch-Interconnection | PJ | 2050 | Spring | CH4 Pipeline | PJ | ON | 0 | PJ
LCP_Inputs_ON_Diverse_2023_04_03 | Methane | Dispatch-Interconnection | PJ | 2050 | Summer | CH4 Pipeline | ON | PJ | 0 | PJ
LCP_Inputs_ON_Diverse_2023_04_03 | Methane | Dispatch-Interconnection | PJ | 2050 | Summer | CH4 Pipeline | PJ | ON | 0 | PJ
LCP_Inputs_ON_Diverse_2023_04_03 | Methane | Dispatch-Interconnection | PJ | 2050 | Winter | CH4 Pipeline | ON | PJ | 0 | PJ
LCP_Inputs_ON_Diverse_2023_04_03 | Methane | Dispatch-Interconnection | PJ | 2050 | Winter | CH4 Pipeline | PJ | ON | 0 | PJ
LCP_Inputs_ON_Diverse_2023_04_03 | Methane | Dispatch-Interconnection | PJ | 2050 | Winter Peak | CH4 Pipeline | ON | PJ | 0 | PJ
LCP_Inputs_ON_Diverse_2023_04_03 | Methane | Dispatch-Interconnection | PJ | 2050 | Winter Peak | CH4 Pipeline | PJ | ON | 0 | PJ
LCP_Inputs_ON_Diverse_2023_04_03 | Methane | Dispatch-Interconnection | QC | 2020 | Fall | CH4 Pipeline | ON | QC | 0 | QC
LCP_Inputs_ON_Diverse_2023_04_03 | Methane | Dispatch-Interconnection | QC | 2020 | Fall | CH4 Pipeline | QC | ON | 0 | QC
LCP_Inputs_ON_Diverse_2023_04_03 | Methane | Dispatch-Interconnection | QC | 2020 | Spring | CH4 Pipeline | ON | QC | 0 | QC
LCP_Inputs_ON_Diverse_2023_04_03 | Methane | Dispatch-Interconnection | QC | 2020 | Spring | CH4 Pipeline | QC | ON | 0 | QC
LCP_Inputs_ON_Diverse_2023_04_03 | Methane | Dispatch-Interconnection | QC | 2020 | Summer | CH4 Pipeline | ON | QC | 0 | QC
LCP_Inputs_ON_Diverse_2023_04_03 | Methane | Dispatch-Interconnection | QC | 2020 | Summer | CH4 Pipeline | QC | ON | 0 | QC
LCP_Inputs_ON_Diverse_2023_04_03 | Methane | Dispatch-Interconnection | QC | 2020 | Winter | CH4 Pipeline | ON | QC | 0 | QC
LCP_Inputs_ON_Diverse_2023_04_03 | Methane | Dispatch-Interconnection | QC | 2020 | Winter | CH4 Pipeline | QC | ON | 0 | QC
LCP_Inputs_ON_Diverse_2023_04_03 | Methane | Dispatch-Interconnection | QC | 2020 | Winter Peak | CH4 Pipeline | ON | QC | 0 | QC
LCP_Inputs_ON_Diverse_2023_04_03 | Methane | Dispatch-Interconnection | QC | 2020 | Winter Peak | CH4 Pipeline | QC | ON | 0 | QC
LCP_Inputs_ON_Diverse_2023_04_03 | Methane | Dispatch-Interconnection | QC | 2030 | Fall | CH4 Pipeline | ON | QC | 0 | QC
LCP_Inputs_ON_Diverse_2023_04_03 | Methane | Dispatch-Interconnection | QC | 2030 | Fall | CH4 Pipeline | QC | ON | 0 | QC
LCP_Inputs_ON_Diverse_2023_04_03 | Methane | Dispatch-Interconnection | QC | 2030 | Spring | CH4 Pipeline | ON | QC | 0 | QC
LCP_Inputs_ON_Diverse_2023_04_03 | Methane | Dispatch-Interconnection | QC | 2030 | Spring | CH4 Pipeline | QC | ON | 0 | QC
LCP_Inputs_ON_Diverse_2023_04_03 | Methane | Dispatch-Interconnection | QC | 2030 | Summer | CH4 Pipeline | ON | QC | 0 | QC
LCP_Inputs_ON_Diverse_2023_04_03 | Methane | Dispatch-Interconnection | QC | 2030 | Summer | CH4 Pipeline | QC | ON | 0 | QC
LCP_Inputs_ON_Diverse_2023_04_03 | Methane | Dispatch-Interconnection | QC | 2030 | Winter | CH4 Pipeline | ON | QC | 0 | QC
LCP_Inputs_ON_Diverse_2023_04_03 | Methane | Dispatch-Interconnection | QC | 2030 | Winter | CH4 Pipeline | QC | ON | 0 | QC
LCP_Inputs_ON_Diverse_2023_04_03 | Methane | Dispatch-Interconnection | QC | 2030 | Winter Peak | CH4 Pipeline | ON | QC | 0 | QC
LCP_Inputs_ON_Diverse_2023_04_03 | Methane | Dispatch-Interconnection | QC | 2030 | Winter Peak | CH4 Pipeline | QC | ON | 0 | QC
LCP_Inputs_ON_Diverse_2023_04_03 | Methane | Dispatch-Interconnection | QC | 2040 | Fall | CH4 Pipeline | ON | QC | 0 | QC
LCP_Inputs_ON_Diverse_2023_04_03 | Methane | Dispatch-Interconnection | QC | 2040 | Fall | CH4 Pipeline | QC | ON | 0 | QC
LCP_Inputs_ON_Diverse_2023_04_03 | Methane | Dispatch-Interconnection | QC | 2040 | Spring | CH4 Pipeline | ON | QC | 0 | QC
LCP_Inputs_ON_Diverse_2023_04_03 | Methane | Dispatch-Interconnection | QC | 2040 | Spring | CH4 Pipeline | QC | ON | 0 | QC
LCP_Inputs_ON_Diverse_2023_04_03 | Methane | Dispatch-Interconnection | QC | 2040 | Summer | CH4 Pipeline | ON | QC | 0 | QC
LCP_Inputs_ON_Diverse_2023_04_03 | Methane | Dispatch-Interconnection | QC | 2040 | Summer | CH4 Pipeline | QC | ON | 0 | QC
LCP_Inputs_ON_Diverse_2023_04_03 | Methane | Dispatch-Interconnection | QC | 2040 | Winter | CH4 Pipeline | ON | QC | 0 | QC
LCP_Inputs_ON_Diverse_2023_04_03 | Methane | Dispatch-Interconnection | QC | 2040 | Winter | CH4 Pipeline | QC | ON | 0 | QC
LCP_Inputs_ON_Diverse_2023_04_03 | Methane | Dispatch-Interconnection | QC | 2040 | Winter Peak | CH4 Pipeline | ON | QC | 0 | QC
LCP_Inputs_ON_Diverse_2023_04_03 | Methane | Dispatch-Interconnection | QC | 2040 | Winter Peak | CH4 Pipeline | QC | ON | 0 | QC
LCP_Inputs_ON_Diverse_2023_04_03 | Methane | Dispatch-Interconnection | QC | 2050 | Fall | CH4 Pipeline | ON | QC | 0 | QC
LCP_Inputs_ON_Diverse_2023_04_03 | Methane | Dispatch-Interconnection | QC | 2050 | Fall | CH4 Pipeline | QC | ON | 0 | QC
LCP_Inputs_ON_Diverse_2023_04_03 | Methane | Dispatch-Interconnection | QC | 2050 | Spring | CH4 Pipeline | ON | QC | 0 | QC
LCP_Inputs_ON_Diverse_2023_04_03 | Methane | Dispatch-Interconnection | QC | 2050 | Spring | CH4 Pipeline | QC | ON | 0 | QC
LCP_Inputs_ON_Diverse_2023_04_03 | Methane | Dispatch-Interconnection | QC | 2050 | Summer | CH4 Pipeline | ON | QC | 0 | QC
LCP_Inputs_ON_Diverse_2023_04_03 | Methane | Dispatch-Interconnection | QC | 2050 | Summer | CH4 Pipeline | QC | ON | 0 | QC
LCP_Inputs_ON_Diverse_2023_04_03 | Methane | Dispatch-Interconnection | QC | 2050 | Winter | CH4 Pipeline | ON | QC | 0 | QC
LCP_Inputs_ON_Diverse_2023_04_03 | Methane | Dispatch-Interconnection | QC | 2050 | Winter | CH4 Pipeline | QC | ON | 0 | QC
LCP_Inputs_ON_Diverse_2023_04_03 | Methane | Dispatch-Interconnection | QC | 2050 | Winter Peak | CH4 Pipeline | ON | QC | 0 | QC
LCP_Inputs_ON_Diverse_2023_04_03 | Methane | Dispatch-Interconnection | QC | 2050 | Winter Peak | CH4 Pipeline | QC | ON | 0 | QC
LCP_Inputs_ON_Diverse_2023_04_03 | Methane | Dispatch-Interconnection | WC | 2020 | Fall | CH4 Pipeline | ON | WC | -30024587.1781 | WC
LCP_Inputs_ON_Diverse_2023_04_03 | Methane | Dispatch-Interconnection | WC | 2020 | Fall | CH4 Pipeline | WC | ON | 0 | WC
LCP_Inputs_ON_Diverse_2023_04_03 | Methane | Dispatch-Interconnection | WC | 2020 | Spring | CH4 Pipeline | ON | WC | -79329880.0142 | WC
LCP_Inputs_ON_Diverse_2023_04_03 | Methane | Dispatch-Interconnection | WC | 2020 | Spring | CH4 Pipeline | WC | ON | 0 | WC
LCP_Inputs_ON_Diverse_2023_04_03 | Methane | Dispatch-Interconnection | WC | 2020 | Summer | CH4 Pipeline | ON | WC | -21284175.8817 | WC
LCP_Inputs_ON_Diverse_2023_04_03 | Methane | Dispatch-Interconnection | WC | 2020 | Summer | CH4 Pipeline | WC | ON | 0 | WC
LCP_Inputs_ON_Diverse_2023_04_03 | Methane | Dispatch-Interconnection | WC | 2020 | Winter | CH4 Pipeline | ON | WC | -99167704.7708 | WC
LCP_Inputs_ON_Diverse_2023_04_03 | Methane | Dispatch-Interconnection | WC | 2020 | Winter | CH4 Pipeline | WC | ON | 0 | WC
LCP_Inputs_ON_Diverse_2023_04_03 | Methane | Dispatch-Interconnection | WC | 2020 | Winter Peak | CH4 Pipeline | ON | WC | -1640000 | WC
LCP_Inputs_ON_Diverse_2023_04_03 | Methane | Dispatch-Interconnection | WC | 2020 | Winter Peak | CH4 Pipeline | WC | ON | 0 | WC
LCP_Inputs_ON_Diverse_2023_04_03 | Methane | Dispatch-Interconnection | WC | 2030 | Fall | CH4 Pipeline | ON | WC | -22648813.8461 | WC
LCP_Inputs_ON_Diverse_2023_04_03 | Methane | Dispatch-Interconnection | WC | 2030 | Fall | CH4 Pipeline | WC | ON | 0 | WC
LCP_Inputs_ON_Diverse_2023_04_03 | Methane | Dispatch-Interconnection | WC | 2030 | Spring | CH4 Pipeline | ON | WC | -55759334.7813 | WC
LCP_Inputs_ON_Diverse_2023_04_03 | Methane | Dispatch-Interconnection | WC | 2030 | Spring | CH4 Pipeline | WC | ON | 0 | WC
LCP_Inputs_ON_Diverse_2023_04_03 | Methane | Dispatch-Interconnection | WC | 2030 | Summer | CH4 Pipeline | ON | WC | -2735430.3381 | WC
LCP_Inputs_ON_Diverse_2023_04_03 | Methane | Dispatch-Interconnection | WC | 2030 | Summer | CH4 Pipeline | WC | ON | 0 | WC
LCP_Inputs_ON_Diverse_2023_04_03 | Methane | Dispatch-Interconnection | WC | 2030 | Winter | CH4 Pipeline | ON | WC | -102766084.8641 | WC
LCP_Inputs_ON_Diverse_2023_04_03 | Methane | Dispatch-Interconnection | WC | 2030 | Winter | CH4 Pipeline | WC | ON | 0 | WC
LCP_Inputs_ON_Diverse_2023_04_03 | Methane | Dispatch-Interconnection | WC | 2030 | Winter Peak | CH4 Pipeline | ON | WC | -1531230.0529 | WC
LCP_Inputs_ON_Diverse_2023_04_03 | Methane | Dispatch-Interconnection | WC | 2030 | Winter Peak | CH4 Pipeline | WC | ON | 0 | WC
LCP_Inputs_ON_Diverse_2023_04_03 | Methane | Dispatch-Interconnection | WC | 2040 | Fall | CH4 Pipeline | ON | WC | -13926015.6822 | WC
LCP_Inputs_ON_Diverse_2023_04_03 | Methane | Dispatch-Interconnection | WC | 2040 | Fall | CH4 Pipeline | WC | ON | 0 | WC
LCP_Inputs_ON_Diverse_2023_04_03 | Methane | Dispatch-Interconnection | WC | 2040 | Spring | CH4 Pipeline | ON | WC | -11594833.9947 | WC
LCP_Inputs_ON_Diverse_2023_04_03 | Methane | Dispatch-Interconnection | WC | 2040 | Spring | CH4 Pipeline | WC | ON | 0 | WC
LCP_Inputs_ON_Diverse_2023_04_03 | Methane | Dispatch-Interconnection | WC | 2040 | Summer | CH4 Pipeline | ON | WC | -5883907.5771 | WC
LCP_Inputs_ON_Diverse_2023_04_03 | Methane | Dispatch-Interconnection | WC | 2040 | Summer | CH4 Pipeline | WC | ON | 0 | WC
LCP_Inputs_ON_Diverse_2023_04_03 | Methane | Dispatch-Interconnection | WC | 2040 | Winter | CH4 Pipeline | ON | WC | -41936224.9156 | WC
LCP_Inputs_ON_Diverse_2023_04_03 | Methane | Dispatch-Interconnection | WC | 2040 | Winter | CH4 Pipeline | WC | ON | 0 | WC
LCP_Inputs_ON_Diverse_2023_04_03 | Methane | Dispatch-Interconnection | WC | 2040 | Winter Peak | CH4 Pipeline | ON | WC | -966296.1496 | WC
LCP_Inputs_ON_Diverse_2023_04_03 | Methane | Dispatch-Interconnection | WC | 2040 | Winter Peak | CH4 Pipeline | WC | ON | 0 | WC
LCP_Inputs_ON_Diverse_2023_04_03 | Methane | Dispatch-Interconnection | WC | 2050 | Fall | CH4 Pipeline | ON | WC | 0 | WC
LCP_Inputs_ON_Diverse_2023_04_03 | Methane | Dispatch-Interconnection | WC | 2050 | Fall | CH4 Pipeline | WC | ON | 0 | WC
LCP_Inputs_ON_Diverse_2023_04_03 | Methane | Dispatch-Interconnection | WC | 2050 | Spring | CH4 Pipeline | ON | WC | 0 | WC
LCP_Inputs_ON_Diverse_2023_04_03 | Methane | Dispatch-Interconnection | WC | 2050 | Spring | CH4 Pipeline | WC | ON | 0 | WC
LCP_Inputs_ON_Diverse_2023_04_03 | Methane | Dispatch-Interconnection | WC | 2050 | Summer | CH4 Pipeline | ON | WC | 0 | WC
LCP_Inputs_ON_Diverse_2023_04_03 | Methane | Dispatch-Interconnection | WC | 2050 | Summer | CH4 Pipeline | WC | ON | 0 | WC
LCP_Inputs_ON_Diverse_2023_04_03 | Methane | Dispatch-Interconnection | WC | 2050 | Winter | CH4 Pipeline | ON | WC | 0 | WC
LCP_Inputs_ON_Diverse_2023_04_03 | Methane | Dispatch-Interconnection | WC | 2050 | Winter | CH4 Pipeline | WC | ON | 0 | WC
LCP_Inputs_ON_Diverse_2023_04_03 | Methane | Dispatch-Interconnection | WC | 2050 | Winter Peak | CH4 Pipeline | ON | WC | 0 | WC
LCP_Inputs_ON_Diverse_2023_04_03 | Methane | Dispatch-Interconnection | WC | 2050 | Winter Peak | CH4 Pipeline | WC | ON | 0 | WC
LCP_Inputs_ON_Diverse_2023_04_03 | Methane | Dispatch-Storage | MI | 2020 | Fall | CH4 Salt Cavern Storage - ON |  |  | 0 | MI
LCP_Inputs_ON_Diverse_2023_04_03 | Methane | Dispatch-Storage | MI | 2020 | Spring | CH4 Salt Cavern Storage - ON |  |  | 0 | MI
LCP_Inputs_ON_Diverse_2023_04_03 | Methane | Dispatch-Storage | MI | 2020 | Summer | CH4 Salt Cavern Storage - ON |  |  | 0 | MI
LCP_Inputs_ON_Diverse_2023_04_03 | Methane | Dispatch-Storage | MI | 2020 | Winter | CH4 Salt Cavern Storage - ON |  |  | 0 | MI
LCP_Inputs_ON_Diverse_2023_04_03 | Methane | Dispatch-Storage | MI | 2020 | Winter Peak | CH4 Salt Cavern Storage - ON |  |  | 0 | MI
LCP_Inputs_ON_Diverse_2023_04_03 | Methane | Dispatch-Storage | MI | 2030 | Fall | CH4 Salt Cavern Storage - ON |  |  | 0 | MI
LCP_Inputs_ON_Diverse_2023_04_03 | Methane | Dispatch-Storage | MI | 2030 | Spring | CH4 Salt Cavern Storage - ON |  |  | 0 | MI
LCP_Inputs_ON_Diverse_2023_04_03 | Methane | Dispatch-Storage | MI | 2030 | Summer | CH4 Salt Cavern Storage - ON |  |  | 0 | MI
LCP_Inputs_ON_Diverse_2023_04_03 | Methane | Dispatch-Storage | MI | 2030 | Winter | CH4 Salt Cavern Storage - ON |  |  | 0 | MI
LCP_Inputs_ON_Diverse_2023_04_03 | Methane | Dispatch-Storage | MI | 2030 | Winter Peak | CH4 Salt Cavern Storage - ON |  |  | 0 | MI
LCP_Inputs_ON_Diverse_2023_04_03 | Methane | Dispatch-Storage | MI | 2040 | Fall | CH4 Salt Cavern Storage - ON |  |  | 0 | MI
LCP_Inputs_ON_Diverse_2023_04_03 | Methane | Dispatch-Storage | MI | 2040 | Spring | CH4 Salt Cavern Storage - ON |  |  | 0 | MI
LCP_Inputs_ON_Diverse_2023_04_03 | Methane | Dispatch-Storage | MI | 2040 | Summer | CH4 Salt Cavern Storage - ON |  |  | 0 | MI
LCP_Inputs_ON_Diverse_2023_04_03 | Methane | Dispatch-Storage | MI | 2040 | Winter | CH4 Salt Cavern Storage - ON |  |  | 0 | MI
LCP_Inputs_ON_Diverse_2023_04_03 | Methane | Dispatch-Storage | MI | 2040 | Winter Peak | CH4 Salt Cavern Storage - ON |  |  | 0 | MI
LCP_Inputs_ON_Diverse_2023_04_03 | Methane | Dispatch-Storage | MI | 2050 | Fall | CH4 Salt Cavern Storage - ON |  |  | 0 | MI
LCP_Inputs_ON_Diverse_2023_04_03 | Methane | Dispatch-Storage | MI | 2050 | Spring | CH4 Salt Cavern Storage - ON |  |  | 0 | MI
LCP_Inputs_ON_Diverse_2023_04_03 | Methane | Dispatch-Storage | MI | 2050 | Summer | CH4 Salt Cavern Storage - ON |  |  | 0 | MI
LCP_Inputs_ON_Diverse_2023_04_03 | Methane | Dispatch-Storage | MI | 2050 | Winter | CH4 Salt Cavern Storage - ON |  |  | 0 | MI
LCP_Inputs_ON_Diverse_2023_04_03 | Methane | Dispatch-Storage | MI | 2050 | Winter Peak | CH4 Salt Cavern Storage - ON |  |  | 0 | MI
LCP_Inputs_ON_Diverse_2023_04_03 | Methane | Dispatch-Storage | NY | 2020 | Fall | CH4 Salt Cavern Storage - ON |  |  | 0 | NY
LCP_Inputs_ON_Diverse_2023_04_03 | Methane | Dispatch-Storage | NY | 2020 | Spring | CH4 Salt Cavern Storage - ON |  |  | 0 | NY
LCP_Inputs_ON_Diverse_2023_04_03 | Methane | Dispatch-Storage | NY | 2020 | Summer | CH4 Salt Cavern Storage - ON |  |  | 0 | NY
LCP_Inputs_ON_Diverse_2023_04_03 | Methane | Dispatch-Storage | NY | 2020 | Winter | CH4 Salt Cavern Storage - ON |  |  | 0 | NY
LCP_Inputs_ON_Diverse_2023_04_03 | Methane | Dispatch-Storage | NY | 2020 | Winter Peak | CH4 Salt Cavern Storage - ON |  |  | 0 | NY
LCP_Inputs_ON_Diverse_2023_04_03 | Methane | Dispatch-Storage | NY | 2030 | Fall | CH4 Salt Cavern Storage - ON |  |  | 0 | NY
LCP_Inputs_ON_Diverse_2023_04_03 | Methane | Dispatch-Storage | NY | 2030 | Spring | CH4 Salt Cavern Storage - ON |  |  | 0 | NY
LCP_Inputs_ON_Diverse_2023_04_03 | Methane | Dispatch-Storage | NY | 2030 | Summer | CH4 Salt Cavern Storage - ON |  |  | 0 | NY
LCP_Inputs_ON_Diverse_2023_04_03 | Methane | Dispatch-Storage | NY | 2030 | Winter | CH4 Salt Cavern Storage - ON |  |  | 0 | NY
LCP_Inputs_ON_Diverse_2023_04_03 | Methane | Dispatch-Storage | NY | 2030 | Winter Peak | CH4 Salt Cavern Storage - ON |  |  | 0 | NY
LCP_Inputs_ON_Diverse_2023_04_03 | Methane | Dispatch-Storage | NY | 2040 | Fall | CH4 Salt Cavern Storage - ON |  |  | 0 | NY
LCP_Inputs_ON_Diverse_2023_04_03 | Methane | Dispatch-Storage | NY | 2040 | Spring | CH4 Salt Cavern Storage - ON |  |  | 0 | NY
LCP_Inputs_ON_Diverse_2023_04_03 | Methane | Dispatch-Storage | NY | 2040 | Summer | CH4 Salt Cavern Storage - ON |  |  | 0 | NY
LCP_Inputs_ON_Diverse_2023_04_03 | Methane | Dispatch-Storage | NY | 2040 | Winter | CH4 Salt Cavern Storage - ON |  |  | 0 | NY
LCP_Inputs_ON_Diverse_2023_04_03 | Methane | Dispatch-Storage | NY | 2040 | Winter Peak | CH4 Salt Cavern Storage - ON |  |  | 0 | NY
LCP_Inputs_ON_Diverse_2023_04_03 | Methane | Dispatch-Storage | NY | 2050 | Fall | CH4 Salt Cavern Storage - ON |  |  | 0 | NY
LCP_Inputs_ON_Diverse_2023_04_03 | Methane | Dispatch-Storage | NY | 2050 | Spring | CH4 Salt Cavern Storage - ON |  |  | 0 | NY
LCP_Inputs_ON_Diverse_2023_04_03 | Methane | Dispatch-Storage | NY | 2050 | Summer | CH4 Salt Cavern Storage - ON |  |  | 0 | NY
LCP_Inputs_ON_Diverse_2023_04_03 | Methane | Dispatch-Storage | NY | 2050 | Winter | CH4 Salt Cavern Storage - ON |  |  | 0 | NY
LCP_Inputs_ON_Diverse_2023_04_03 | Methane | Dispatch-Storage | NY | 2050 | Winter Peak | CH4 Salt Cavern Storage - ON |  |  | 0 | NY
LCP_Inputs_ON_Diverse_2023_04_03 | Methane | Dispatch-Storage | ON | 2020 | Fall | CH4 Salt Cavern Storage - ON |  |  | 0 | ON
LCP_Inputs_ON_Diverse_2023_04_03 | Methane | Dispatch-Storage | ON | 2020 | Spring | CH4 Salt Cavern Storage - ON |  |  | 0 | ON
LCP_Inputs_ON_Diverse_2023_04_03 | Methane | Dispatch-Storage | ON | 2020 | Summer | CH4 Salt Cavern Storage - ON |  |  | 0 | ON
LCP_Inputs_ON_Diverse_2023_04_03 | Methane | Dispatch-Storage | ON | 2020 | Winter | CH4 Salt Cavern Storage - ON |  |  | 0 | ON
LCP_Inputs_ON_Diverse_2023_04_03 | Methane | Dispatch-Storage | ON | 2020 | Winter Peak | CH4 Salt Cavern Storage - ON |  |  | 65849.3138 | ON
LCP_Inputs_ON_Diverse_2023_04_03 | Methane | Dispatch-Storage | ON | 2030 | Fall | CH4 Salt Cavern Storage - ON |  |  | 0 | ON
LCP_Inputs_ON_Diverse_2023_04_03 | Methane | Dispatch-Storage | ON | 2030 | Spring | CH4 Salt Cavern Storage - ON |  |  | 0 | ON
LCP_Inputs_ON_Diverse_2023_04_03 | Methane | Dispatch-Storage | ON | 2030 | Summer | CH4 Salt Cavern Storage - ON |  |  | 0 | ON
LCP_Inputs_ON_Diverse_2023_04_03 | Methane | Dispatch-Storage | ON | 2030 | Winter | CH4 Salt Cavern Storage - ON |  |  | 0 | ON
LCP_Inputs_ON_Diverse_2023_04_03 | Methane | Dispatch-Storage | ON | 2030 | Winter Peak | CH4 Salt Cavern Storage - ON |  |  | 0 | ON
LCP_Inputs_ON_Diverse_2023_04_03 | Methane | Dispatch-Storage | ON | 2040 | Fall | CH4 Salt Cavern Storage - ON |  |  | 0 | ON
LCP_Inputs_ON_Diverse_2023_04_03 | Methane | Dispatch-Storage | ON | 2040 | Spring | CH4 Salt Cavern Storage - ON |  |  | 0 | ON
LCP_Inputs_ON_Diverse_2023_04_03 | Methane | Dispatch-Storage | ON | 2040 | Summer | CH4 Salt Cavern Storage - ON |  |  | 0 | ON
LCP_Inputs_ON_Diverse_2023_04_03 | Methane | Dispatch-Storage | ON | 2040 | Winter | CH4 Salt Cavern Storage - ON |  |  | 0 | ON
LCP_Inputs_ON_Diverse_2023_04_03 | Methane | Dispatch-Storage | ON | 2040 | Winter Peak | CH4 Salt Cavern Storage - ON |  |  | 0 | ON
LCP_Inputs_ON_Diverse_2023_04_03 | Methane | Dispatch-Storage | ON | 2050 | Fall | CH4 Salt Cavern Storage - ON |  |  | 0 | ON
LCP_Inputs_ON_Diverse_2023_04_03 | Methane | Dispatch-Storage | ON | 2050 | Spring | CH4 Salt Cavern Storage - ON |  |  | 0 | ON
LCP_Inputs_ON_Diverse_2023_04_03 | Methane | Dispatch-Storage | ON | 2050 | Summer | CH4 Salt Cavern Storage - ON |  |  | 0 | ON
LCP_Inputs_ON_Diverse_2023_04_03 | Methane | Dispatch-Storage | ON | 2050 | Winter | CH4 Salt Cavern Storage - ON |  |  | 0 | ON
LCP_Inputs_ON_Diverse_2023_04_03 | Methane | Dispatch-Storage | ON | 2050 | Winter Peak | CH4 Salt Cavern Storage - ON |  |  | 0 | ON
LCP_Inputs_ON_Diverse_2023_04_03 | Methane | Dispatch-Storage | PJ | 2020 | Fall | CH4 Salt Cavern Storage - ON |  |  | 0 | PJ
LCP_Inputs_ON_Diverse_2023_04_03 | Methane | Dispatch-Storage | PJ | 2020 | Spring | CH4 Salt Cavern Storage - ON |  |  | 0 | PJ
LCP_Inputs_ON_Diverse_2023_04_03 | Methane | Dispatch-Storage | PJ | 2020 | Summer | CH4 Salt Cavern Storage - ON |  |  | 0 | PJ
LCP_Inputs_ON_Diverse_2023_04_03 | Methane | Dispatch-Storage | PJ | 2020 | Winter | CH4 Salt Cavern Storage - ON |  |  | 0 | PJ
LCP_Inputs_ON_Diverse_2023_04_03 | Methane | Dispatch-Storage | PJ | 2020 | Winter Peak | CH4 Salt Cavern Storage - ON |  |  | 0 | PJ
LCP_Inputs_ON_Diverse_2023_04_03 | Methane | Dispatch-Storage | PJ | 2030 | Fall | CH4 Salt Cavern Storage - ON |  |  | 0 | PJ
LCP_Inputs_ON_Diverse_2023_04_03 | Methane | Dispatch-Storage | PJ | 2030 | Spring | CH4 Salt Cavern Storage - ON |  |  | 0 | PJ
LCP_Inputs_ON_Diverse_2023_04_03 | Methane | Dispatch-Storage | PJ | 2030 | Summer | CH4 Salt Cavern Storage - ON |  |  | 0 | PJ
LCP_Inputs_ON_Diverse_2023_04_03 | Methane | Dispatch-Storage | PJ | 2030 | Winter | CH4 Salt Cavern Storage - ON |  |  | 0 | PJ
LCP_Inputs_ON_Diverse_2023_04_03 | Methane | Dispatch-Storage | PJ | 2030 | Winter Peak | CH4 Salt Cavern Storage - ON |  |  | 0 | PJ
LCP_Inputs_ON_Diverse_2023_04_03 | Methane | Dispatch-Storage | PJ | 2040 | Fall | CH4 Salt Cavern Storage - ON |  |  | 0 | PJ
LCP_Inputs_ON_Diverse_2023_04_03 | Methane | Dispatch-Storage | PJ | 2040 | Spring | CH4 Salt Cavern Storage - ON |  |  | 0 | PJ
LCP_Inputs_ON_Diverse_2023_04_03 | Methane | Dispatch-Storage | PJ | 2040 | Summer | CH4 Salt Cavern Storage - ON |  |  | 0 | PJ
LCP_Inputs_ON_Diverse_2023_04_03 | Methane | Dispatch-Storage | PJ | 2040 | Winter | CH4 Salt Cavern Storage - ON |  |  | 0 | PJ
LCP_Inputs_ON_Diverse_2023_04_03 | Methane | Dispatch-Storage | PJ | 2040 | Winter Peak | CH4 Salt Cavern Storage - ON |  |  | 0 | PJ
LCP_Inputs_ON_Diverse_2023_04_03 | Methane | Dispatch-Storage | PJ | 2050 | Fall | CH4 Salt Cavern Storage - ON |  |  | 0 | PJ
LCP_Inputs_ON_Diverse_2023_04_03 | Methane | Dispatch-Storage | PJ | 2050 | Spring | CH4 Salt Cavern Storage - ON |  |  | 0 | PJ
LCP_Inputs_ON_Diverse_2023_04_03 | Methane | Dispatch-Storage | PJ | 2050 | Summer | CH4 Salt Cavern Storage - ON |  |  | 0 | PJ
LCP_Inputs_ON_Diverse_2023_04_03 | Methane | Dispatch-Storage | PJ | 2050 | Winter | CH4 Salt Cavern Storage - ON |  |  | 0 | PJ
LCP_Inputs_ON_Diverse_2023_04_03 | Methane | Dispatch-Storage | PJ | 2050 | Winter Peak | CH4 Salt Cavern Storage - ON |  |  | 0 | PJ
LCP_Inputs_ON_Diverse_2023_04_03 | Methane | Dispatch-Storage | QC | 2020 | Fall | CH4 Salt Cavern Storage - ON |  |  | 0 | QC
LCP_Inputs_ON_Diverse_2023_04_03 | Methane | Dispatch-Storage | QC | 2020 | Spring | CH4 Salt Cavern Storage - ON |  |  | 0 | QC
LCP_Inputs_ON_Diverse_2023_04_03 | Methane | Dispatch-Storage | QC | 2020 | Summer | CH4 Salt Cavern Storage - ON |  |  | 0 | QC
LCP_Inputs_ON_Diverse_2023_04_03 | Methane | Dispatch-Storage | QC | 2020 | Winter | CH4 Salt Cavern Storage - ON |  |  | 0 | QC
LCP_Inputs_ON_Diverse_2023_04_03 | Methane | Dispatch-Storage | QC | 2020 | Winter Peak | CH4 Salt Cavern Storage - ON |  |  | 0 | QC
LCP_Inputs_ON_Diverse_2023_04_03 | Methane | Dispatch-Storage | QC | 2030 | Fall | CH4 Salt Cavern Storage - ON |  |  | 0 | QC
LCP_Inputs_ON_Diverse_2023_04_03 | Methane | Dispatch-Storage | QC | 2030 | Spring | CH4 Salt Cavern Storage - ON |  |  | 0 | QC
LCP_Inputs_ON_Diverse_2023_04_03 | Methane | Dispatch-Storage | QC | 2030 | Summer | CH4 Salt Cavern Storage - ON |  |  | 0 | QC
LCP_Inputs_ON_Diverse_2023_04_03 | Methane | Dispatch-Storage | QC | 2030 | Winter | CH4 Salt Cavern Storage - ON |  |  | 0 | QC
LCP_Inputs_ON_Diverse_2023_04_03 | Methane | Dispatch-Storage | QC | 2030 | Winter Peak | CH4 Salt Cavern Storage - ON |  |  | 0 | QC
LCP_Inputs_ON_Diverse_2023_04_03 | Methane | Dispatch-Storage | QC | 2040 | Fall | CH4 Salt Cavern Storage - ON |  |  | 0 | QC
LCP_Inputs_ON_Diverse_2023_04_03 | Methane | Dispatch-Storage | QC | 2040 | Spring | CH4 Salt Cavern Storage - ON |  |  | 0 | QC
LCP_Inputs_ON_Diverse_2023_04_03 | Methane | Dispatch-Storage | QC | 2040 | Summer | CH4 Salt Cavern Storage - ON |  |  | 0 | QC
LCP_Inputs_ON_Diverse_2023_04_03 | Methane | Dispatch-Storage | QC | 2040 | Winter | CH4 Salt Cavern Storage - ON |  |  | 0 | QC
LCP_Inputs_ON_Diverse_2023_04_03 | Methane | Dispatch-Storage | QC | 2040 | Winter Peak | CH4 Salt Cavern Storage - ON |  |  | 0 | QC
LCP_Inputs_ON_Diverse_2023_04_03 | Methane | Dispatch-Storage | QC | 2050 | Fall | CH4 Salt Cavern Storage - ON |  |  | 0 | QC
LCP_Inputs_ON_Diverse_2023_04_03 | Methane | Dispatch-Storage | QC | 2050 | Spring | CH4 Salt Cavern Storage - ON |  |  | 0 | QC
LCP_Inputs_ON_Diverse_2023_04_03 | Methane | Dispatch-Storage | QC | 2050 | Summer | CH4 Salt Cavern Storage - ON |  |  | 0 | QC
LCP_Inputs_ON_Diverse_2023_04_03 | Methane | Dispatch-Storage | QC | 2050 | Winter | CH4 Salt Cavern Storage - ON |  |  | 0 | QC
LCP_Inputs_ON_Diverse_2023_04_03 | Methane | Dispatch-Storage | QC | 2050 | Winter Peak | CH4 Salt Cavern Storage - ON |  |  | 0 | QC
LCP_Inputs_ON_Diverse_2023_04_03 | Methane | Dispatch-Storage | WC | 2020 | Fall | CH4 Salt Cavern Storage - ON |  |  | 0 | WC
LCP_Inputs_ON_Diverse_2023_04_03 | Methane | Dispatch-Storage | WC | 2020 | Spring | CH4 Salt Cavern Storage - ON |  |  | 0 | WC
LCP_Inputs_ON_Diverse_2023_04_03 | Methane | Dispatch-Storage | WC | 2020 | Summer | CH4 Salt Cavern Storage - ON |  |  | 0 | WC
LCP_Inputs_ON_Diverse_2023_04_03 | Methane | Dispatch-Storage | WC | 2020 | Winter | CH4 Salt Cavern Storage - ON |  |  | 0 | WC
LCP_Inputs_ON_Diverse_2023_04_03 | Methane | Dispatch-Storage | WC | 2020 | Winter Peak | CH4 Salt Cavern Storage - ON |  |  | 0 | WC
LCP_Inputs_ON_Diverse_2023_04_03 | Methane | Dispatch-Storage | WC | 2030 | Fall | CH4 Salt Cavern Storage - ON |  |  | 0 | WC
LCP_Inputs_ON_Diverse_2023_04_03 | Methane | Dispatch-Storage | WC | 2030 | Spring | CH4 Salt Cavern Storage - ON |  |  | 0 | WC
LCP_Inputs_ON_Diverse_2023_04_03 | Methane | Dispatch-Storage | WC | 2030 | Summer | CH4 Salt Cavern Storage - ON |  |  | 0 | WC
LCP_Inputs_ON_Diverse_2023_04_03 | Methane | Dispatch-Storage | WC | 2030 | Winter | CH4 Salt Cavern Storage - ON |  |  | 0 | WC
LCP_Inputs_ON_Diverse_2023_04_03 | Methane | Dispatch-Storage | WC | 2030 | Winter Peak | CH4 Salt Cavern Storage - ON |  |  | 0 | WC
LCP_Inputs_ON_Diverse_2023_04_03 | Methane | Dispatch-Storage | WC | 2040 | Fall | CH4 Salt Cavern Storage - ON |  |  | 0 | WC
LCP_Inputs_ON_Diverse_2023_04_03 | Methane | Dispatch-Storage | WC | 2040 | Spring | CH4 Salt Cavern Storage - ON |  |  | 0 | WC
LCP_Inputs_ON_Diverse_2023_04_03 | Methane | Dispatch-Storage | WC | 2040 | Summer | CH4 Salt Cavern Storage - ON |  |  | 0 | WC
LCP_Inputs_ON_Diverse_2023_04_03 | Methane | Dispatch-Storage | WC | 2040 | Winter | CH4 Salt Cavern Storage - ON |  |  | 0 | WC
LCP_Inputs_ON_Diverse_2023_04_03 | Methane | Dispatch-Storage | WC | 2040 | Winter Peak | CH4 Salt Cavern Storage - ON |  |  | 0 | WC
LCP_Inputs_ON_Diverse_2023_04_03 | Methane | Dispatch-Storage | WC | 2050 | Fall | CH4 Salt Cavern Storage - ON |  |  | 0 | WC
LCP_Inputs_ON_Diverse_2023_04_03 | Methane | Dispatch-Storage | WC | 2050 | Spring | CH4 Salt Cavern Storage - ON |  |  | 0 | WC
LCP_Inputs_ON_Diverse_2023_04_03 | Methane | Dispatch-Storage | WC | 2050 | Summer | CH4 Salt Cavern Storage - ON |  |  | 0 | WC
LCP_Inputs_ON_Diverse_2023_04_03 | Methane | Dispatch-Storage | WC | 2050 | Winter | CH4 Salt Cavern Storage - ON |  |  | 0 | WC
LCP_Inputs_ON_Diverse_2023_04_03 | Methane | Dispatch-Storage | WC | 2050 | Winter Peak | CH4 Salt Cavern Storage - ON |  |  | 0 | WC

## cumul_supply_cap_granular
ScenarioName | all_vars | SubRegion | SupplyTechnology | SimYr | OutputFuel1 | Capacity | known_modeled | SubRegion
LCP_Inputs_ON_Diverse_2023_04_03 | Anaerobic Digestion_2030_ON_New | ON | Anaerobic Digestion | 2020 | Methane | 0 | modeled | ON
LCP_Inputs_ON_Diverse_2023_04_03 | Anaerobic Digestion_2030_ON_New | ON | Anaerobic Digestion | 2030 | Methane | 1404.1096 | modeled | ON
LCP_Inputs_ON_Diverse_2023_04_03 | Anaerobic Digestion_2030_ON_New | ON | Anaerobic Digestion | 2040 | Methane | 1404.1096 | modeled | ON
LCP_Inputs_ON_Diverse_2023_04_03 | Anaerobic Digestion_2030_ON_New | ON | Anaerobic Digestion | 2050 | Methane | 1404.1096 | modeled | ON
LCP_Inputs_ON_Diverse_2023_04_03 | Anaerobic Digestion_2040_ON_New | ON | Anaerobic Digestion | 2020 | Methane | 0 | modeled | ON
LCP_Inputs_ON_Diverse_2023_04_03 | Anaerobic Digestion_2040_ON_New | ON | Anaerobic Digestion | 2030 | Methane | 0 | modeled | ON
LCP_Inputs_ON_Diverse_2023_04_03 | Anaerobic Digestion_2040_ON_New | ON | Anaerobic Digestion | 2040 | Methane | 1495.4338 | modeled | ON
LCP_Inputs_ON_Diverse_2023_04_03 | Anaerobic Digestion_2040_ON_New | ON | Anaerobic Digestion | 2050 | Methane | 1495.4338 | modeled | ON
LCP_Inputs_ON_Diverse_2023_04_03 | Anaerobic Digestion_2050_ON_New | ON | Anaerobic Digestion | 2020 | Methane | 0 | modeled | ON
LCP_Inputs_ON_Diverse_2023_04_03 | Anaerobic Digestion_2050_ON_New | ON | Anaerobic Digestion | 2030 | Methane | 0 | modeled | ON
LCP_Inputs_ON_Diverse_2023_04_03 | Anaerobic Digestion_2050_ON_New | ON | Anaerobic Digestion | 2040 | Methane | 0 | modeled | ON
LCP_Inputs_ON_Diverse_2023_04_03 | Anaerobic Digestion_2050_ON_New | ON | Anaerobic Digestion | 2050 | Methane | 2511.4155 | modeled | ON
LCP_Inputs_ON_Diverse_2023_04_03 | Battery Storage_2030_ON_New | ON | Battery Storage | 2020 | Electricity | 0 | modeled | ON
LCP_Inputs_ON_Diverse_2023_04_03 | Battery Storage_2030_ON_New | ON | Battery Storage | 2030 | Electricity | 0 | modeled | ON
LCP_Inputs_ON_Diverse_2023_04_03 | Battery Storage_2030_ON_New | ON | Battery Storage | 2040 | Electricity | 0 | modeled | ON
LCP_Inputs_ON_Diverse_2023_04_03 | Battery Storage_2030_ON_New | ON | Battery Storage | 2050 | Electricity | 0 | modeled | ON
LCP_Inputs_ON_Diverse_2023_04_03 | Battery Storage_2040_ON_New | ON | Battery Storage | 2020 | Electricity | 0 | modeled | ON
LCP_Inputs_ON_Diverse_2023_04_03 | Battery Storage_2040_ON_New | ON | Battery Storage | 2030 | Electricity | 0 | modeled | ON
LCP_Inputs_ON_Diverse_2023_04_03 | Battery Storage_2040_ON_New | ON | Battery Storage | 2040 | Electricity | 0 | modeled | ON
LCP_Inputs_ON_Diverse_2023_04_03 | Battery Storage_2040_ON_New | ON | Battery Storage | 2050 | Electricity | 0 | modeled | ON
LCP_Inputs_ON_Diverse_2023_04_03 | Battery Storage_2050_ON_New | ON | Battery Storage | 2020 | Electricity | 0 | modeled | ON
LCP_Inputs_ON_Diverse_2023_04_03 | Battery Storage_2050_ON_New | ON | Battery Storage | 2030 | Electricity | 0 | modeled | ON
LCP_Inputs_ON_Diverse_2023_04_03 | Battery Storage_2050_ON_New | ON | Battery Storage | 2040 | Electricity | 0 | modeled | ON
LCP_Inputs_ON_Diverse_2023_04_03 | Battery Storage_2050_ON_New | ON | Battery Storage | 2050 | Electricity | 0 | modeled | ON
LCP_Inputs_ON_Diverse_2023_04_03 | Biomass + CCS_2040_ON_New | ON | Biomass + CCS | 2020 | Electricity | 0 | modeled | ON
LCP_Inputs_ON_Diverse_2023_04_03 | Biomass + CCS_2040_ON_New | ON | Biomass + CCS | 2030 | Electricity | 0 | modeled | ON
LCP_Inputs_ON_Diverse_2023_04_03 | Biomass + CCS_2040_ON_New | ON | Biomass + CCS | 2040 | Electricity | 0 | modeled | ON
LCP_Inputs_ON_Diverse_2023_04_03 | Biomass + CCS_2040_ON_New | ON | Biomass + CCS | 2050 | Electricity | 0 | modeled | ON
LCP_Inputs_ON_Diverse_2023_04_03 | Biomass + CCS_2050_ON_New | ON | Biomass + CCS | 2020 | Electricity | 0 | modeled | ON
LCP_Inputs_ON_Diverse_2023_04_03 | Biomass + CCS_2050_ON_New | ON | Biomass + CCS | 2030 | Electricity | 0 | modeled | ON
LCP_Inputs_ON_Diverse_2023_04_03 | Biomass + CCS_2050_ON_New | ON | Biomass + CCS | 2040 | Electricity | 0 | modeled | ON
LCP_Inputs_ON_Diverse_2023_04_03 | Biomass + CCS_2050_ON_New | ON | Biomass + CCS | 2050 | Electricity | 280.725 | modeled | ON
LCP_Inputs_ON_Diverse_2023_04_03 | CH4 + CCS_2030_ON_New | ON | CH4 + CCS | 2020 | Methane | 0 | modeled | ON
LCP_Inputs_ON_Diverse_2023_04_03 | CH4 + CCS_2030_ON_New | ON | CH4 + CCS | 2030 | Methane | 14903.3232 | modeled | ON
LCP_Inputs_ON_Diverse_2023_04_03 | CH4 + CCS_2030_ON_New | ON | CH4 + CCS | 2040 | Methane | 14903.3232 | modeled | ON
LCP_Inputs_ON_Diverse_2023_04_03 | CH4 + CCS_2030_ON_New | ON | CH4 + CCS | 2050 | Methane | 14903.3232 | modeled | ON
LCP_Inputs_ON_Diverse_2023_04_03 | CH4 + CCS_2040_ON_New | ON | CH4 + CCS | 2020 | Methane | 0 | modeled | ON
LCP_Inputs_ON_Diverse_2023_04_03 | CH4 + CCS_2040_ON_New | ON | CH4 + CCS | 2030 | Methane | 0 | modeled | ON
LCP_Inputs_ON_Diverse_2023_04_03 | CH4 + CCS_2040_ON_New | ON | CH4 + CCS | 2040 | Methane | 0 | modeled | ON
LCP_Inputs_ON_Diverse_2023_04_03 | CH4 + CCS_2040_ON_New | ON | CH4 + CCS | 2050 | Methane | 0 | modeled | ON
LCP_Inputs_ON_Diverse_2023_04_03 | CH4 + CCS_2050_ON_New | ON | CH4 + CCS | 2020 | Methane | 0 | modeled | ON
LCP_Inputs_ON_Diverse_2023_04_03 | CH4 + CCS_2050_ON_New | ON | CH4 + CCS | 2030 | Methane | 0 | modeled | ON
LCP_Inputs_ON_Diverse_2023_04_03 | CH4 + CCS_2050_ON_New | ON | CH4 + CCS | 2040 | Methane | 0 | modeled | ON
LCP_Inputs_ON_Diverse_2023_04_03 | CH4 + CCS_2050_ON_New | ON | CH4 + CCS | 2050 | Methane | 2430.1558 | modeled | ON
LCP_Inputs_ON_Diverse_2023_04_03 | Electrolyser 2020/2030_2030_ON_New | ON | Electrolyser 2020/2030 | 2020 | Hydrogen | 0 | modeled | ON
LCP_Inputs_ON_Diverse_2023_04_03 | Electrolyser 2020/2030_2030_ON_New | ON | Electrolyser 2020/2030 | 2030 | Hydrogen | 0 | modeled | ON
LCP_Inputs_ON_Diverse_2023_04_03 | Electrolyser 2020/2030_2030_ON_New | ON | Electrolyser 2020/2030 | 2040 | Hydrogen | 0 | modeled | ON
LCP_Inputs_ON_Diverse_2023_04_03 | Electrolyser 2020/2030_2030_ON_New | ON | Electrolyser 2020/2030 | 2050 | Hydrogen | 0 | modeled | ON
LCP_Inputs_ON_Diverse_2023_04_03 | Electrolyser 2040_2040_ON_New | ON | Electrolyser 2040 | 2020 | Hydrogen | 0 | modeled | ON
LCP_Inputs_ON_Diverse_2023_04_03 | Electrolyser 2040_2040_ON_New | ON | Electrolyser 2040 | 2030 | Hydrogen | 0 | modeled | ON
LCP_Inputs_ON_Diverse_2023_04_03 | Electrolyser 2040_2040_ON_New | ON | Electrolyser 2040 | 2040 | Hydrogen | 7319.8012 | modeled | ON
LCP_Inputs_ON_Diverse_2023_04_03 | Electrolyser 2040_2040_ON_New | ON | Electrolyser 2040 | 2050 | Hydrogen | 7319.8012 | modeled | ON
LCP_Inputs_ON_Diverse_2023_04_03 | Electrolyser 2050_2050_ON_New | ON | Electrolyser 2050 | 2020 | Hydrogen | 0 | modeled | ON
LCP_Inputs_ON_Diverse_2023_04_03 | Electrolyser 2050_2050_ON_New | ON | Electrolyser 2050 | 2030 | Hydrogen | 0 | modeled | ON
LCP_Inputs_ON_Diverse_2023_04_03 | Electrolyser 2050_2050_ON_New | ON | Electrolyser 2050 | 2040 | Hydrogen | 0 | modeled | ON
LCP_Inputs_ON_Diverse_2023_04_03 | Electrolyser 2050_2050_ON_New | ON | Electrolyser 2050 | 2050 | Hydrogen | 12998.6467 | modeled | ON
LCP_Inputs_ON_Diverse_2023_04_03 | Generic - Generator_2030_MI_New | MI | Generic - Generator | 2020 | Electricity | 0 | modeled | MI
LCP_Inputs_ON_Diverse_2023_04_03 | Generic - Generator_2030_MI_New | MI | Generic - Generator | 2030 | Electricity | 0 | modeled | MI
LCP_Inputs_ON_Diverse_2023_04_03 | Generic - Generator_2030_MI_New | MI | Generic - Generator | 2040 | Electricity | 0 | modeled | MI
LCP_Inputs_ON_Diverse_2023_04_03 | Generic - Generator_2030_MI_New | MI | Generic - Generator | 2050 | Electricity | 0 | modeled | MI
LCP_Inputs_ON_Diverse_2023_04_03 | Generic - Generator_2030_NY_New | NY | Generic - Generator | 2020 | Electricity | 0 | modeled | NY
LCP_Inputs_ON_Diverse_2023_04_03 | Generic - Generator_2030_NY_New | NY | Generic - Generator | 2030 | Electricity | 0 | modeled | NY
LCP_Inputs_ON_Diverse_2023_04_03 | Generic - Generator_2030_NY_New | NY | Generic - Generator | 2040 | Electricity | 0 | modeled | NY
LCP_Inputs_ON_Diverse_2023_04_03 | Generic - Generator_2030_NY_New | NY | Generic - Generator | 2050 | Electricity | 0 | modeled | NY
LCP_Inputs_ON_Diverse_2023_04_03 | Generic - Generator_2030_PJ_New | PJ | Generic - Generator | 2020 | Electricity | 0 | modeled | PJ
LCP_Inputs_ON_Diverse_2023_04_03 | Generic - Generator_2030_PJ_New | PJ | Generic - Generator | 2030 | Electricity | 0 | modeled | PJ
LCP_Inputs_ON_Diverse_2023_04_03 | Generic - Generator_2030_PJ_New | PJ | Generic - Generator | 2040 | Electricity | 0 | modeled | PJ
LCP_Inputs_ON_Diverse_2023_04_03 | Generic - Generator_2030_PJ_New | PJ | Generic - Generator | 2050 | Electricity | 0 | modeled | PJ
LCP_Inputs_ON_Diverse_2023_04_03 | Generic - Generator_2030_QC_New | QC | Generic - Generator | 2020 | Electricity | 0 | modeled | QC
LCP_Inputs_ON_Diverse_2023_04_03 | Generic - Generator_2030_QC_New | QC | Generic - Generator | 2030 | Electricity | 0 | modeled | QC
LCP_Inputs_ON_Diverse_2023_04_03 | Generic - Generator_2030_QC_New | QC | Generic - Generator | 2040 | Electricity | 0 | modeled | QC
LCP_Inputs_ON_Diverse_2023_04_03 | Generic - Generator_2030_QC_New | QC | Generic - Generator | 2050 | Electricity | 0 | modeled | QC
LCP_Inputs_ON_Diverse_2023_04_03 | Generic - Generator_2030_WC_New | WC | Generic - Generator | 2020 | Electricity | 0 | modeled | WC
LCP_Inputs_ON_Diverse_2023_04_03 | Generic - Generator_2030_WC_New | WC | Generic - Generator | 2030 | Electricity | 0 | modeled | WC
LCP_Inputs_ON_Diverse_2023_04_03 | Generic - Generator_2030_WC_New | WC | Generic - Generator | 2040 | Electricity | 0 | modeled | WC
LCP_Inputs_ON_Diverse_2023_04_03 | Generic - Generator_2030_WC_New | WC | Generic - Generator | 2050 | Electricity | 0 | modeled | WC
LCP_Inputs_ON_Diverse_2023_04_03 | Generic - Generator_2040_MI_New | MI | Generic - Generator | 2020 | Electricity | 0 | modeled | MI
LCP_Inputs_ON_Diverse_2023_04_03 | Generic - Generator_2040_MI_New | MI | Generic - Generator | 2030 | Electricity | 0 | modeled | MI
LCP_Inputs_ON_Diverse_2023_04_03 | Generic - Generator_2040_MI_New | MI | Generic - Generator | 2040 | Electricity | 0 | modeled | MI
LCP_Inputs_ON_Diverse_2023_04_03 | Generic - Generator_2040_MI_New | MI | Generic - Generator | 2050 | Electricity | 0 | modeled | MI
LCP_Inputs_ON_Diverse_2023_04_03 | Generic - Generator_2040_NY_New | NY | Generic - Generator | 2020 | Electricity | 0 | modeled | NY
LCP_Inputs_ON_Diverse_2023_04_03 | Generic - Generator_2040_NY_New | NY | Generic - Generator | 2030 | Electricity | 0 | modeled | NY
LCP_Inputs_ON_Diverse_2023_04_03 | Generic - Generator_2040_NY_New | NY | Generic - Generator | 2040 | Electricity | 0 | modeled | NY
LCP_Inputs_ON_Diverse_2023_04_03 | Generic - Generator_2040_NY_New | NY | Generic - Generator | 2050 | Electricity | 0 | modeled | NY
LCP_Inputs_ON_Diverse_2023_04_03 | Generic - Generator_2040_PJ_New | PJ | Generic - Generator | 2020 | Electricity | 0 | modeled | PJ
LCP_Inputs_ON_Diverse_2023_04_03 | Generic - Generator_2040_PJ_New | PJ | Generic - Generator | 2030 | Electricity | 0 | modeled | PJ
LCP_Inputs_ON_Diverse_2023_04_03 | Generic - Generator_2040_PJ_New | PJ | Generic - Generator | 2040 | Electricity | 0 | modeled | PJ
LCP_Inputs_ON_Diverse_2023_04_03 | Generic - Generator_2040_PJ_New | PJ | Generic - Generator | 2050 | Electricity | 0 | modeled | PJ
LCP_Inputs_ON_Diverse_2023_04_03 | Generic - Generator_2040_QC_New | QC | Generic - Generator | 2020 | Electricity | 0 | modeled | QC
LCP_Inputs_ON_Diverse_2023_04_03 | Generic - Generator_2040_QC_New | QC | Generic - Generator | 2030 | Electricity | 0 | modeled | QC
LCP_Inputs_ON_Diverse_2023_04_03 | Generic - Generator_2040_QC_New | QC | Generic - Generator | 2040 | Electricity | 0 | modeled | QC
LCP_Inputs_ON_Diverse_2023_04_03 | Generic - Generator_2040_QC_New | QC | Generic - Generator | 2050 | Electricity | 0 | modeled | QC
LCP_Inputs_ON_Diverse_2023_04_03 | Generic - Generator_2040_WC_New | WC | Generic - Generator | 2020 | Electricity | 0 | modeled | WC
LCP_Inputs_ON_Diverse_2023_04_03 | Generic - Generator_2040_WC_New | WC | Generic - Generator | 2030 | Electricity | 0 | modeled | WC
LCP_Inputs_ON_Diverse_2023_04_03 | Generic - Generator_2040_WC_New | WC | Generic - Generator | 2040 | Electricity | 0 | modeled | WC
LCP_Inputs_ON_Diverse_2023_04_03 | Generic - Generator_2040_WC_New | WC | Generic - Generator | 2050 | Electricity | 0 | modeled | WC
LCP_Inputs_ON_Diverse_2023_04_03 | Generic - Generator_2050_MI_New | MI | Generic - Generator | 2020 | Electricity | 0 | modeled | MI
LCP_Inputs_ON_Diverse_2023_04_03 | Generic - Generator_2050_MI_New | MI | Generic - Generator | 2030 | Electricity | 0 | modeled | MI
LCP_Inputs_ON_Diverse_2023_04_03 | Generic - Generator_2050_MI_New | MI | Generic - Generator | 2040 | Electricity | 0 | modeled | MI
LCP_Inputs_ON_Diverse_2023_04_03 | Generic - Generator_2050_MI_New | MI | Generic - Generator | 2050 | Electricity | 0 | modeled | MI
LCP_Inputs_ON_Diverse_2023_04_03 | Generic - Generator_2050_NY_New | NY | Generic - Generator | 2020 | Electricity | 0 | modeled | NY
LCP_Inputs_ON_Diverse_2023_04_03 | Generic - Generator_2050_NY_New | NY | Generic - Generator | 2030 | Electricity | 0 | modeled | NY
LCP_Inputs_ON_Diverse_2023_04_03 | Generic - Generator_2050_NY_New | NY | Generic - Generator | 2040 | Electricity | 0 | modeled | NY
LCP_Inputs_ON_Diverse_2023_04_03 | Generic - Generator_2050_NY_New | NY | Generic - Generator | 2050 | Electricity | 0 | modeled | NY
LCP_Inputs_ON_Diverse_2023_04_03 | Generic - Generator_2050_PJ_New | PJ | Generic - Generator | 2020 | Electricity | 0 | modeled | PJ
LCP_Inputs_ON_Diverse_2023_04_03 | Generic - Generator_2050_PJ_New | PJ | Generic - Generator | 2030 | Electricity | 0 | modeled | PJ
LCP_Inputs_ON_Diverse_2023_04_03 | Generic - Generator_2050_PJ_New | PJ | Generic - Generator | 2040 | Electricity | 0 | modeled | PJ
LCP_Inputs_ON_Diverse_2023_04_03 | Generic - Generator_2050_PJ_New | PJ | Generic - Generator | 2050 | Electricity | 0 | modeled | PJ
LCP_Inputs_ON_Diverse_2023_04_03 | Generic - Generator_2050_QC_New | QC | Generic - Generator | 2020 | Electricity | 0 | modeled | QC
LCP_Inputs_ON_Diverse_2023_04_03 | Generic - Generator_2050_QC_New | QC | Generic - Generator | 2030 | Electricity | 0 | modeled | QC
LCP_Inputs_ON_Diverse_2023_04_03 | Generic - Generator_2050_QC_New | QC | Generic - Generator | 2040 | Electricity | 0 | modeled | QC
LCP_Inputs_ON_Diverse_2023_04_03 | Generic - Generator_2050_QC_New | QC | Generic - Generator | 2050 | Electricity | 0 | modeled | QC
LCP_Inputs_ON_Diverse_2023_04_03 | Generic - Generator_2050_WC_New | WC | Generic - Generator | 2020 | Electricity | 0 | modeled | WC
LCP_Inputs_ON_Diverse_2023_04_03 | Generic - Generator_2050_WC_New | WC | Generic - Generator | 2030 | Electricity | 0 | modeled | WC
LCP_Inputs_ON_Diverse_2023_04_03 | Generic - Generator_2050_WC_New | WC | Generic - Generator | 2040 | Electricity | 0 | modeled | WC
LCP_Inputs_ON_Diverse_2023_04_03 | Generic - Generator_2050_WC_New | WC | Generic - Generator | 2050 | Electricity | 0 | modeled | WC
LCP_Inputs_ON_Diverse_2023_04_03 | H2 Import - QC_2050_QC_New | QC | H2 Import - QC | 2020 | Hydrogen | 0 | modeled | QC
LCP_Inputs_ON_Diverse_2023_04_03 | H2 Import - QC_2050_QC_New | QC | H2 Import - QC | 2030 | Hydrogen | 0 | modeled | QC
LCP_Inputs_ON_Diverse_2023_04_03 | H2 Import - QC_2050_QC_New | QC | H2 Import - QC | 2040 | Hydrogen | 0 | modeled | QC
LCP_Inputs_ON_Diverse_2023_04_03 | H2 Import - QC_2050_QC_New | QC | H2 Import - QC | 2050 | Hydrogen | 10000 | modeled | QC
LCP_Inputs_ON_Diverse_2023_04_03 | H2 Import - WC_2040_WC_New | WC | H2 Import - WC | 2020 | Hydrogen | 0 | modeled | WC
LCP_Inputs_ON_Diverse_2023_04_03 | H2 Import - WC_2040_WC_New | WC | H2 Import - WC | 2030 | Hydrogen | 0 | modeled | WC
LCP_Inputs_ON_Diverse_2023_04_03 | H2 Import - WC_2040_WC_New | WC | H2 Import - WC | 2040 | Hydrogen | 2290.1673 | modeled | WC
LCP_Inputs_ON_Diverse_2023_04_03 | H2 Import - WC_2040_WC_New | WC | H2 Import - WC | 2050 | Hydrogen | 2290.1673 | modeled | WC
LCP_Inputs_ON_Diverse_2023_04_03 | H2 Import - WC_2050_WC_New | WC | H2 Import - WC | 2020 | Hydrogen | 0 | modeled | WC
LCP_Inputs_ON_Diverse_2023_04_03 | H2 Import - WC_2050_WC_New | WC | H2 Import - WC | 2030 | Hydrogen | 0 | modeled | WC
LCP_Inputs_ON_Diverse_2023_04_03 | H2 Import - WC_2050_WC_New | WC | H2 Import - WC | 2040 | Hydrogen | 0 | modeled | WC
LCP_Inputs_ON_Diverse_2023_04_03 | H2 Import - WC_2050_WC_New | WC | H2 Import - WC | 2050 | Hydrogen | 17681.2256 | modeled | WC
LCP_Inputs_ON_Diverse_2023_04_03 | H2 Salt Cavern Storage - ON_2030_ON_New | ON | H2 Salt Cavern Storage - ON | 2020 | Hydrogen | 0 | modeled | ON
LCP_Inputs_ON_Diverse_2023_04_03 | H2 Salt Cavern Storage - ON_2030_ON_New | ON | H2 Salt Cavern Storage - ON | 2030 | Hydrogen | 5000 | modeled | ON
LCP_Inputs_ON_Diverse_2023_04_03 | H2 Salt Cavern Storage - ON_2030_ON_New | ON | H2 Salt Cavern Storage - ON | 2040 | Hydrogen | 5000 | modeled | ON
LCP_Inputs_ON_Diverse_2023_04_03 | H2 Salt Cavern Storage - ON_2030_ON_New | ON | H2 Salt Cavern Storage - ON | 2050 | Hydrogen | 5000 | modeled | ON
LCP_Inputs_ON_Diverse_2023_04_03 | H2 Salt Cavern Storage - ON_2040_ON_New | ON | H2 Salt Cavern Storage - ON | 2020 | Hydrogen | 0 | modeled | ON
LCP_Inputs_ON_Diverse_2023_04_03 | H2 Salt Cavern Storage - ON_2040_ON_New | ON | H2 Salt Cavern Storage - ON | 2030 | Hydrogen | 0 | modeled | ON
LCP_Inputs_ON_Diverse_2023_04_03 | H2 Salt Cavern Storage - ON_2040_ON_New | ON | H2 Salt Cavern Storage - ON | 2040 | Hydrogen | 20000 | modeled | ON
LCP_Inputs_ON_Diverse_2023_04_03 | H2 Salt Cavern Storage - ON_2040_ON_New | ON | H2 Salt Cavern Storage - ON | 2050 | Hydrogen | 20000 | modeled | ON
LCP_Inputs_ON_Diverse_2023_04_03 | H2 Salt Cavern Storage - ON_2050_ON_New | ON | H2 Salt Cavern Storage - ON | 2020 | Hydrogen | 0 | modeled | ON
LCP_Inputs_ON_Diverse_2023_04_03 | H2 Salt Cavern Storage - ON_2050_ON_New | ON | H2 Salt Cavern Storage - ON | 2030 | Hydrogen | 0 | modeled | ON
LCP_Inputs_ON_Diverse_2023_04_03 | H2 Salt Cavern Storage - ON_2050_ON_New | ON | H2 Salt Cavern Storage - ON | 2040 | Hydrogen | 0 | modeled | ON
LCP_Inputs_ON_Diverse_2023_04_03 | H2 Salt Cavern Storage - ON_2050_ON_New | ON | H2 Salt Cavern Storage - ON | 2050 | Hydrogen | 11000 | modeled | ON
LCP_Inputs_ON_Diverse_2023_04_03 | Hydro_2040_ON_New | ON | Hydro | 2020 | Electricity | 0 | modeled | ON
LCP_Inputs_ON_Diverse_2023_04_03 | Hydro_2040_ON_New | ON | Hydro | 2030 | Electricity | 0 | modeled | ON
LCP_Inputs_ON_Diverse_2023_04_03 | Hydro_2040_ON_New | ON | Hydro | 2040 | Electricity | 0 | modeled | ON
LCP_Inputs_ON_Diverse_2023_04_03 | Hydro_2040_ON_New | ON | Hydro | 2050 | Electricity | 0 | modeled | ON
LCP_Inputs_ON_Diverse_2023_04_03 | Hydro_2050_ON_New | ON | Hydro | 2020 | Electricity | 0 | modeled | ON
LCP_Inputs_ON_Diverse_2023_04_03 | Hydro_2050_ON_New | ON | Hydro | 2030 | Electricity | 0 | modeled | ON
LCP_Inputs_ON_Diverse_2023_04_03 | Hydro_2050_ON_New | ON | Hydro | 2040 | Electricity | 0 | modeled | ON
LCP_Inputs_ON_Diverse_2023_04_03 | Hydro_2050_ON_New | ON | Hydro | 2050 | Electricity | 0 | modeled | ON
LCP_Inputs_ON_Diverse_2023_04_03 | Nuclear SMR_2040_ON_New | ON | Nuclear SMR | 2020 | Electricity | 0 | modeled | ON
LCP_Inputs_ON_Diverse_2023_04_03 | Nuclear SMR_2040_ON_New | ON | Nuclear SMR | 2030 | Electricity | 0 | modeled | ON
LCP_Inputs_ON_Diverse_2023_04_03 | Nuclear SMR_2040_ON_New | ON | Nuclear SMR | 2040 | Electricity | 0 | modeled | ON
LCP_Inputs_ON_Diverse_2023_04_03 | Nuclear SMR_2040_ON_New | ON | Nuclear SMR | 2050 | Electricity | 0 | modeled | ON
LCP_Inputs_ON_Diverse_2023_04_03 | Nuclear SMR_2050_ON_New | ON | Nuclear SMR | 2020 | Electricity | 0 | modeled | ON
LCP_Inputs_ON_Diverse_2023_04_03 | Nuclear SMR_2050_ON_New | ON | Nuclear SMR | 2030 | Electricity | 0 | modeled | ON
LCP_Inputs_ON_Diverse_2023_04_03 | Nuclear SMR_2050_ON_New | ON | Nuclear SMR | 2040 | Electricity | 0 | modeled | ON
LCP_Inputs_ON_Diverse_2023_04_03 | Nuclear SMR_2050_ON_New | ON | Nuclear SMR | 2050 | Electricity | 3304.0762 | modeled | ON
LCP_Inputs_ON_Diverse_2023_04_03 | Nuclear_2040_ON_New | ON | Nuclear | 2020 | Electricity | 0 | modeled | ON
LCP_Inputs_ON_Diverse_2023_04_03 | Nuclear_2040_ON_New | ON | Nuclear | 2030 | Electricity | 0 | modeled | ON
LCP_Inputs_ON_Diverse_2023_04_03 | Nuclear_2040_ON_New | ON | Nuclear | 2040 | Electricity | 0 | modeled | ON
LCP_Inputs_ON_Diverse_2023_04_03 | Nuclear_2040_ON_New | ON | Nuclear | 2050 | Electricity | 0 | modeled | ON
LCP_Inputs_ON_Diverse_2023_04_03 | Nuclear_2050_ON_New | ON | Nuclear | 2020 | Electricity | 0 | modeled | ON
LCP_Inputs_ON_Diverse_2023_04_03 | Nuclear_2050_ON_New | ON | Nuclear | 2030 | Electricity | 0 | modeled | ON
LCP_Inputs_ON_Diverse_2023_04_03 | Nuclear_2050_ON_New | ON | Nuclear | 2040 | Electricity | 0 | modeled | ON
LCP_Inputs_ON_Diverse_2023_04_03 | Nuclear_2050_ON_New | ON | Nuclear | 2050 | Electricity | 0 | modeled | ON
LCP_Inputs_ON_Diverse_2023_04_03 | O/CCGT - H2 New_2030_ON_New | ON | O/CCGT - H2 New | 2020 | Electricity | 0 | modeled | ON
LCP_Inputs_ON_Diverse_2023_04_03 | O/CCGT - H2 New_2030_ON_New | ON | O/CCGT - H2 New | 2030 | Electricity | 361.0105 | modeled | ON
LCP_Inputs_ON_Diverse_2023_04_03 | O/CCGT - H2 New_2030_ON_New | ON | O/CCGT - H2 New | 2040 | Electricity | 361.0105 | modeled | ON
LCP_Inputs_ON_Diverse_2023_04_03 | O/CCGT - H2 New_2030_ON_New | ON | O/CCGT - H2 New | 2050 | Electricity | 361.0105 | modeled | ON
LCP_Inputs_ON_Diverse_2023_04_03 | O/CCGT - H2 New_2040_ON_New | ON | O/CCGT - H2 New | 2020 | Electricity | 0 | modeled | ON
LCP_Inputs_ON_Diverse_2023_04_03 | O/CCGT - H2 New_2040_ON_New | ON | O/CCGT - H2 New | 2030 | Electricity | 0 | modeled | ON
LCP_Inputs_ON_Diverse_2023_04_03 | O/CCGT - H2 New_2040_ON_New | ON | O/CCGT - H2 New | 2040 | Electricity | 2727.1296 | modeled | ON
LCP_Inputs_ON_Diverse_2023_04_03 | O/CCGT - H2 New_2040_ON_New | ON | O/CCGT - H2 New | 2050 | Electricity | 2727.1296 | modeled | ON
LCP_Inputs_ON_Diverse_2023_04_03 | O/CCGT - H2 New_2050_ON_New | ON | O/CCGT - H2 New | 2020 | Electricity | 0 | modeled | ON
LCP_Inputs_ON_Diverse_2023_04_03 | O/CCGT - H2 New_2050_ON_New | ON | O/CCGT - H2 New | 2030 | Electricity | 0 | modeled | ON
LCP_Inputs_ON_Diverse_2023_04_03 | O/CCGT - H2 New_2050_ON_New | ON | O/CCGT - H2 New | 2040 | Electricity | 0 | modeled | ON
LCP_Inputs_ON_Diverse_2023_04_03 | O/CCGT - H2 New_2050_ON_New | ON | O/CCGT - H2 New | 2050 | Electricity | 10370.4664 | modeled | ON
LCP_Inputs_ON_Diverse_2023_04_03 | SMR CCS_2030_ON_New | ON | SMR CCS | 2020 | Hydrogen | 0 | modeled | ON
LCP_Inputs_ON_Diverse_2023_04_03 | SMR CCS_2030_ON_New | ON | SMR CCS | 2030 | Hydrogen | 4943.724 | modeled | ON
LCP_Inputs_ON_Diverse_2023_04_03 | SMR CCS_2030_ON_New | ON | SMR CCS | 2040 | Hydrogen | 4943.724 | modeled | ON
LCP_Inputs_ON_Diverse_2023_04_03 | SMR CCS_2030_ON_New | ON | SMR CCS | 2050 | Hydrogen | 4943.724 | modeled | ON
LCP_Inputs_ON_Diverse_2023_04_03 | SMR CCS_2030_WC_New | WC | SMR CCS | 2020 | Hydrogen | 0 | modeled | WC
LCP_Inputs_ON_Diverse_2023_04_03 | SMR CCS_2030_WC_New | WC | SMR CCS | 2030 | Hydrogen | 0 | modeled | WC
LCP_Inputs_ON_Diverse_2023_04_03 | SMR CCS_2030_WC_New | WC | SMR CCS | 2040 | Hydrogen | 0 | modeled | WC
LCP_Inputs_ON_Diverse_2023_04_03 | SMR CCS_2030_WC_New | WC | SMR CCS | 2050 | Hydrogen | 0 | modeled | WC
LCP_Inputs_ON_Diverse_2023_04_03 | SMR CCS_2040_ON_New | ON | SMR CCS | 2020 | Hydrogen | 0 | modeled | ON
LCP_Inputs_ON_Diverse_2023_04_03 | SMR CCS_2040_ON_New | ON | SMR CCS | 2030 | Hydrogen | 0 | modeled | ON
LCP_Inputs_ON_Diverse_2023_04_03 | SMR CCS_2040_ON_New | ON | SMR CCS | 2040 | Hydrogen | 4395.2707 | modeled | ON
LCP_Inputs_ON_Diverse_2023_04_03 | SMR CCS_2040_ON_New | ON | SMR CCS | 2050 | Hydrogen | 4395.2707 | modeled | ON
LCP_Inputs_ON_Diverse_2023_04_03 | SMR CCS_2040_WC_New | WC | SMR CCS | 2020 | Hydrogen | 0 | modeled | WC
LCP_Inputs_ON_Diverse_2023_04_03 | SMR CCS_2040_WC_New | WC | SMR CCS | 2030 | Hydrogen | 0 | modeled | WC
LCP_Inputs_ON_Diverse_2023_04_03 | SMR CCS_2040_WC_New | WC | SMR CCS | 2040 | Hydrogen | 0 | modeled | WC
LCP_Inputs_ON_Diverse_2023_04_03 | SMR CCS_2040_WC_New | WC | SMR CCS | 2050 | Hydrogen | 0 | modeled | WC
LCP_Inputs_ON_Diverse_2023_04_03 | SMR CCS_2050_ON_New | ON | SMR CCS | 2020 | Hydrogen | 0 | modeled | ON
LCP_Inputs_ON_Diverse_2023_04_03 | SMR CCS_2050_ON_New | ON | SMR CCS | 2030 | Hydrogen | 0 | modeled | ON
LCP_Inputs_ON_Diverse_2023_04_03 | SMR CCS_2050_ON_New | ON | SMR CCS | 2040 | Hydrogen | 0 | modeled | ON
LCP_Inputs_ON_Diverse_2023_04_03 | SMR CCS_2050_ON_New | ON | SMR CCS | 2050 | Hydrogen | 0 | modeled | ON
LCP_Inputs_ON_Diverse_2023_04_03 | SMR CCS_2050_WC_New | WC | SMR CCS | 2020 | Hydrogen | 0 | modeled | WC
LCP_Inputs_ON_Diverse_2023_04_03 | SMR CCS_2050_WC_New | WC | SMR CCS | 2030 | Hydrogen | 0 | modeled | WC
LCP_Inputs_ON_Diverse_2023_04_03 | SMR CCS_2050_WC_New | WC | SMR CCS | 2040 | Hydrogen | 0 | modeled | WC
LCP_Inputs_ON_Diverse_2023_04_03 | SMR CCS_2050_WC_New | WC | SMR CCS | 2050 | Hydrogen | 0 | modeled | WC
LCP_Inputs_ON_Diverse_2023_04_03 | Solar PV_2030_ON_New | ON | Solar PV | 2020 | Electricity | 0 | modeled | ON
LCP_Inputs_ON_Diverse_2023_04_03 | Solar PV_2030_ON_New | ON | Solar PV | 2030 | Electricity | 0 | modeled | ON
LCP_Inputs_ON_Diverse_2023_04_03 | Solar PV_2030_ON_New | ON | Solar PV | 2040 | Electricity | 0 | modeled | ON
LCP_Inputs_ON_Diverse_2023_04_03 | Solar PV_2030_ON_New | ON | Solar PV | 2050 | Electricity | 0 | modeled | ON
LCP_Inputs_ON_Diverse_2023_04_03 | Solar PV_2030_WC_New | WC | Solar PV | 2020 | Electricity | 0 | modeled | WC
LCP_Inputs_ON_Diverse_2023_04_03 | Solar PV_2030_WC_New | WC | Solar PV | 2030 | Electricity | 0 | modeled | WC
LCP_Inputs_ON_Diverse_2023_04_03 | Solar PV_2030_WC_New | WC | Solar PV | 2040 | Electricity | 0 | modeled | WC
LCP_Inputs_ON_Diverse_2023_04_03 | Solar PV_2030_WC_New | WC | Solar PV | 2050 | Electricity | 0 | modeled | WC
LCP_Inputs_ON_Diverse_2023_04_03 | Solar PV_2040_ON_New | ON | Solar PV | 2020 | Electricity | 0 | modeled | ON
LCP_Inputs_ON_Diverse_2023_04_03 | Solar PV_2040_ON_New | ON | Solar PV | 2030 | Electricity | 0 | modeled | ON
LCP_Inputs_ON_Diverse_2023_04_03 | Solar PV_2040_ON_New | ON | Solar PV | 2040 | Electricity | 3325.4861 | modeled | ON
LCP_Inputs_ON_Diverse_2023_04_03 | Solar PV_2040_ON_New | ON | Solar PV | 2050 | Electricity | 3325.4861 | modeled | ON
LCP_Inputs_ON_Diverse_2023_04_03 | Solar PV_2040_WC_New | WC | Solar PV | 2020 | Electricity | 0 | modeled | WC
LCP_Inputs_ON_Diverse_2023_04_03 | Solar PV_2040_WC_New | WC | Solar PV | 2030 | Electricity | 0 | modeled | WC
LCP_Inputs_ON_Diverse_2023_04_03 | Solar PV_2040_WC_New | WC | Solar PV | 2040 | Electricity | 738.8794 | modeled | WC
LCP_Inputs_ON_Diverse_2023_04_03 | Solar PV_2040_WC_New | WC | Solar PV | 2050 | Electricity | 738.8794 | modeled | WC
LCP_Inputs_ON_Diverse_2023_04_03 | Solar PV_2050_ON_New | ON | Solar PV | 2020 | Electricity | 0 | modeled | ON
LCP_Inputs_ON_Diverse_2023_04_03 | Solar PV_2050_ON_New | ON | Solar PV | 2030 | Electricity | 0 | modeled | ON
LCP_Inputs_ON_Diverse_2023_04_03 | Solar PV_2050_ON_New | ON | Solar PV | 2040 | Electricity | 0 | modeled | ON
LCP_Inputs_ON_Diverse_2023_04_03 | Solar PV_2050_ON_New | ON | Solar PV | 2050 | Electricity | 0 | modeled | ON
LCP_Inputs_ON_Diverse_2023_04_03 | Solar PV_2050_WC_New | WC | Solar PV | 2020 | Electricity | 0 | modeled | WC
LCP_Inputs_ON_Diverse_2023_04_03 | Solar PV_2050_WC_New | WC | Solar PV | 2030 | Electricity | 0 | modeled | WC
LCP_Inputs_ON_Diverse_2023_04_03 | Solar PV_2050_WC_New | WC | Solar PV | 2040 | Electricity | 0 | modeled | WC
LCP_Inputs_ON_Diverse_2023_04_03 | Solar PV_2050_WC_New | WC | Solar PV | 2050 | Electricity | 0 | modeled | WC
LCP_Inputs_ON_Diverse_2023_04_03 | Wind Offshore_2040_ON_New | ON | Wind Offshore | 2020 | Electricity | 0 | modeled | ON
LCP_Inputs_ON_Diverse_2023_04_03 | Wind Offshore_2040_ON_New | ON | Wind Offshore | 2030 | Electricity | 0 | modeled | ON
LCP_Inputs_ON_Diverse_2023_04_03 | Wind Offshore_2040_ON_New | ON | Wind Offshore | 2040 | Electricity | 0 | modeled | ON
LCP_Inputs_ON_Diverse_2023_04_03 | Wind Offshore_2040_ON_New | ON | Wind Offshore | 2050 | Electricity | 0 | modeled | ON
LCP_Inputs_ON_Diverse_2023_04_03 | Wind Offshore_2050_ON_New | ON | Wind Offshore | 2020 | Electricity | 0 | modeled | ON
LCP_Inputs_ON_Diverse_2023_04_03 | Wind Offshore_2050_ON_New | ON | Wind Offshore | 2030 | Electricity | 0 | modeled | ON
LCP_Inputs_ON_Diverse_2023_04_03 | Wind Offshore_2050_ON_New | ON | Wind Offshore | 2040 | Electricity | 0 | modeled | ON
LCP_Inputs_ON_Diverse_2023_04_03 | Wind Offshore_2050_ON_New | ON | Wind Offshore | 2050 | Electricity | 0 | modeled | ON
LCP_Inputs_ON_Diverse_2023_04_03 | Wind Onshore_2030_MI_New | MI | Wind Onshore | 2020 | Electricity | 0 | modeled | MI
LCP_Inputs_ON_Diverse_2023_04_03 | Wind Onshore_2030_MI_New | MI | Wind Onshore | 2030 | Electricity | 33121.4345 | modeled | MI
LCP_Inputs_ON_Diverse_2023_04_03 | Wind Onshore_2030_MI_New | MI | Wind Onshore | 2040 | Electricity | 33121.4345 | modeled | MI
LCP_Inputs_ON_Diverse_2023_04_03 | Wind Onshore_2030_MI_New | MI | Wind Onshore | 2050 | Electricity | 33121.4345 | modeled | MI
LCP_Inputs_ON_Diverse_2023_04_03 | Wind Onshore_2030_NY_New | NY | Wind Onshore | 2020 | Electricity | 0 | modeled | NY
LCP_Inputs_ON_Diverse_2023_04_03 | Wind Onshore_2030_NY_New | NY | Wind Onshore | 2030 | Electricity | 6591.909 | modeled | NY
LCP_Inputs_ON_Diverse_2023_04_03 | Wind Onshore_2030_NY_New | NY | Wind Onshore | 2040 | Electricity | 6591.909 | modeled | NY
LCP_Inputs_ON_Diverse_2023_04_03 | Wind Onshore_2030_NY_New | NY | Wind Onshore | 2050 | Electricity | 6591.909 | modeled | NY
LCP_Inputs_ON_Diverse_2023_04_03 | Wind Onshore_2030_ON_New | ON | Wind Onshore | 2020 | Electricity | 0 | modeled | ON
LCP_Inputs_ON_Diverse_2023_04_03 | Wind Onshore_2030_ON_New | ON | Wind Onshore | 2030 | Electricity | 15000 | modeled | ON
LCP_Inputs_ON_Diverse_2023_04_03 | Wind Onshore_2030_ON_New | ON | Wind Onshore | 2040 | Electricity | 15000 | modeled | ON
LCP_Inputs_ON_Diverse_2023_04_03 | Wind Onshore_2030_ON_New | ON | Wind Onshore | 2050 | Electricity | 15000 | modeled | ON
LCP_Inputs_ON_Diverse_2023_04_03 | Wind Onshore_2030_PJ_New | PJ | Wind Onshore | 2020 | Electricity | 0 | modeled | PJ
LCP_Inputs_ON_Diverse_2023_04_03 | Wind Onshore_2030_PJ_New | PJ | Wind Onshore | 2030 | Electricity | 170886.3732 | modeled | PJ
LCP_Inputs_ON_Diverse_2023_04_03 | Wind Onshore_2030_PJ_New | PJ | Wind Onshore | 2040 | Electricity | 170886.3732 | modeled | PJ
LCP_Inputs_ON_Diverse_2023_04_03 | Wind Onshore_2030_PJ_New | PJ | Wind Onshore | 2050 | Electricity | 170886.3732 | modeled | PJ
LCP_Inputs_ON_Diverse_2023_04_03 | Wind Onshore_2030_WC_New | WC | Wind Onshore | 2020 | Electricity | 0 | modeled | WC
LCP_Inputs_ON_Diverse_2023_04_03 | Wind Onshore_2030_WC_New | WC | Wind Onshore | 2030 | Electricity | 0 | modeled | WC
LCP_Inputs_ON_Diverse_2023_04_03 | Wind Onshore_2030_WC_New | WC | Wind Onshore | 2040 | Electricity | 0 | modeled | WC
LCP_Inputs_ON_Diverse_2023_04_03 | Wind Onshore_2030_WC_New | WC | Wind Onshore | 2050 | Electricity | 0 | modeled | WC
LCP_Inputs_ON_Diverse_2023_04_03 | Wind Onshore_2040_MI_New | MI | Wind Onshore | 2020 | Electricity | 0 | modeled | MI
LCP_Inputs_ON_Diverse_2023_04_03 | Wind Onshore_2040_MI_New | MI | Wind Onshore | 2030 | Electricity | 0 | modeled | MI
LCP_Inputs_ON_Diverse_2023_04_03 | Wind Onshore_2040_MI_New | MI | Wind Onshore | 2040 | Electricity | 0 | modeled | MI
LCP_Inputs_ON_Diverse_2023_04_03 | Wind Onshore_2040_MI_New | MI | Wind Onshore | 2050 | Electricity | 0 | modeled | MI
LCP_Inputs_ON_Diverse_2023_04_03 | Wind Onshore_2040_NY_New | NY | Wind Onshore | 2020 | Electricity | 0 | modeled | NY
LCP_Inputs_ON_Diverse_2023_04_03 | Wind Onshore_2040_NY_New | NY | Wind Onshore | 2030 | Electricity | 0 | modeled | NY
LCP_Inputs_ON_Diverse_2023_04_03 | Wind Onshore_2040_NY_New | NY | Wind Onshore | 2040 | Electricity | 0 | modeled | NY
LCP_Inputs_ON_Diverse_2023_04_03 | Wind Onshore_2040_NY_New | NY | Wind Onshore | 2050 | Electricity | 0 | modeled | NY
LCP_Inputs_ON_Diverse_2023_04_03 | Wind Onshore_2040_ON_New | ON | Wind Onshore | 2020 | Electricity | 0 | modeled | ON
LCP_Inputs_ON_Diverse_2023_04_03 | Wind Onshore_2040_ON_New | ON | Wind Onshore | 2030 | Electricity | 0 | modeled | ON
LCP_Inputs_ON_Diverse_2023_04_03 | Wind Onshore_2040_ON_New | ON | Wind Onshore | 2040 | Electricity | 20000 | modeled | ON
LCP_Inputs_ON_Diverse_2023_04_03 | Wind Onshore_2040_ON_New | ON | Wind Onshore | 2050 | Electricity | 20000 | modeled | ON
LCP_Inputs_ON_Diverse_2023_04_03 | Wind Onshore_2040_PJ_New | PJ | Wind Onshore | 2020 | Electricity | 0 | modeled | PJ
LCP_Inputs_ON_Diverse_2023_04_03 | Wind Onshore_2040_PJ_New | PJ | Wind Onshore | 2030 | Electricity | 0 | modeled | PJ
LCP_Inputs_ON_Diverse_2023_04_03 | Wind Onshore_2040_PJ_New | PJ | Wind Onshore | 2040 | Electricity | 1225.294 | modeled | PJ
LCP_Inputs_ON_Diverse_2023_04_03 | Wind Onshore_2040_PJ_New | PJ | Wind Onshore | 2050 | Electricity | 1225.294 | modeled | PJ
LCP_Inputs_ON_Diverse_2023_04_03 | Wind Onshore_2040_WC_New | WC | Wind Onshore | 2020 | Electricity | 0 | modeled | WC
LCP_Inputs_ON_Diverse_2023_04_03 | Wind Onshore_2040_WC_New | WC | Wind Onshore | 2030 | Electricity | 0 | modeled | WC
LCP_Inputs_ON_Diverse_2023_04_03 | Wind Onshore_2040_WC_New | WC | Wind Onshore | 2040 | Electricity | 0 | modeled | WC
LCP_Inputs_ON_Diverse_2023_04_03 | Wind Onshore_2040_WC_New | WC | Wind Onshore | 2050 | Electricity | 0 | modeled | WC
LCP_Inputs_ON_Diverse_2023_04_03 | Wind Onshore_2050_MI_New | MI | Wind Onshore | 2020 | Electricity | 0 | modeled | MI
LCP_Inputs_ON_Diverse_2023_04_03 | Wind Onshore_2050_MI_New | MI | Wind Onshore | 2030 | Electricity | 0 | modeled | MI
LCP_Inputs_ON_Diverse_2023_04_03 | Wind Onshore_2050_MI_New | MI | Wind Onshore | 2040 | Electricity | 0 | modeled | MI
LCP_Inputs_ON_Diverse_2023_04_03 | Wind Onshore_2050_MI_New | MI | Wind Onshore | 2050 | Electricity | 0 | modeled | MI
LCP_Inputs_ON_Diverse_2023_04_03 | Wind Onshore_2050_NY_New | NY | Wind Onshore | 2020 | Electricity | 0 | modeled | NY
LCP_Inputs_ON_Diverse_2023_04_03 | Wind Onshore_2050_NY_New | NY | Wind Onshore | 2030 | Electricity | 0 | modeled | NY
LCP_Inputs_ON_Diverse_2023_04_03 | Wind Onshore_2050_NY_New | NY | Wind Onshore | 2040 | Electricity | 0 | modeled | NY
LCP_Inputs_ON_Diverse_2023_04_03 | Wind Onshore_2050_NY_New | NY | Wind Onshore | 2050 | Electricity | 0 | modeled | NY
LCP_Inputs_ON_Diverse_2023_04_03 | Wind Onshore_2050_ON_New | ON | Wind Onshore | 2020 | Electricity | 0 | modeled | ON
LCP_Inputs_ON_Diverse_2023_04_03 | Wind Onshore_2050_ON_New | ON | Wind Onshore | 2030 | Electricity | 0 | modeled | ON
LCP_Inputs_ON_Diverse_2023_04_03 | Wind Onshore_2050_ON_New | ON | Wind Onshore | 2040 | Electricity | 0 | modeled | ON
LCP_Inputs_ON_Diverse_2023_04_03 | Wind Onshore_2050_ON_New | ON | Wind Onshore | 2050 | Electricity | 30000 | modeled | ON
LCP_Inputs_ON_Diverse_2023_04_03 | Wind Onshore_2050_PJ_New | PJ | Wind Onshore | 2020 | Electricity | 0 | modeled | PJ
LCP_Inputs_ON_Diverse_2023_04_03 | Wind Onshore_2050_PJ_New | PJ | Wind Onshore | 2030 | Electricity | 0 | modeled | PJ
LCP_Inputs_ON_Diverse_2023_04_03 | Wind Onshore_2050_PJ_New | PJ | Wind Onshore | 2040 | Electricity | 0 | modeled | PJ
LCP_Inputs_ON_Diverse_2023_04_03 | Wind Onshore_2050_PJ_New | PJ | Wind Onshore | 2050 | Electricity | 0 | modeled | PJ
LCP_Inputs_ON_Diverse_2023_04_03 | Wind Onshore_2050_WC_New | WC | Wind Onshore | 2020 | Electricity | 0 | modeled | WC
LCP_Inputs_ON_Diverse_2023_04_03 | Wind Onshore_2050_WC_New | WC | Wind Onshore | 2030 | Electricity | 0 | modeled | WC
LCP_Inputs_ON_Diverse_2023_04_03 | Wind Onshore_2050_WC_New | WC | Wind Onshore | 2040 | Electricity | 0 | modeled | WC
LCP_Inputs_ON_Diverse_2023_04_03 | Wind Onshore_2050_WC_New | WC | Wind Onshore | 2050 | Electricity | 0 | modeled | WC
LCP_Inputs_ON_Diverse_2023_04_03 | Wind Onshore_ON_2020_KnownCap | ON | Wind Onshore | 2020 | Electricity | 5533.94 | known | ON
LCP_Inputs_ON_Diverse_2023_04_03 | Wind Onshore_ON_2030_KnownCap | ON | Wind Onshore | 2030 | Electricity | 5683.94 | known | ON
LCP_Inputs_ON_Diverse_2023_04_03 | Wind Onshore_ON_2040_KnownCap | ON | Wind Onshore | 2040 | Electricity | 7933.94 | known | ON
LCP_Inputs_ON_Diverse_2023_04_03 | Wind Onshore_ON_2050_KnownCap | ON | Wind Onshore | 2050 | Electricity | 10333.94 | known | ON
LCP_Inputs_ON_Diverse_2023_04_03 | Wind Offshore_ON_2020_KnownCap | ON | Wind Offshore | 2020 | Electricity | 0 | known | ON
LCP_Inputs_ON_Diverse_2023_04_03 | Wind Offshore_ON_2030_KnownCap | ON | Wind Offshore | 2030 | Electricity | 0 | known | ON
LCP_Inputs_ON_Diverse_2023_04_03 | Wind Offshore_ON_2040_KnownCap | ON | Wind Offshore | 2040 | Electricity | 0 | known | ON
LCP_Inputs_ON_Diverse_2023_04_03 | Wind Offshore_ON_2050_KnownCap | ON | Wind Offshore | 2050 | Electricity | 0 | known | ON
LCP_Inputs_ON_Diverse_2023_04_03 | Solar PV_ON_2020_KnownCap | ON | Solar PV | 2020 | Electricity | 478 | known | ON
LCP_Inputs_ON_Diverse_2023_04_03 | Solar PV_ON_2030_KnownCap | ON | Solar PV | 2030 | Electricity | 689 | known | ON
LCP_Inputs_ON_Diverse_2023_04_03 | Solar PV_ON_2040_KnownCap | ON | Solar PV | 2040 | Electricity | 2807 | known | ON
LCP_Inputs_ON_Diverse_2023_04_03 | Solar PV_ON_2050_KnownCap | ON | Solar PV | 2050 | Electricity | 5349 | known | ON
LCP_Inputs_ON_Diverse_2023_04_03 | Hydro_ON_2020_KnownCap | ON | Hydro | 2020 | Electricity | 9254.9 | known | ON
LCP_Inputs_ON_Diverse_2023_04_03 | Hydro_ON_2030_KnownCap | ON | Hydro | 2030 | Electricity | 9271.9 | known | ON
LCP_Inputs_ON_Diverse_2023_04_03 | Hydro_ON_2040_KnownCap | ON | Hydro | 2040 | Electricity | 9271.9 | known | ON
LCP_Inputs_ON_Diverse_2023_04_03 | Hydro_ON_2050_KnownCap | ON | Hydro | 2050 | Electricity | 9271.9 | known | ON
LCP_Inputs_ON_Diverse_2023_04_03 | Hydro Pumped Storage_ON_2020_KnownCap | ON | Hydro Pumped Storage | 2020 | Electricity | 174.6 | known | ON
LCP_Inputs_ON_Diverse_2023_04_03 | Hydro Pumped Storage_ON_2030_KnownCap | ON | Hydro Pumped Storage | 2030 | Electricity | 174.6 | known | ON
LCP_Inputs_ON_Diverse_2023_04_03 | Hydro Pumped Storage_ON_2040_KnownCap | ON | Hydro Pumped Storage | 2040 | Electricity | 174.6 | known | ON
LCP_Inputs_ON_Diverse_2023_04_03 | Hydro Pumped Storage_ON_2050_KnownCap | ON | Hydro Pumped Storage | 2050 | Electricity | 174.6 | known | ON
LCP_Inputs_ON_Diverse_2023_04_03 | Nuclear_ON_2020_KnownCap | ON | Nuclear | 2020 | Electricity | 13089 | known | ON
LCP_Inputs_ON_Diverse_2023_04_03 | Nuclear_ON_2030_KnownCap | ON | Nuclear | 2030 | Electricity | 10007 | known | ON
LCP_Inputs_ON_Diverse_2023_04_03 | Nuclear_ON_2040_KnownCap | ON | Nuclear | 2040 | Electricity | 11641 | known | ON
LCP_Inputs_ON_Diverse_2023_04_03 | Nuclear_ON_2050_KnownCap | ON | Nuclear | 2050 | Electricity | 11641 | known | ON
LCP_Inputs_ON_Diverse_2023_04_03 | Fossil Fuel Thermal (Coal, Peat, Oil)_ON_2020_KnownCap | ON | Fossil Fuel Thermal (Coal, Peat, Oil) | 2020 | Electricity | 45.5 | known | ON
LCP_Inputs_ON_Diverse_2023_04_03 | Fossil Fuel Thermal (Coal, Peat, Oil)_ON_2030_KnownCap | ON | Fossil Fuel Thermal (Coal, Peat, Oil) | 2030 | Electricity | 0 | known | ON
LCP_Inputs_ON_Diverse_2023_04_03 | Fossil Fuel Thermal (Coal, Peat, Oil)_ON_2040_KnownCap | ON | Fossil Fuel Thermal (Coal, Peat, Oil) | 2040 | Electricity | 0 | known | ON
LCP_Inputs_ON_Diverse_2023_04_03 | Fossil Fuel Thermal (Coal, Peat, Oil)_ON_2050_KnownCap | ON | Fossil Fuel Thermal (Coal, Peat, Oil) | 2050 | Electricity | 0 | known | ON
LCP_Inputs_ON_Diverse_2023_04_03 | O/CCGT - CH4 Existing_ON_2020_KnownCap | ON | O/CCGT - CH4 Existing | 2020 | Electricity | 10769.59 | known | ON
LCP_Inputs_ON_Diverse_2023_04_03 | O/CCGT - CH4 Existing_ON_2030_KnownCap | ON | O/CCGT - CH4 Existing | 2030 | Electricity | 7179.7267 | known | ON
LCP_Inputs_ON_Diverse_2023_04_03 | O/CCGT - CH4 Existing_ON_2040_KnownCap | ON | O/CCGT - CH4 Existing | 2040 | Electricity | 3589.8633 | known | ON
LCP_Inputs_ON_Diverse_2023_04_03 | O/CCGT - CH4 Existing_ON_2050_KnownCap | ON | O/CCGT - CH4 Existing | 2050 | Electricity | 0 | known | ON
LCP_Inputs_ON_Diverse_2023_04_03 | O/CCGT - CH4 New_ON_2020_KnownCap | ON | O/CCGT - CH4 New | 2020 | Electricity | 0 | known | ON
LCP_Inputs_ON_Diverse_2023_04_03 | O/CCGT - CH4 New_ON_2030_KnownCap | ON | O/CCGT - CH4 New | 2030 | Electricity | 1000 | known | ON
LCP_Inputs_ON_Diverse_2023_04_03 | O/CCGT - CH4 New_ON_2040_KnownCap | ON | O/CCGT - CH4 New | 2040 | Electricity | 1600 | known | ON
LCP_Inputs_ON_Diverse_2023_04_03 | O/CCGT - CH4 New_ON_2050_KnownCap | ON | O/CCGT - CH4 New | 2050 | Electricity | 0 | known | ON
LCP_Inputs_ON_Diverse_2023_04_03 | O/CCGT - H2 New_ON_2020_KnownCap | ON | O/CCGT - H2 New | 2020 | Electricity | 0 | known | ON
LCP_Inputs_ON_Diverse_2023_04_03 | O/CCGT - H2 New_ON_2030_KnownCap | ON | O/CCGT - H2 New | 2030 | Electricity | 0 | known | ON
LCP_Inputs_ON_Diverse_2023_04_03 | O/CCGT - H2 New_ON_2040_KnownCap | ON | O/CCGT - H2 New | 2040 | Electricity | 0 | known | ON
LCP_Inputs_ON_Diverse_2023_04_03 | O/CCGT - H2 New_ON_2050_KnownCap | ON | O/CCGT - H2 New | 2050 | Electricity | 0 | known | ON
LCP_Inputs_ON_Diverse_2023_04_03 | Biomass_ON_2020_KnownCap | ON | Biomass | 2020 | Electricity | 561.45 | known | ON
LCP_Inputs_ON_Diverse_2023_04_03 | Biomass_ON_2030_KnownCap | ON | Biomass | 2030 | Electricity | 561.45 | known | ON
LCP_Inputs_ON_Diverse_2023_04_03 | Biomass_ON_2040_KnownCap | ON | Biomass | 2040 | Electricity | 550.25 | known | ON
LCP_Inputs_ON_Diverse_2023_04_03 | Biomass_ON_2050_KnownCap | ON | Biomass | 2050 | Electricity | 550.25 | known | ON
LCP_Inputs_ON_Diverse_2023_04_03 | Battery Storage_ON_2020_KnownCap | ON | Battery Storage | 2020 | Electricity | 0 | known | ON
LCP_Inputs_ON_Diverse_2023_04_03 | Battery Storage_ON_2030_KnownCap | ON | Battery Storage | 2030 | Electricity | 1298 | known | ON
LCP_Inputs_ON_Diverse_2023_04_03 | Battery Storage_ON_2040_KnownCap | ON | Battery Storage | 2040 | Electricity | 3700 | known | ON
LCP_Inputs_ON_Diverse_2023_04_03 | Battery Storage_ON_2050_KnownCap | ON | Battery Storage | 2050 | Electricity | 6300 | known | ON
LCP_Inputs_ON_Diverse_2023_04_03 | Generic - Generator_ON_2020_KnownCap | ON | Generic - Generator | 2020 | Electricity | 0 | known | ON
LCP_Inputs_ON_Diverse_2023_04_03 | Generic - Generator_ON_2030_KnownCap | ON | Generic - Generator | 2030 | Electricity | 0 | known | ON
LCP_Inputs_ON_Diverse_2023_04_03 | Generic - Generator_ON_2040_KnownCap | ON | Generic - Generator | 2040 | Electricity | 0 | known | ON
LCP_Inputs_ON_Diverse_2023_04_03 | Generic - Generator_ON_2050_KnownCap | ON | Generic - Generator | 2050 | Electricity | 0 | known | ON
LCP_Inputs_ON_Diverse_2023_04_03 | CH4 Salt Cavern Storage - ON_ON_2020_KnownCap | ON | CH4 Salt Cavern Storage - ON | 2020 | Methane | 36000 | known | ON
LCP_Inputs_ON_Diverse_2023_04_03 | CH4 Salt Cavern Storage - ON_ON_2030_KnownCap | ON | CH4 Salt Cavern Storage - ON | 2030 | Methane | 36000 | known | ON
LCP_Inputs_ON_Diverse_2023_04_03 | CH4 Salt Cavern Storage - ON_ON_2040_KnownCap | ON | CH4 Salt Cavern Storage - ON | 2040 | Methane | 36000 | known | ON
LCP_Inputs_ON_Diverse_2023_04_03 | CH4 Salt Cavern Storage - ON_ON_2050_KnownCap | ON | CH4 Salt Cavern Storage - ON | 2050 | Methane | 36000 | known | ON
LCP_Inputs_ON_Diverse_2023_04_03 | H2 Salt Cavern Storage - ON_ON_2020_KnownCap | ON | H2 Salt Cavern Storage - ON | 2020 | Hydrogen | 0 | known | ON
LCP_Inputs_ON_Diverse_2023_04_03 | H2 Salt Cavern Storage - ON_ON_2030_KnownCap | ON | H2 Salt Cavern Storage - ON | 2030 | Hydrogen | 0 | known | ON
LCP_Inputs_ON_Diverse_2023_04_03 | H2 Salt Cavern Storage - ON_ON_2040_KnownCap | ON | H2 Salt Cavern Storage - ON | 2040 | Hydrogen | 0 | known | ON
LCP_Inputs_ON_Diverse_2023_04_03 | H2 Salt Cavern Storage - ON_ON_2050_KnownCap | ON | H2 Salt Cavern Storage - ON | 2050 | Hydrogen | 0 | known | ON
LCP_Inputs_ON_Diverse_2023_04_03 | H2 Import - QC_ON_2020_KnownCap | ON | H2 Import - QC | 2020 | Hydrogen | 0 | known | ON
LCP_Inputs_ON_Diverse_2023_04_03 | H2 Import - QC_ON_2030_KnownCap | ON | H2 Import - QC | 2030 | Hydrogen | 0 | known | ON
LCP_Inputs_ON_Diverse_2023_04_03 | H2 Import - QC_ON_2040_KnownCap | ON | H2 Import - QC | 2040 | Hydrogen | 0 | known | ON
LCP_Inputs_ON_Diverse_2023_04_03 | H2 Import - QC_ON_2050_KnownCap | ON | H2 Import - QC | 2050 | Hydrogen | 0 | known | ON
LCP_Inputs_ON_Diverse_2023_04_03 | H2 Import - WC_ON_2020_KnownCap | ON | H2 Import - WC | 2020 | Hydrogen | 0 | known | ON
LCP_Inputs_ON_Diverse_2023_04_03 | H2 Import - WC_ON_2030_KnownCap | ON | H2 Import - WC | 2030 | Hydrogen | 0 | known | ON
LCP_Inputs_ON_Diverse_2023_04_03 | H2 Import - WC_ON_2040_KnownCap | ON | H2 Import - WC | 2040 | Hydrogen | 0 | known | ON
LCP_Inputs_ON_Diverse_2023_04_03 | H2 Import - WC_ON_2050_KnownCap | ON | H2 Import - WC | 2050 | Hydrogen | 0 | known | ON
LCP_Inputs_ON_Diverse_2023_04_03 | CH4 Import - WC 2020_ON_2020_KnownCap | ON | CH4 Import - WC 2020 | 2020 | Methane | 0 | known | ON
LCP_Inputs_ON_Diverse_2023_04_03 | CH4 Import - WC 2020_ON_2030_KnownCap | ON | CH4 Import - WC 2020 | 2030 | Methane | 0 | known | ON
LCP_Inputs_ON_Diverse_2023_04_03 | CH4 Import - WC 2020_ON_2040_KnownCap | ON | CH4 Import - WC 2020 | 2040 | Methane | 0 | known | ON
LCP_Inputs_ON_Diverse_2023_04_03 | CH4 Import - WC 2020_ON_2050_KnownCap | ON | CH4 Import - WC 2020 | 2050 | Methane | 0 | known | ON
LCP_Inputs_ON_Diverse_2023_04_03 | CH4 Import - WC 2030_ON_2020_KnownCap | ON | CH4 Import - WC 2030 | 2020 | Methane | 0 | known | ON
LCP_Inputs_ON_Diverse_2023_04_03 | CH4 Import - WC 2030_ON_2030_KnownCap | ON | CH4 Import - WC 2030 | 2030 | Methane | 0 | known | ON
LCP_Inputs_ON_Diverse_2023_04_03 | CH4 Import - WC 2030_ON_2040_KnownCap | ON | CH4 Import - WC 2030 | 2040 | Methane | 0 | known | ON
LCP_Inputs_ON_Diverse_2023_04_03 | CH4 Import - WC 2030_ON_2050_KnownCap | ON | CH4 Import - WC 2030 | 2050 | Methane | 0 | known | ON
LCP_Inputs_ON_Diverse_2023_04_03 | CH4 Import - WC 2040_ON_2020_KnownCap | ON | CH4 Import - WC 2040 | 2020 | Methane | 0 | known | ON
LCP_Inputs_ON_Diverse_2023_04_03 | CH4 Import - WC 2040_ON_2030_KnownCap | ON | CH4 Import - WC 2040 | 2030 | Methane | 0 | known | ON
LCP_Inputs_ON_Diverse_2023_04_03 | CH4 Import - WC 2040_ON_2040_KnownCap | ON | CH4 Import - WC 2040 | 2040 | Methane | 0 | known | ON
LCP_Inputs_ON_Diverse_2023_04_03 | CH4 Import - WC 2040_ON_2050_KnownCap | ON | CH4 Import - WC 2040 | 2050 | Methane | 0 | known | ON
LCP_Inputs_ON_Diverse_2023_04_03 | CH4 Import - WC 2050_ON_2020_KnownCap | ON | CH4 Import - WC 2050 | 2020 | Methane | 0 | known | ON
LCP_Inputs_ON_Diverse_2023_04_03 | CH4 Import - WC 2050_ON_2030_KnownCap | ON | CH4 Import - WC 2050 | 2030 | Methane | 0 | known | ON
LCP_Inputs_ON_Diverse_2023_04_03 | CH4 Import - WC 2050_ON_2040_KnownCap | ON | CH4 Import - WC 2050 | 2040 | Methane | 0 | known | ON
LCP_Inputs_ON_Diverse_2023_04_03 | CH4 Import - WC 2050_ON_2050_KnownCap | ON | CH4 Import - WC 2050 | 2050 | Methane | 0 | known | ON
LCP_Inputs_ON_Diverse_2023_04_03 | CH4 Import - NY 2020_ON_2020_KnownCap | ON | CH4 Import - NY 2020 | 2020 | Methane | 0 | known | ON
LCP_Inputs_ON_Diverse_2023_04_03 | CH4 Import - NY 2020_ON_2030_KnownCap | ON | CH4 Import - NY 2020 | 2030 | Methane | 0 | known | ON
LCP_Inputs_ON_Diverse_2023_04_03 | CH4 Import - NY 2020_ON_2040_KnownCap | ON | CH4 Import - NY 2020 | 2040 | Methane | 0 | known | ON
LCP_Inputs_ON_Diverse_2023_04_03 | CH4 Import - NY 2020_ON_2050_KnownCap | ON | CH4 Import - NY 2020 | 2050 | Methane | 0 | known | ON
LCP_Inputs_ON_Diverse_2023_04_03 | CH4 Import - NY 2030_ON_2020_KnownCap | ON | CH4 Import - NY 2030 | 2020 | Methane | 0 | known | ON
LCP_Inputs_ON_Diverse_2023_04_03 | CH4 Import - NY 2030_ON_2030_KnownCap | ON | CH4 Import - NY 2030 | 2030 | Methane | 0 | known | ON
LCP_Inputs_ON_Diverse_2023_04_03 | CH4 Import - NY 2030_ON_2040_KnownCap | ON | CH4 Import - NY 2030 | 2040 | Methane | 0 | known | ON
LCP_Inputs_ON_Diverse_2023_04_03 | CH4 Import - NY 2030_ON_2050_KnownCap | ON | CH4 Import - NY 2030 | 2050 | Methane | 0 | known | ON
LCP_Inputs_ON_Diverse_2023_04_03 | CH4 Import - NY 2040_ON_2020_KnownCap | ON | CH4 Import - NY 2040 | 2020 | Methane | 0 | known | ON
LCP_Inputs_ON_Diverse_2023_04_03 | CH4 Import - NY 2040_ON_2030_KnownCap | ON | CH4 Import - NY 2040 | 2030 | Methane | 0 | known | ON
LCP_Inputs_ON_Diverse_2023_04_03 | CH4 Import - NY 2040_ON_2040_KnownCap | ON | CH4 Import - NY 2040 | 2040 | Methane | 0 | known | ON
LCP_Inputs_ON_Diverse_2023_04_03 | CH4 Import - NY 2040_ON_2050_KnownCap | ON | CH4 Import - NY 2040 | 2050 | Methane | 0 | known | ON
LCP_Inputs_ON_Diverse_2023_04_03 | CH4 Import - NY 2050_ON_2020_KnownCap | ON | CH4 Import - NY 2050 | 2020 | Methane | 0 | known | ON
LCP_Inputs_ON_Diverse_2023_04_03 | CH4 Import - NY 2050_ON_2030_KnownCap | ON | CH4 Import - NY 2050 | 2030 | Methane | 0 | known | ON
LCP_Inputs_ON_Diverse_2023_04_03 | CH4 Import - NY 2050_ON_2040_KnownCap | ON | CH4 Import - NY 2050 | 2040 | Methane | 0 | known | ON
LCP_Inputs_ON_Diverse_2023_04_03 | CH4 Import - NY 2050_ON_2050_KnownCap | ON | CH4 Import - NY 2050 | 2050 | Methane | 0 | known | ON
LCP_Inputs_ON_Diverse_2023_04_03 | Electrolyser 2020/2030_ON_2020_KnownCap | ON | Electrolyser 2020/2030 | 2020 | Hydrogen | 0 | known | ON
LCP_Inputs_ON_Diverse_2023_04_03 | Electrolyser 2020/2030_ON_2030_KnownCap | ON | Electrolyser 2020/2030 | 2030 | Hydrogen | 0 | known | ON
LCP_Inputs_ON_Diverse_2023_04_03 | Electrolyser 2020/2030_ON_2040_KnownCap | ON | Electrolyser 2020/2030 | 2040 | Hydrogen | 0 | known | ON
LCP_Inputs_ON_Diverse_2023_04_03 | Electrolyser 2020/2030_ON_2050_KnownCap | ON | Electrolyser 2020/2030 | 2050 | Hydrogen | 0 | known | ON
LCP_Inputs_ON_Diverse_2023_04_03 | Electrolyser 2040_ON_2020_KnownCap | ON | Electrolyser 2040 | 2020 | Hydrogen | 0 | known | ON
LCP_Inputs_ON_Diverse_2023_04_03 | Electrolyser 2040_ON_2030_KnownCap | ON | Electrolyser 2040 | 2030 | Hydrogen | 0 | known | ON
LCP_Inputs_ON_Diverse_2023_04_03 | Electrolyser 2040_ON_2040_KnownCap | ON | Electrolyser 2040 | 2040 | Hydrogen | 0 | known | ON
LCP_Inputs_ON_Diverse_2023_04_03 | Electrolyser 2040_ON_2050_KnownCap | ON | Electrolyser 2040 | 2050 | Hydrogen | 0 | known | ON
LCP_Inputs_ON_Diverse_2023_04_03 | Electrolyser 2050_ON_2020_KnownCap | ON | Electrolyser 2050 | 2020 | Hydrogen | 0 | known | ON
LCP_Inputs_ON_Diverse_2023_04_03 | Electrolyser 2050_ON_2030_KnownCap | ON | Electrolyser 2050 | 2030 | Hydrogen | 0 | known | ON
LCP_Inputs_ON_Diverse_2023_04_03 | Electrolyser 2050_ON_2040_KnownCap | ON | Electrolyser 2050 | 2040 | Hydrogen | 0 | known | ON
LCP_Inputs_ON_Diverse_2023_04_03 | Electrolyser 2050_ON_2050_KnownCap | ON | Electrolyser 2050 | 2050 | Hydrogen | 0 | known | ON
LCP_Inputs_ON_Diverse_2023_04_03 | Anaerobic Digestion_ON_2020_KnownCap | ON | Anaerobic Digestion | 2020 | Methane | 0 | known | ON
LCP_Inputs_ON_Diverse_2023_04_03 | Anaerobic Digestion_ON_2030_KnownCap | ON | Anaerobic Digestion | 2030 | Methane | 0 | known | ON
LCP_Inputs_ON_Diverse_2023_04_03 | Anaerobic Digestion_ON_2040_KnownCap | ON | Anaerobic Digestion | 2040 | Methane | 0 | known | ON
LCP_Inputs_ON_Diverse_2023_04_03 | Anaerobic Digestion_ON_2050_KnownCap | ON | Anaerobic Digestion | 2050 | Methane | 0 | known | ON
LCP_Inputs_ON_Diverse_2023_04_03 | CH4 + CCS_ON_2020_KnownCap | ON | CH4 + CCS | 2020 | Methane | 0 | known | ON
LCP_Inputs_ON_Diverse_2023_04_03 | CH4 + CCS_ON_2030_KnownCap | ON | CH4 + CCS | 2030 | Methane | 0 | known | ON
LCP_Inputs_ON_Diverse_2023_04_03 | CH4 + CCS_ON_2040_KnownCap | ON | CH4 + CCS | 2040 | Methane | 0 | known | ON
LCP_Inputs_ON_Diverse_2023_04_03 | CH4 + CCS_ON_2050_KnownCap | ON | CH4 + CCS | 2050 | Methane | 0 | known | ON
LCP_Inputs_ON_Diverse_2023_04_03 | SMR CCS_ON_2020_KnownCap | ON | SMR CCS | 2020 | Hydrogen | 0 | known | ON
LCP_Inputs_ON_Diverse_2023_04_03 | SMR CCS_ON_2030_KnownCap | ON | SMR CCS | 2030 | Hydrogen | 0 | known | ON
LCP_Inputs_ON_Diverse_2023_04_03 | SMR CCS_ON_2040_KnownCap | ON | SMR CCS | 2040 | Hydrogen | 0 | known | ON
LCP_Inputs_ON_Diverse_2023_04_03 | SMR CCS_ON_2050_KnownCap | ON | SMR CCS | 2050 | Hydrogen | 0 | known | ON
LCP_Inputs_ON_Diverse_2023_04_03 | Wind Onshore_QC_2020_KnownCap | QC | Wind Onshore | 2020 | Electricity | 1489 | known | QC
LCP_Inputs_ON_Diverse_2023_04_03 | Wind Onshore_QC_2030_KnownCap | QC | Wind Onshore | 2030 | Electricity | 1489 | known | QC
LCP_Inputs_ON_Diverse_2023_04_03 | Wind Onshore_QC_2040_KnownCap | QC | Wind Onshore | 2040 | Electricity | 1489 | known | QC
LCP_Inputs_ON_Diverse_2023_04_03 | Wind Onshore_QC_2050_KnownCap | QC | Wind Onshore | 2050 | Electricity | 1489 | known | QC
LCP_Inputs_ON_Diverse_2023_04_03 | Wind Offshore_QC_2020_KnownCap | QC | Wind Offshore | 2020 | Electricity | 0 | known | QC
LCP_Inputs_ON_Diverse_2023_04_03 | Wind Offshore_QC_2030_KnownCap | QC | Wind Offshore | 2030 | Electricity | 0 | known | QC
LCP_Inputs_ON_Diverse_2023_04_03 | Wind Offshore_QC_2040_KnownCap | QC | Wind Offshore | 2040 | Electricity | 0 | known | QC
LCP_Inputs_ON_Diverse_2023_04_03 | Wind Offshore_QC_2050_KnownCap | QC | Wind Offshore | 2050 | Electricity | 0 | known | QC
LCP_Inputs_ON_Diverse_2023_04_03 | Solar PV_QC_2020_KnownCap | QC | Solar PV | 2020 | Electricity | 0 | known | QC
LCP_Inputs_ON_Diverse_2023_04_03 | Solar PV_QC_2030_KnownCap | QC | Solar PV | 2030 | Electricity | 0 | known | QC
LCP_Inputs_ON_Diverse_2023_04_03 | Solar PV_QC_2040_KnownCap | QC | Solar PV | 2040 | Electricity | 0 | known | QC
LCP_Inputs_ON_Diverse_2023_04_03 | Solar PV_QC_2050_KnownCap | QC | Solar PV | 2050 | Electricity | 0 | known | QC
LCP_Inputs_ON_Diverse_2023_04_03 | Hydro_QC_2020_KnownCap | QC | Hydro | 2020 | Electricity | 38686 | known | QC
LCP_Inputs_ON_Diverse_2023_04_03 | Hydro_QC_2030_KnownCap | QC | Hydro | 2030 | Electricity | 38686 | known | QC
LCP_Inputs_ON_Diverse_2023_04_03 | Hydro_QC_2040_KnownCap | QC | Hydro | 2040 | Electricity | 38686 | known | QC
LCP_Inputs_ON_Diverse_2023_04_03 | Hydro_QC_2050_KnownCap | QC | Hydro | 2050 | Electricity | 38686 | known | QC
LCP_Inputs_ON_Diverse_2023_04_03 | Hydro Pumped Storage_QC_2020_KnownCap | QC | Hydro Pumped Storage | 2020 | Electricity | 0 | known | QC
LCP_Inputs_ON_Diverse_2023_04_03 | Hydro Pumped Storage_QC_2030_KnownCap | QC | Hydro Pumped Storage | 2030 | Electricity | 0 | known | QC
LCP_Inputs_ON_Diverse_2023_04_03 | Hydro Pumped Storage_QC_2040_KnownCap | QC | Hydro Pumped Storage | 2040 | Electricity | 0 | known | QC
LCP_Inputs_ON_Diverse_2023_04_03 | Hydro Pumped Storage_QC_2050_KnownCap | QC | Hydro Pumped Storage | 2050 | Electricity | 0 | known | QC
LCP_Inputs_ON_Diverse_2023_04_03 | Nuclear_QC_2020_KnownCap | QC | Nuclear | 2020 | Electricity | 0 | known | QC
LCP_Inputs_ON_Diverse_2023_04_03 | Nuclear_QC_2030_KnownCap | QC | Nuclear | 2030 | Electricity | 0 | known | QC
LCP_Inputs_ON_Diverse_2023_04_03 | Nuclear_QC_2040_KnownCap | QC | Nuclear | 2040 | Electricity | 0 | known | QC
LCP_Inputs_ON_Diverse_2023_04_03 | Nuclear_QC_2050_KnownCap | QC | Nuclear | 2050 | Electricity | 0 | known | QC
LCP_Inputs_ON_Diverse_2023_04_03 | Fossil Fuel Thermal (Coal, Peat, Oil)_QC_2020_KnownCap | QC | Fossil Fuel Thermal (Coal, Peat, Oil) | 2020 | Electricity | 0 | known | QC
LCP_Inputs_ON_Diverse_2023_04_03 | Fossil Fuel Thermal (Coal, Peat, Oil)_QC_2030_KnownCap | QC | Fossil Fuel Thermal (Coal, Peat, Oil) | 2030 | Electricity | 0 | known | QC
LCP_Inputs_ON_Diverse_2023_04_03 | Fossil Fuel Thermal (Coal, Peat, Oil)_QC_2040_KnownCap | QC | Fossil Fuel Thermal (Coal, Peat, Oil) | 2040 | Electricity | 0 | known | QC
LCP_Inputs_ON_Diverse_2023_04_03 | Fossil Fuel Thermal (Coal, Peat, Oil)_QC_2050_KnownCap | QC | Fossil Fuel Thermal (Coal, Peat, Oil) | 2050 | Electricity | 0 | known | QC
LCP_Inputs_ON_Diverse_2023_04_03 | O/CCGT - CH4 Existing_QC_2020_KnownCap | QC | O/CCGT - CH4 Existing | 2020 | Electricity | 0 | known | QC
LCP_Inputs_ON_Diverse_2023_04_03 | O/CCGT - CH4 Existing_QC_2030_KnownCap | QC | O/CCGT - CH4 Existing | 2030 | Electricity | 0 | known | QC
LCP_Inputs_ON_Diverse_2023_04_03 | O/CCGT - CH4 Existing_QC_2040_KnownCap | QC | O/CCGT - CH4 Existing | 2040 | Electricity | 0 | known | QC
LCP_Inputs_ON_Diverse_2023_04_03 | O/CCGT - CH4 Existing_QC_2050_KnownCap | QC | O/CCGT - CH4 Existing | 2050 | Electricity | 0 | known | QC
LCP_Inputs_ON_Diverse_2023_04_03 | O/CCGT - CH4 New_QC_2020_KnownCap | QC | O/CCGT - CH4 New | 2020 | Electricity | 0 | known | QC
LCP_Inputs_ON_Diverse_2023_04_03 | O/CCGT - CH4 New_QC_2030_KnownCap | QC | O/CCGT - CH4 New | 2030 | Electricity | 0 | known | QC
LCP_Inputs_ON_Diverse_2023_04_03 | O/CCGT - CH4 New_QC_2040_KnownCap | QC | O/CCGT - CH4 New | 2040 | Electricity | 0 | known | QC
LCP_Inputs_ON_Diverse_2023_04_03 | O/CCGT - CH4 New_QC_2050_KnownCap | QC | O/CCGT - CH4 New | 2050 | Electricity | 0 | known | QC
LCP_Inputs_ON_Diverse_2023_04_03 | O/CCGT - H2 New_QC_2020_KnownCap | QC | O/CCGT - H2 New | 2020 | Electricity | 0 | known | QC
LCP_Inputs_ON_Diverse_2023_04_03 | O/CCGT - H2 New_QC_2030_KnownCap | QC | O/CCGT - H2 New | 2030 | Electricity | 0 | known | QC
LCP_Inputs_ON_Diverse_2023_04_03 | O/CCGT - H2 New_QC_2040_KnownCap | QC | O/CCGT - H2 New | 2040 | Electricity | 0 | known | QC
LCP_Inputs_ON_Diverse_2023_04_03 | O/CCGT - H2 New_QC_2050_KnownCap | QC | O/CCGT - H2 New | 2050 | Electricity | 0 | known | QC
LCP_Inputs_ON_Diverse_2023_04_03 | Biomass_QC_2020_KnownCap | QC | Biomass | 2020 | Electricity | 346 | known | QC
LCP_Inputs_ON_Diverse_2023_04_03 | Biomass_QC_2030_KnownCap | QC | Biomass | 2030 | Electricity | 346 | known | QC
LCP_Inputs_ON_Diverse_2023_04_03 | Biomass_QC_2040_KnownCap | QC | Biomass | 2040 | Electricity | 346 | known | QC
LCP_Inputs_ON_Diverse_2023_04_03 | Biomass_QC_2050_KnownCap | QC | Biomass | 2050 | Electricity | 346 | known | QC
LCP_Inputs_ON_Diverse_2023_04_03 | Battery Storage_QC_2020_KnownCap | QC | Battery Storage | 2020 | Electricity | 0 | known | QC
LCP_Inputs_ON_Diverse_2023_04_03 | Battery Storage_QC_2030_KnownCap | QC | Battery Storage | 2030 | Electricity | 0 | known | QC
LCP_Inputs_ON_Diverse_2023_04_03 | Battery Storage_QC_2040_KnownCap | QC | Battery Storage | 2040 | Electricity | 0 | known | QC
LCP_Inputs_ON_Diverse_2023_04_03 | Battery Storage_QC_2050_KnownCap | QC | Battery Storage | 2050 | Electricity | 0 | known | QC
LCP_Inputs_ON_Diverse_2023_04_03 | Generic - Generator_QC_2020_KnownCap | QC | Generic - Generator | 2020 | Electricity | 0 | known | QC
LCP_Inputs_ON_Diverse_2023_04_03 | Generic - Generator_QC_2030_KnownCap | QC | Generic - Generator | 2030 | Electricity | 0 | known | QC
LCP_Inputs_ON_Diverse_2023_04_03 | Generic - Generator_QC_2040_KnownCap | QC | Generic - Generator | 2040 | Electricity | 0 | known | QC
LCP_Inputs_ON_Diverse_2023_04_03 | Generic - Generator_QC_2050_KnownCap | QC | Generic - Generator | 2050 | Electricity | 0 | known | QC
LCP_Inputs_ON_Diverse_2023_04_03 | CH4 Salt Cavern Storage - ON_QC_2020_KnownCap | QC | CH4 Salt Cavern Storage - ON | 2020 | Methane | 0 | known | QC
LCP_Inputs_ON_Diverse_2023_04_03 | CH4 Salt Cavern Storage - ON_QC_2030_KnownCap | QC | CH4 Salt Cavern Storage - ON | 2030 | Methane | 0 | known | QC
LCP_Inputs_ON_Diverse_2023_04_03 | CH4 Salt Cavern Storage - ON_QC_2040_KnownCap | QC | CH4 Salt Cavern Storage - ON | 2040 | Methane | 0 | known | QC
LCP_Inputs_ON_Diverse_2023_04_03 | CH4 Salt Cavern Storage - ON_QC_2050_KnownCap | QC | CH4 Salt Cavern Storage - ON | 2050 | Methane | 0 | known | QC
LCP_Inputs_ON_Diverse_2023_04_03 | H2 Salt Cavern Storage - ON_QC_2020_KnownCap | QC | H2 Salt Cavern Storage - ON | 2020 | Hydrogen | 0 | known | QC
LCP_Inputs_ON_Diverse_2023_04_03 | H2 Salt Cavern Storage - ON_QC_2030_KnownCap | QC | H2 Salt Cavern Storage - ON | 2030 | Hydrogen | 0 | known | QC
LCP_Inputs_ON_Diverse_2023_04_03 | H2 Salt Cavern Storage - ON_QC_2040_KnownCap | QC | H2 Salt Cavern Storage - ON | 2040 | Hydrogen | 0 | known | QC
LCP_Inputs_ON_Diverse_2023_04_03 | H2 Salt Cavern Storage - ON_QC_2050_KnownCap | QC | H2 Salt Cavern Storage - ON | 2050 | Hydrogen | 0 | known | QC
LCP_Inputs_ON_Diverse_2023_04_03 | H2 Import - QC_QC_2020_KnownCap | QC | H2 Import - QC | 2020 | Hydrogen | 0 | known | QC
LCP_Inputs_ON_Diverse_2023_04_03 | H2 Import - QC_QC_2030_KnownCap | QC | H2 Import - QC | 2030 | Hydrogen | 0 | known | QC
LCP_Inputs_ON_Diverse_2023_04_03 | H2 Import - QC_QC_2040_KnownCap | QC | H2 Import - QC | 2040 | Hydrogen | 0 | known | QC
LCP_Inputs_ON_Diverse_2023_04_03 | H2 Import - QC_QC_2050_KnownCap | QC | H2 Import - QC | 2050 | Hydrogen | 0 | known | QC
LCP_Inputs_ON_Diverse_2023_04_03 | H2 Import - WC_QC_2020_KnownCap | QC | H2 Import - WC | 2020 | Hydrogen | 0 | known | QC
LCP_Inputs_ON_Diverse_2023_04_03 | H2 Import - WC_QC_2030_KnownCap | QC | H2 Import - WC | 2030 | Hydrogen | 0 | known | QC
LCP_Inputs_ON_Diverse_2023_04_03 | H2 Import - WC_QC_2040_KnownCap | QC | H2 Import - WC | 2040 | Hydrogen | 0 | known | QC
LCP_Inputs_ON_Diverse_2023_04_03 | H2 Import - WC_QC_2050_KnownCap | QC | H2 Import - WC | 2050 | Hydrogen | 0 | known | QC
LCP_Inputs_ON_Diverse_2023_04_03 | CH4 Import - WC 2020_QC_2020_KnownCap | QC | CH4 Import - WC 2020 | 2020 | Methane | 0 | known | QC
LCP_Inputs_ON_Diverse_2023_04_03 | CH4 Import - WC 2020_QC_2030_KnownCap | QC | CH4 Import - WC 2020 | 2030 | Methane | 0 | known | QC
LCP_Inputs_ON_Diverse_2023_04_03 | CH4 Import - WC 2020_QC_2040_KnownCap | QC | CH4 Import - WC 2020 | 2040 | Methane | 0 | known | QC
LCP_Inputs_ON_Diverse_2023_04_03 | CH4 Import - WC 2020_QC_2050_KnownCap | QC | CH4 Import - WC 2020 | 2050 | Methane | 0 | known | QC
LCP_Inputs_ON_Diverse_2023_04_03 | CH4 Import - WC 2030_QC_2020_KnownCap | QC | CH4 Import - WC 2030 | 2020 | Methane | 0 | known | QC
LCP_Inputs_ON_Diverse_2023_04_03 | CH4 Import - WC 2030_QC_2030_KnownCap | QC | CH4 Import - WC 2030 | 2030 | Methane | 0 | known | QC
LCP_Inputs_ON_Diverse_2023_04_03 | CH4 Import - WC 2030_QC_2040_KnownCap | QC | CH4 Import - WC 2030 | 2040 | Methane | 0 | known | QC
LCP_Inputs_ON_Diverse_2023_04_03 | CH4 Import - WC 2030_QC_2050_KnownCap | QC | CH4 Import - WC 2030 | 2050 | Methane | 0 | known | QC
LCP_Inputs_ON_Diverse_2023_04_03 | CH4 Import - WC 2040_QC_2020_KnownCap | QC | CH4 Import - WC 2040 | 2020 | Methane | 0 | known | QC
LCP_Inputs_ON_Diverse_2023_04_03 | CH4 Import - WC 2040_QC_2030_KnownCap | QC | CH4 Import - WC 2040 | 2030 | Methane | 0 | known | QC
LCP_Inputs_ON_Diverse_2023_04_03 | CH4 Import - WC 2040_QC_2040_KnownCap | QC | CH4 Import - WC 2040 | 2040 | Methane | 0 | known | QC
LCP_Inputs_ON_Diverse_2023_04_03 | CH4 Import - WC 2040_QC_2050_KnownCap | QC | CH4 Import - WC 2040 | 2050 | Methane | 0 | known | QC
LCP_Inputs_ON_Diverse_2023_04_03 | CH4 Import - WC 2050_QC_2020_KnownCap | QC | CH4 Import - WC 2050 | 2020 | Methane | 0 | known | QC
LCP_Inputs_ON_Diverse_2023_04_03 | CH4 Import - WC 2050_QC_2030_KnownCap | QC | CH4 Import - WC 2050 | 2030 | Methane | 0 | known | QC
LCP_Inputs_ON_Diverse_2023_04_03 | CH4 Import - WC 2050_QC_2040_KnownCap | QC | CH4 Import - WC 2050 | 2040 | Methane | 0 | known | QC
LCP_Inputs_ON_Diverse_2023_04_03 | CH4 Import - WC 2050_QC_2050_KnownCap | QC | CH4 Import - WC 2050 | 2050 | Methane | 0 | known | QC
LCP_Inputs_ON_Diverse_2023_04_03 | CH4 Import - NY 2020_QC_2020_KnownCap | QC | CH4 Import - NY 2020 | 2020 | Methane | 0 | known | QC
LCP_Inputs_ON_Diverse_2023_04_03 | CH4 Import - NY 2020_QC_2030_KnownCap | QC | CH4 Import - NY 2020 | 2030 | Methane | 0 | known | QC
LCP_Inputs_ON_Diverse_2023_04_03 | CH4 Import - NY 2020_QC_2040_KnownCap | QC | CH4 Import - NY 2020 | 2040 | Methane | 0 | known | QC
LCP_Inputs_ON_Diverse_2023_04_03 | CH4 Import - NY 2020_QC_2050_KnownCap | QC | CH4 Import - NY 2020 | 2050 | Methane | 0 | known | QC
LCP_Inputs_ON_Diverse_2023_04_03 | CH4 Import - NY 2030_QC_2020_KnownCap | QC | CH4 Import - NY 2030 | 2020 | Methane | 0 | known | QC
LCP_Inputs_ON_Diverse_2023_04_03 | CH4 Import - NY 2030_QC_2030_KnownCap | QC | CH4 Import - NY 2030 | 2030 | Methane | 0 | known | QC
LCP_Inputs_ON_Diverse_2023_04_03 | CH4 Import - NY 2030_QC_2040_KnownCap | QC | CH4 Import - NY 2030 | 2040 | Methane | 0 | known | QC
LCP_Inputs_ON_Diverse_2023_04_03 | CH4 Import - NY 2030_QC_2050_KnownCap | QC | CH4 Import - NY 2030 | 2050 | Methane | 0 | known | QC
LCP_Inputs_ON_Diverse_2023_04_03 | CH4 Import - NY 2040_QC_2020_KnownCap | QC | CH4 Import - NY 2040 | 2020 | Methane | 0 | known | QC
LCP_Inputs_ON_Diverse_2023_04_03 | CH4 Import - NY 2040_QC_2030_KnownCap | QC | CH4 Import - NY 2040 | 2030 | Methane | 0 | known | QC
LCP_Inputs_ON_Diverse_2023_04_03 | CH4 Import - NY 2040_QC_2040_KnownCap | QC | CH4 Import - NY 2040 | 2040 | Methane | 0 | known | QC
LCP_Inputs_ON_Diverse_2023_04_03 | CH4 Import - NY 2040_QC_2050_KnownCap | QC | CH4 Import - NY 2040 | 2050 | Methane | 0 | known | QC
LCP_Inputs_ON_Diverse_2023_04_03 | CH4 Import - NY 2050_QC_2020_KnownCap | QC | CH4 Import - NY 2050 | 2020 | Methane | 0 | known | QC
LCP_Inputs_ON_Diverse_2023_04_03 | CH4 Import - NY 2050_QC_2030_KnownCap | QC | CH4 Import - NY 2050 | 2030 | Methane | 0 | known | QC
LCP_Inputs_ON_Diverse_2023_04_03 | CH4 Import - NY 2050_QC_2040_KnownCap | QC | CH4 Import - NY 2050 | 2040 | Methane | 0 | known | QC
LCP_Inputs_ON_Diverse_2023_04_03 | CH4 Import - NY 2050_QC_2050_KnownCap | QC | CH4 Import - NY 2050 | 2050 | Methane | 0 | known | QC
LCP_Inputs_ON_Diverse_2023_04_03 | Electrolyser 2020/2030_QC_2020_KnownCap | QC | Electrolyser 2020/2030 | 2020 | Hydrogen | 0 | known | QC
LCP_Inputs_ON_Diverse_2023_04_03 | Electrolyser 2020/2030_QC_2030_KnownCap | QC | Electrolyser 2020/2030 | 2030 | Hydrogen | 0 | known | QC
LCP_Inputs_ON_Diverse_2023_04_03 | Electrolyser 2020/2030_QC_2040_KnownCap | QC | Electrolyser 2020/2030 | 2040 | Hydrogen | 0 | known | QC
LCP_Inputs_ON_Diverse_2023_04_03 | Electrolyser 2020/2030_QC_2050_KnownCap | QC | Electrolyser 2020/2030 | 2050 | Hydrogen | 0 | known | QC
LCP_Inputs_ON_Diverse_2023_04_03 | Electrolyser 2040_QC_2020_KnownCap | QC | Electrolyser 2040 | 2020 | Hydrogen | 0 | known | QC
LCP_Inputs_ON_Diverse_2023_04_03 | Electrolyser 2040_QC_2030_KnownCap | QC | Electrolyser 2040 | 2030 | Hydrogen | 0 | known | QC
LCP_Inputs_ON_Diverse_2023_04_03 | Electrolyser 2040_QC_2040_KnownCap | QC | Electrolyser 2040 | 2040 | Hydrogen | 0 | known | QC
LCP_Inputs_ON_Diverse_2023_04_03 | Electrolyser 2040_QC_2050_KnownCap | QC | Electrolyser 2040 | 2050 | Hydrogen | 0 | known | QC
LCP_Inputs_ON_Diverse_2023_04_03 | Electrolyser 2050_QC_2020_KnownCap | QC | Electrolyser 2050 | 2020 | Hydrogen | 0 | known | QC
LCP_Inputs_ON_Diverse_2023_04_03 | Electrolyser 2050_QC_2030_KnownCap | QC | Electrolyser 2050 | 2030 | Hydrogen | 0 | known | QC
LCP_Inputs_ON_Diverse_2023_04_03 | Electrolyser 2050_QC_2040_KnownCap | QC | Electrolyser 2050 | 2040 | Hydrogen | 0 | known | QC
LCP_Inputs_ON_Diverse_2023_04_03 | Electrolyser 2050_QC_2050_KnownCap | QC | Electrolyser 2050 | 2050 | Hydrogen | 0 | known | QC
LCP_Inputs_ON_Diverse_2023_04_03 | Anaerobic Digestion_QC_2020_KnownCap | QC | Anaerobic Digestion | 2020 | Methane | 0 | known | QC
LCP_Inputs_ON_Diverse_2023_04_03 | Anaerobic Digestion_QC_2030_KnownCap | QC | Anaerobic Digestion | 2030 | Methane | 0 | known | QC
LCP_Inputs_ON_Diverse_2023_04_03 | Anaerobic Digestion_QC_2040_KnownCap | QC | Anaerobic Digestion | 2040 | Methane | 0 | known | QC
LCP_Inputs_ON_Diverse_2023_04_03 | Anaerobic Digestion_QC_2050_KnownCap | QC | Anaerobic Digestion | 2050 | Methane | 0 | known | QC
LCP_Inputs_ON_Diverse_2023_04_03 | CH4 + CCS_QC_2020_KnownCap | QC | CH4 + CCS | 2020 | Methane | 0 | known | QC
LCP_Inputs_ON_Diverse_2023_04_03 | CH4 + CCS_QC_2030_KnownCap | QC | CH4 + CCS | 2030 | Methane | 0 | known | QC
LCP_Inputs_ON_Diverse_2023_04_03 | CH4 + CCS_QC_2040_KnownCap | QC | CH4 + CCS | 2040 | Methane | 0 | known | QC
LCP_Inputs_ON_Diverse_2023_04_03 | CH4 + CCS_QC_2050_KnownCap | QC | CH4 + CCS | 2050 | Methane | 0 | known | QC
LCP_Inputs_ON_Diverse_2023_04_03 | SMR CCS_QC_2020_KnownCap | QC | SMR CCS | 2020 | Hydrogen | 0 | known | QC
LCP_Inputs_ON_Diverse_2023_04_03 | SMR CCS_QC_2030_KnownCap | QC | SMR CCS | 2030 | Hydrogen | 0 | known | QC
LCP_Inputs_ON_Diverse_2023_04_03 | SMR CCS_QC_2040_KnownCap | QC | SMR CCS | 2040 | Hydrogen | 0 | known | QC
LCP_Inputs_ON_Diverse_2023_04_03 | SMR CCS_QC_2050_KnownCap | QC | SMR CCS | 2050 | Hydrogen | 0 | known | QC
LCP_Inputs_ON_Diverse_2023_04_03 | Wind Onshore_WC_2020_KnownCap | WC | Wind Onshore | 2020 | Electricity | 239 | known | WC
LCP_Inputs_ON_Diverse_2023_04_03 | Wind Onshore_WC_2030_KnownCap | WC | Wind Onshore | 2030 | Electricity | 239 | known | WC
LCP_Inputs_ON_Diverse_2023_04_03 | Wind Onshore_WC_2040_KnownCap | WC | Wind Onshore | 2040 | Electricity | 1239 | known | WC
LCP_Inputs_ON_Diverse_2023_04_03 | Wind Onshore_WC_2050_KnownCap | WC | Wind Onshore | 2050 | Electricity | 2239 | known | WC
LCP_Inputs_ON_Diverse_2023_04_03 | Wind Offshore_WC_2020_KnownCap | WC | Wind Offshore | 2020 | Electricity | 0 | known | WC
LCP_Inputs_ON_Diverse_2023_04_03 | Wind Offshore_WC_2030_KnownCap | WC | Wind Offshore | 2030 | Electricity | 0 | known | WC
LCP_Inputs_ON_Diverse_2023_04_03 | Wind Offshore_WC_2040_KnownCap | WC | Wind Offshore | 2040 | Electricity | 0 | known | WC
LCP_Inputs_ON_Diverse_2023_04_03 | Wind Offshore_WC_2050_KnownCap | WC | Wind Offshore | 2050 | Electricity | 0 | known | WC
LCP_Inputs_ON_Diverse_2023_04_03 | Solar PV_WC_2020_KnownCap | WC | Solar PV | 2020 | Electricity | 0 | known | WC
LCP_Inputs_ON_Diverse_2023_04_03 | Solar PV_WC_2030_KnownCap | WC | Solar PV | 2030 | Electricity | 0 | known | WC
LCP_Inputs_ON_Diverse_2023_04_03 | Solar PV_WC_2040_KnownCap | WC | Solar PV | 2040 | Electricity | 0 | known | WC
LCP_Inputs_ON_Diverse_2023_04_03 | Solar PV_WC_2050_KnownCap | WC | Solar PV | 2050 | Electricity | 0 | known | WC
LCP_Inputs_ON_Diverse_2023_04_03 | Hydro_WC_2020_KnownCap | WC | Hydro | 2020 | Electricity | 6045.7 | known | WC
LCP_Inputs_ON_Diverse_2023_04_03 | Hydro_WC_2030_KnownCap | WC | Hydro | 2030 | Electricity | 6641.7 | known | WC
LCP_Inputs_ON_Diverse_2023_04_03 | Hydro_WC_2040_KnownCap | WC | Hydro | 2040 | Electricity | 6641.7 | known | WC
LCP_Inputs_ON_Diverse_2023_04_03 | Hydro_WC_2050_KnownCap | WC | Hydro | 2050 | Electricity | 6641.7 | known | WC
LCP_Inputs_ON_Diverse_2023_04_03 | Hydro Pumped Storage_WC_2020_KnownCap | WC | Hydro Pumped Storage | 2020 | Electricity | 0 | known | WC
LCP_Inputs_ON_Diverse_2023_04_03 | Hydro Pumped Storage_WC_2030_KnownCap | WC | Hydro Pumped Storage | 2030 | Electricity | 0 | known | WC
LCP_Inputs_ON_Diverse_2023_04_03 | Hydro Pumped Storage_WC_2040_KnownCap | WC | Hydro Pumped Storage | 2040 | Electricity | 0 | known | WC
LCP_Inputs_ON_Diverse_2023_04_03 | Hydro Pumped Storage_WC_2050_KnownCap | WC | Hydro Pumped Storage | 2050 | Electricity | 0 | known | WC
LCP_Inputs_ON_Diverse_2023_04_03 | Nuclear_WC_2020_KnownCap | WC | Nuclear | 2020 | Electricity | 0 | known | WC
LCP_Inputs_ON_Diverse_2023_04_03 | Nuclear_WC_2030_KnownCap | WC | Nuclear | 2030 | Electricity | 0 | known | WC
LCP_Inputs_ON_Diverse_2023_04_03 | Nuclear_WC_2040_KnownCap | WC | Nuclear | 2040 | Electricity | 0 | known | WC
LCP_Inputs_ON_Diverse_2023_04_03 | Nuclear_WC_2050_KnownCap | WC | Nuclear | 2050 | Electricity | 0 | known | WC
LCP_Inputs_ON_Diverse_2023_04_03 | Fossil Fuel Thermal (Coal, Peat, Oil)_WC_2020_KnownCap | WC | Fossil Fuel Thermal (Coal, Peat, Oil) | 2020 | Electricity | 0 | known | WC
LCP_Inputs_ON_Diverse_2023_04_03 | Fossil Fuel Thermal (Coal, Peat, Oil)_WC_2030_KnownCap | WC | Fossil Fuel Thermal (Coal, Peat, Oil) | 2030 | Electricity | 0 | known | WC
LCP_Inputs_ON_Diverse_2023_04_03 | Fossil Fuel Thermal (Coal, Peat, Oil)_WC_2040_KnownCap | WC | Fossil Fuel Thermal (Coal, Peat, Oil) | 2040 | Electricity | 0 | known | WC
LCP_Inputs_ON_Diverse_2023_04_03 | Fossil Fuel Thermal (Coal, Peat, Oil)_WC_2050_KnownCap | WC | Fossil Fuel Thermal (Coal, Peat, Oil) | 2050 | Electricity | 0 | known | WC
LCP_Inputs_ON_Diverse_2023_04_03 | O/CCGT - CH4 Existing_WC_2020_KnownCap | WC | O/CCGT - CH4 Existing | 2020 | Electricity | 0 | known | WC
LCP_Inputs_ON_Diverse_2023_04_03 | O/CCGT - CH4 Existing_WC_2030_KnownCap | WC | O/CCGT - CH4 Existing | 2030 | Electricity | 0 | known | WC
LCP_Inputs_ON_Diverse_2023_04_03 | O/CCGT - CH4 Existing_WC_2040_KnownCap | WC | O/CCGT - CH4 Existing | 2040 | Electricity | 0 | known | WC
LCP_Inputs_ON_Diverse_2023_04_03 | O/CCGT - CH4 Existing_WC_2050_KnownCap | WC | O/CCGT - CH4 Existing | 2050 | Electricity | 0 | known | WC
LCP_Inputs_ON_Diverse_2023_04_03 | O/CCGT - CH4 New_WC_2020_KnownCap | WC | O/CCGT - CH4 New | 2020 | Electricity | 0 | known | WC
LCP_Inputs_ON_Diverse_2023_04_03 | O/CCGT - CH4 New_WC_2030_KnownCap | WC | O/CCGT - CH4 New | 2030 | Electricity | 0 | known | WC
LCP_Inputs_ON_Diverse_2023_04_03 | O/CCGT - CH4 New_WC_2040_KnownCap | WC | O/CCGT - CH4 New | 2040 | Electricity | 0 | known | WC
LCP_Inputs_ON_Diverse_2023_04_03 | O/CCGT - CH4 New_WC_2050_KnownCap | WC | O/CCGT - CH4 New | 2050 | Electricity | 0 | known | WC
LCP_Inputs_ON_Diverse_2023_04_03 | O/CCGT - H2 New_WC_2020_KnownCap | WC | O/CCGT - H2 New | 2020 | Electricity | 0 | known | WC
LCP_Inputs_ON_Diverse_2023_04_03 | O/CCGT - H2 New_WC_2030_KnownCap | WC | O/CCGT - H2 New | 2030 | Electricity | 0 | known | WC
LCP_Inputs_ON_Diverse_2023_04_03 | O/CCGT - H2 New_WC_2040_KnownCap | WC | O/CCGT - H2 New | 2040 | Electricity | 0 | known | WC
LCP_Inputs_ON_Diverse_2023_04_03 | O/CCGT - H2 New_WC_2050_KnownCap | WC | O/CCGT - H2 New | 2050 | Electricity | 0 | known | WC
LCP_Inputs_ON_Diverse_2023_04_03 | Biomass_WC_2020_KnownCap | WC | Biomass | 2020 | Electricity | 0 | known | WC
LCP_Inputs_ON_Diverse_2023_04_03 | Biomass_WC_2030_KnownCap | WC | Biomass | 2030 | Electricity | 0 | known | WC
LCP_Inputs_ON_Diverse_2023_04_03 | Biomass_WC_2040_KnownCap | WC | Biomass | 2040 | Electricity | 0 | known | WC
LCP_Inputs_ON_Diverse_2023_04_03 | Biomass_WC_2050_KnownCap | WC | Biomass | 2050 | Electricity | 0 | known | WC
LCP_Inputs_ON_Diverse_2023_04_03 | Battery Storage_WC_2020_KnownCap | WC | Battery Storage | 2020 | Electricity | 0 | known | WC
LCP_Inputs_ON_Diverse_2023_04_03 | Battery Storage_WC_2030_KnownCap | WC | Battery Storage | 2030 | Electricity | 0 | known | WC
LCP_Inputs_ON_Diverse_2023_04_03 | Battery Storage_WC_2040_KnownCap | WC | Battery Storage | 2040 | Electricity | 0 | known | WC
LCP_Inputs_ON_Diverse_2023_04_03 | Battery Storage_WC_2050_KnownCap | WC | Battery Storage | 2050 | Electricity | 0 | known | WC
LCP_Inputs_ON_Diverse_2023_04_03 | Generic - Generator_WC_2020_KnownCap | WC | Generic - Generator | 2020 | Electricity | 22.8 | known | WC
LCP_Inputs_ON_Diverse_2023_04_03 | Generic - Generator_WC_2030_KnownCap | WC | Generic - Generator | 2030 | Electricity | 22.8 | known | WC
LCP_Inputs_ON_Diverse_2023_04_03 | Generic - Generator_WC_2040_KnownCap | WC | Generic - Generator | 2040 | Electricity | 0 | known | WC
LCP_Inputs_ON_Diverse_2023_04_03 | Generic - Generator_WC_2050_KnownCap | WC | Generic - Generator | 2050 | Electricity | 0 | known | WC
LCP_Inputs_ON_Diverse_2023_04_03 | CH4 Salt Cavern Storage - ON_WC_2020_KnownCap | WC | CH4 Salt Cavern Storage - ON | 2020 | Methane | 0 | known | WC
LCP_Inputs_ON_Diverse_2023_04_03 | CH4 Salt Cavern Storage - ON_WC_2030_KnownCap | WC | CH4 Salt Cavern Storage - ON | 2030 | Methane | 0 | known | WC
LCP_Inputs_ON_Diverse_2023_04_03 | CH4 Salt Cavern Storage - ON_WC_2040_KnownCap | WC | CH4 Salt Cavern Storage - ON | 2040 | Methane | 0 | known | WC
LCP_Inputs_ON_Diverse_2023_04_03 | CH4 Salt Cavern Storage - ON_WC_2050_KnownCap | WC | CH4 Salt Cavern Storage - ON | 2050 | Methane | 0 | known | WC
LCP_Inputs_ON_Diverse_2023_04_03 | H2 Salt Cavern Storage - ON_WC_2020_KnownCap | WC | H2 Salt Cavern Storage - ON | 2020 | Hydrogen | 0 | known | WC
LCP_Inputs_ON_Diverse_2023_04_03 | H2 Salt Cavern Storage - ON_WC_2030_KnownCap | WC | H2 Salt Cavern Storage - ON | 2030 | Hydrogen | 0 | known | WC
LCP_Inputs_ON_Diverse_2023_04_03 | H2 Salt Cavern Storage - ON_WC_2040_KnownCap | WC | H2 Salt Cavern Storage - ON | 2040 | Hydrogen | 0 | known | WC
LCP_Inputs_ON_Diverse_2023_04_03 | H2 Salt Cavern Storage - ON_WC_2050_KnownCap | WC | H2 Salt Cavern Storage - ON | 2050 | Hydrogen | 0 | known | WC
LCP_Inputs_ON_Diverse_2023_04_03 | H2 Import - QC_WC_2020_KnownCap | WC | H2 Import - QC | 2020 | Hydrogen | 0 | known | WC
LCP_Inputs_ON_Diverse_2023_04_03 | H2 Import - QC_WC_2030_KnownCap | WC | H2 Import - QC | 2030 | Hydrogen | 0 | known | WC
LCP_Inputs_ON_Diverse_2023_04_03 | H2 Import - QC_WC_2040_KnownCap | WC | H2 Import - QC | 2040 | Hydrogen | 0 | known | WC
LCP_Inputs_ON_Diverse_2023_04_03 | H2 Import - QC_WC_2050_KnownCap | WC | H2 Import - QC | 2050 | Hydrogen | 0 | known | WC
LCP_Inputs_ON_Diverse_2023_04_03 | H2 Import - WC_WC_2020_KnownCap | WC | H2 Import - WC | 2020 | Hydrogen | 0 | known | WC
LCP_Inputs_ON_Diverse_2023_04_03 | H2 Import - WC_WC_2030_KnownCap | WC | H2 Import - WC | 2030 | Hydrogen | 0 | known | WC
LCP_Inputs_ON_Diverse_2023_04_03 | H2 Import - WC_WC_2040_KnownCap | WC | H2 Import - WC | 2040 | Hydrogen | 0 | known | WC
LCP_Inputs_ON_Diverse_2023_04_03 | H2 Import - WC_WC_2050_KnownCap | WC | H2 Import - WC | 2050 | Hydrogen | 0 | known | WC
LCP_Inputs_ON_Diverse_2023_04_03 | CH4 Import - WC 2020_WC_2020_KnownCap | WC | CH4 Import - WC 2020 | 2020 | Methane | 100000000 | known | WC
LCP_Inputs_ON_Diverse_2023_04_03 | CH4 Import - WC 2020_WC_2030_KnownCap | WC | CH4 Import - WC 2020 | 2030 | Methane | 0 | known | WC
LCP_Inputs_ON_Diverse_2023_04_03 | CH4 Import - WC 2020_WC_2040_KnownCap | WC | CH4 Import - WC 2020 | 2040 | Methane | 0 | known | WC
LCP_Inputs_ON_Diverse_2023_04_03 | CH4 Import - WC 2020_WC_2050_KnownCap | WC | CH4 Import - WC 2020 | 2050 | Methane | 0 | known | WC
LCP_Inputs_ON_Diverse_2023_04_03 | CH4 Import - WC 2030_WC_2020_KnownCap | WC | CH4 Import - WC 2030 | 2020 | Methane | 0 | known | WC
LCP_Inputs_ON_Diverse_2023_04_03 | CH4 Import - WC 2030_WC_2030_KnownCap | WC | CH4 Import - WC 2030 | 2030 | Methane | 100000000 | known | WC
LCP_Inputs_ON_Diverse_2023_04_03 | CH4 Import - WC 2030_WC_2040_KnownCap | WC | CH4 Import - WC 2030 | 2040 | Methane | 0 | known | WC
LCP_Inputs_ON_Diverse_2023_04_03 | CH4 Import - WC 2030_WC_2050_KnownCap | WC | CH4 Import - WC 2030 | 2050 | Methane | 0 | known | WC
LCP_Inputs_ON_Diverse_2023_04_03 | CH4 Import - WC 2040_WC_2020_KnownCap | WC | CH4 Import - WC 2040 | 2020 | Methane | 0 | known | WC
LCP_Inputs_ON_Diverse_2023_04_03 | CH4 Import - WC 2040_WC_2030_KnownCap | WC | CH4 Import - WC 2040 | 2030 | Methane | 0 | known | WC
LCP_Inputs_ON_Diverse_2023_04_03 | CH4 Import - WC 2040_WC_2040_KnownCap | WC | CH4 Import - WC 2040 | 2040 | Methane | 100000000 | known | WC
LCP_Inputs_ON_Diverse_2023_04_03 | CH4 Import - WC 2040_WC_2050_KnownCap | WC | CH4 Import - WC 2040 | 2050 | Methane | 0 | known | WC
LCP_Inputs_ON_Diverse_2023_04_03 | CH4 Import - WC 2050_WC_2020_KnownCap | WC | CH4 Import - WC 2050 | 2020 | Methane | 0 | known | WC
LCP_Inputs_ON_Diverse_2023_04_03 | CH4 Import - WC 2050_WC_2030_KnownCap | WC | CH4 Import - WC 2050 | 2030 | Methane | 0 | known | WC
LCP_Inputs_ON_Diverse_2023_04_03 | CH4 Import - WC 2050_WC_2040_KnownCap | WC | CH4 Import - WC 2050 | 2040 | Methane | 0 | known | WC
LCP_Inputs_ON_Diverse_2023_04_03 | CH4 Import - WC 2050_WC_2050_KnownCap | WC | CH4 Import - WC 2050 | 2050 | Methane | 100000000 | known | WC
LCP_Inputs_ON_Diverse_2023_04_03 | CH4 Import - NY 2020_WC_2020_KnownCap | WC | CH4 Import - NY 2020 | 2020 | Methane | 0 | known | WC
LCP_Inputs_ON_Diverse_2023_04_03 | CH4 Import - NY 2020_WC_2030_KnownCap | WC | CH4 Import - NY 2020 | 2030 | Methane | 0 | known | WC
LCP_Inputs_ON_Diverse_2023_04_03 | CH4 Import - NY 2020_WC_2040_KnownCap | WC | CH4 Import - NY 2020 | 2040 | Methane | 0 | known | WC
LCP_Inputs_ON_Diverse_2023_04_03 | CH4 Import - NY 2020_WC_2050_KnownCap | WC | CH4 Import - NY 2020 | 2050 | Methane | 0 | known | WC
LCP_Inputs_ON_Diverse_2023_04_03 | CH4 Import - NY 2030_WC_2020_KnownCap | WC | CH4 Import - NY 2030 | 2020 | Methane | 0 | known | WC
LCP_Inputs_ON_Diverse_2023_04_03 | CH4 Import - NY 2030_WC_2030_KnownCap | WC | CH4 Import - NY 2030 | 2030 | Methane | 0 | known | WC
LCP_Inputs_ON_Diverse_2023_04_03 | CH4 Import - NY 2030_WC_2040_KnownCap | WC | CH4 Import - NY 2030 | 2040 | Methane | 0 | known | WC
LCP_Inputs_ON_Diverse_2023_04_03 | CH4 Import - NY 2030_WC_2050_KnownCap | WC | CH4 Import - NY 2030 | 2050 | Methane | 0 | known | WC
LCP_Inputs_ON_Diverse_2023_04_03 | CH4 Import - NY 2040_WC_2020_KnownCap | WC | CH4 Import - NY 2040 | 2020 | Methane | 0 | known | WC
LCP_Inputs_ON_Diverse_2023_04_03 | CH4 Import - NY 2040_WC_2030_KnownCap | WC | CH4 Import - NY 2040 | 2030 | Methane | 0 | known | WC
LCP_Inputs_ON_Diverse_2023_04_03 | CH4 Import - NY 2040_WC_2040_KnownCap | WC | CH4 Import - NY 2040 | 2040 | Methane | 0 | known | WC
LCP_Inputs_ON_Diverse_2023_04_03 | CH4 Import - NY 2040_WC_2050_KnownCap | WC | CH4 Import - NY 2040 | 2050 | Methane | 0 | known | WC
LCP_Inputs_ON_Diverse_2023_04_03 | CH4 Import - NY 2050_WC_2020_KnownCap | WC | CH4 Import - NY 2050 | 2020 | Methane | 0 | known | WC
LCP_Inputs_ON_Diverse_2023_04_03 | CH4 Import - NY 2050_WC_2030_KnownCap | WC | CH4 Import - NY 2050 | 2030 | Methane | 0 | known | WC
LCP_Inputs_ON_Diverse_2023_04_03 | CH4 Import - NY 2050_WC_2040_KnownCap | WC | CH4 Import - NY 2050 | 2040 | Methane | 0 | known | WC
LCP_Inputs_ON_Diverse_2023_04_03 | CH4 Import - NY 2050_WC_2050_KnownCap | WC | CH4 Import - NY 2050 | 2050 | Methane | 0 | known | WC
LCP_Inputs_ON_Diverse_2023_04_03 | Electrolyser 2020/2030_WC_2020_KnownCap | WC | Electrolyser 2020/2030 | 2020 | Hydrogen | 0 | known | WC
LCP_Inputs_ON_Diverse_2023_04_03 | Electrolyser 2020/2030_WC_2030_KnownCap | WC | Electrolyser 2020/2030 | 2030 | Hydrogen | 0 | known | WC
LCP_Inputs_ON_Diverse_2023_04_03 | Electrolyser 2020/2030_WC_2040_KnownCap | WC | Electrolyser 2020/2030 | 2040 | Hydrogen | 0 | known | WC
LCP_Inputs_ON_Diverse_2023_04_03 | Electrolyser 2020/2030_WC_2050_KnownCap | WC | Electrolyser 2020/2030 | 2050 | Hydrogen | 0 | known | WC
LCP_Inputs_ON_Diverse_2023_04_03 | Electrolyser 2040_WC_2020_KnownCap | WC | Electrolyser 2040 | 2020 | Hydrogen | 0 | known | WC
LCP_Inputs_ON_Diverse_2023_04_03 | Electrolyser 2040_WC_2030_KnownCap | WC | Electrolyser 2040 | 2030 | Hydrogen | 0 | known | WC
LCP_Inputs_ON_Diverse_2023_04_03 | Electrolyser 2040_WC_2040_KnownCap | WC | Electrolyser 2040 | 2040 | Hydrogen | 0 | known | WC
LCP_Inputs_ON_Diverse_2023_04_03 | Electrolyser 2040_WC_2050_KnownCap | WC | Electrolyser 2040 | 2050 | Hydrogen | 0 | known | WC
LCP_Inputs_ON_Diverse_2023_04_03 | Electrolyser 2050_WC_2020_KnownCap | WC | Electrolyser 2050 | 2020 | Hydrogen | 0 | known | WC
LCP_Inputs_ON_Diverse_2023_04_03 | Electrolyser 2050_WC_2030_KnownCap | WC | Electrolyser 2050 | 2030 | Hydrogen | 0 | known | WC
LCP_Inputs_ON_Diverse_2023_04_03 | Electrolyser 2050_WC_2040_KnownCap | WC | Electrolyser 2050 | 2040 | Hydrogen | 0 | known | WC
LCP_Inputs_ON_Diverse_2023_04_03 | Electrolyser 2050_WC_2050_KnownCap | WC | Electrolyser 2050 | 2050 | Hydrogen | 0 | known | WC
LCP_Inputs_ON_Diverse_2023_04_03 | Anaerobic Digestion_WC_2020_KnownCap | WC | Anaerobic Digestion | 2020 | Methane | 0 | known | WC
LCP_Inputs_ON_Diverse_2023_04_03 | Anaerobic Digestion_WC_2030_KnownCap | WC | Anaerobic Digestion | 2030 | Methane | 0 | known | WC
LCP_Inputs_ON_Diverse_2023_04_03 | Anaerobic Digestion_WC_2040_KnownCap | WC | Anaerobic Digestion | 2040 | Methane | 0 | known | WC
LCP_Inputs_ON_Diverse_2023_04_03 | Anaerobic Digestion_WC_2050_KnownCap | WC | Anaerobic Digestion | 2050 | Methane | 0 | known | WC
LCP_Inputs_ON_Diverse_2023_04_03 | CH4 + CCS_WC_2020_KnownCap | WC | CH4 + CCS | 2020 | Methane | 0 | known | WC
LCP_Inputs_ON_Diverse_2023_04_03 | CH4 + CCS_WC_2030_KnownCap | WC | CH4 + CCS | 2030 | Methane | 0 | known | WC
LCP_Inputs_ON_Diverse_2023_04_03 | CH4 + CCS_WC_2040_KnownCap | WC | CH4 + CCS | 2040 | Methane | 0 | known | WC
LCP_Inputs_ON_Diverse_2023_04_03 | CH4 + CCS_WC_2050_KnownCap | WC | CH4 + CCS | 2050 | Methane | 0 | known | WC
LCP_Inputs_ON_Diverse_2023_04_03 | SMR CCS_WC_2020_KnownCap | WC | SMR CCS | 2020 | Hydrogen | 0 | known | WC
LCP_Inputs_ON_Diverse_2023_04_03 | SMR CCS_WC_2030_KnownCap | WC | SMR CCS | 2030 | Hydrogen | 0 | known | WC
LCP_Inputs_ON_Diverse_2023_04_03 | SMR CCS_WC_2040_KnownCap | WC | SMR CCS | 2040 | Hydrogen | 0 | known | WC
LCP_Inputs_ON_Diverse_2023_04_03 | SMR CCS_WC_2050_KnownCap | WC | SMR CCS | 2050 | Hydrogen | 0 | known | WC
LCP_Inputs_ON_Diverse_2023_04_03 | Wind Onshore_NY_2020_KnownCap | NY | Wind Onshore | 2020 | Electricity | 2672.67 | known | NY
LCP_Inputs_ON_Diverse_2023_04_03 | Wind Onshore_NY_2030_KnownCap | NY | Wind Onshore | 2030 | Electricity | 7637.67 | known | NY
LCP_Inputs_ON_Diverse_2023_04_03 | Wind Onshore_NY_2040_KnownCap | NY | Wind Onshore | 2040 | Electricity | 10077.67 | known | NY
LCP_Inputs_ON_Diverse_2023_04_03 | Wind Onshore_NY_2050_KnownCap | NY | Wind Onshore | 2050 | Electricity | 10395.67 | known | NY
LCP_Inputs_ON_Diverse_2023_04_03 | Wind Offshore_NY_2020_KnownCap | NY | Wind Offshore | 2020 | Electricity | 0 | known | NY
LCP_Inputs_ON_Diverse_2023_04_03 | Wind Offshore_NY_2030_KnownCap | NY | Wind Offshore | 2030 | Electricity | 3526 | known | NY
LCP_Inputs_ON_Diverse_2023_04_03 | Wind Offshore_NY_2040_KnownCap | NY | Wind Offshore | 2040 | Electricity | 8326 | known | NY
LCP_Inputs_ON_Diverse_2023_04_03 | Wind Offshore_NY_2050_KnownCap | NY | Wind Offshore | 2050 | Electricity | 14688 | known | NY
LCP_Inputs_ON_Diverse_2023_04_03 | Solar PV_NY_2020_KnownCap | NY | Solar PV | 2020 | Electricity | 8330.02 | known | NY
LCP_Inputs_ON_Diverse_2023_04_03 | Solar PV_NY_2030_KnownCap | NY | Solar PV | 2030 | Electricity | 16227.02 | known | NY
LCP_Inputs_ON_Diverse_2023_04_03 | Solar PV_NY_2040_KnownCap | NY | Solar PV | 2040 | Electricity | 22282.02 | known | NY
LCP_Inputs_ON_Diverse_2023_04_03 | Solar PV_NY_2050_KnownCap | NY | Solar PV | 2050 | Electricity | 23448.02 | known | NY
LCP_Inputs_ON_Diverse_2023_04_03 | Hydro_NY_2020_KnownCap | NY | Hydro | 2020 | Electricity | 5000.197 | known | NY
LCP_Inputs_ON_Diverse_2023_04_03 | Hydro_NY_2030_KnownCap | NY | Hydro | 2030 | Electricity | 5011.197 | known | NY
LCP_Inputs_ON_Diverse_2023_04_03 | Hydro_NY_2040_KnownCap | NY | Hydro | 2040 | Electricity | 5011.197 | known | NY
LCP_Inputs_ON_Diverse_2023_04_03 | Hydro_NY_2050_KnownCap | NY | Hydro | 2050 | Electricity | 5011.197 | known | NY
LCP_Inputs_ON_Diverse_2023_04_03 | Hydro Pumped Storage_NY_2020_KnownCap | NY | Hydro Pumped Storage | 2020 | Electricity | 1412.9 | known | NY
LCP_Inputs_ON_Diverse_2023_04_03 | Hydro Pumped Storage_NY_2030_KnownCap | NY | Hydro Pumped Storage | 2030 | Electricity | 1412.9 | known | NY
LCP_Inputs_ON_Diverse_2023_04_03 | Hydro Pumped Storage_NY_2040_KnownCap | NY | Hydro Pumped Storage | 2040 | Electricity | 1412.9 | known | NY
LCP_Inputs_ON_Diverse_2023_04_03 | Hydro Pumped Storage_NY_2050_KnownCap | NY | Hydro Pumped Storage | 2050 | Electricity | 1412.9 | known | NY
LCP_Inputs_ON_Diverse_2023_04_03 | Nuclear_NY_2020_KnownCap | NY | Nuclear | 2020 | Electricity | 3344.6 | known | NY
LCP_Inputs_ON_Diverse_2023_04_03 | Nuclear_NY_2030_KnownCap | NY | Nuclear | 2030 | Electricity | 3344.6 | known | NY
LCP_Inputs_ON_Diverse_2023_04_03 | Nuclear_NY_2040_KnownCap | NY | Nuclear | 2040 | Electricity | 3344.6 | known | NY
LCP_Inputs_ON_Diverse_2023_04_03 | Nuclear_NY_2050_KnownCap | NY | Nuclear | 2050 | Electricity | 3344.6 | known | NY
LCP_Inputs_ON_Diverse_2023_04_03 | Fossil Fuel Thermal (Coal, Peat, Oil)_NY_2020_KnownCap | NY | Fossil Fuel Thermal (Coal, Peat, Oil) | 2020 | Electricity | 0 | known | NY
LCP_Inputs_ON_Diverse_2023_04_03 | Fossil Fuel Thermal (Coal, Peat, Oil)_NY_2030_KnownCap | NY | Fossil Fuel Thermal (Coal, Peat, Oil) | 2030 | Electricity | 0 | known | NY
LCP_Inputs_ON_Diverse_2023_04_03 | Fossil Fuel Thermal (Coal, Peat, Oil)_NY_2040_KnownCap | NY | Fossil Fuel Thermal (Coal, Peat, Oil) | 2040 | Electricity | 0 | known | NY
LCP_Inputs_ON_Diverse_2023_04_03 | Fossil Fuel Thermal (Coal, Peat, Oil)_NY_2050_KnownCap | NY | Fossil Fuel Thermal (Coal, Peat, Oil) | 2050 | Electricity | 0 | known | NY
LCP_Inputs_ON_Diverse_2023_04_03 | O/CCGT - CH4 Existing_NY_2020_KnownCap | NY | O/CCGT - CH4 Existing | 2020 | Electricity | 0 | known | NY
LCP_Inputs_ON_Diverse_2023_04_03 | O/CCGT - CH4 Existing_NY_2030_KnownCap | NY | O/CCGT - CH4 Existing | 2030 | Electricity | 0 | known | NY
LCP_Inputs_ON_Diverse_2023_04_03 | O/CCGT - CH4 Existing_NY_2040_KnownCap | NY | O/CCGT - CH4 Existing | 2040 | Electricity | 0 | known | NY
LCP_Inputs_ON_Diverse_2023_04_03 | O/CCGT - CH4 Existing_NY_2050_KnownCap | NY | O/CCGT - CH4 Existing | 2050 | Electricity | 0 | known | NY
LCP_Inputs_ON_Diverse_2023_04_03 | O/CCGT - CH4 New_NY_2020_KnownCap | NY | O/CCGT - CH4 New | 2020 | Electricity | 0 | known | NY
LCP_Inputs_ON_Diverse_2023_04_03 | O/CCGT - CH4 New_NY_2030_KnownCap | NY | O/CCGT - CH4 New | 2030 | Electricity | 0 | known | NY
LCP_Inputs_ON_Diverse_2023_04_03 | O/CCGT - CH4 New_NY_2040_KnownCap | NY | O/CCGT - CH4 New | 2040 | Electricity | 0 | known | NY
LCP_Inputs_ON_Diverse_2023_04_03 | O/CCGT - CH4 New_NY_2050_KnownCap | NY | O/CCGT - CH4 New | 2050 | Electricity | 0 | known | NY
LCP_Inputs_ON_Diverse_2023_04_03 | O/CCGT - H2 New_NY_2020_KnownCap | NY | O/CCGT - H2 New | 2020 | Electricity | 0 | known | NY
LCP_Inputs_ON_Diverse_2023_04_03 | O/CCGT - H2 New_NY_2030_KnownCap | NY | O/CCGT - H2 New | 2030 | Electricity | 0 | known | NY
LCP_Inputs_ON_Diverse_2023_04_03 | O/CCGT - H2 New_NY_2040_KnownCap | NY | O/CCGT - H2 New | 2040 | Electricity | 0 | known | NY
LCP_Inputs_ON_Diverse_2023_04_03 | O/CCGT - H2 New_NY_2050_KnownCap | NY | O/CCGT - H2 New | 2050 | Electricity | 0 | known | NY
LCP_Inputs_ON_Diverse_2023_04_03 | Biomass_NY_2020_KnownCap | NY | Biomass | 2020 | Electricity | 274.5 | known | NY
LCP_Inputs_ON_Diverse_2023_04_03 | Biomass_NY_2030_KnownCap | NY | Biomass | 2030 | Electricity | 295.5 | known | NY
LCP_Inputs_ON_Diverse_2023_04_03 | Biomass_NY_2040_KnownCap | NY | Biomass | 2040 | Electricity | 295.5 | known | NY
LCP_Inputs_ON_Diverse_2023_04_03 | Biomass_NY_2050_KnownCap | NY | Biomass | 2050 | Electricity | 295.5 | known | NY
LCP_Inputs_ON_Diverse_2023_04_03 | Battery Storage_NY_2020_KnownCap | NY | Battery Storage | 2020 | Electricity | 58 | known | NY
LCP_Inputs_ON_Diverse_2023_04_03 | Battery Storage_NY_2030_KnownCap | NY | Battery Storage | 2030 | Electricity | 2139 | known | NY
LCP_Inputs_ON_Diverse_2023_04_03 | Battery Storage_NY_2040_KnownCap | NY | Battery Storage | 2040 | Electricity | 6053 | known | NY
LCP_Inputs_ON_Diverse_2023_04_03 | Battery Storage_NY_2050_KnownCap | NY | Battery Storage | 2050 | Electricity | 7007 | known | NY
LCP_Inputs_ON_Diverse_2023_04_03 | Generic - Generator_NY_2020_KnownCap | NY | Generic - Generator | 2020 | Electricity | 28471.17 | known | NY
LCP_Inputs_ON_Diverse_2023_04_03 | Generic - Generator_NY_2030_KnownCap | NY | Generic - Generator | 2030 | Electricity | 24785.17 | known | NY
LCP_Inputs_ON_Diverse_2023_04_03 | Generic - Generator_NY_2040_KnownCap | NY | Generic - Generator | 2040 | Electricity | 23524.17 | known | NY
LCP_Inputs_ON_Diverse_2023_04_03 | Generic - Generator_NY_2050_KnownCap | NY | Generic - Generator | 2050 | Electricity | 22438.17 | known | NY
LCP_Inputs_ON_Diverse_2023_04_03 | CH4 Salt Cavern Storage - ON_NY_2020_KnownCap | NY | CH4 Salt Cavern Storage - ON | 2020 | Methane | 0 | known | NY
LCP_Inputs_ON_Diverse_2023_04_03 | CH4 Salt Cavern Storage - ON_NY_2030_KnownCap | NY | CH4 Salt Cavern Storage - ON | 2030 | Methane | 0 | known | NY
LCP_Inputs_ON_Diverse_2023_04_03 | CH4 Salt Cavern Storage - ON_NY_2040_KnownCap | NY | CH4 Salt Cavern Storage - ON | 2040 | Methane | 0 | known | NY
LCP_Inputs_ON_Diverse_2023_04_03 | CH4 Salt Cavern Storage - ON_NY_2050_KnownCap | NY | CH4 Salt Cavern Storage - ON | 2050 | Methane | 0 | known | NY
LCP_Inputs_ON_Diverse_2023_04_03 | H2 Salt Cavern Storage - ON_NY_2020_KnownCap | NY | H2 Salt Cavern Storage - ON | 2020 | Hydrogen | 0 | known | NY
LCP_Inputs_ON_Diverse_2023_04_03 | H2 Salt Cavern Storage - ON_NY_2030_KnownCap | NY | H2 Salt Cavern Storage - ON | 2030 | Hydrogen | 0 | known | NY
LCP_Inputs_ON_Diverse_2023_04_03 | H2 Salt Cavern Storage - ON_NY_2040_KnownCap | NY | H2 Salt Cavern Storage - ON | 2040 | Hydrogen | 0 | known | NY
LCP_Inputs_ON_Diverse_2023_04_03 | H2 Salt Cavern Storage - ON_NY_2050_KnownCap | NY | H2 Salt Cavern Storage - ON | 2050 | Hydrogen | 0 | known | NY
LCP_Inputs_ON_Diverse_2023_04_03 | H2 Import - QC_NY_2020_KnownCap | NY | H2 Import - QC | 2020 | Hydrogen | 0 | known | NY
LCP_Inputs_ON_Diverse_2023_04_03 | H2 Import - QC_NY_2030_KnownCap | NY | H2 Import - QC | 2030 | Hydrogen | 0 | known | NY
LCP_Inputs_ON_Diverse_2023_04_03 | H2 Import - QC_NY_2040_KnownCap | NY | H2 Import - QC | 2040 | Hydrogen | 0 | known | NY
LCP_Inputs_ON_Diverse_2023_04_03 | H2 Import - QC_NY_2050_KnownCap | NY | H2 Import - QC | 2050 | Hydrogen | 0 | known | NY
LCP_Inputs_ON_Diverse_2023_04_03 | H2 Import - WC_NY_2020_KnownCap | NY | H2 Import - WC | 2020 | Hydrogen | 0 | known | NY
LCP_Inputs_ON_Diverse_2023_04_03 | H2 Import - WC_NY_2030_KnownCap | NY | H2 Import - WC | 2030 | Hydrogen | 0 | known | NY
LCP_Inputs_ON_Diverse_2023_04_03 | H2 Import - WC_NY_2040_KnownCap | NY | H2 Import - WC | 2040 | Hydrogen | 0 | known | NY
LCP_Inputs_ON_Diverse_2023_04_03 | H2 Import - WC_NY_2050_KnownCap | NY | H2 Import - WC | 2050 | Hydrogen | 0 | known | NY
LCP_Inputs_ON_Diverse_2023_04_03 | CH4 Import - WC 2020_NY_2020_KnownCap | NY | CH4 Import - WC 2020 | 2020 | Methane | 0 | known | NY
LCP_Inputs_ON_Diverse_2023_04_03 | CH4 Import - WC 2020_NY_2030_KnownCap | NY | CH4 Import - WC 2020 | 2030 | Methane | 0 | known | NY
LCP_Inputs_ON_Diverse_2023_04_03 | CH4 Import - WC 2020_NY_2040_KnownCap | NY | CH4 Import - WC 2020 | 2040 | Methane | 0 | known | NY
LCP_Inputs_ON_Diverse_2023_04_03 | CH4 Import - WC 2020_NY_2050_KnownCap | NY | CH4 Import - WC 2020 | 2050 | Methane | 0 | known | NY
LCP_Inputs_ON_Diverse_2023_04_03 | CH4 Import - WC 2030_NY_2020_KnownCap | NY | CH4 Import - WC 2030 | 2020 | Methane | 0 | known | NY
LCP_Inputs_ON_Diverse_2023_04_03 | CH4 Import - WC 2030_NY_2030_KnownCap | NY | CH4 Import - WC 2030 | 2030 | Methane | 0 | known | NY
LCP_Inputs_ON_Diverse_2023_04_03 | CH4 Import - WC 2030_NY_2040_KnownCap | NY | CH4 Import - WC 2030 | 2040 | Methane | 0 | known | NY
LCP_Inputs_ON_Diverse_2023_04_03 | CH4 Import - WC 2030_NY_2050_KnownCap | NY | CH4 Import - WC 2030 | 2050 | Methane | 0 | known | NY
LCP_Inputs_ON_Diverse_2023_04_03 | CH4 Import - WC 2040_NY_2020_KnownCap | NY | CH4 Import - WC 2040 | 2020 | Methane | 0 | known | NY
LCP_Inputs_ON_Diverse_2023_04_03 | CH4 Import - WC 2040_NY_2030_KnownCap | NY | CH4 Import - WC 2040 | 2030 | Methane | 0 | known | NY
LCP_Inputs_ON_Diverse_2023_04_03 | CH4 Import - WC 2040_NY_2040_KnownCap | NY | CH4 Import - WC 2040 | 2040 | Methane | 0 | known | NY
LCP_Inputs_ON_Diverse_2023_04_03 | CH4 Import - WC 2040_NY_2050_KnownCap | NY | CH4 Import - WC 2040 | 2050 | Methane | 0 | known | NY
LCP_Inputs_ON_Diverse_2023_04_03 | CH4 Import - WC 2050_NY_2020_KnownCap | NY | CH4 Import - WC 2050 | 2020 | Methane | 0 | known | NY
LCP_Inputs_ON_Diverse_2023_04_03 | CH4 Import - WC 2050_NY_2030_KnownCap | NY | CH4 Import - WC 2050 | 2030 | Methane | 0 | known | NY
LCP_Inputs_ON_Diverse_2023_04_03 | CH4 Import - WC 2050_NY_2040_KnownCap | NY | CH4 Import - WC 2050 | 2040 | Methane | 0 | known | NY
LCP_Inputs_ON_Diverse_2023_04_03 | CH4 Import - WC 2050_NY_2050_KnownCap | NY | CH4 Import - WC 2050 | 2050 | Methane | 0 | known | NY
LCP_Inputs_ON_Diverse_2023_04_03 | CH4 Import - NY 2020_NY_2020_KnownCap | NY | CH4 Import - NY 2020 | 2020 | Methane | 100000000 | known | NY
LCP_Inputs_ON_Diverse_2023_04_03 | CH4 Import - NY 2020_NY_2030_KnownCap | NY | CH4 Import - NY 2020 | 2030 | Methane | 0 | known | NY
LCP_Inputs_ON_Diverse_2023_04_03 | CH4 Import - NY 2020_NY_2040_KnownCap | NY | CH4 Import - NY 2020 | 2040 | Methane | 0 | known | NY
LCP_Inputs_ON_Diverse_2023_04_03 | CH4 Import - NY 2020_NY_2050_KnownCap | NY | CH4 Import - NY 2020 | 2050 | Methane | 0 | known | NY
LCP_Inputs_ON_Diverse_2023_04_03 | CH4 Import - NY 2030_NY_2020_KnownCap | NY | CH4 Import - NY 2030 | 2020 | Methane | 0 | known | NY
LCP_Inputs_ON_Diverse_2023_04_03 | CH4 Import - NY 2030_NY_2030_KnownCap | NY | CH4 Import - NY 2030 | 2030 | Methane | 100000000 | known | NY
LCP_Inputs_ON_Diverse_2023_04_03 | CH4 Import - NY 2030_NY_2040_KnownCap | NY | CH4 Import - NY 2030 | 2040 | Methane | 0 | known | NY
LCP_Inputs_ON_Diverse_2023_04_03 | CH4 Import - NY 2030_NY_2050_KnownCap | NY | CH4 Import - NY 2030 | 2050 | Methane | 0 | known | NY
LCP_Inputs_ON_Diverse_2023_04_03 | CH4 Import - NY 2040_NY_2020_KnownCap | NY | CH4 Import - NY 2040 | 2020 | Methane | 0 | known | NY
LCP_Inputs_ON_Diverse_2023_04_03 | CH4 Import - NY 2040_NY_2030_KnownCap | NY | CH4 Import - NY 2040 | 2030 | Methane | 0 | known | NY
LCP_Inputs_ON_Diverse_2023_04_03 | CH4 Import - NY 2040_NY_2040_KnownCap | NY | CH4 Import - NY 2040 | 2040 | Methane | 100000000 | known | NY
LCP_Inputs_ON_Diverse_2023_04_03 | CH4 Import - NY 2040_NY_2050_KnownCap | NY | CH4 Import - NY 2040 | 2050 | Methane | 0 | known | NY
LCP_Inputs_ON_Diverse_2023_04_03 | CH4 Import - NY 2050_NY_2020_KnownCap | NY | CH4 Import - NY 2050 | 2020 | Methane | 0 | known | NY
LCP_Inputs_ON_Diverse_2023_04_03 | CH4 Import - NY 2050_NY_2030_KnownCap | NY | CH4 Import - NY 2050 | 2030 | Methane | 0 | known | NY
LCP_Inputs_ON_Diverse_2023_04_03 | CH4 Import - NY 2050_NY_2040_KnownCap | NY | CH4 Import - NY 2050 | 2040 | Methane | 0 | known | NY
LCP_Inputs_ON_Diverse_2023_04_03 | CH4 Import - NY 2050_NY_2050_KnownCap | NY | CH4 Import - NY 2050 | 2050 | Methane | 100000000 | known | NY
LCP_Inputs_ON_Diverse_2023_04_03 | Electrolyser 2020/2030_NY_2020_KnownCap | NY | Electrolyser 2020/2030 | 2020 | Hydrogen | 0 | known | NY
LCP_Inputs_ON_Diverse_2023_04_03 | Electrolyser 2020/2030_NY_2030_KnownCap | NY | Electrolyser 2020/2030 | 2030 | Hydrogen | 0 | known | NY
LCP_Inputs_ON_Diverse_2023_04_03 | Electrolyser 2020/2030_NY_2040_KnownCap | NY | Electrolyser 2020/2030 | 2040 | Hydrogen | 0 | known | NY
LCP_Inputs_ON_Diverse_2023_04_03 | Electrolyser 2020/2030_NY_2050_KnownCap | NY | Electrolyser 2020/2030 | 2050 | Hydrogen | 0 | known | NY
LCP_Inputs_ON_Diverse_2023_04_03 | Electrolyser 2040_NY_2020_KnownCap | NY | Electrolyser 2040 | 2020 | Hydrogen | 0 | known | NY
LCP_Inputs_ON_Diverse_2023_04_03 | Electrolyser 2040_NY_2030_KnownCap | NY | Electrolyser 2040 | 2030 | Hydrogen | 0 | known | NY
LCP_Inputs_ON_Diverse_2023_04_03 | Electrolyser 2040_NY_2040_KnownCap | NY | Electrolyser 2040 | 2040 | Hydrogen | 0 | known | NY
LCP_Inputs_ON_Diverse_2023_04_03 | Electrolyser 2040_NY_2050_KnownCap | NY | Electrolyser 2040 | 2050 | Hydrogen | 0 | known | NY
LCP_Inputs_ON_Diverse_2023_04_03 | Electrolyser 2050_NY_2020_KnownCap | NY | Electrolyser 2050 | 2020 | Hydrogen | 0 | known | NY
LCP_Inputs_ON_Diverse_2023_04_03 | Electrolyser 2050_NY_2030_KnownCap | NY | Electrolyser 2050 | 2030 | Hydrogen | 0 | known | NY
LCP_Inputs_ON_Diverse_2023_04_03 | Electrolyser 2050_NY_2040_KnownCap | NY | Electrolyser 2050 | 2040 | Hydrogen | 0 | known | NY
LCP_Inputs_ON_Diverse_2023_04_03 | Electrolyser 2050_NY_2050_KnownCap | NY | Electrolyser 2050 | 2050 | Hydrogen | 0 | known | NY
LCP_Inputs_ON_Diverse_2023_04_03 | Anaerobic Digestion_NY_2020_KnownCap | NY | Anaerobic Digestion | 2020 | Methane | 0 | known | NY
LCP_Inputs_ON_Diverse_2023_04_03 | Anaerobic Digestion_NY_2030_KnownCap | NY | Anaerobic Digestion | 2030 | Methane | 0 | known | NY
LCP_Inputs_ON_Diverse_2023_04_03 | Anaerobic Digestion_NY_2040_KnownCap | NY | Anaerobic Digestion | 2040 | Methane | 0 | known | NY
LCP_Inputs_ON_Diverse_2023_04_03 | Anaerobic Digestion_NY_2050_KnownCap | NY | Anaerobic Digestion | 2050 | Methane | 0 | known | NY
LCP_Inputs_ON_Diverse_2023_04_03 | CH4 + CCS_NY_2020_KnownCap | NY | CH4 + CCS | 2020 | Methane | 0 | known | NY
LCP_Inputs_ON_Diverse_2023_04_03 | CH4 + CCS_NY_2030_KnownCap | NY | CH4 + CCS | 2030 | Methane | 0 | known | NY
LCP_Inputs_ON_Diverse_2023_04_03 | CH4 + CCS_NY_2040_KnownCap | NY | CH4 + CCS | 2040 | Methane | 0 | known | NY
LCP_Inputs_ON_Diverse_2023_04_03 | CH4 + CCS_NY_2050_KnownCap | NY | CH4 + CCS | 2050 | Methane | 0 | known | NY
LCP_Inputs_ON_Diverse_2023_04_03 | SMR CCS_NY_2020_KnownCap | NY | SMR CCS | 2020 | Hydrogen | 0 | known | NY
LCP_Inputs_ON_Diverse_2023_04_03 | SMR CCS_NY_2030_KnownCap | NY | SMR CCS | 2030 | Hydrogen | 0 | known | NY
LCP_Inputs_ON_Diverse_2023_04_03 | SMR CCS_NY_2040_KnownCap | NY | SMR CCS | 2040 | Hydrogen | 0 | known | NY
LCP_Inputs_ON_Diverse_2023_04_03 | SMR CCS_NY_2050_KnownCap | NY | SMR CCS | 2050 | Hydrogen | 0 | known | NY
LCP_Inputs_ON_Diverse_2023_04_03 | Wind Onshore_MI_2020_KnownCap | MI | Wind Onshore | 2020 | Electricity | 13572.48 | known | MI
LCP_Inputs_ON_Diverse_2023_04_03 | Wind Onshore_MI_2030_KnownCap | MI | Wind Onshore | 2030 | Electricity | 23373.62 | known | MI
LCP_Inputs_ON_Diverse_2023_04_03 | Wind Onshore_MI_2040_KnownCap | MI | Wind Onshore | 2040 | Electricity | 30988.61 | known | MI
LCP_Inputs_ON_Diverse_2023_04_03 | Wind Onshore_MI_2050_KnownCap | MI | Wind Onshore | 2050 | Electricity | 37948.21 | known | MI
LCP_Inputs_ON_Diverse_2023_04_03 | Wind Offshore_MI_2020_KnownCap | MI | Wind Offshore | 2020 | Electricity | 0 | known | MI
LCP_Inputs_ON_Diverse_2023_04_03 | Wind Offshore_MI_2030_KnownCap | MI | Wind Offshore | 2030 | Electricity | 0 | known | MI
LCP_Inputs_ON_Diverse_2023_04_03 | Wind Offshore_MI_2040_KnownCap | MI | Wind Offshore | 2040 | Electricity | 0 | known | MI
LCP_Inputs_ON_Diverse_2023_04_03 | Wind Offshore_MI_2050_KnownCap | MI | Wind Offshore | 2050 | Electricity | 0 | known | MI
LCP_Inputs_ON_Diverse_2023_04_03 | Solar PV_MI_2020_KnownCap | MI | Solar PV | 2020 | Electricity | 3189.63 | known | MI
LCP_Inputs_ON_Diverse_2023_04_03 | Solar PV_MI_2030_KnownCap | MI | Solar PV | 2030 | Electricity | 10138.89 | known | MI
LCP_Inputs_ON_Diverse_2023_04_03 | Solar PV_MI_2040_KnownCap | MI | Solar PV | 2040 | Electricity | 17336.65 | known | MI
LCP_Inputs_ON_Diverse_2023_04_03 | Solar PV_MI_2050_KnownCap | MI | Solar PV | 2050 | Electricity | 25876.21 | known | MI
LCP_Inputs_ON_Diverse_2023_04_03 | Hydro_MI_2020_KnownCap | MI | Hydro | 2020 | Electricity | 901.1 | known | MI
LCP_Inputs_ON_Diverse_2023_04_03 | Hydro_MI_2030_KnownCap | MI | Hydro | 2030 | Electricity | 906.49 | known | MI
LCP_Inputs_ON_Diverse_2023_04_03 | Hydro_MI_2040_KnownCap | MI | Hydro | 2040 | Electricity | 906.49 | known | MI
LCP_Inputs_ON_Diverse_2023_04_03 | Hydro_MI_2050_KnownCap | MI | Hydro | 2050 | Electricity | 906.49 | known | MI
LCP_Inputs_ON_Diverse_2023_04_03 | Hydro Pumped Storage_MI_2020_KnownCap | MI | Hydro Pumped Storage | 2020 | Electricity | 1978.8 | known | MI
LCP_Inputs_ON_Diverse_2023_04_03 | Hydro Pumped Storage_MI_2030_KnownCap | MI | Hydro Pumped Storage | 2030 | Electricity | 1978.8 | known | MI
LCP_Inputs_ON_Diverse_2023_04_03 | Hydro Pumped Storage_MI_2040_KnownCap | MI | Hydro Pumped Storage | 2040 | Electricity | 1978.8 | known | MI
LCP_Inputs_ON_Diverse_2023_04_03 | Hydro Pumped Storage_MI_2050_KnownCap | MI | Hydro Pumped Storage | 2050 | Electricity | 1978.8 | known | MI
LCP_Inputs_ON_Diverse_2023_04_03 | Nuclear_MI_2020_KnownCap | MI | Nuclear | 2020 | Electricity | 4915.8 | known | MI
LCP_Inputs_ON_Diverse_2023_04_03 | Nuclear_MI_2030_KnownCap | MI | Nuclear | 2030 | Electricity | 4114 | known | MI
LCP_Inputs_ON_Diverse_2023_04_03 | Nuclear_MI_2040_KnownCap | MI | Nuclear | 2040 | Electricity | 4114 | known | MI
LCP_Inputs_ON_Diverse_2023_04_03 | Nuclear_MI_2050_KnownCap | MI | Nuclear | 2050 | Electricity | 4114 | known | MI
LCP_Inputs_ON_Diverse_2023_04_03 | Fossil Fuel Thermal (Coal, Peat, Oil)_MI_2020_KnownCap | MI | Fossil Fuel Thermal (Coal, Peat, Oil) | 2020 | Electricity | 0 | known | MI
LCP_Inputs_ON_Diverse_2023_04_03 | Fossil Fuel Thermal (Coal, Peat, Oil)_MI_2030_KnownCap | MI | Fossil Fuel Thermal (Coal, Peat, Oil) | 2030 | Electricity | 0 | known | MI
LCP_Inputs_ON_Diverse_2023_04_03 | Fossil Fuel Thermal (Coal, Peat, Oil)_MI_2040_KnownCap | MI | Fossil Fuel Thermal (Coal, Peat, Oil) | 2040 | Electricity | 0 | known | MI
LCP_Inputs_ON_Diverse_2023_04_03 | Fossil Fuel Thermal (Coal, Peat, Oil)_MI_2050_KnownCap | MI | Fossil Fuel Thermal (Coal, Peat, Oil) | 2050 | Electricity | 0 | known | MI
LCP_Inputs_ON_Diverse_2023_04_03 | O/CCGT - CH4 Existing_MI_2020_KnownCap | MI | O/CCGT - CH4 Existing | 2020 | Electricity | 0 | known | MI
LCP_Inputs_ON_Diverse_2023_04_03 | O/CCGT - CH4 Existing_MI_2030_KnownCap | MI | O/CCGT - CH4 Existing | 2030 | Electricity | 0 | known | MI
LCP_Inputs_ON_Diverse_2023_04_03 | O/CCGT - CH4 Existing_MI_2040_KnownCap | MI | O/CCGT - CH4 Existing | 2040 | Electricity | 0 | known | MI
LCP_Inputs_ON_Diverse_2023_04_03 | O/CCGT - CH4 Existing_MI_2050_KnownCap | MI | O/CCGT - CH4 Existing | 2050 | Electricity | 0 | known | MI
LCP_Inputs_ON_Diverse_2023_04_03 | O/CCGT - CH4 New_MI_2020_KnownCap | MI | O/CCGT - CH4 New | 2020 | Electricity | 0 | known | MI
LCP_Inputs_ON_Diverse_2023_04_03 | O/CCGT - CH4 New_MI_2030_KnownCap | MI | O/CCGT - CH4 New | 2030 | Electricity | 0 | known | MI
LCP_Inputs_ON_Diverse_2023_04_03 | O/CCGT - CH4 New_MI_2040_KnownCap | MI | O/CCGT - CH4 New | 2040 | Electricity | 0 | known | MI
LCP_Inputs_ON_Diverse_2023_04_03 | O/CCGT - CH4 New_MI_2050_KnownCap | MI | O/CCGT - CH4 New | 2050 | Electricity | 0 | known | MI
LCP_Inputs_ON_Diverse_2023_04_03 | O/CCGT - H2 New_MI_2020_KnownCap | MI | O/CCGT - H2 New | 2020 | Electricity | 0 | known | MI
LCP_Inputs_ON_Diverse_2023_04_03 | O/CCGT - H2 New_MI_2030_KnownCap | MI | O/CCGT - H2 New | 2030 | Electricity | 0 | known | MI
LCP_Inputs_ON_Diverse_2023_04_03 | O/CCGT - H2 New_MI_2040_KnownCap | MI | O/CCGT - H2 New | 2040 | Electricity | 0 | known | MI
LCP_Inputs_ON_Diverse_2023_04_03 | O/CCGT - H2 New_MI_2050_KnownCap | MI | O/CCGT - H2 New | 2050 | Electricity | 0 | known | MI
LCP_Inputs_ON_Diverse_2023_04_03 | Biomass_MI_2020_KnownCap | MI | Biomass | 2020 | Electricity | 821.21 | known | MI
LCP_Inputs_ON_Diverse_2023_04_03 | Biomass_MI_2030_KnownCap | MI | Biomass | 2030 | Electricity | 799.56 | known | MI
LCP_Inputs_ON_Diverse_2023_04_03 | Biomass_MI_2040_KnownCap | MI | Biomass | 2040 | Electricity | 799.56 | known | MI
LCP_Inputs_ON_Diverse_2023_04_03 | Biomass_MI_2050_KnownCap | MI | Biomass | 2050 | Electricity | 799.56 | known | MI
LCP_Inputs_ON_Diverse_2023_04_03 | Battery Storage_MI_2020_KnownCap | MI | Battery Storage | 2020 | Electricity | 0 | known | MI
LCP_Inputs_ON_Diverse_2023_04_03 | Battery Storage_MI_2030_KnownCap | MI | Battery Storage | 2030 | Electricity | 1372.2 | known | MI
LCP_Inputs_ON_Diverse_2023_04_03 | Battery Storage_MI_2040_KnownCap | MI | Battery Storage | 2040 | Electricity | 4475.72 | known | MI
LCP_Inputs_ON_Diverse_2023_04_03 | Battery Storage_MI_2050_KnownCap | MI | Battery Storage | 2050 | Electricity | 11309.92 | known | MI
LCP_Inputs_ON_Diverse_2023_04_03 | Generic - Generator_MI_2020_KnownCap | MI | Generic - Generator | 2020 | Electricity | 45337.58 | known | MI
LCP_Inputs_ON_Diverse_2023_04_03 | Generic - Generator_MI_2030_KnownCap | MI | Generic - Generator | 2030 | Electricity | 39764.39 | known | MI
LCP_Inputs_ON_Diverse_2023_04_03 | Generic - Generator_MI_2040_KnownCap | MI | Generic - Generator | 2040 | Electricity | 42069.59 | known | MI
LCP_Inputs_ON_Diverse_2023_04_03 | Generic - Generator_MI_2050_KnownCap | MI | Generic - Generator | 2050 | Electricity | 46759.34 | known | MI
LCP_Inputs_ON_Diverse_2023_04_03 | CH4 Salt Cavern Storage - ON_MI_2020_KnownCap | MI | CH4 Salt Cavern Storage - ON | 2020 | Methane | 0 | known | MI
LCP_Inputs_ON_Diverse_2023_04_03 | CH4 Salt Cavern Storage - ON_MI_2030_KnownCap | MI | CH4 Salt Cavern Storage - ON | 2030 | Methane | 0 | known | MI
LCP_Inputs_ON_Diverse_2023_04_03 | CH4 Salt Cavern Storage - ON_MI_2040_KnownCap | MI | CH4 Salt Cavern Storage - ON | 2040 | Methane | 0 | known | MI
LCP_Inputs_ON_Diverse_2023_04_03 | CH4 Salt Cavern Storage - ON_MI_2050_KnownCap | MI | CH4 Salt Cavern Storage - ON | 2050 | Methane | 0 | known | MI
LCP_Inputs_ON_Diverse_2023_04_03 | H2 Salt Cavern Storage - ON_MI_2020_KnownCap | MI | H2 Salt Cavern Storage - ON | 2020 | Hydrogen | 0 | known | MI
LCP_Inputs_ON_Diverse_2023_04_03 | H2 Salt Cavern Storage - ON_MI_2030_KnownCap | MI | H2 Salt Cavern Storage - ON | 2030 | Hydrogen | 0 | known | MI
LCP_Inputs_ON_Diverse_2023_04_03 | H2 Salt Cavern Storage - ON_MI_2040_KnownCap | MI | H2 Salt Cavern Storage - ON | 2040 | Hydrogen | 0 | known | MI
LCP_Inputs_ON_Diverse_2023_04_03 | H2 Salt Cavern Storage - ON_MI_2050_KnownCap | MI | H2 Salt Cavern Storage - ON | 2050 | Hydrogen | 0 | known | MI
LCP_Inputs_ON_Diverse_2023_04_03 | H2 Import - QC_MI_2020_KnownCap | MI | H2 Import - QC | 2020 | Hydrogen | 0 | known | MI
LCP_Inputs_ON_Diverse_2023_04_03 | H2 Import - QC_MI_2030_KnownCap | MI | H2 Import - QC | 2030 | Hydrogen | 0 | known | MI
LCP_Inputs_ON_Diverse_2023_04_03 | H2 Import - QC_MI_2040_KnownCap | MI | H2 Import - QC | 2040 | Hydrogen | 0 | known | MI
LCP_Inputs_ON_Diverse_2023_04_03 | H2 Import - QC_MI_2050_KnownCap | MI | H2 Import - QC | 2050 | Hydrogen | 0 | known | MI
LCP_Inputs_ON_Diverse_2023_04_03 | H2 Import - WC_MI_2020_KnownCap | MI | H2 Import - WC | 2020 | Hydrogen | 0 | known | MI
LCP_Inputs_ON_Diverse_2023_04_03 | H2 Import - WC_MI_2030_KnownCap | MI | H2 Import - WC | 2030 | Hydrogen | 0 | known | MI
LCP_Inputs_ON_Diverse_2023_04_03 | H2 Import - WC_MI_2040_KnownCap | MI | H2 Import - WC | 2040 | Hydrogen | 0 | known | MI
LCP_Inputs_ON_Diverse_2023_04_03 | H2 Import - WC_MI_2050_KnownCap | MI | H2 Import - WC | 2050 | Hydrogen | 0 | known | MI
LCP_Inputs_ON_Diverse_2023_04_03 | CH4 Import - WC 2020_MI_2020_KnownCap | MI | CH4 Import - WC 2020 | 2020 | Methane | 0 | known | MI
LCP_Inputs_ON_Diverse_2023_04_03 | CH4 Import - WC 2020_MI_2030_KnownCap | MI | CH4 Import - WC 2020 | 2030 | Methane | 0 | known | MI
LCP_Inputs_ON_Diverse_2023_04_03 | CH4 Import - WC 2020_MI_2040_KnownCap | MI | CH4 Import - WC 2020 | 2040 | Methane | 0 | known | MI
LCP_Inputs_ON_Diverse_2023_04_03 | CH4 Import - WC 2020_MI_2050_KnownCap | MI | CH4 Import - WC 2020 | 2050 | Methane | 0 | known | MI
LCP_Inputs_ON_Diverse_2023_04_03 | CH4 Import - WC 2030_MI_2020_KnownCap | MI | CH4 Import - WC 2030 | 2020 | Methane | 0 | known | MI
LCP_Inputs_ON_Diverse_2023_04_03 | CH4 Import - WC 2030_MI_2030_KnownCap | MI | CH4 Import - WC 2030 | 2030 | Methane | 0 | known | MI
LCP_Inputs_ON_Diverse_2023_04_03 | CH4 Import - WC 2030_MI_2040_KnownCap | MI | CH4 Import - WC 2030 | 2040 | Methane | 0 | known | MI
LCP_Inputs_ON_Diverse_2023_04_03 | CH4 Import - WC 2030_MI_2050_KnownCap | MI | CH4 Import - WC 2030 | 2050 | Methane | 0 | known | MI
LCP_Inputs_ON_Diverse_2023_04_03 | CH4 Import - WC 2040_MI_2020_KnownCap | MI | CH4 Import - WC 2040 | 2020 | Methane | 0 | known | MI
LCP_Inputs_ON_Diverse_2023_04_03 | CH4 Import - WC 2040_MI_2030_KnownCap | MI | CH4 Import - WC 2040 | 2030 | Methane | 0 | known | MI
LCP_Inputs_ON_Diverse_2023_04_03 | CH4 Import - WC 2040_MI_2040_KnownCap | MI | CH4 Import - WC 2040 | 2040 | Methane | 0 | known | MI
LCP_Inputs_ON_Diverse_2023_04_03 | CH4 Import - WC 2040_MI_2050_KnownCap | MI | CH4 Import - WC 2040 | 2050 | Methane | 0 | known | MI
LCP_Inputs_ON_Diverse_2023_04_03 | CH4 Import - WC 2050_MI_2020_KnownCap | MI | CH4 Import - WC 2050 | 2020 | Methane | 0 | known | MI
LCP_Inputs_ON_Diverse_2023_04_03 | CH4 Import - WC 2050_MI_2030_KnownCap | MI | CH4 Import - WC 2050 | 2030 | Methane | 0 | known | MI
LCP_Inputs_ON_Diverse_2023_04_03 | CH4 Import - WC 2050_MI_2040_KnownCap | MI | CH4 Import - WC 2050 | 2040 | Methane | 0 | known | MI
LCP_Inputs_ON_Diverse_2023_04_03 | CH4 Import - WC 2050_MI_2050_KnownCap | MI | CH4 Import - WC 2050 | 2050 | Methane | 0 | known | MI
LCP_Inputs_ON_Diverse_2023_04_03 | CH4 Import - NY 2020_MI_2020_KnownCap | MI | CH4 Import - NY 2020 | 2020 | Methane | 0 | known | MI
LCP_Inputs_ON_Diverse_2023_04_03 | CH4 Import - NY 2020_MI_2030_KnownCap | MI | CH4 Import - NY 2020 | 2030 | Methane | 0 | known | MI
LCP_Inputs_ON_Diverse_2023_04_03 | CH4 Import - NY 2020_MI_2040_KnownCap | MI | CH4 Import - NY 2020 | 2040 | Methane | 0 | known | MI
LCP_Inputs_ON_Diverse_2023_04_03 | CH4 Import - NY 2020_MI_2050_KnownCap | MI | CH4 Import - NY 2020 | 2050 | Methane | 0 | known | MI
LCP_Inputs_ON_Diverse_2023_04_03 | CH4 Import - NY 2030_MI_2020_KnownCap | MI | CH4 Import - NY 2030 | 2020 | Methane | 0 | known | MI
LCP_Inputs_ON_Diverse_2023_04_03 | CH4 Import - NY 2030_MI_2030_KnownCap | MI | CH4 Import - NY 2030 | 2030 | Methane | 0 | known | MI
LCP_Inputs_ON_Diverse_2023_04_03 | CH4 Import - NY 2030_MI_2040_KnownCap | MI | CH4 Import - NY 2030 | 2040 | Methane | 0 | known | MI
LCP_Inputs_ON_Diverse_2023_04_03 | CH4 Import - NY 2030_MI_2050_KnownCap | MI | CH4 Import - NY 2030 | 2050 | Methane | 0 | known | MI
LCP_Inputs_ON_Diverse_2023_04_03 | CH4 Import - NY 2040_MI_2020_KnownCap | MI | CH4 Import - NY 2040 | 2020 | Methane | 0 | known | MI
LCP_Inputs_ON_Diverse_2023_04_03 | CH4 Import - NY 2040_MI_2030_KnownCap | MI | CH4 Import - NY 2040 | 2030 | Methane | 0 | known | MI
LCP_Inputs_ON_Diverse_2023_04_03 | CH4 Import - NY 2040_MI_2040_KnownCap | MI | CH4 Import - NY 2040 | 2040 | Methane | 0 | known | MI
LCP_Inputs_ON_Diverse_2023_04_03 | CH4 Import - NY 2040_MI_2050_KnownCap | MI | CH4 Import - NY 2040 | 2050 | Methane | 0 | known | MI
LCP_Inputs_ON_Diverse_2023_04_03 | CH4 Import - NY 2050_MI_2020_KnownCap | MI | CH4 Import - NY 2050 | 2020 | Methane | 0 | known | MI
LCP_Inputs_ON_Diverse_2023_04_03 | CH4 Import - NY 2050_MI_2030_KnownCap | MI | CH4 Import - NY 2050 | 2030 | Methane | 0 | known | MI
LCP_Inputs_ON_Diverse_2023_04_03 | CH4 Import - NY 2050_MI_2040_KnownCap | MI | CH4 Import - NY 2050 | 2040 | Methane | 0 | known | MI
LCP_Inputs_ON_Diverse_2023_04_03 | CH4 Import - NY 2050_MI_2050_KnownCap | MI | CH4 Import - NY 2050 | 2050 | Methane | 0 | known | MI
LCP_Inputs_ON_Diverse_2023_04_03 | Electrolyser 2020/2030_MI_2020_KnownCap | MI | Electrolyser 2020/2030 | 2020 | Hydrogen | 0 | known | MI
LCP_Inputs_ON_Diverse_2023_04_03 | Electrolyser 2020/2030_MI_2030_KnownCap | MI | Electrolyser 2020/2030 | 2030 | Hydrogen | 0 | known | MI
LCP_Inputs_ON_Diverse_2023_04_03 | Electrolyser 2020/2030_MI_2040_KnownCap | MI | Electrolyser 2020/2030 | 2040 | Hydrogen | 0 | known | MI
LCP_Inputs_ON_Diverse_2023_04_03 | Electrolyser 2020/2030_MI_2050_KnownCap | MI | Electrolyser 2020/2030 | 2050 | Hydrogen | 0 | known | MI
LCP_Inputs_ON_Diverse_2023_04_03 | Electrolyser 2040_MI_2020_KnownCap | MI | Electrolyser 2040 | 2020 | Hydrogen | 0 | known | MI
LCP_Inputs_ON_Diverse_2023_04_03 | Electrolyser 2040_MI_2030_KnownCap | MI | Electrolyser 2040 | 2030 | Hydrogen | 0 | known | MI
LCP_Inputs_ON_Diverse_2023_04_03 | Electrolyser 2040_MI_2040_KnownCap | MI | Electrolyser 2040 | 2040 | Hydrogen | 0 | known | MI
LCP_Inputs_ON_Diverse_2023_04_03 | Electrolyser 2040_MI_2050_KnownCap | MI | Electrolyser 2040 | 2050 | Hydrogen | 0 | known | MI
LCP_Inputs_ON_Diverse_2023_04_03 | Electrolyser 2050_MI_2020_KnownCap | MI | Electrolyser 2050 | 2020 | Hydrogen | 0 | known | MI
LCP_Inputs_ON_Diverse_2023_04_03 | Electrolyser 2050_MI_2030_KnownCap | MI | Electrolyser 2050 | 2030 | Hydrogen | 0 | known | MI
LCP_Inputs_ON_Diverse_2023_04_03 | Electrolyser 2050_MI_2040_KnownCap | MI | Electrolyser 2050 | 2040 | Hydrogen | 0 | known | MI
LCP_Inputs_ON_Diverse_2023_04_03 | Electrolyser 2050_MI_2050_KnownCap | MI | Electrolyser 2050 | 2050 | Hydrogen | 0 | known | MI
LCP_Inputs_ON_Diverse_2023_04_03 | Anaerobic Digestion_MI_2020_KnownCap | MI | Anaerobic Digestion | 2020 | Methane | 0 | known | MI
LCP_Inputs_ON_Diverse_2023_04_03 | Anaerobic Digestion_MI_2030_KnownCap | MI | Anaerobic Digestion | 2030 | Methane | 0 | known | MI
LCP_Inputs_ON_Diverse_2023_04_03 | Anaerobic Digestion_MI_2040_KnownCap | MI | Anaerobic Digestion | 2040 | Methane | 0 | known | MI
LCP_Inputs_ON_Diverse_2023_04_03 | Anaerobic Digestion_MI_2050_KnownCap | MI | Anaerobic Digestion | 2050 | Methane | 0 | known | MI
LCP_Inputs_ON_Diverse_2023_04_03 | CH4 + CCS_MI_2020_KnownCap | MI | CH4 + CCS | 2020 | Methane | 0 | known | MI
LCP_Inputs_ON_Diverse_2023_04_03 | CH4 + CCS_MI_2030_KnownCap | MI | CH4 + CCS | 2030 | Methane | 0 | known | MI
LCP_Inputs_ON_Diverse_2023_04_03 | CH4 + CCS_MI_2040_KnownCap | MI | CH4 + CCS | 2040 | Methane | 0 | known | MI
LCP_Inputs_ON_Diverse_2023_04_03 | CH4 + CCS_MI_2050_KnownCap | MI | CH4 + CCS | 2050 | Methane | 0 | known | MI
LCP_Inputs_ON_Diverse_2023_04_03 | SMR CCS_MI_2020_KnownCap | MI | SMR CCS | 2020 | Hydrogen | 0 | known | MI
LCP_Inputs_ON_Diverse_2023_04_03 | SMR CCS_MI_2030_KnownCap | MI | SMR CCS | 2030 | Hydrogen | 0 | known | MI
LCP_Inputs_ON_Diverse_2023_04_03 | SMR CCS_MI_2040_KnownCap | MI | SMR CCS | 2040 | Hydrogen | 0 | known | MI
LCP_Inputs_ON_Diverse_2023_04_03 | SMR CCS_MI_2050_KnownCap | MI | SMR CCS | 2050 | Hydrogen | 0 | known | MI
LCP_Inputs_ON_Diverse_2023_04_03 | Wind Onshore_PJ_2020_KnownCap | PJ | Wind Onshore | 2020 | Electricity | 11093.76 | known | PJ
LCP_Inputs_ON_Diverse_2023_04_03 | Wind Onshore_PJ_2030_KnownCap | PJ | Wind Onshore | 2030 | Electricity | 19615.76 | known | PJ
LCP_Inputs_ON_Diverse_2023_04_03 | Wind Onshore_PJ_2040_KnownCap | PJ | Wind Onshore | 2040 | Electricity | 30406.76 | known | PJ
LCP_Inputs_ON_Diverse_2023_04_03 | Wind Onshore_PJ_2050_KnownCap | PJ | Wind Onshore | 2050 | Electricity | 40544.76 | known | PJ
LCP_Inputs_ON_Diverse_2023_04_03 | Wind Offshore_PJ_2020_KnownCap | PJ | Wind Offshore | 2020 | Electricity | 12 | known | PJ
LCP_Inputs_ON_Diverse_2023_04_03 | Wind Offshore_PJ_2030_KnownCap | PJ | Wind Offshore | 2030 | Electricity | 7740 | known | PJ
LCP_Inputs_ON_Diverse_2023_04_03 | Wind Offshore_PJ_2040_KnownCap | PJ | Wind Offshore | 2040 | Electricity | 17739 | known | PJ
LCP_Inputs_ON_Diverse_2023_04_03 | Wind Offshore_PJ_2050_KnownCap | PJ | Wind Offshore | 2050 | Electricity | 28941 | known | PJ
LCP_Inputs_ON_Diverse_2023_04_03 | Solar PV_PJ_2020_KnownCap | PJ | Solar PV | 2020 | Electricity | 28067.33 | known | PJ
LCP_Inputs_ON_Diverse_2023_04_03 | Solar PV_PJ_2030_KnownCap | PJ | Solar PV | 2030 | Electricity | 42143.33 | known | PJ
LCP_Inputs_ON_Diverse_2023_04_03 | Solar PV_PJ_2040_KnownCap | PJ | Solar PV | 2040 | Electricity | 57229.33 | known | PJ
LCP_Inputs_ON_Diverse_2023_04_03 | Solar PV_PJ_2050_KnownCap | PJ | Solar PV | 2050 | Electricity | 70623.33 | known | PJ
LCP_Inputs_ON_Diverse_2023_04_03 | Hydro_PJ_2020_KnownCap | PJ | Hydro | 2020 | Electricity | 3283.1 | known | PJ
LCP_Inputs_ON_Diverse_2023_04_03 | Hydro_PJ_2030_KnownCap | PJ | Hydro | 2030 | Electricity | 3283.1 | known | PJ
LCP_Inputs_ON_Diverse_2023_04_03 | Hydro_PJ_2040_KnownCap | PJ | Hydro | 2040 | Electricity | 3283.1 | known | PJ
LCP_Inputs_ON_Diverse_2023_04_03 | Hydro_PJ_2050_KnownCap | PJ | Hydro | 2050 | Electricity | 3283.1 | known | PJ
LCP_Inputs_ON_Diverse_2023_04_03 | Hydro Pumped Storage_PJ_2020_KnownCap | PJ | Hydro Pumped Storage | 2020 | Electricity | 5253.3 | known | PJ
LCP_Inputs_ON_Diverse_2023_04_03 | Hydro Pumped Storage_PJ_2030_KnownCap | PJ | Hydro Pumped Storage | 2030 | Electricity | 5253.3 | known | PJ
LCP_Inputs_ON_Diverse_2023_04_03 | Hydro Pumped Storage_PJ_2040_KnownCap | PJ | Hydro Pumped Storage | 2040 | Electricity | 5253.3 | known | PJ
LCP_Inputs_ON_Diverse_2023_04_03 | Hydro Pumped Storage_PJ_2050_KnownCap | PJ | Hydro Pumped Storage | 2050 | Electricity | 5253.3 | known | PJ
LCP_Inputs_ON_Diverse_2023_04_03 | Nuclear_PJ_2020_KnownCap | PJ | Nuclear | 2020 | Electricity | 13565.82 | known | PJ
LCP_Inputs_ON_Diverse_2023_04_03 | Nuclear_PJ_2030_KnownCap | PJ | Nuclear | 2030 | Electricity | 9531.82 | known | PJ
LCP_Inputs_ON_Diverse_2023_04_03 | Nuclear_PJ_2040_KnownCap | PJ | Nuclear | 2040 | Electricity | 9531.82 | known | PJ
LCP_Inputs_ON_Diverse_2023_04_03 | Nuclear_PJ_2050_KnownCap | PJ | Nuclear | 2050 | Electricity | 9531.82 | known | PJ
LCP_Inputs_ON_Diverse_2023_04_03 | Fossil Fuel Thermal (Coal, Peat, Oil)_PJ_2020_KnownCap | PJ | Fossil Fuel Thermal (Coal, Peat, Oil) | 2020 | Electricity | 0 | known | PJ
LCP_Inputs_ON_Diverse_2023_04_03 | Fossil Fuel Thermal (Coal, Peat, Oil)_PJ_2030_KnownCap | PJ | Fossil Fuel Thermal (Coal, Peat, Oil) | 2030 | Electricity | 0 | known | PJ
LCP_Inputs_ON_Diverse_2023_04_03 | Fossil Fuel Thermal (Coal, Peat, Oil)_PJ_2040_KnownCap | PJ | Fossil Fuel Thermal (Coal, Peat, Oil) | 2040 | Electricity | 0 | known | PJ
LCP_Inputs_ON_Diverse_2023_04_03 | Fossil Fuel Thermal (Coal, Peat, Oil)_PJ_2050_KnownCap | PJ | Fossil Fuel Thermal (Coal, Peat, Oil) | 2050 | Electricity | 0 | known | PJ
LCP_Inputs_ON_Diverse_2023_04_03 | O/CCGT - CH4 Existing_PJ_2020_KnownCap | PJ | O/CCGT - CH4 Existing | 2020 | Electricity | 0 | known | PJ
LCP_Inputs_ON_Diverse_2023_04_03 | O/CCGT - CH4 Existing_PJ_2030_KnownCap | PJ | O/CCGT - CH4 Existing | 2030 | Electricity | 0 | known | PJ
LCP_Inputs_ON_Diverse_2023_04_03 | O/CCGT - CH4 Existing_PJ_2040_KnownCap | PJ | O/CCGT - CH4 Existing | 2040 | Electricity | 0 | known | PJ
LCP_Inputs_ON_Diverse_2023_04_03 | O/CCGT - CH4 Existing_PJ_2050_KnownCap | PJ | O/CCGT - CH4 Existing | 2050 | Electricity | 0 | known | PJ
LCP_Inputs_ON_Diverse_2023_04_03 | O/CCGT - CH4 New_PJ_2020_KnownCap | PJ | O/CCGT - CH4 New | 2020 | Electricity | 0 | known | PJ
LCP_Inputs_ON_Diverse_2023_04_03 | O/CCGT - CH4 New_PJ_2030_KnownCap | PJ | O/CCGT - CH4 New | 2030 | Electricity | 0 | known | PJ
LCP_Inputs_ON_Diverse_2023_04_03 | O/CCGT - CH4 New_PJ_2040_KnownCap | PJ | O/CCGT - CH4 New | 2040 | Electricity | 0 | known | PJ
LCP_Inputs_ON_Diverse_2023_04_03 | O/CCGT - CH4 New_PJ_2050_KnownCap | PJ | O/CCGT - CH4 New | 2050 | Electricity | 0 | known | PJ
LCP_Inputs_ON_Diverse_2023_04_03 | O/CCGT - H2 New_PJ_2020_KnownCap | PJ | O/CCGT - H2 New | 2020 | Electricity | 0 | known | PJ
LCP_Inputs_ON_Diverse_2023_04_03 | O/CCGT - H2 New_PJ_2030_KnownCap | PJ | O/CCGT - H2 New | 2030 | Electricity | 0 | known | PJ
LCP_Inputs_ON_Diverse_2023_04_03 | O/CCGT - H2 New_PJ_2040_KnownCap | PJ | O/CCGT - H2 New | 2040 | Electricity | 0 | known | PJ
LCP_Inputs_ON_Diverse_2023_04_03 | O/CCGT - H2 New_PJ_2050_KnownCap | PJ | O/CCGT - H2 New | 2050 | Electricity | 0 | known | PJ
LCP_Inputs_ON_Diverse_2023_04_03 | Biomass_PJ_2020_KnownCap | PJ | Biomass | 2020 | Electricity | 689.24 | known | PJ
LCP_Inputs_ON_Diverse_2023_04_03 | Biomass_PJ_2030_KnownCap | PJ | Biomass | 2030 | Electricity | 32.24 | known | PJ
LCP_Inputs_ON_Diverse_2023_04_03 | Biomass_PJ_2040_KnownCap | PJ | Biomass | 2040 | Electricity | 32.24 | known | PJ
LCP_Inputs_ON_Diverse_2023_04_03 | Biomass_PJ_2050_KnownCap | PJ | Biomass | 2050 | Electricity | 32.24 | known | PJ
LCP_Inputs_ON_Diverse_2023_04_03 | Battery Storage_PJ_2020_KnownCap | PJ | Battery Storage | 2020 | Electricity | 326.6 | known | PJ
LCP_Inputs_ON_Diverse_2023_04_03 | Battery Storage_PJ_2030_KnownCap | PJ | Battery Storage | 2030 | Electricity | 1556.6 | known | PJ
LCP_Inputs_ON_Diverse_2023_04_03 | Battery Storage_PJ_2040_KnownCap | PJ | Battery Storage | 2040 | Electricity | 6728.6 | known | PJ
LCP_Inputs_ON_Diverse_2023_04_03 | Battery Storage_PJ_2050_KnownCap | PJ | Battery Storage | 2050 | Electricity | 14708.6 | known | PJ
LCP_Inputs_ON_Diverse_2023_04_03 | Generic - Generator_PJ_2020_KnownCap | PJ | Generic - Generator | 2020 | Electricity | 145699.75 | known | PJ
LCP_Inputs_ON_Diverse_2023_04_03 | Generic - Generator_PJ_2030_KnownCap | PJ | Generic - Generator | 2030 | Electricity | 130164.75 | known | PJ
LCP_Inputs_ON_Diverse_2023_04_03 | Generic - Generator_PJ_2040_KnownCap | PJ | Generic - Generator | 2040 | Electricity | 122355.75 | known | PJ
LCP_Inputs_ON_Diverse_2023_04_03 | Generic - Generator_PJ_2050_KnownCap | PJ | Generic - Generator | 2050 | Electricity | 117531.75 | known | PJ
LCP_Inputs_ON_Diverse_2023_04_03 | CH4 Salt Cavern Storage - ON_PJ_2020_KnownCap | PJ | CH4 Salt Cavern Storage - ON | 2020 | Methane | 0 | known | PJ
LCP_Inputs_ON_Diverse_2023_04_03 | CH4 Salt Cavern Storage - ON_PJ_2030_KnownCap | PJ | CH4 Salt Cavern Storage - ON | 2030 | Methane | 0 | known | PJ
LCP_Inputs_ON_Diverse_2023_04_03 | CH4 Salt Cavern Storage - ON_PJ_2040_KnownCap | PJ | CH4 Salt Cavern Storage - ON | 2040 | Methane | 0 | known | PJ
LCP_Inputs_ON_Diverse_2023_04_03 | CH4 Salt Cavern Storage - ON_PJ_2050_KnownCap | PJ | CH4 Salt Cavern Storage - ON | 2050 | Methane | 0 | known | PJ
LCP_Inputs_ON_Diverse_2023_04_03 | H2 Salt Cavern Storage - ON_PJ_2020_KnownCap | PJ | H2 Salt Cavern Storage - ON | 2020 | Hydrogen | 0 | known | PJ
LCP_Inputs_ON_Diverse_2023_04_03 | H2 Salt Cavern Storage - ON_PJ_2030_KnownCap | PJ | H2 Salt Cavern Storage - ON | 2030 | Hydrogen | 0 | known | PJ
LCP_Inputs_ON_Diverse_2023_04_03 | H2 Salt Cavern Storage - ON_PJ_2040_KnownCap | PJ | H2 Salt Cavern Storage - ON | 2040 | Hydrogen | 0 | known | PJ
LCP_Inputs_ON_Diverse_2023_04_03 | H2 Salt Cavern Storage - ON_PJ_2050_KnownCap | PJ | H2 Salt Cavern Storage - ON | 2050 | Hydrogen | 0 | known | PJ
LCP_Inputs_ON_Diverse_2023_04_03 | H2 Import - QC_PJ_2020_KnownCap | PJ | H2 Import - QC | 2020 | Hydrogen | 0 | known | PJ
LCP_Inputs_ON_Diverse_2023_04_03 | H2 Import - QC_PJ_2030_KnownCap | PJ | H2 Import - QC | 2030 | Hydrogen | 0 | known | PJ
LCP_Inputs_ON_Diverse_2023_04_03 | H2 Import - QC_PJ_2040_KnownCap | PJ | H2 Import - QC | 2040 | Hydrogen | 0 | known | PJ
LCP_Inputs_ON_Diverse_2023_04_03 | H2 Import - QC_PJ_2050_KnownCap | PJ | H2 Import - QC | 2050 | Hydrogen | 0 | known | PJ
LCP_Inputs_ON_Diverse_2023_04_03 | H2 Import - WC_PJ_2020_KnownCap | PJ | H2 Import - WC | 2020 | Hydrogen | 0 | known | PJ
LCP_Inputs_ON_Diverse_2023_04_03 | H2 Import - WC_PJ_2030_KnownCap | PJ | H2 Import - WC | 2030 | Hydrogen | 0 | known | PJ
LCP_Inputs_ON_Diverse_2023_04_03 | H2 Import - WC_PJ_2040_KnownCap | PJ | H2 Import - WC | 2040 | Hydrogen | 0 | known | PJ
LCP_Inputs_ON_Diverse_2023_04_03 | H2 Import - WC_PJ_2050_KnownCap | PJ | H2 Import - WC | 2050 | Hydrogen | 0 | known | PJ
LCP_Inputs_ON_Diverse_2023_04_03 | CH4 Import - WC 2020_PJ_2020_KnownCap | PJ | CH4 Import - WC 2020 | 2020 | Methane | 0 | known | PJ
LCP_Inputs_ON_Diverse_2023_04_03 | CH4 Import - WC 2020_PJ_2030_KnownCap | PJ | CH4 Import - WC 2020 | 2030 | Methane | 0 | known | PJ
LCP_Inputs_ON_Diverse_2023_04_03 | CH4 Import - WC 2020_PJ_2040_KnownCap | PJ | CH4 Import - WC 2020 | 2040 | Methane | 0 | known | PJ
LCP_Inputs_ON_Diverse_2023_04_03 | CH4 Import - WC 2020_PJ_2050_KnownCap | PJ | CH4 Import - WC 2020 | 2050 | Methane | 0 | known | PJ
LCP_Inputs_ON_Diverse_2023_04_03 | CH4 Import - WC 2030_PJ_2020_KnownCap | PJ | CH4 Import - WC 2030 | 2020 | Methane | 0 | known | PJ
LCP_Inputs_ON_Diverse_2023_04_03 | CH4 Import - WC 2030_PJ_2030_KnownCap | PJ | CH4 Import - WC 2030 | 2030 | Methane | 0 | known | PJ
LCP_Inputs_ON_Diverse_2023_04_03 | CH4 Import - WC 2030_PJ_2040_KnownCap | PJ | CH4 Import - WC 2030 | 2040 | Methane | 0 | known | PJ
LCP_Inputs_ON_Diverse_2023_04_03 | CH4 Import - WC 2030_PJ_2050_KnownCap | PJ | CH4 Import - WC 2030 | 2050 | Methane | 0 | known | PJ
LCP_Inputs_ON_Diverse_2023_04_03 | CH4 Import - WC 2040_PJ_2020_KnownCap | PJ | CH4 Import - WC 2040 | 2020 | Methane | 0 | known | PJ
LCP_Inputs_ON_Diverse_2023_04_03 | CH4 Import - WC 2040_PJ_2030_KnownCap | PJ | CH4 Import - WC 2040 | 2030 | Methane | 0 | known | PJ
LCP_Inputs_ON_Diverse_2023_04_03 | CH4 Import - WC 2040_PJ_2040_KnownCap | PJ | CH4 Import - WC 2040 | 2040 | Methane | 0 | known | PJ
LCP_Inputs_ON_Diverse_2023_04_03 | CH4 Import - WC 2040_PJ_2050_KnownCap | PJ | CH4 Import - WC 2040 | 2050 | Methane | 0 | known | PJ
LCP_Inputs_ON_Diverse_2023_04_03 | CH4 Import - WC 2050_PJ_2020_KnownCap | PJ | CH4 Import - WC 2050 | 2020 | Methane | 0 | known | PJ
LCP_Inputs_ON_Diverse_2023_04_03 | CH4 Import - WC 2050_PJ_2030_KnownCap | PJ | CH4 Import - WC 2050 | 2030 | Methane | 0 | known | PJ
LCP_Inputs_ON_Diverse_2023_04_03 | CH4 Import - WC 2050_PJ_2040_KnownCap | PJ | CH4 Import - WC 2050 | 2040 | Methane | 0 | known | PJ
LCP_Inputs_ON_Diverse_2023_04_03 | CH4 Import - WC 2050_PJ_2050_KnownCap | PJ | CH4 Import - WC 2050 | 2050 | Methane | 0 | known | PJ
LCP_Inputs_ON_Diverse_2023_04_03 | CH4 Import - NY 2020_PJ_2020_KnownCap | PJ | CH4 Import - NY 2020 | 2020 | Methane | 0 | known | PJ
LCP_Inputs_ON_Diverse_2023_04_03 | CH4 Import - NY 2020_PJ_2030_KnownCap | PJ | CH4 Import - NY 2020 | 2030 | Methane | 0 | known | PJ
LCP_Inputs_ON_Diverse_2023_04_03 | CH4 Import - NY 2020_PJ_2040_KnownCap | PJ | CH4 Import - NY 2020 | 2040 | Methane | 0 | known | PJ
LCP_Inputs_ON_Diverse_2023_04_03 | CH4 Import - NY 2020_PJ_2050_KnownCap | PJ | CH4 Import - NY 2020 | 2050 | Methane | 0 | known | PJ
LCP_Inputs_ON_Diverse_2023_04_03 | CH4 Import - NY 2030_PJ_2020_KnownCap | PJ | CH4 Import - NY 2030 | 2020 | Methane | 0 | known | PJ
LCP_Inputs_ON_Diverse_2023_04_03 | CH4 Import - NY 2030_PJ_2030_KnownCap | PJ | CH4 Import - NY 2030 | 2030 | Methane | 0 | known | PJ
LCP_Inputs_ON_Diverse_2023_04_03 | CH4 Import - NY 2030_PJ_2040_KnownCap | PJ | CH4 Import - NY 2030 | 2040 | Methane | 0 | known | PJ
LCP_Inputs_ON_Diverse_2023_04_03 | CH4 Import - NY 2030_PJ_2050_KnownCap | PJ | CH4 Import - NY 2030 | 2050 | Methane | 0 | known | PJ
LCP_Inputs_ON_Diverse_2023_04_03 | CH4 Import - NY 2040_PJ_2020_KnownCap | PJ | CH4 Import - NY 2040 | 2020 | Methane | 0 | known | PJ
LCP_Inputs_ON_Diverse_2023_04_03 | CH4 Import - NY 2040_PJ_2030_KnownCap | PJ | CH4 Import - NY 2040 | 2030 | Methane | 0 | known | PJ
LCP_Inputs_ON_Diverse_2023_04_03 | CH4 Import - NY 2040_PJ_2040_KnownCap | PJ | CH4 Import - NY 2040 | 2040 | Methane | 0 | known | PJ
LCP_Inputs_ON_Diverse_2023_04_03 | CH4 Import - NY 2040_PJ_2050_KnownCap | PJ | CH4 Import - NY 2040 | 2050 | Methane | 0 | known | PJ
LCP_Inputs_ON_Diverse_2023_04_03 | CH4 Import - NY 2050_PJ_2020_KnownCap | PJ | CH4 Import - NY 2050 | 2020 | Methane | 0 | known | PJ
LCP_Inputs_ON_Diverse_2023_04_03 | CH4 Import - NY 2050_PJ_2030_KnownCap | PJ | CH4 Import - NY 2050 | 2030 | Methane | 0 | known | PJ
LCP_Inputs_ON_Diverse_2023_04_03 | CH4 Import - NY 2050_PJ_2040_KnownCap | PJ | CH4 Import - NY 2050 | 2040 | Methane | 0 | known | PJ
LCP_Inputs_ON_Diverse_2023_04_03 | CH4 Import - NY 2050_PJ_2050_KnownCap | PJ | CH4 Import - NY 2050 | 2050 | Methane | 0 | known | PJ
LCP_Inputs_ON_Diverse_2023_04_03 | Electrolyser 2020/2030_PJ_2020_KnownCap | PJ | Electrolyser 2020/2030 | 2020 | Hydrogen | 0 | known | PJ
LCP_Inputs_ON_Diverse_2023_04_03 | Electrolyser 2020/2030_PJ_2030_KnownCap | PJ | Electrolyser 2020/2030 | 2030 | Hydrogen | 0 | known | PJ
LCP_Inputs_ON_Diverse_2023_04_03 | Electrolyser 2020/2030_PJ_2040_KnownCap | PJ | Electrolyser 2020/2030 | 2040 | Hydrogen | 0 | known | PJ
LCP_Inputs_ON_Diverse_2023_04_03 | Electrolyser 2020/2030_PJ_2050_KnownCap | PJ | Electrolyser 2020/2030 | 2050 | Hydrogen | 0 | known | PJ
LCP_Inputs_ON_Diverse_2023_04_03 | Electrolyser 2040_PJ_2020_KnownCap | PJ | Electrolyser 2040 | 2020 | Hydrogen | 0 | known | PJ
LCP_Inputs_ON_Diverse_2023_04_03 | Electrolyser 2040_PJ_2030_KnownCap | PJ | Electrolyser 2040 | 2030 | Hydrogen | 0 | known | PJ
LCP_Inputs_ON_Diverse_2023_04_03 | Electrolyser 2040_PJ_2040_KnownCap | PJ | Electrolyser 2040 | 2040 | Hydrogen | 0 | known | PJ
LCP_Inputs_ON_Diverse_2023_04_03 | Electrolyser 2040_PJ_2050_KnownCap | PJ | Electrolyser 2040 | 2050 | Hydrogen | 0 | known | PJ
LCP_Inputs_ON_Diverse_2023_04_03 | Electrolyser 2050_PJ_2020_KnownCap | PJ | Electrolyser 2050 | 2020 | Hydrogen | 0 | known | PJ
LCP_Inputs_ON_Diverse_2023_04_03 | Electrolyser 2050_PJ_2030_KnownCap | PJ | Electrolyser 2050 | 2030 | Hydrogen | 0 | known | PJ
LCP_Inputs_ON_Diverse_2023_04_03 | Electrolyser 2050_PJ_2040_KnownCap | PJ | Electrolyser 2050 | 2040 | Hydrogen | 0 | known | PJ
LCP_Inputs_ON_Diverse_2023_04_03 | Electrolyser 2050_PJ_2050_KnownCap | PJ | Electrolyser 2050 | 2050 | Hydrogen | 0 | known | PJ
LCP_Inputs_ON_Diverse_2023_04_03 | Anaerobic Digestion_PJ_2020_KnownCap | PJ | Anaerobic Digestion | 2020 | Methane | 0 | known | PJ
LCP_Inputs_ON_Diverse_2023_04_03 | Anaerobic Digestion_PJ_2030_KnownCap | PJ | Anaerobic Digestion | 2030 | Methane | 0 | known | PJ
LCP_Inputs_ON_Diverse_2023_04_03 | Anaerobic Digestion_PJ_2040_KnownCap | PJ | Anaerobic Digestion | 2040 | Methane | 0 | known | PJ
LCP_Inputs_ON_Diverse_2023_04_03 | Anaerobic Digestion_PJ_2050_KnownCap | PJ | Anaerobic Digestion | 2050 | Methane | 0 | known | PJ
LCP_Inputs_ON_Diverse_2023_04_03 | CH4 + CCS_PJ_2020_KnownCap | PJ | CH4 + CCS | 2020 | Methane | 0 | known | PJ
LCP_Inputs_ON_Diverse_2023_04_03 | CH4 + CCS_PJ_2030_KnownCap | PJ | CH4 + CCS | 2030 | Methane | 0 | known | PJ
LCP_Inputs_ON_Diverse_2023_04_03 | CH4 + CCS_PJ_2040_KnownCap | PJ | CH4 + CCS | 2040 | Methane | 0 | known | PJ
LCP_Inputs_ON_Diverse_2023_04_03 | CH4 + CCS_PJ_2050_KnownCap | PJ | CH4 + CCS | 2050 | Methane | 0 | known | PJ
LCP_Inputs_ON_Diverse_2023_04_03 | SMR CCS_PJ_2020_KnownCap | PJ | SMR CCS | 2020 | Hydrogen | 0 | known | PJ
LCP_Inputs_ON_Diverse_2023_04_03 | SMR CCS_PJ_2030_KnownCap | PJ | SMR CCS | 2030 | Hydrogen | 0 | known | PJ
LCP_Inputs_ON_Diverse_2023_04_03 | SMR CCS_PJ_2040_KnownCap | PJ | SMR CCS | 2040 | Hydrogen | 0 | known | PJ
LCP_Inputs_ON_Diverse_2023_04_03 | SMR CCS_PJ_2050_KnownCap | PJ | SMR CCS | 2050 | Hydrogen | 0 | known | PJ
LCP_Inputs_ON_Diverse_2023_04_03 | Biomass + CCS_ON_2020_KnownCap | ON | Biomass + CCS | 2020 | Electricity | 0 | known | ON
LCP_Inputs_ON_Diverse_2023_04_03 | Biomass + CCS_ON_2030_KnownCap | ON | Biomass + CCS | 2030 | Electricity | 0 | known | ON
LCP_Inputs_ON_Diverse_2023_04_03 | Biomass + CCS_ON_2040_KnownCap | ON | Biomass + CCS | 2040 | Electricity | 0 | known | ON
LCP_Inputs_ON_Diverse_2023_04_03 | Biomass + CCS_ON_2050_KnownCap | ON | Biomass + CCS | 2050 | Electricity | 0 | known | ON
LCP_Inputs_ON_Diverse_2023_04_03 | Biomass + CCS_QC_2020_KnownCap | QC | Biomass + CCS | 2020 | Electricity | 0 | known | QC
LCP_Inputs_ON_Diverse_2023_04_03 | Biomass + CCS_QC_2030_KnownCap | QC | Biomass + CCS | 2030 | Electricity | 0 | known | QC
LCP_Inputs_ON_Diverse_2023_04_03 | Biomass + CCS_QC_2040_KnownCap | QC | Biomass + CCS | 2040 | Electricity | 0 | known | QC
LCP_Inputs_ON_Diverse_2023_04_03 | Biomass + CCS_QC_2050_KnownCap | QC | Biomass + CCS | 2050 | Electricity | 0 | known | QC
LCP_Inputs_ON_Diverse_2023_04_03 | Biomass + CCS_WC_2020_KnownCap | WC | Biomass + CCS | 2020 | Electricity | 0 | known | WC
LCP_Inputs_ON_Diverse_2023_04_03 | Biomass + CCS_WC_2030_KnownCap | WC | Biomass + CCS | 2030 | Electricity | 0 | known | WC
LCP_Inputs_ON_Diverse_2023_04_03 | Biomass + CCS_WC_2040_KnownCap | WC | Biomass + CCS | 2040 | Electricity | 0 | known | WC
LCP_Inputs_ON_Diverse_2023_04_03 | Biomass + CCS_WC_2050_KnownCap | WC | Biomass + CCS | 2050 | Electricity | 0 | known | WC
LCP_Inputs_ON_Diverse_2023_04_03 | Biomass + CCS_NY_2020_KnownCap | NY | Biomass + CCS | 2020 | Electricity | 0 | known | NY
LCP_Inputs_ON_Diverse_2023_04_03 | Biomass + CCS_NY_2030_KnownCap | NY | Biomass + CCS | 2030 | Electricity | 0 | known | NY
LCP_Inputs_ON_Diverse_2023_04_03 | Biomass + CCS_NY_2040_KnownCap | NY | Biomass + CCS | 2040 | Electricity | 0 | known | NY
LCP_Inputs_ON_Diverse_2023_04_03 | Biomass + CCS_NY_2050_KnownCap | NY | Biomass + CCS | 2050 | Electricity | 0 | known | NY
LCP_Inputs_ON_Diverse_2023_04_03 | Biomass + CCS_MI_2020_KnownCap | MI | Biomass + CCS | 2020 | Electricity | 0 | known | MI
LCP_Inputs_ON_Diverse_2023_04_03 | Biomass + CCS_MI_2030_KnownCap | MI | Biomass + CCS | 2030 | Electricity | 0 | known | MI
LCP_Inputs_ON_Diverse_2023_04_03 | Biomass + CCS_MI_2040_KnownCap | MI | Biomass + CCS | 2040 | Electricity | 0 | known | MI
LCP_Inputs_ON_Diverse_2023_04_03 | Biomass + CCS_MI_2050_KnownCap | MI | Biomass + CCS | 2050 | Electricity | 0 | known | MI
LCP_Inputs_ON_Diverse_2023_04_03 | Biomass + CCS_PJ_2020_KnownCap | PJ | Biomass + CCS | 2020 | Electricity | 0 | known | PJ
LCP_Inputs_ON_Diverse_2023_04_03 | Biomass + CCS_PJ_2030_KnownCap | PJ | Biomass + CCS | 2030 | Electricity | 0 | known | PJ
LCP_Inputs_ON_Diverse_2023_04_03 | Biomass + CCS_PJ_2040_KnownCap | PJ | Biomass + CCS | 2040 | Electricity | 0 | known | PJ
LCP_Inputs_ON_Diverse_2023_04_03 | Biomass + CCS_PJ_2050_KnownCap | PJ | Biomass + CCS | 2050 | Electricity | 0 | known | PJ
LCP_Inputs_ON_Diverse_2023_04_03 | Nuclear SMR_ON_2020_KnownCap | ON | Nuclear SMR | 2020 | Electricity | 0 | known | ON
LCP_Inputs_ON_Diverse_2023_04_03 | Nuclear SMR_ON_2030_KnownCap | ON | Nuclear SMR | 2030 | Electricity | 300 | known | ON
LCP_Inputs_ON_Diverse_2023_04_03 | Nuclear SMR_ON_2040_KnownCap | ON | Nuclear SMR | 2040 | Electricity | 300 | known | ON
LCP_Inputs_ON_Diverse_2023_04_03 | Nuclear SMR_ON_2050_KnownCap | ON | Nuclear SMR | 2050 | Electricity | 300 | known | ON
LCP_Inputs_ON_Diverse_2023_04_03 | Nuclear SMR_QC_2020_KnownCap | QC | Nuclear SMR | 2020 | Electricity | 0 | known | QC
LCP_Inputs_ON_Diverse_2023_04_03 | Nuclear SMR_QC_2030_KnownCap | QC | Nuclear SMR | 2030 | Electricity | 0 | known | QC
LCP_Inputs_ON_Diverse_2023_04_03 | Nuclear SMR_QC_2040_KnownCap | QC | Nuclear SMR | 2040 | Electricity | 0 | known | QC
LCP_Inputs_ON_Diverse_2023_04_03 | Nuclear SMR_QC_2050_KnownCap | QC | Nuclear SMR | 2050 | Electricity | 0 | known | QC
LCP_Inputs_ON_Diverse_2023_04_03 | Nuclear SMR_WC_2020_KnownCap | WC | Nuclear SMR | 2020 | Electricity | 0 | known | WC
LCP_Inputs_ON_Diverse_2023_04_03 | Nuclear SMR_WC_2030_KnownCap | WC | Nuclear SMR | 2030 | Electricity | 0 | known | WC
LCP_Inputs_ON_Diverse_2023_04_03 | Nuclear SMR_WC_2040_KnownCap | WC | Nuclear SMR | 2040 | Electricity | 0 | known | WC
LCP_Inputs_ON_Diverse_2023_04_03 | Nuclear SMR_WC_2050_KnownCap | WC | Nuclear SMR | 2050 | Electricity | 0 | known | WC
LCP_Inputs_ON_Diverse_2023_04_03 | Nuclear SMR_NY_2020_KnownCap | NY | Nuclear SMR | 2020 | Electricity | 0 | known | NY
LCP_Inputs_ON_Diverse_2023_04_03 | Nuclear SMR_NY_2030_KnownCap | NY | Nuclear SMR | 2030 | Electricity | 0 | known | NY
LCP_Inputs_ON_Diverse_2023_04_03 | Nuclear SMR_NY_2040_KnownCap | NY | Nuclear SMR | 2040 | Electricity | 0 | known | NY
LCP_Inputs_ON_Diverse_2023_04_03 | Nuclear SMR_NY_2050_KnownCap | NY | Nuclear SMR | 2050 | Electricity | 0 | known | NY
LCP_Inputs_ON_Diverse_2023_04_03 | Nuclear SMR_MI_2020_KnownCap | MI | Nuclear SMR | 2020 | Electricity | 0 | known | MI
LCP_Inputs_ON_Diverse_2023_04_03 | Nuclear SMR_MI_2030_KnownCap | MI | Nuclear SMR | 2030 | Electricity | 0 | known | MI
LCP_Inputs_ON_Diverse_2023_04_03 | Nuclear SMR_MI_2040_KnownCap | MI | Nuclear SMR | 2040 | Electricity | 0 | known | MI
LCP_Inputs_ON_Diverse_2023_04_03 | Nuclear SMR_MI_2050_KnownCap | MI | Nuclear SMR | 2050 | Electricity | 0 | known | MI
LCP_Inputs_ON_Diverse_2023_04_03 | Nuclear SMR_PJ_2020_KnownCap | PJ | Nuclear SMR | 2020 | Electricity | 0 | known | PJ
LCP_Inputs_ON_Diverse_2023_04_03 | Nuclear SMR_PJ_2030_KnownCap | PJ | Nuclear SMR | 2030 | Electricity | 0 | known | PJ
LCP_Inputs_ON_Diverse_2023_04_03 | Nuclear SMR_PJ_2040_KnownCap | PJ | Nuclear SMR | 2040 | Electricity | 0 | known | PJ
LCP_Inputs_ON_Diverse_2023_04_03 | Nuclear SMR_PJ_2050_KnownCap | PJ | Nuclear SMR | 2050 | Electricity | 0 | known | PJ

## infra_cap_granular_total
ScenarioName | known_modeled | var_type | InfraTechnology | SubRegion1 | SubRegion2 | GENtoDISFuel | SimYr | InfraCapacity
LCP_Inputs_ON_Diverse_2023_04_03 | modeled | Capacity-Interconnection | CH4 Pipeline | ON | MI | Methane | 2020 | 0
LCP_Inputs_ON_Diverse_2023_04_03 | modeled | Capacity-Interconnection | CH4 Pipeline | ON | MI | Methane | 2030 | 0
LCP_Inputs_ON_Diverse_2023_04_03 | modeled | Capacity-Interconnection | CH4 Pipeline | ON | MI | Methane | 2040 | 0
LCP_Inputs_ON_Diverse_2023_04_03 | modeled | Capacity-Interconnection | CH4 Pipeline | ON | MI | Methane | 2050 | 0
LCP_Inputs_ON_Diverse_2023_04_03 | modeled | Capacity-Interconnection | CH4 Pipeline | ON | NY | Methane | 2020 | 0
LCP_Inputs_ON_Diverse_2023_04_03 | modeled | Capacity-Interconnection | CH4 Pipeline | ON | NY | Methane | 2030 | 0
LCP_Inputs_ON_Diverse_2023_04_03 | modeled | Capacity-Interconnection | CH4 Pipeline | ON | NY | Methane | 2040 | 0
LCP_Inputs_ON_Diverse_2023_04_03 | modeled | Capacity-Interconnection | CH4 Pipeline | ON | NY | Methane | 2050 | 0
LCP_Inputs_ON_Diverse_2023_04_03 | modeled | Capacity-Interconnection | CH4 Pipeline | ON | PJ | Methane | 2020 | 0
LCP_Inputs_ON_Diverse_2023_04_03 | modeled | Capacity-Interconnection | CH4 Pipeline | ON | PJ | Methane | 2030 | 0
LCP_Inputs_ON_Diverse_2023_04_03 | modeled | Capacity-Interconnection | CH4 Pipeline | ON | PJ | Methane | 2040 | 0
LCP_Inputs_ON_Diverse_2023_04_03 | modeled | Capacity-Interconnection | CH4 Pipeline | ON | PJ | Methane | 2050 | 0
LCP_Inputs_ON_Diverse_2023_04_03 | modeled | Capacity-Interconnection | CH4 Pipeline | ON | QC | Methane | 2020 | 0
LCP_Inputs_ON_Diverse_2023_04_03 | modeled | Capacity-Interconnection | CH4 Pipeline | ON | QC | Methane | 2030 | 0
LCP_Inputs_ON_Diverse_2023_04_03 | modeled | Capacity-Interconnection | CH4 Pipeline | ON | QC | Methane | 2040 | 0
LCP_Inputs_ON_Diverse_2023_04_03 | modeled | Capacity-Interconnection | CH4 Pipeline | ON | QC | Methane | 2050 | 0
LCP_Inputs_ON_Diverse_2023_04_03 | modeled | Capacity-Interconnection | CH4 Pipeline | ON | WC | Methane | 2020 | 0
LCP_Inputs_ON_Diverse_2023_04_03 | modeled | Capacity-Interconnection | CH4 Pipeline | ON | WC | Methane | 2030 | 0
LCP_Inputs_ON_Diverse_2023_04_03 | modeled | Capacity-Interconnection | CH4 Pipeline | ON | WC | Methane | 2040 | 0
LCP_Inputs_ON_Diverse_2023_04_03 | modeled | Capacity-Interconnection | CH4 Pipeline | ON | WC | Methane | 2050 | 0
LCP_Inputs_ON_Diverse_2023_04_03 | modeled | Capacity-Interconnection | Electricity Transmission Line | ON | MI | Electricity | 2020 | 0
LCP_Inputs_ON_Diverse_2023_04_03 | modeled | Capacity-Interconnection | Electricity Transmission Line | ON | MI | Electricity | 2030 | 1500
LCP_Inputs_ON_Diverse_2023_04_03 | modeled | Capacity-Interconnection | Electricity Transmission Line | ON | MI | Electricity | 2040 | 3000
LCP_Inputs_ON_Diverse_2023_04_03 | modeled | Capacity-Interconnection | Electricity Transmission Line | ON | MI | Electricity | 2050 | 4500
LCP_Inputs_ON_Diverse_2023_04_03 | modeled | Capacity-Interconnection | Electricity Transmission Line | ON | NY | Electricity | 2020 | 0
LCP_Inputs_ON_Diverse_2023_04_03 | modeled | Capacity-Interconnection | Electricity Transmission Line | ON | NY | Electricity | 2030 | 1500
LCP_Inputs_ON_Diverse_2023_04_03 | modeled | Capacity-Interconnection | Electricity Transmission Line | ON | NY | Electricity | 2040 | 3000
LCP_Inputs_ON_Diverse_2023_04_03 | modeled | Capacity-Interconnection | Electricity Transmission Line | ON | NY | Electricity | 2050 | 4500
LCP_Inputs_ON_Diverse_2023_04_03 | modeled | Capacity-Interconnection | Electricity Transmission Line | ON | PJ | Electricity | 2020 | 0
LCP_Inputs_ON_Diverse_2023_04_03 | modeled | Capacity-Interconnection | Electricity Transmission Line | ON | PJ | Electricity | 2030 | 0
LCP_Inputs_ON_Diverse_2023_04_03 | modeled | Capacity-Interconnection | Electricity Transmission Line | ON | PJ | Electricity | 2040 | 1500
LCP_Inputs_ON_Diverse_2023_04_03 | modeled | Capacity-Interconnection | Electricity Transmission Line | ON | PJ | Electricity | 2050 | 3000
LCP_Inputs_ON_Diverse_2023_04_03 | modeled | Capacity-Interconnection | Electricity Transmission Line | ON | QC | Electricity | 2020 | 0
LCP_Inputs_ON_Diverse_2023_04_03 | modeled | Capacity-Interconnection | Electricity Transmission Line | ON | QC | Electricity | 2030 | 1500
LCP_Inputs_ON_Diverse_2023_04_03 | modeled | Capacity-Interconnection | Electricity Transmission Line | ON | QC | Electricity | 2040 | 3000
LCP_Inputs_ON_Diverse_2023_04_03 | modeled | Capacity-Interconnection | Electricity Transmission Line | ON | QC | Electricity | 2050 | 4500
LCP_Inputs_ON_Diverse_2023_04_03 | modeled | Capacity-Interconnection | Electricity Transmission Line | ON | WC | Electricity | 2020 | 0
LCP_Inputs_ON_Diverse_2023_04_03 | modeled | Capacity-Interconnection | Electricity Transmission Line | ON | WC | Electricity | 2030 | 1500
LCP_Inputs_ON_Diverse_2023_04_03 | modeled | Capacity-Interconnection | Electricity Transmission Line | ON | WC | Electricity | 2040 | 3000
LCP_Inputs_ON_Diverse_2023_04_03 | modeled | Capacity-Interconnection | Electricity Transmission Line | ON | WC | Electricity | 2050 | 4500
LCP_Inputs_ON_Diverse_2023_04_03 | modeled | Capacity-Interconnection | Electricity Transmission Line | QC | NY | Electricity | 2020 | 3114.8041
LCP_Inputs_ON_Diverse_2023_04_03 | modeled | Capacity-Interconnection | Electricity Transmission Line | QC | NY | Electricity | 2030 | 4109.1058
LCP_Inputs_ON_Diverse_2023_04_03 | modeled | Capacity-Interconnection | Electricity Transmission Line | QC | NY | Electricity | 2040 | 9629.2765
LCP_Inputs_ON_Diverse_2023_04_03 | modeled | Capacity-Interconnection | Electricity Transmission Line | QC | NY | Electricity | 2050 | 11254.4119
LCP_Inputs_ON_Diverse_2023_04_03 | modeled | Capacity-Interconnection | Electricity Transmission Line | WC | MI | Electricity | 2020 | 337.2479
LCP_Inputs_ON_Diverse_2023_04_03 | modeled | Capacity-Interconnection | Electricity Transmission Line | WC | MI | Electricity | 2030 | 337.2479
LCP_Inputs_ON_Diverse_2023_04_03 | modeled | Capacity-Interconnection | Electricity Transmission Line | WC | MI | Electricity | 2040 | 1766.9357
LCP_Inputs_ON_Diverse_2023_04_03 | modeled | Capacity-Interconnection | Electricity Transmission Line | WC | MI | Electricity | 2050 | 3688.5111
LCP_Inputs_ON_Diverse_2023_04_03 | modeled | Capacity-Interconnection | H2 Pipeline - New | ON | MI | Hydrogen | 2020 | 0
LCP_Inputs_ON_Diverse_2023_04_03 | modeled | Capacity-Interconnection | H2 Pipeline - New | ON | MI | Hydrogen | 2030 | 0
LCP_Inputs_ON_Diverse_2023_04_03 | modeled | Capacity-Interconnection | H2 Pipeline - New | ON | MI | Hydrogen | 2040 | 0
LCP_Inputs_ON_Diverse_2023_04_03 | modeled | Capacity-Interconnection | H2 Pipeline - New | ON | MI | Hydrogen | 2050 | 0
LCP_Inputs_ON_Diverse_2023_04_03 | modeled | Capacity-Interconnection | H2 Pipeline - New | ON | NY | Hydrogen | 2020 | 0
LCP_Inputs_ON_Diverse_2023_04_03 | modeled | Capacity-Interconnection | H2 Pipeline - New | ON | NY | Hydrogen | 2030 | 0
LCP_Inputs_ON_Diverse_2023_04_03 | modeled | Capacity-Interconnection | H2 Pipeline - New | ON | NY | Hydrogen | 2040 | 0
LCP_Inputs_ON_Diverse_2023_04_03 | modeled | Capacity-Interconnection | H2 Pipeline - New | ON | NY | Hydrogen | 2050 | 0
LCP_Inputs_ON_Diverse_2023_04_03 | modeled | Capacity-Interconnection | H2 Pipeline - New | ON | PJ | Hydrogen | 2020 | 0
LCP_Inputs_ON_Diverse_2023_04_03 | modeled | Capacity-Interconnection | H2 Pipeline - New | ON | PJ | Hydrogen | 2030 | 0
LCP_Inputs_ON_Diverse_2023_04_03 | modeled | Capacity-Interconnection | H2 Pipeline - New | ON | PJ | Hydrogen | 2040 | 0
LCP_Inputs_ON_Diverse_2023_04_03 | modeled | Capacity-Interconnection | H2 Pipeline - New | ON | PJ | Hydrogen | 2050 | 0
LCP_Inputs_ON_Diverse_2023_04_03 | modeled | Capacity-Interconnection | H2 Pipeline - New | ON | QC | Hydrogen | 2020 | 0
LCP_Inputs_ON_Diverse_2023_04_03 | modeled | Capacity-Interconnection | H2 Pipeline - New | ON | QC | Hydrogen | 2030 | 0
LCP_Inputs_ON_Diverse_2023_04_03 | modeled | Capacity-Interconnection | H2 Pipeline - New | ON | QC | Hydrogen | 2040 | 0
LCP_Inputs_ON_Diverse_2023_04_03 | modeled | Capacity-Interconnection | H2 Pipeline - New | ON | QC | Hydrogen | 2050 | 0
LCP_Inputs_ON_Diverse_2023_04_03 | modeled | Capacity-Interconnection | H2 Pipeline - New | ON | WC | Hydrogen | 2020 | 0
LCP_Inputs_ON_Diverse_2023_04_03 | modeled | Capacity-Interconnection | H2 Pipeline - New | ON | WC | Hydrogen | 2030 | 0
LCP_Inputs_ON_Diverse_2023_04_03 | modeled | Capacity-Interconnection | H2 Pipeline - New | ON | WC | Hydrogen | 2040 | 0
LCP_Inputs_ON_Diverse_2023_04_03 | modeled | Capacity-Interconnection | H2 Pipeline - New | ON | WC | Hydrogen | 2050 | 0
LCP_Inputs_ON_Diverse_2023_04_03 | modeled | Capacity-Interconnection | H2 Pipeline - Repurposed | ON | MI | Hydrogen | 2020 | 0
LCP_Inputs_ON_Diverse_2023_04_03 | modeled | Capacity-Interconnection | H2 Pipeline - Repurposed | ON | MI | Hydrogen | 2030 | 0
LCP_Inputs_ON_Diverse_2023_04_03 | modeled | Capacity-Interconnection | H2 Pipeline - Repurposed | ON | MI | Hydrogen | 2040 | 0
LCP_Inputs_ON_Diverse_2023_04_03 | modeled | Capacity-Interconnection | H2 Pipeline - Repurposed | ON | MI | Hydrogen | 2050 | 0
LCP_Inputs_ON_Diverse_2023_04_03 | modeled | Capacity-Interconnection | H2 Pipeline - Repurposed | ON | NY | Hydrogen | 2020 | 0
LCP_Inputs_ON_Diverse_2023_04_03 | modeled | Capacity-Interconnection | H2 Pipeline - Repurposed | ON | NY | Hydrogen | 2030 | 0
LCP_Inputs_ON_Diverse_2023_04_03 | modeled | Capacity-Interconnection | H2 Pipeline - Repurposed | ON | NY | Hydrogen | 2040 | 0
LCP_Inputs_ON_Diverse_2023_04_03 | modeled | Capacity-Interconnection | H2 Pipeline - Repurposed | ON | NY | Hydrogen | 2050 | 0
LCP_Inputs_ON_Diverse_2023_04_03 | modeled | Capacity-Interconnection | H2 Pipeline - Repurposed | ON | PJ | Hydrogen | 2020 | 0
LCP_Inputs_ON_Diverse_2023_04_03 | modeled | Capacity-Interconnection | H2 Pipeline - Repurposed | ON | PJ | Hydrogen | 2030 | 0
LCP_Inputs_ON_Diverse_2023_04_03 | modeled | Capacity-Interconnection | H2 Pipeline - Repurposed | ON | PJ | Hydrogen | 2040 | 0
LCP_Inputs_ON_Diverse_2023_04_03 | modeled | Capacity-Interconnection | H2 Pipeline - Repurposed | ON | PJ | Hydrogen | 2050 | 0
LCP_Inputs_ON_Diverse_2023_04_03 | modeled | Capacity-Interconnection | H2 Pipeline - Repurposed | ON | QC | Hydrogen | 2020 | 0
LCP_Inputs_ON_Diverse_2023_04_03 | modeled | Capacity-Interconnection | H2 Pipeline - Repurposed | ON | QC | Hydrogen | 2030 | 0
LCP_Inputs_ON_Diverse_2023_04_03 | modeled | Capacity-Interconnection | H2 Pipeline - Repurposed | ON | QC | Hydrogen | 2040 | 0
LCP_Inputs_ON_Diverse_2023_04_03 | modeled | Capacity-Interconnection | H2 Pipeline - Repurposed | ON | QC | Hydrogen | 2050 | 9950
LCP_Inputs_ON_Diverse_2023_04_03 | modeled | Capacity-Interconnection | H2 Pipeline - Repurposed | ON | WC | Hydrogen | 2020 | 0
LCP_Inputs_ON_Diverse_2023_04_03 | modeled | Capacity-Interconnection | H2 Pipeline - Repurposed | ON | WC | Hydrogen | 2030 | 0
LCP_Inputs_ON_Diverse_2023_04_03 | modeled | Capacity-Interconnection | H2 Pipeline - Repurposed | ON | WC | Hydrogen | 2040 | 2129.8556
LCP_Inputs_ON_Diverse_2023_04_03 | modeled | Capacity-Interconnection | H2 Pipeline - Repurposed | ON | WC | Hydrogen | 2050 | 18573.3954
LCP_Inputs_ON_Diverse_2023_04_03 | modeled | Capacity-Intraconnection | CH4 Pipeline | MI | MI | Methane | 2020 | 0
LCP_Inputs_ON_Diverse_2023_04_03 | modeled | Capacity-Intraconnection | CH4 Pipeline | MI | MI | Methane | 2030 | 0
LCP_Inputs_ON_Diverse_2023_04_03 | modeled | Capacity-Intraconnection | CH4 Pipeline | MI | MI | Methane | 2040 | 0
LCP_Inputs_ON_Diverse_2023_04_03 | modeled | Capacity-Intraconnection | CH4 Pipeline | MI | MI | Methane | 2050 | 0
LCP_Inputs_ON_Diverse_2023_04_03 | modeled | Capacity-Intraconnection | CH4 Pipeline | NY | NY | Methane | 2020 | 0
LCP_Inputs_ON_Diverse_2023_04_03 | modeled | Capacity-Intraconnection | CH4 Pipeline | NY | NY | Methane | 2030 | 0
LCP_Inputs_ON_Diverse_2023_04_03 | modeled | Capacity-Intraconnection | CH4 Pipeline | NY | NY | Methane | 2040 | 0
LCP_Inputs_ON_Diverse_2023_04_03 | modeled | Capacity-Intraconnection | CH4 Pipeline | NY | NY | Methane | 2050 | 0
LCP_Inputs_ON_Diverse_2023_04_03 | modeled | Capacity-Intraconnection | CH4 Pipeline | ON | ON | Methane | 2020 | 0
LCP_Inputs_ON_Diverse_2023_04_03 | modeled | Capacity-Intraconnection | CH4 Pipeline | ON | ON | Methane | 2030 | 0
LCP_Inputs_ON_Diverse_2023_04_03 | modeled | Capacity-Intraconnection | CH4 Pipeline | ON | ON | Methane | 2040 | 0
LCP_Inputs_ON_Diverse_2023_04_03 | modeled | Capacity-Intraconnection | CH4 Pipeline | ON | ON | Methane | 2050 | 0
LCP_Inputs_ON_Diverse_2023_04_03 | modeled | Capacity-Intraconnection | CH4 Pipeline | PJ | PJ | Methane | 2020 | 0
LCP_Inputs_ON_Diverse_2023_04_03 | modeled | Capacity-Intraconnection | CH4 Pipeline | PJ | PJ | Methane | 2030 | 0
LCP_Inputs_ON_Diverse_2023_04_03 | modeled | Capacity-Intraconnection | CH4 Pipeline | PJ | PJ | Methane | 2040 | 0
LCP_Inputs_ON_Diverse_2023_04_03 | modeled | Capacity-Intraconnection | CH4 Pipeline | PJ | PJ | Methane | 2050 | 0
LCP_Inputs_ON_Diverse_2023_04_03 | modeled | Capacity-Intraconnection | CH4 Pipeline | QC | QC | Methane | 2020 | 0
LCP_Inputs_ON_Diverse_2023_04_03 | modeled | Capacity-Intraconnection | CH4 Pipeline | QC | QC | Methane | 2030 | 0
LCP_Inputs_ON_Diverse_2023_04_03 | modeled | Capacity-Intraconnection | CH4 Pipeline | QC | QC | Methane | 2040 | 0
LCP_Inputs_ON_Diverse_2023_04_03 | modeled | Capacity-Intraconnection | CH4 Pipeline | QC | QC | Methane | 2050 | 0
LCP_Inputs_ON_Diverse_2023_04_03 | modeled | Capacity-Intraconnection | CH4 Pipeline | WC | WC | Methane | 2020 | 0
LCP_Inputs_ON_Diverse_2023_04_03 | modeled | Capacity-Intraconnection | CH4 Pipeline | WC | WC | Methane | 2030 | 0
LCP_Inputs_ON_Diverse_2023_04_03 | modeled | Capacity-Intraconnection | CH4 Pipeline | WC | WC | Methane | 2040 | 0
LCP_Inputs_ON_Diverse_2023_04_03 | modeled | Capacity-Intraconnection | CH4 Pipeline | WC | WC | Methane | 2050 | 0
LCP_Inputs_ON_Diverse_2023_04_03 | modeled | Capacity-Intraconnection | Electricity Transmission Line | MI | MI | Electricity | 2020 | 100000000
LCP_Inputs_ON_Diverse_2023_04_03 | modeled | Capacity-Intraconnection | Electricity Transmission Line | MI | MI | Electricity | 2030 | 200000000
LCP_Inputs_ON_Diverse_2023_04_03 | modeled | Capacity-Intraconnection | Electricity Transmission Line | MI | MI | Electricity | 2040 | 300000000
LCP_Inputs_ON_Diverse_2023_04_03 | modeled | Capacity-Intraconnection | Electricity Transmission Line | MI | MI | Electricity | 2050 | 400000000
LCP_Inputs_ON_Diverse_2023_04_03 | modeled | Capacity-Intraconnection | Electricity Transmission Line | NY | NY | Electricity | 2020 | 100000000
LCP_Inputs_ON_Diverse_2023_04_03 | modeled | Capacity-Intraconnection | Electricity Transmission Line | NY | NY | Electricity | 2030 | 200000000
LCP_Inputs_ON_Diverse_2023_04_03 | modeled | Capacity-Intraconnection | Electricity Transmission Line | NY | NY | Electricity | 2040 | 300000000
LCP_Inputs_ON_Diverse_2023_04_03 | modeled | Capacity-Intraconnection | Electricity Transmission Line | NY | NY | Electricity | 2050 | 400000000
LCP_Inputs_ON_Diverse_2023_04_03 | modeled | Capacity-Intraconnection | Electricity Transmission Line | ON | ON | Electricity | 2020 | 0
LCP_Inputs_ON_Diverse_2023_04_03 | modeled | Capacity-Intraconnection | Electricity Transmission Line | ON | ON | Electricity | 2030 | 11489.9677
LCP_Inputs_ON_Diverse_2023_04_03 | modeled | Capacity-Intraconnection | Electricity Transmission Line | ON | ON | Electricity | 2040 | 22281.6516
LCP_Inputs_ON_Diverse_2023_04_03 | modeled | Capacity-Intraconnection | Electricity Transmission Line | ON | ON | Electricity | 2050 | 31315.6667
LCP_Inputs_ON_Diverse_2023_04_03 | modeled | Capacity-Intraconnection | Electricity Transmission Line | PJ | PJ | Electricity | 2020 | 100000000
LCP_Inputs_ON_Diverse_2023_04_03 | modeled | Capacity-Intraconnection | Electricity Transmission Line | PJ | PJ | Electricity | 2030 | 200000000
LCP_Inputs_ON_Diverse_2023_04_03 | modeled | Capacity-Intraconnection | Electricity Transmission Line | PJ | PJ | Electricity | 2040 | 300000000
LCP_Inputs_ON_Diverse_2023_04_03 | modeled | Capacity-Intraconnection | Electricity Transmission Line | PJ | PJ | Electricity | 2050 | 400000000
LCP_Inputs_ON_Diverse_2023_04_03 | modeled | Capacity-Intraconnection | Electricity Transmission Line | QC | QC | Electricity | 2020 | 100000000
LCP_Inputs_ON_Diverse_2023_04_03 | modeled | Capacity-Intraconnection | Electricity Transmission Line | QC | QC | Electricity | 2030 | 200000000
LCP_Inputs_ON_Diverse_2023_04_03 | modeled | Capacity-Intraconnection | Electricity Transmission Line | QC | QC | Electricity | 2040 | 300000000
LCP_Inputs_ON_Diverse_2023_04_03 | modeled | Capacity-Intraconnection | Electricity Transmission Line | QC | QC | Electricity | 2050 | 400000000
LCP_Inputs_ON_Diverse_2023_04_03 | modeled | Capacity-Intraconnection | Electricity Transmission Line | WC | WC | Electricity | 2020 | 100000000
LCP_Inputs_ON_Diverse_2023_04_03 | modeled | Capacity-Intraconnection | Electricity Transmission Line | WC | WC | Electricity | 2030 | 200000000
LCP_Inputs_ON_Diverse_2023_04_03 | modeled | Capacity-Intraconnection | Electricity Transmission Line | WC | WC | Electricity | 2040 | 300000000
LCP_Inputs_ON_Diverse_2023_04_03 | modeled | Capacity-Intraconnection | Electricity Transmission Line | WC | WC | Electricity | 2050 | 400000000
LCP_Inputs_ON_Diverse_2023_04_03 | modeled | Capacity-Intraconnection | H2 Pipeline - New | MI | MI | Hydrogen | 2020 | 0
LCP_Inputs_ON_Diverse_2023_04_03 | modeled | Capacity-Intraconnection | H2 Pipeline - New | MI | MI | Hydrogen | 2030 | 0
LCP_Inputs_ON_Diverse_2023_04_03 | modeled | Capacity-Intraconnection | H2 Pipeline - New | MI | MI | Hydrogen | 2040 | 0
LCP_Inputs_ON_Diverse_2023_04_03 | modeled | Capacity-Intraconnection | H2 Pipeline - New | MI | MI | Hydrogen | 2050 | 0
LCP_Inputs_ON_Diverse_2023_04_03 | modeled | Capacity-Intraconnection | H2 Pipeline - New | NY | NY | Hydrogen | 2020 | 0
LCP_Inputs_ON_Diverse_2023_04_03 | modeled | Capacity-Intraconnection | H2 Pipeline - New | NY | NY | Hydrogen | 2030 | 0
LCP_Inputs_ON_Diverse_2023_04_03 | modeled | Capacity-Intraconnection | H2 Pipeline - New | NY | NY | Hydrogen | 2040 | 0
LCP_Inputs_ON_Diverse_2023_04_03 | modeled | Capacity-Intraconnection | H2 Pipeline - New | NY | NY | Hydrogen | 2050 | 0
LCP_Inputs_ON_Diverse_2023_04_03 | modeled | Capacity-Intraconnection | H2 Pipeline - New | ON | ON | Hydrogen | 2020 | 0
LCP_Inputs_ON_Diverse_2023_04_03 | modeled | Capacity-Intraconnection | H2 Pipeline - New | ON | ON | Hydrogen | 2030 | 0
LCP_Inputs_ON_Diverse_2023_04_03 | modeled | Capacity-Intraconnection | H2 Pipeline - New | ON | ON | Hydrogen | 2040 | 0
LCP_Inputs_ON_Diverse_2023_04_03 | modeled | Capacity-Intraconnection | H2 Pipeline - New | ON | ON | Hydrogen | 2050 | 0
LCP_Inputs_ON_Diverse_2023_04_03 | modeled | Capacity-Intraconnection | H2 Pipeline - New | PJ | PJ | Hydrogen | 2020 | 0
LCP_Inputs_ON_Diverse_2023_04_03 | modeled | Capacity-Intraconnection | H2 Pipeline - New | PJ | PJ | Hydrogen | 2030 | 0
LCP_Inputs_ON_Diverse_2023_04_03 | modeled | Capacity-Intraconnection | H2 Pipeline - New | PJ | PJ | Hydrogen | 2040 | 0
LCP_Inputs_ON_Diverse_2023_04_03 | modeled | Capacity-Intraconnection | H2 Pipeline - New | PJ | PJ | Hydrogen | 2050 | 0
LCP_Inputs_ON_Diverse_2023_04_03 | modeled | Capacity-Intraconnection | H2 Pipeline - New | QC | QC | Hydrogen | 2020 | 0
LCP_Inputs_ON_Diverse_2023_04_03 | modeled | Capacity-Intraconnection | H2 Pipeline - New | QC | QC | Hydrogen | 2030 | 0
LCP_Inputs_ON_Diverse_2023_04_03 | modeled | Capacity-Intraconnection | H2 Pipeline - New | QC | QC | Hydrogen | 2040 | 0
LCP_Inputs_ON_Diverse_2023_04_03 | modeled | Capacity-Intraconnection | H2 Pipeline - New | QC | QC | Hydrogen | 2050 | 0
LCP_Inputs_ON_Diverse_2023_04_03 | modeled | Capacity-Intraconnection | H2 Pipeline - New | WC | WC | Hydrogen | 2020 | 0
LCP_Inputs_ON_Diverse_2023_04_03 | modeled | Capacity-Intraconnection | H2 Pipeline - New | WC | WC | Hydrogen | 2030 | 0
LCP_Inputs_ON_Diverse_2023_04_03 | modeled | Capacity-Intraconnection | H2 Pipeline - New | WC | WC | Hydrogen | 2040 | 0
LCP_Inputs_ON_Diverse_2023_04_03 | modeled | Capacity-Intraconnection | H2 Pipeline - New | WC | WC | Hydrogen | 2050 | 0
LCP_Inputs_ON_Diverse_2023_04_03 | modeled | Capacity-Intraconnection | H2 Pipeline - Repurposed | MI | MI | Hydrogen | 2020 | 0
LCP_Inputs_ON_Diverse_2023_04_03 | modeled | Capacity-Intraconnection | H2 Pipeline - Repurposed | MI | MI | Hydrogen | 2030 | 0
LCP_Inputs_ON_Diverse_2023_04_03 | modeled | Capacity-Intraconnection | H2 Pipeline - Repurposed | MI | MI | Hydrogen | 2040 | 0
LCP_Inputs_ON_Diverse_2023_04_03 | modeled | Capacity-Intraconnection | H2 Pipeline - Repurposed | MI | MI | Hydrogen | 2050 | 0
LCP_Inputs_ON_Diverse_2023_04_03 | modeled | Capacity-Intraconnection | H2 Pipeline - Repurposed | NY | NY | Hydrogen | 2020 | 0
LCP_Inputs_ON_Diverse_2023_04_03 | modeled | Capacity-Intraconnection | H2 Pipeline - Repurposed | NY | NY | Hydrogen | 2030 | 0
LCP_Inputs_ON_Diverse_2023_04_03 | modeled | Capacity-Intraconnection | H2 Pipeline - Repurposed | NY | NY | Hydrogen | 2040 | 0
LCP_Inputs_ON_Diverse_2023_04_03 | modeled | Capacity-Intraconnection | H2 Pipeline - Repurposed | NY | NY | Hydrogen | 2050 | 0
LCP_Inputs_ON_Diverse_2023_04_03 | modeled | Capacity-Intraconnection | H2 Pipeline - Repurposed | ON | ON | Hydrogen | 2020 | 0
LCP_Inputs_ON_Diverse_2023_04_03 | modeled | Capacity-Intraconnection | H2 Pipeline - Repurposed | ON | ON | Hydrogen | 2030 | 7089.872
LCP_Inputs_ON_Diverse_2023_04_03 | modeled | Capacity-Intraconnection | H2 Pipeline - Repurposed | ON | ON | Hydrogen | 2040 | 29189.176
LCP_Inputs_ON_Diverse_2023_04_03 | modeled | Capacity-Intraconnection | H2 Pipeline - Repurposed | ON | ON | Hydrogen | 2050 | 54897.7697
LCP_Inputs_ON_Diverse_2023_04_03 | modeled | Capacity-Intraconnection | H2 Pipeline - Repurposed | PJ | PJ | Hydrogen | 2020 | 0
LCP_Inputs_ON_Diverse_2023_04_03 | modeled | Capacity-Intraconnection | H2 Pipeline - Repurposed | PJ | PJ | Hydrogen | 2030 | 0
LCP_Inputs_ON_Diverse_2023_04_03 | modeled | Capacity-Intraconnection | H2 Pipeline - Repurposed | PJ | PJ | Hydrogen | 2040 | 0
LCP_Inputs_ON_Diverse_2023_04_03 | modeled | Capacity-Intraconnection | H2 Pipeline - Repurposed | PJ | PJ | Hydrogen | 2050 | 0
LCP_Inputs_ON_Diverse_2023_04_03 | modeled | Capacity-Intraconnection | H2 Pipeline - Repurposed | QC | QC | Hydrogen | 2020 | 0
LCP_Inputs_ON_Diverse_2023_04_03 | modeled | Capacity-Intraconnection | H2 Pipeline - Repurposed | QC | QC | Hydrogen | 2030 | 0
LCP_Inputs_ON_Diverse_2023_04_03 | modeled | Capacity-Intraconnection | H2 Pipeline - Repurposed | QC | QC | Hydrogen | 2040 | 0
LCP_Inputs_ON_Diverse_2023_04_03 | modeled | Capacity-Intraconnection | H2 Pipeline - Repurposed | QC | QC | Hydrogen | 2050 | 0
LCP_Inputs_ON_Diverse_2023_04_03 | modeled | Capacity-Intraconnection | H2 Pipeline - Repurposed | WC | WC | Hydrogen | 2020 | 0
LCP_Inputs_ON_Diverse_2023_04_03 | modeled | Capacity-Intraconnection | H2 Pipeline - Repurposed | WC | WC | Hydrogen | 2030 | 0
LCP_Inputs_ON_Diverse_2023_04_03 | modeled | Capacity-Intraconnection | H2 Pipeline - Repurposed | WC | WC | Hydrogen | 2040 | 0
LCP_Inputs_ON_Diverse_2023_04_03 | modeled | Capacity-Intraconnection | H2 Pipeline - Repurposed | WC | WC | Hydrogen | 2050 | 0
LCP_Inputs_ON_Diverse_2023_04_03 | known | Capacity-Intraconnection | Electricity Transmission Line | ON | ON | Electricity | 2020 | 23000
LCP_Inputs_ON_Diverse_2023_04_03 | known | Capacity-Intraconnection | Electricity Transmission Line | ON | ON | Electricity | 2030 | 23000
LCP_Inputs_ON_Diverse_2023_04_03 | known | Capacity-Intraconnection | Electricity Transmission Line | ON | ON | Electricity | 2040 | 23000
LCP_Inputs_ON_Diverse_2023_04_03 | known | Capacity-Intraconnection | Electricity Transmission Line | ON | ON | Electricity | 2050 | 23000
LCP_Inputs_ON_Diverse_2023_04_03 | known | Capacity-Intraconnection | Electricity Transmission Line | QC | QC | Electricity | 2020 | 0
LCP_Inputs_ON_Diverse_2023_04_03 | known | Capacity-Intraconnection | Electricity Transmission Line | QC | QC | Electricity | 2030 | 0
LCP_Inputs_ON_Diverse_2023_04_03 | known | Capacity-Intraconnection | Electricity Transmission Line | QC | QC | Electricity | 2040 | 0
LCP_Inputs_ON_Diverse_2023_04_03 | known | Capacity-Intraconnection | Electricity Transmission Line | QC | QC | Electricity | 2050 | 0
LCP_Inputs_ON_Diverse_2023_04_03 | known | Capacity-Intraconnection | Electricity Transmission Line | WC | WC | Electricity | 2020 | 0
LCP_Inputs_ON_Diverse_2023_04_03 | known | Capacity-Intraconnection | Electricity Transmission Line | WC | WC | Electricity | 2030 | 0
LCP_Inputs_ON_Diverse_2023_04_03 | known | Capacity-Intraconnection | Electricity Transmission Line | WC | WC | Electricity | 2040 | 0
LCP_Inputs_ON_Diverse_2023_04_03 | known | Capacity-Intraconnection | Electricity Transmission Line | WC | WC | Electricity | 2050 | 0
LCP_Inputs_ON_Diverse_2023_04_03 | known | Capacity-Intraconnection | Electricity Transmission Line | NY | NY | Electricity | 2020 | 0
LCP_Inputs_ON_Diverse_2023_04_03 | known | Capacity-Intraconnection | Electricity Transmission Line | NY | NY | Electricity | 2030 | 0
LCP_Inputs_ON_Diverse_2023_04_03 | known | Capacity-Intraconnection | Electricity Transmission Line | NY | NY | Electricity | 2040 | 0
LCP_Inputs_ON_Diverse_2023_04_03 | known | Capacity-Intraconnection | Electricity Transmission Line | NY | NY | Electricity | 2050 | 0
LCP_Inputs_ON_Diverse_2023_04_03 | known | Capacity-Intraconnection | Electricity Transmission Line | MI | MI | Electricity | 2020 | 0
LCP_Inputs_ON_Diverse_2023_04_03 | known | Capacity-Intraconnection | Electricity Transmission Line | MI | MI | Electricity | 2030 | 0
LCP_Inputs_ON_Diverse_2023_04_03 | known | Capacity-Intraconnection | Electricity Transmission Line | MI | MI | Electricity | 2040 | 0
LCP_Inputs_ON_Diverse_2023_04_03 | known | Capacity-Intraconnection | Electricity Transmission Line | MI | MI | Electricity | 2050 | 0
LCP_Inputs_ON_Diverse_2023_04_03 | known | Capacity-Intraconnection | Electricity Transmission Line | PJ | PJ | Electricity | 2020 | 0
LCP_Inputs_ON_Diverse_2023_04_03 | known | Capacity-Intraconnection | Electricity Transmission Line | PJ | PJ | Electricity | 2030 | 0
LCP_Inputs_ON_Diverse_2023_04_03 | known | Capacity-Intraconnection | Electricity Transmission Line | PJ | PJ | Electricity | 2040 | 0
LCP_Inputs_ON_Diverse_2023_04_03 | known | Capacity-Intraconnection | Electricity Transmission Line | PJ | PJ | Electricity | 2050 | 0
LCP_Inputs_ON_Diverse_2023_04_03 | known | Capacity-Interconnection | Electricity Transmission Line | ON | QC | Electricity | 2020 | 2350
LCP_Inputs_ON_Diverse_2023_04_03 | known | Capacity-Interconnection | Electricity Transmission Line | ON | QC | Electricity | 2030 | 2350
LCP_Inputs_ON_Diverse_2023_04_03 | known | Capacity-Interconnection | Electricity Transmission Line | ON | QC | Electricity | 2040 | 2350
LCP_Inputs_ON_Diverse_2023_04_03 | known | Capacity-Interconnection | Electricity Transmission Line | ON | QC | Electricity | 2050 | 2350
LCP_Inputs_ON_Diverse_2023_04_03 | known | Capacity-Interconnection | Electricity Transmission Line | ON | WC | Electricity | 2020 | 300
LCP_Inputs_ON_Diverse_2023_04_03 | known | Capacity-Interconnection | Electricity Transmission Line | ON | WC | Electricity | 2030 | 300
LCP_Inputs_ON_Diverse_2023_04_03 | known | Capacity-Interconnection | Electricity Transmission Line | ON | WC | Electricity | 2040 | 300
LCP_Inputs_ON_Diverse_2023_04_03 | known | Capacity-Interconnection | Electricity Transmission Line | ON | WC | Electricity | 2050 | 300
LCP_Inputs_ON_Diverse_2023_04_03 | known | Capacity-Interconnection | Electricity Transmission Line | ON | NY | Electricity | 2020 | 2100
LCP_Inputs_ON_Diverse_2023_04_03 | known | Capacity-Interconnection | Electricity Transmission Line | ON | NY | Electricity | 2030 | 2100
LCP_Inputs_ON_Diverse_2023_04_03 | known | Capacity-Interconnection | Electricity Transmission Line | ON | NY | Electricity | 2040 | 2100
LCP_Inputs_ON_Diverse_2023_04_03 | known | Capacity-Interconnection | Electricity Transmission Line | ON | NY | Electricity | 2050 | 2100
LCP_Inputs_ON_Diverse_2023_04_03 | known | Capacity-Interconnection | Electricity Transmission Line | ON | MI | Electricity | 2020 | 1700
LCP_Inputs_ON_Diverse_2023_04_03 | known | Capacity-Interconnection | Electricity Transmission Line | ON | MI | Electricity | 2030 | 1700
LCP_Inputs_ON_Diverse_2023_04_03 | known | Capacity-Interconnection | Electricity Transmission Line | ON | MI | Electricity | 2040 | 1700
LCP_Inputs_ON_Diverse_2023_04_03 | known | Capacity-Interconnection | Electricity Transmission Line | ON | MI | Electricity | 2050 | 1700
LCP_Inputs_ON_Diverse_2023_04_03 | known | Capacity-Interconnection | Electricity Transmission Line | ON | PJ | Electricity | 2020 | 0
LCP_Inputs_ON_Diverse_2023_04_03 | known | Capacity-Interconnection | Electricity Transmission Line | ON | PJ | Electricity | 2030 | 1000
LCP_Inputs_ON_Diverse_2023_04_03 | known | Capacity-Interconnection | Electricity Transmission Line | ON | PJ | Electricity | 2040 | 1000
LCP_Inputs_ON_Diverse_2023_04_03 | known | Capacity-Interconnection | Electricity Transmission Line | ON | PJ | Electricity | 2050 | 1000
LCP_Inputs_ON_Diverse_2023_04_03 | known | Capacity-Interconnection | Electricity Transmission Line | QC | NY | Electricity | 2020 | 2500
LCP_Inputs_ON_Diverse_2023_04_03 | known | Capacity-Interconnection | Electricity Transmission Line | QC | NY | Electricity | 2030 | 2500
LCP_Inputs_ON_Diverse_2023_04_03 | known | Capacity-Interconnection | Electricity Transmission Line | QC | NY | Electricity | 2040 | 2500
LCP_Inputs_ON_Diverse_2023_04_03 | known | Capacity-Interconnection | Electricity Transmission Line | QC | NY | Electricity | 2050 | 2500
LCP_Inputs_ON_Diverse_2023_04_03 | known | Capacity-Interconnection | Electricity Transmission Line | WC | MI | Electricity | 2020 | 1000
LCP_Inputs_ON_Diverse_2023_04_03 | known | Capacity-Interconnection | Electricity Transmission Line | WC | MI | Electricity | 2030 | 1000
LCP_Inputs_ON_Diverse_2023_04_03 | known | Capacity-Interconnection | Electricity Transmission Line | WC | MI | Electricity | 2040 | 1000
LCP_Inputs_ON_Diverse_2023_04_03 | known | Capacity-Interconnection | Electricity Transmission Line | WC | MI | Electricity | 2050 | 1000
LCP_Inputs_ON_Diverse_2023_04_03 | known | Capacity-Intraconnection | H2 Pipeline - New | ON | ON | Hydrogen | 2020 | 0
LCP_Inputs_ON_Diverse_2023_04_03 | known | Capacity-Intraconnection | H2 Pipeline - New | ON | ON | Hydrogen | 2030 | 0
LCP_Inputs_ON_Diverse_2023_04_03 | known | Capacity-Intraconnection | H2 Pipeline - New | ON | ON | Hydrogen | 2040 | 0
LCP_Inputs_ON_Diverse_2023_04_03 | known | Capacity-Intraconnection | H2 Pipeline - New | ON | ON | Hydrogen | 2050 | 0
LCP_Inputs_ON_Diverse_2023_04_03 | known | Capacity-Intraconnection | H2 Pipeline - New | QC | QC | Hydrogen | 2020 | 0
LCP_Inputs_ON_Diverse_2023_04_03 | known | Capacity-Intraconnection | H2 Pipeline - New | QC | QC | Hydrogen | 2030 | 0
LCP_Inputs_ON_Diverse_2023_04_03 | known | Capacity-Intraconnection | H2 Pipeline - New | QC | QC | Hydrogen | 2040 | 0
LCP_Inputs_ON_Diverse_2023_04_03 | known | Capacity-Intraconnection | H2 Pipeline - New | QC | QC | Hydrogen | 2050 | 0
LCP_Inputs_ON_Diverse_2023_04_03 | known | Capacity-Intraconnection | H2 Pipeline - New | WC | WC | Hydrogen | 2020 | 0
LCP_Inputs_ON_Diverse_2023_04_03 | known | Capacity-Intraconnection | H2 Pipeline - New | WC | WC | Hydrogen | 2030 | 0
LCP_Inputs_ON_Diverse_2023_04_03 | known | Capacity-Intraconnection | H2 Pipeline - New | WC | WC | Hydrogen | 2040 | 0
LCP_Inputs_ON_Diverse_2023_04_03 | known | Capacity-Intraconnection | H2 Pipeline - New | WC | WC | Hydrogen | 2050 | 0
LCP_Inputs_ON_Diverse_2023_04_03 | known | Capacity-Intraconnection | H2 Pipeline - New | NY | NY | Hydrogen | 2020 | 0
LCP_Inputs_ON_Diverse_2023_04_03 | known | Capacity-Intraconnection | H2 Pipeline - New | NY | NY | Hydrogen | 2030 | 0
LCP_Inputs_ON_Diverse_2023_04_03 | known | Capacity-Intraconnection | H2 Pipeline - New | NY | NY | Hydrogen | 2040 | 0
LCP_Inputs_ON_Diverse_2023_04_03 | known | Capacity-Intraconnection | H2 Pipeline - New | NY | NY | Hydrogen | 2050 | 0
LCP_Inputs_ON_Diverse_2023_04_03 | known | Capacity-Intraconnection | H2 Pipeline - New | MI | MI | Hydrogen | 2020 | 0
LCP_Inputs_ON_Diverse_2023_04_03 | known | Capacity-Intraconnection | H2 Pipeline - New | MI | MI | Hydrogen | 2030 | 0
LCP_Inputs_ON_Diverse_2023_04_03 | known | Capacity-Intraconnection | H2 Pipeline - New | MI | MI | Hydrogen | 2040 | 0
LCP_Inputs_ON_Diverse_2023_04_03 | known | Capacity-Intraconnection | H2 Pipeline - New | MI | MI | Hydrogen | 2050 | 0
LCP_Inputs_ON_Diverse_2023_04_03 | known | Capacity-Intraconnection | H2 Pipeline - New | PJ | PJ | Hydrogen | 2020 | 0
LCP_Inputs_ON_Diverse_2023_04_03 | known | Capacity-Intraconnection | H2 Pipeline - New | PJ | PJ | Hydrogen | 2030 | 0
LCP_Inputs_ON_Diverse_2023_04_03 | known | Capacity-Intraconnection | H2 Pipeline - New | PJ | PJ | Hydrogen | 2040 | 0
LCP_Inputs_ON_Diverse_2023_04_03 | known | Capacity-Intraconnection | H2 Pipeline - New | PJ | PJ | Hydrogen | 2050 | 0
LCP_Inputs_ON_Diverse_2023_04_03 | known | Capacity-Interconnection | H2 Pipeline - New | ON | QC | Hydrogen | 2020 | 0
LCP_Inputs_ON_Diverse_2023_04_03 | known | Capacity-Interconnection | H2 Pipeline - New | ON | QC | Hydrogen | 2030 | 0
LCP_Inputs_ON_Diverse_2023_04_03 | known | Capacity-Interconnection | H2 Pipeline - New | ON | QC | Hydrogen | 2040 | 0
LCP_Inputs_ON_Diverse_2023_04_03 | known | Capacity-Interconnection | H2 Pipeline - New | ON | QC | Hydrogen | 2050 | 0
LCP_Inputs_ON_Diverse_2023_04_03 | known | Capacity-Interconnection | H2 Pipeline - New | ON | WC | Hydrogen | 2020 | 0
LCP_Inputs_ON_Diverse_2023_04_03 | known | Capacity-Interconnection | H2 Pipeline - New | ON | WC | Hydrogen | 2030 | 0
LCP_Inputs_ON_Diverse_2023_04_03 | known | Capacity-Interconnection | H2 Pipeline - New | ON | WC | Hydrogen | 2040 | 0
LCP_Inputs_ON_Diverse_2023_04_03 | known | Capacity-Interconnection | H2 Pipeline - New | ON | WC | Hydrogen | 2050 | 0
LCP_Inputs_ON_Diverse_2023_04_03 | known | Capacity-Interconnection | H2 Pipeline - New | ON | NY | Hydrogen | 2020 | 0
LCP_Inputs_ON_Diverse_2023_04_03 | known | Capacity-Interconnection | H2 Pipeline - New | ON | NY | Hydrogen | 2030 | 0
LCP_Inputs_ON_Diverse_2023_04_03 | known | Capacity-Interconnection | H2 Pipeline - New | ON | NY | Hydrogen | 2040 | 0
LCP_Inputs_ON_Diverse_2023_04_03 | known | Capacity-Interconnection | H2 Pipeline - New | ON | NY | Hydrogen | 2050 | 0
LCP_Inputs_ON_Diverse_2023_04_03 | known | Capacity-Interconnection | H2 Pipeline - New | ON | MI | Hydrogen | 2020 | 0
LCP_Inputs_ON_Diverse_2023_04_03 | known | Capacity-Interconnection | H2 Pipeline - New | ON | MI | Hydrogen | 2030 | 0
LCP_Inputs_ON_Diverse_2023_04_03 | known | Capacity-Interconnection | H2 Pipeline - New | ON | MI | Hydrogen | 2040 | 0
LCP_Inputs_ON_Diverse_2023_04_03 | known | Capacity-Interconnection | H2 Pipeline - New | ON | MI | Hydrogen | 2050 | 0
LCP_Inputs_ON_Diverse_2023_04_03 | known | Capacity-Interconnection | H2 Pipeline - New | ON | PJ | Hydrogen | 2020 | 0
LCP_Inputs_ON_Diverse_2023_04_03 | known | Capacity-Interconnection | H2 Pipeline - New | ON | PJ | Hydrogen | 2030 | 0
LCP_Inputs_ON_Diverse_2023_04_03 | known | Capacity-Interconnection | H2 Pipeline - New | ON | PJ | Hydrogen | 2040 | 0
LCP_Inputs_ON_Diverse_2023_04_03 | known | Capacity-Interconnection | H2 Pipeline - New | ON | PJ | Hydrogen | 2050 | 0
LCP_Inputs_ON_Diverse_2023_04_03 | known | Capacity-Intraconnection | H2 Pipeline - Repurposed | ON | ON | Hydrogen | 2020 | 0
LCP_Inputs_ON_Diverse_2023_04_03 | known | Capacity-Intraconnection | H2 Pipeline - Repurposed | ON | ON | Hydrogen | 2030 | 0
LCP_Inputs_ON_Diverse_2023_04_03 | known | Capacity-Intraconnection | H2 Pipeline - Repurposed | ON | ON | Hydrogen | 2040 | 0
LCP_Inputs_ON_Diverse_2023_04_03 | known | Capacity-Intraconnection | H2 Pipeline - Repurposed | ON | ON | Hydrogen | 2050 | 0
LCP_Inputs_ON_Diverse_2023_04_03 | known | Capacity-Intraconnection | H2 Pipeline - Repurposed | QC | QC | Hydrogen | 2020 | 0
LCP_Inputs_ON_Diverse_2023_04_03 | known | Capacity-Intraconnection | H2 Pipeline - Repurposed | QC | QC | Hydrogen | 2030 | 0
LCP_Inputs_ON_Diverse_2023_04_03 | known | Capacity-Intraconnection | H2 Pipeline - Repurposed | QC | QC | Hydrogen | 2040 | 0
LCP_Inputs_ON_Diverse_2023_04_03 | known | Capacity-Intraconnection | H2 Pipeline - Repurposed | QC | QC | Hydrogen | 2050 | 0
LCP_Inputs_ON_Diverse_2023_04_03 | known | Capacity-Intraconnection | H2 Pipeline - Repurposed | WC | WC | Hydrogen | 2020 | 0
LCP_Inputs_ON_Diverse_2023_04_03 | known | Capacity-Intraconnection | H2 Pipeline - Repurposed | WC | WC | Hydrogen | 2030 | 0
LCP_Inputs_ON_Diverse_2023_04_03 | known | Capacity-Intraconnection | H2 Pipeline - Repurposed | WC | WC | Hydrogen | 2040 | 0
LCP_Inputs_ON_Diverse_2023_04_03 | known | Capacity-Intraconnection | H2 Pipeline - Repurposed | WC | WC | Hydrogen | 2050 | 0
LCP_Inputs_ON_Diverse_2023_04_03 | known | Capacity-Intraconnection | H2 Pipeline - Repurposed | NY | NY | Hydrogen | 2020 | 0
LCP_Inputs_ON_Diverse_2023_04_03 | known | Capacity-Intraconnection | H2 Pipeline - Repurposed | NY | NY | Hydrogen | 2030 | 0
LCP_Inputs_ON_Diverse_2023_04_03 | known | Capacity-Intraconnection | H2 Pipeline - Repurposed | NY | NY | Hydrogen | 2040 | 0
LCP_Inputs_ON_Diverse_2023_04_03 | known | Capacity-Intraconnection | H2 Pipeline - Repurposed | NY | NY | Hydrogen | 2050 | 0
LCP_Inputs_ON_Diverse_2023_04_03 | known | Capacity-Intraconnection | H2 Pipeline - Repurposed | MI | MI | Hydrogen | 2020 | 0
LCP_Inputs_ON_Diverse_2023_04_03 | known | Capacity-Intraconnection | H2 Pipeline - Repurposed | MI | MI | Hydrogen | 2030 | 0
LCP_Inputs_ON_Diverse_2023_04_03 | known | Capacity-Intraconnection | H2 Pipeline - Repurposed | MI | MI | Hydrogen | 2040 | 0
LCP_Inputs_ON_Diverse_2023_04_03 | known | Capacity-Intraconnection | H2 Pipeline - Repurposed | MI | MI | Hydrogen | 2050 | 0
LCP_Inputs_ON_Diverse_2023_04_03 | known | Capacity-Intraconnection | H2 Pipeline - Repurposed | PJ | PJ | Hydrogen | 2020 | 0
LCP_Inputs_ON_Diverse_2023_04_03 | known | Capacity-Intraconnection | H2 Pipeline - Repurposed | PJ | PJ | Hydrogen | 2030 | 0
LCP_Inputs_ON_Diverse_2023_04_03 | known | Capacity-Intraconnection | H2 Pipeline - Repurposed | PJ | PJ | Hydrogen | 2040 | 0
LCP_Inputs_ON_Diverse_2023_04_03 | known | Capacity-Intraconnection | H2 Pipeline - Repurposed | PJ | PJ | Hydrogen | 2050 | 0
LCP_Inputs_ON_Diverse_2023_04_03 | known | Capacity-Interconnection | H2 Pipeline - Repurposed | ON | QC | Hydrogen | 2020 | 0
LCP_Inputs_ON_Diverse_2023_04_03 | known | Capacity-Interconnection | H2 Pipeline - Repurposed | ON | QC | Hydrogen | 2030 | 0
LCP_Inputs_ON_Diverse_2023_04_03 | known | Capacity-Interconnection | H2 Pipeline - Repurposed | ON | QC | Hydrogen | 2040 | 0
LCP_Inputs_ON_Diverse_2023_04_03 | known | Capacity-Interconnection | H2 Pipeline - Repurposed | ON | QC | Hydrogen | 2050 | 0
LCP_Inputs_ON_Diverse_2023_04_03 | known | Capacity-Interconnection | H2 Pipeline - Repurposed | ON | WC | Hydrogen | 2020 | 0
LCP_Inputs_ON_Diverse_2023_04_03 | known | Capacity-Interconnection | H2 Pipeline - Repurposed | ON | WC | Hydrogen | 2030 | 0
LCP_Inputs_ON_Diverse_2023_04_03 | known | Capacity-Interconnection | H2 Pipeline - Repurposed | ON | WC | Hydrogen | 2040 | 0
LCP_Inputs_ON_Diverse_2023_04_03 | known | Capacity-Interconnection | H2 Pipeline - Repurposed | ON | WC | Hydrogen | 2050 | 0
LCP_Inputs_ON_Diverse_2023_04_03 | known | Capacity-Interconnection | H2 Pipeline - Repurposed | ON | NY | Hydrogen | 2020 | 0
LCP_Inputs_ON_Diverse_2023_04_03 | known | Capacity-Interconnection | H2 Pipeline - Repurposed | ON | NY | Hydrogen | 2030 | 0
LCP_Inputs_ON_Diverse_2023_04_03 | known | Capacity-Interconnection | H2 Pipeline - Repurposed | ON | NY | Hydrogen | 2040 | 0
LCP_Inputs_ON_Diverse_2023_04_03 | known | Capacity-Interconnection | H2 Pipeline - Repurposed | ON | NY | Hydrogen | 2050 | 0
LCP_Inputs_ON_Diverse_2023_04_03 | known | Capacity-Interconnection | H2 Pipeline - Repurposed | ON | MI | Hydrogen | 2020 | 0
LCP_Inputs_ON_Diverse_2023_04_03 | known | Capacity-Interconnection | H2 Pipeline - Repurposed | ON | MI | Hydrogen | 2030 | 0
LCP_Inputs_ON_Diverse_2023_04_03 | known | Capacity-Interconnection | H2 Pipeline - Repurposed | ON | MI | Hydrogen | 2040 | 0
LCP_Inputs_ON_Diverse_2023_04_03 | known | Capacity-Interconnection | H2 Pipeline - Repurposed | ON | MI | Hydrogen | 2050 | 0
LCP_Inputs_ON_Diverse_2023_04_03 | known | Capacity-Interconnection | H2 Pipeline - Repurposed | ON | PJ | Hydrogen | 2020 | 0
LCP_Inputs_ON_Diverse_2023_04_03 | known | Capacity-Interconnection | H2 Pipeline - Repurposed | ON | PJ | Hydrogen | 2030 | 0
LCP_Inputs_ON_Diverse_2023_04_03 | known | Capacity-Interconnection | H2 Pipeline - Repurposed | ON | PJ | Hydrogen | 2040 | 0
LCP_Inputs_ON_Diverse_2023_04_03 | known | Capacity-Interconnection | H2 Pipeline - Repurposed | ON | PJ | Hydrogen | 2050 | 0
LCP_Inputs_ON_Diverse_2023_04_03 | known | Capacity-Intraconnection | CH4 Pipeline | ON | ON | Methane | 2020 | 120000
LCP_Inputs_ON_Diverse_2023_04_03 | known | Capacity-Intraconnection | CH4 Pipeline | ON | ON | Methane | 2030 | 120000
LCP_Inputs_ON_Diverse_2023_04_03 | known | Capacity-Intraconnection | CH4 Pipeline | ON | ON | Methane | 2040 | 120000
LCP_Inputs_ON_Diverse_2023_04_03 | known | Capacity-Intraconnection | CH4 Pipeline | ON | ON | Methane | 2050 | 120000
LCP_Inputs_ON_Diverse_2023_04_03 | known | Capacity-Intraconnection | CH4 Pipeline | QC | QC | Methane | 2020 | 0
LCP_Inputs_ON_Diverse_2023_04_03 | known | Capacity-Intraconnection | CH4 Pipeline | QC | QC | Methane | 2030 | 0
LCP_Inputs_ON_Diverse_2023_04_03 | known | Capacity-Intraconnection | CH4 Pipeline | QC | QC | Methane | 2040 | 0
LCP_Inputs_ON_Diverse_2023_04_03 | known | Capacity-Intraconnection | CH4 Pipeline | QC | QC | Methane | 2050 | 0
LCP_Inputs_ON_Diverse_2023_04_03 | known | Capacity-Intraconnection | CH4 Pipeline | WC | WC | Methane | 2020 | 0
LCP_Inputs_ON_Diverse_2023_04_03 | known | Capacity-Intraconnection | CH4 Pipeline | WC | WC | Methane | 2030 | 0
LCP_Inputs_ON_Diverse_2023_04_03 | known | Capacity-Intraconnection | CH4 Pipeline | WC | WC | Methane | 2040 | 0
LCP_Inputs_ON_Diverse_2023_04_03 | known | Capacity-Intraconnection | CH4 Pipeline | WC | WC | Methane | 2050 | 0
LCP_Inputs_ON_Diverse_2023_04_03 | known | Capacity-Intraconnection | CH4 Pipeline | NY | NY | Methane | 2020 | 0
LCP_Inputs_ON_Diverse_2023_04_03 | known | Capacity-Intraconnection | CH4 Pipeline | NY | NY | Methane | 2030 | 0
LCP_Inputs_ON_Diverse_2023_04_03 | known | Capacity-Intraconnection | CH4 Pipeline | NY | NY | Methane | 2040 | 0
LCP_Inputs_ON_Diverse_2023_04_03 | known | Capacity-Intraconnection | CH4 Pipeline | NY | NY | Methane | 2050 | 0
LCP_Inputs_ON_Diverse_2023_04_03 | known | Capacity-Intraconnection | CH4 Pipeline | MI | MI | Methane | 2020 | 0
LCP_Inputs_ON_Diverse_2023_04_03 | known | Capacity-Intraconnection | CH4 Pipeline | MI | MI | Methane | 2030 | 0
LCP_Inputs_ON_Diverse_2023_04_03 | known | Capacity-Intraconnection | CH4 Pipeline | MI | MI | Methane | 2040 | 0
LCP_Inputs_ON_Diverse_2023_04_03 | known | Capacity-Intraconnection | CH4 Pipeline | MI | MI | Methane | 2050 | 0
LCP_Inputs_ON_Diverse_2023_04_03 | known | Capacity-Intraconnection | CH4 Pipeline | PJ | PJ | Methane | 2020 | 0
LCP_Inputs_ON_Diverse_2023_04_03 | known | Capacity-Intraconnection | CH4 Pipeline | PJ | PJ | Methane | 2030 | 0
LCP_Inputs_ON_Diverse_2023_04_03 | known | Capacity-Intraconnection | CH4 Pipeline | PJ | PJ | Methane | 2040 | 0
LCP_Inputs_ON_Diverse_2023_04_03 | known | Capacity-Intraconnection | CH4 Pipeline | PJ | PJ | Methane | 2050 | 0
LCP_Inputs_ON_Diverse_2023_04_03 | known | Capacity-Interconnection | CH4 Pipeline | ON | QC | Methane | 2020 | 14000
LCP_Inputs_ON_Diverse_2023_04_03 | known | Capacity-Interconnection | CH4 Pipeline | ON | QC | Methane | 2030 | 14000
LCP_Inputs_ON_Diverse_2023_04_03 | known | Capacity-Interconnection | CH4 Pipeline | ON | QC | Methane | 2040 | 14000
LCP_Inputs_ON_Diverse_2023_04_03 | known | Capacity-Interconnection | CH4 Pipeline | ON | QC | Methane | 2050 | 0
LCP_Inputs_ON_Diverse_2023_04_03 | known | Capacity-Interconnection | CH4 Pipeline | ON | WC | Methane | 2020 | 61500
LCP_Inputs_ON_Diverse_2023_04_03 | known | Capacity-Interconnection | CH4 Pipeline | ON | WC | Methane | 2030 | 61500
LCP_Inputs_ON_Diverse_2023_04_03 | known | Capacity-Interconnection | CH4 Pipeline | ON | WC | Methane | 2040 | 61500
LCP_Inputs_ON_Diverse_2023_04_03 | known | Capacity-Interconnection | CH4 Pipeline | ON | WC | Methane | 2050 | 0
LCP_Inputs_ON_Diverse_2023_04_03 | known | Capacity-Interconnection | CH4 Pipeline | ON | NY | Methane | 2020 | 12000
LCP_Inputs_ON_Diverse_2023_04_03 | known | Capacity-Interconnection | CH4 Pipeline | ON | NY | Methane | 2030 | 12000
LCP_Inputs_ON_Diverse_2023_04_03 | known | Capacity-Interconnection | CH4 Pipeline | ON | NY | Methane | 2040 | 12000
LCP_Inputs_ON_Diverse_2023_04_03 | known | Capacity-Interconnection | CH4 Pipeline | ON | NY | Methane | 2050 | 0
LCP_Inputs_ON_Diverse_2023_04_03 | known | Capacity-Interconnection | CH4 Pipeline | ON | MI | Methane | 2020 | 0
LCP_Inputs_ON_Diverse_2023_04_03 | known | Capacity-Interconnection | CH4 Pipeline | ON | MI | Methane | 2030 | 0
LCP_Inputs_ON_Diverse_2023_04_03 | known | Capacity-Interconnection | CH4 Pipeline | ON | MI | Methane | 2040 | 0
LCP_Inputs_ON_Diverse_2023_04_03 | known | Capacity-Interconnection | CH4 Pipeline | ON | MI | Methane | 2050 | 0
LCP_Inputs_ON_Diverse_2023_04_03 | known | Capacity-Interconnection | CH4 Pipeline | ON | PJ | Methane | 2020 | 0
LCP_Inputs_ON_Diverse_2023_04_03 | known | Capacity-Interconnection | CH4 Pipeline | ON | PJ | Methane | 2030 | 0
LCP_Inputs_ON_Diverse_2023_04_03 | known | Capacity-Interconnection | CH4 Pipeline | ON | PJ | Methane | 2040 | 0
LCP_Inputs_ON_Diverse_2023_04_03 | known | Capacity-Interconnection | CH4 Pipeline | ON | PJ | Methane | 2050 | 0